{"text_format":"1","workbook":"xlsx","n_sheets":8,"sheets":["Historical scenario - input","Historical scenario - output","Cost scenario - input","Cost scenario - output","Lives scenario - input","Lives scenario - output","Combined scenario - input","Combined scenario - output"],"not_rendered":{"charts":0,"images":0,"macros":1,"external_links":0,"defined_names":37,"comments":0,"pivot_tables":0},"unopened":[],"bounds":{"document_bytes":16777216,"sheet_cells":100000,"rows_first":2000,"rows_last":500,"rows_between":2000,"halvings":0,"cell_chars":16384,"cell_head_chars":4096},"cells_cut":0,"cells_raw":0,"read":"whole","date_system":"1900"}

{"sheet":"Historical scenario - input","index":0,"n_rows":190,"n_cols":190,"rows_kept":190,"cut":false,"hidden":false,"merged":[[2,3,3,3],[2,4,3,5],[2,6,3,6]]}
[null,"Unit cost - historical","Calibration period: 2015-16 to 2018-19"]
[null,"Replacement lives - calibrated"," Reference to 2020 refers to 2019-20"]
[null,null,"All expenditure values are in $2019-20","Unit cost","Replacement \nlife",null,"Method","Volume",null,null,null,null,null,null,null,null,null,null,null,null,null,null,null,null,null,null,null,null,null,null,null,null,null,null,null,null,null,null,null,null,null,null,null,null,null,null,null,null,null,null,null,null,null,null,null,null,null,null,null,null,null,null,null,null,null,null,null,null,null,null,null,null,null,null,null,null,null,null,null,null,null,null,null,null,null,null,null,null,null,null,null,null,null,null,null,null,null,null,null,"Replacement Cost (NOT depreciated)"]
[null,null,null,null,null,null,null,"Installation date",null,null,null,null,null,null,null,null,null,null,null,null,null,null,null,null,null,null,null,null,null,null,null,null,null,null,null,null,null,null,null,null,null,null,null,null,null,null,null,null,null,null,null,null,null,null,null,null,null,null,null,null,null,null,null,null,null,null,null,null,null,null,null,null,null,null,null,null,null,null,null,null,null,null,null,null,null,null,null,null,null,null,null,null,null,null,null,null,null,null,null,"Installation date"]
["ID","Asset group","Asset category","$ ('000)","μ","σ","#",2019,2018,2017,2016,2015,2014,2013,2012,2011,2010,2009,2008,2007,2006,2005,2004,2003,2002,2001,2000,1999,1998,1997,1996,1995,1994,1993,1992,1991,1990,1989,1988,1987,1986,1985,1984,1983,1982,1981,1980,1979,1978,1977,1976,1975,1974,1973,1972,1971,1970,1969,1968,1967,1966,1965,1964,1963,1962,1961,1960,1959,1958,1957,1956,1955,1954,1953,1952,1951,1950,1949,1948,1947,1946,1945,1944,1943,1942,1941,1940,1939,1938,1937,1936,1935,1934,1933,1932,1931,1930,1929,null,2019,2018,2017,2016,2015,2014,2013,2012,2011,2010,2009,2008,2007,2006,2005,2004,2003,2002,2001,2000,1999,1998,1997,1996,1995,1994,1993,1992,1991,1990,1989,1988,1987,1986,1985,1984,1983,1982,1981,1980,1979,1978,1977,1976,1975,1974,1973,1972,1971,1970,1969,1968,1967,1966,1965,1964,1963,1962,1961,1960,1959,1958,1957,1956,1955,1954,1953,1952,1951,1950,1949,1948,1947,1946,1945,1944,1943,1942,1941,1940,1939,1938,1937,1936,1935,1934,1933,1932,1931,1930,1929]
[1,"OVERHEAD CONDUCTORS","˂ = 1 kv",25.266876219414822,92.574906224437314,9.621585431956488,2,31.329000000000001,44.421830117111398,21.137487435697501,20.368571687374601,42.919122565615901,151.25835353478101,205.106703380287,188.26886608882299,93.950664624078797,89.443227855359694,96.478567162209998,105.37424508802199,38.175109092234898,91.036894423374704,59.773626329194201,46.365080839976301,51.7338842200665,45.275390327973803,67.456048292637306,143.274377315533,9.4738783134013005,90.198062430217405,5.06299014493732,157.79337292851801,88.3964654981785,117.50889231819799,4.1549874506241897,362.11748907212097,246.44953396768199,256.189717886447,283.84178599094099,155.07535772941901,273.03438316143303,404.68659624611701,315.53762018113599,424.95188282108103,392.84845986912302,311.84540970639802,454.43556347478398,563.21417464310503,639.58789039767805,425.48481454988001,821.929407076796,938.66287664158301,1181.52484496037,1329.81649168841,1486.86906329168,1127.2199675182401,2373.3955826770298,2420.2080415984401,1844.42679008344,3666.1906265431298,1854.8468416569201,3231.7895294016298,4075.9930162436099,4147.5251400896695,3984.5851997987002,3624.0605738230402,4310.0402253912798,3057.4466007864899,2650.2317796636098,3492.2140337779101,2340.9853810427799,1702.2231786550501,5020.5552435043901,2321.75928156803,1188.2658964548,478.47355268674602,18.038857868181001,54.169097390310199,10.4521769580904,21.4464755594779,145.605254770166,103.86315762867901,127.906528915297,51.7495477203801,56.355118196373098,102.122396502406,97.584278366056594,583.05831864043103,302.36647629118102,256.62404826867299,262.799761768618,221.93919120461501,312.89947478379298,85.940245145047001,24.659044831527101,15.104842617715301,0.98810591682826998,4.1026636684764801,0.117319142214933,null,{"$f":"IFERROR($D6*H6,\"\")","v":791.58596507804702},{"$f":"IFERROR($D6*I6,\"\")","v":1122.4008830089272},{"$f":"IFERROR($D6*J6,\"\")","v":534.07827862720478},{"$f":"IFERROR($D6*K6,\"\")","v":514.65017959117131},{"$f":"IFERROR($D6*L6,\"\")","v":1084.4321573113104},{"$f":"IFERROR($D6*M6,\"\")","v":3821.8260959157983},{"$f":"IFERROR($D6*N6,\"\")","v":5182.4056860819437},{"$f":"IFERROR($D6*O6,\"\")","v":4756.966135435875},{"$f":"IFERROR($D6*P6,\"\")","v":2373.8398137883541},{"$f":"IFERROR($D6*Q6,\"\")","v":2259.9509668862893},{"$f":"IFERROR($D6*R6,\"\")","v":2437.7120143140596},{"$f":"IFERROR($D6*S6,\"\")","v":2662.478007353332},{"$f":"IFERROR($D6*T6,\"\")","v":964.56575609615652},{"$f":"IFERROR($D6*U6,\"\")","v":2300.2179427953442},{"$f":"IFERROR($D6*V6,\"\")","v":1510.2928176453047},{"$f":"IFERROR($D6*W6,\"\")","v":1171.5007584868431},{"$f":"IFERROR($D6*X6,\"\")","v":1307.153648937958},{"$f":"IFERROR($D6*Y6,\"\")","v":1143.967683202605},{"$f":"IFERROR($D6*Z6,\"\")","v":1704.4036224609354},{"$f":"IFERROR($D6*AA6,\"\")","v":3620.0959570453074},{"$f":"IFERROR($D6*AB6,\"\")","v":239.37531066250912},{"$f":"IFERROR($D6*AC6,\"\")","v":2279.0232786553538},{"$f":"IFERROR($D6*AD6,\"\")","v":127.92594529224837},{"$f":"IFERROR($D6*AE6,\"\")","v":3986.9456220288262},{"$f":"IFERROR($D6*AF6,\"\")","v":2233.5025519762494},{"$f":"IFERROR($D6*AG6,\"\")","v":2969.0826368844541},{"$f":"IFERROR($D6*AH6,\"\")","v":104.98355360814335},{"$f":"IFERROR($D6*AI6,\"\")","v":9149.577773270581},{"$f":"IFERROR($D6*AJ6,\"\")","v":6227.0098690938894},{"$f":"IFERROR($D6*AK6,\"\")","v":6473.1138905236594},{"$f":"IFERROR($D6*AL6,\"\")","v":7171.7952725307377},{"$f":"IFERROR($D6*AM6,\"\")","v":3918.2698684307038},{"$f":"IFERROR($D6*AN6,\"\")","v":6898.7259629842065},{"$f":"IFERROR($D6*AO6,\"\")","v":10225.166135006941},{"$f":"IFERROR($D6*AP6,\"\")","v":7972.6499916854918},{"$f":"IFERROR($D6*AQ6,\"\")","v":10737.206622447526},{"$f":"IFERROR($D6*AR6,\"\")","v":9926.0534085008821},{"$f":"IFERROR($D6*AS6,\"\")","v":7879.3593666442603},{"$f":"IFERROR($D6*AT6,\"\")","v":11482.167132017394},{"$f":"IFERROR($D6*AU6,\"\")","v":14230.662835727217},{"$f":"IFERROR($D6*AV6,\"\")","v":16160.388058114786},{"$f":"IFERROR($D6*AW6,\"\")","v":10750.672142472489},{"$f":"IFERROR($D6*AX6,\"\")","v":20767.588589706422},{"$f":"IFERROR($D6*AY6,\"\")","v":23717.078715862721},{"$f":"IFERROR($D6*AZ6,\"\")","v":29853.442007776957},{"$f":"IFERROR($D6*BA6,\"\")","v":33600.308690027538},{"$f":"IFERROR($D6*BB6,\"\")","v":37568.536576668143},{"$f":"IFERROR($D6*BC6,\"\")","v":28481.32739133617},{"$f":"IFERROR($D6*BD6,\"\")","v":59968.292407206427},{"$f":"IFERROR($D6*BE6,\"\")","v":61151.097012300146},{"$f":"IFERROR($D6*BF6,\"\")","v":46602.903400810887},{"$f":"IFERROR($D6*BG6,\"\")","v":92633.184757644136},{"$f":"IFERROR($D6*BH6,\"\")","v":46866.185554117925},{"$f":"IFERROR($D6*BI6,\"\")","v":81657.226006591853},{"$f":"IFERROR($D6*BJ6,\"\")","v":102987.61101262656},{"$f":"IFERROR($D6*BK6,\"\")","v":104795.0043315568},{"$f":"IFERROR($D6*BL6,\"\")","v":100678.02102902603},{"$f":"IFERROR($D6*BM6,\"\")","v":91568.689930448207},{"$f":"IFERROR($D6*BN6,\"\")","v":108901.25287566023},{"$f":"IFERROR($D6*BO6,\"\")","v":77252.124809542845},{"$f":"IFERROR($D6*BP6,\"\")","v":66963.078329519893},{"$f":"IFERROR($D6*BQ6,\"\")","v":88237.339723169789},{"$f":"IFERROR($D6*BR6,\"\")","v":59149.387854267559},{"$f":"IFERROR($D6*BS6,\"\")","v":43009.862352895994},{"$f":"IFERROR($D6*BT6,\"\")","v":126853.74789035946},{"$f":"IFERROR($D6*BU6,\"\")","v":58663.604378656899},{"$f":"IFERROR($D6*BV6,\"\")","v":30023.767321475421},{"$f":"IFERROR($D6*BW6,\"\")","v":12089.532029999667},{"$f":"IFERROR($D6*BX6,\"\")","v":455.7855888949465},{"$f":"IFERROR($D6*BY6,\"\")","v":1368.6838786783942},{"$f":"IFERROR($D6*BZ6,\"\")","v":264.0938614234899},{"$f":"IFERROR($D6*CA6,\"\")","v":541.8854433040334},{"$f":"IFERROR($D6*CB6,\"\")","v":3678.9899491741439},{"$f":"IFERROR($D6*CC6,\"\")","v":2624.2975475614026},{"$f":"IFERROR($D6*CD6,\"\")","v":3231.7984337578123},{"$f":"IFERROR($D6*CE6,\"\")","v":1307.5494166615445},{"$f":"IFERROR($D6*CF6,\"\")","v":1423.9177957982511},{"$f":"IFERROR($D6*CG6,\"\")","v":2580.3139516562937},{"$f":"IFERROR($D6*CH6,\"\")","v":2465.6498824360715},{"$f":"IFERROR($D6*CI6,\"\")","v":14732.062365787897},{"$f":"IFERROR($D6*CJ6,\"\")","v":7639.8563293498974},{"$f":"IFERROR($D6*CK6,\"\")","v":6484.088062529695},{"$f":"IFERROR($D6*CL6,\"\")","v":6640.1290510993749},{"$f":"IFERROR($D6*CM6,\"\")","v":5607.7100724040465},{"$f":"IFERROR($D6*CN6,\"\")","v":7905.9922984820068},{"$f":"IFERROR($D6*CO6,\"\")","v":2171.441536346068},{"$f":"IFERROR($D6*CP6,\"\")","v":623.05703344719609},{"$f":"IFERROR($D6*CQ6,\"\")","v":381.65218873555426},{"$f":"IFERROR($D6*CR6,\"\")","v":24.966349892171294},{"$f":"IFERROR($D6*CS6,\"\")","v":103.66149508128555},{"$f":"IFERROR($D6*CT6,\"\")","v":2.9642882445126362}]
[1,"OVERHEAD CONDUCTORS","˃ 11 kv & < = 22 kv ; swer",9.3556084586621804,92.574906224437314,9.621585431956488,2,3.63,2.1926317885199902,5.4367268036042402,21.752890751975901,7.14715461349134,70.821542311871397,3.6018516245302998,9.0240417012632594,21.724112043425698,35.7203065397822,14.2224756921372,23.5905466039994,12.1494704039831,26.4921500756748,26.295747078399,12.519890437232201,16.7405043806538,9.5692445725557302,24.6860342755554,51.602609718829697,0.24304150913634101,54.0871334118346,0.71480724192065903,58.818735227066497,61.2137063099632,64.567911423017904,0.81265164077523699,100.742579175128,61.619964869801002,191.14024455677199,89.464522337742494,120.22178166004301,168.49573448347101,99.931725382196504,69.585837723047106,69.771020216475094,57.219775973362601,187.65794621635999,135.514365720977,341.80821828051398,120.500866976075,240.66227181170601,412.17368159969499,524.33502163958406,1011.06808803552,754.220412240634,862.18201963864601,554.34481722390296,1102.8429505133399,1751.3748066312301,1121.8588677099999,2496.2461703579602,771.08409417456403,2233.1429054970499,2025.85950377944,2010.4699041265401,1709.4463793707901,1716.7810806057801,1461.71488656361,1072.7294121190801,989.06913706392595,1020.38894081182,206.04622444124601,219.73129090675201,212.38305621465699,74.097281757602602,41.565489039304701,10.812450918408199,1.31679112166481,6.5358974085346198,0.346267155751394,3.6575150140143902,4.85796338891139,0.29587812136356001,7.0614158507399196,0.47850521539350199,5.0621815822743796,7.7481090795085503,2.5609480658915902,7.4384752661391298,1.5880250823786499,8.7931814176879204,2.9231127402389299,0.59197420324822103,1.3803767019175801,1.29128679400649,0.92060313728806398,0,0,1.8866803350802701,0,null,{"$f":"IFERROR($D7*H7,\"\")","v":33.960858704943711},20.513404507409206,50.863887271235228,203.51152871954005,66.865980157346002,662.57862030844558,33.697513525301787,84.425400871658809,203.24228639039842,334.18520200959233,133.05991388847605,220.70391735284116,113.66568807977011,247.8501833361311,246.01271379351101,117.13119287609332,156.61760438591597,89.526105466009554,230.95287107921061,482.77381197452638,2.2738011986819737,506.01804285254963,6.6874566788259013,550.28505681815443,572.69146853955419,604.07209826733674,7.6028505643825071,942.50812587827193,576.49226455837663,1788.2332887660939,836.99504193315522,1124.7479174141361,1576.3801187820582,934.92209527438376,651.01785200483334,652.75034690674443,535.3258200991462,1755.6542689569501,1267.8193462094125,3197.8238581854257,1127.3589303574936,2251.5419858424534,3856.1355820120389,4905.4731636241104,9459.1571567085084,7056.1908684541522,8066.2373958377584,5186.2330610354866,10317.766836398559,16385.176955206978,10495.672312172852,23353.901786304006,7213.9608737994167,20892.410656069638,18953.148309620097,18809.169240932002,15992.911006470802,16061.531599386635,13675.232156886939,10036.036361876973,9253.3435849169691,9546.3594057844057,1927.6878002579272,2055.7199238399694,1986.9727171983702,693.22515597530173,388.87044084454919,101.15705727112942,12.319382156138557,61.147297080234715,3.2395399313046362,34.218278402796955,45.44920337317059,2.7681198549619972,66.063841863313584,4.4767074406494158,47.359788830410089,72.488274842887435,23.959227387449911,69.591462119440649,14.856940893269403,82.265562449872206,27.347498278202519,5.5382788632188618,12.914263948600315,12.080773652565886,8.6128024982831519,0,0,17.65104250166857,0]
[1,"OVERHEAD CONDUCTORS","> 1 kv & < = 11 kv",25.266876219414822,90.202774936918573,9.4975141451286387,2,70.444000000000003,42.525950168807803,32.708646272801097,11.189260818401699,39.2306492027977,114.846687919046,102.33901709899099,134.78829821017001,164.285887150722,74.368233973674293,142.16367054741099,157.01440956535001,41.3271945358103,108.992766276105,57.218840459183298,34.177435509063798,60.180352806498099,46.025437107505198,54.3894145835419,209.404189285374,4.7508766102456201,278.04444851841703,8.38276535912944,348.38200112118199,119.838022255526,193.62341084041,22.637042200717101,534.64684794283198,243.007261011086,364.12001767671802,352.62110620878798,234.71864235502699,323.489955026926,497.99897360850002,390.69768161181997,327.84945036059497,285.00558019843299,281.94608093055001,529.17975666546704,704.17722667054795,852.79772980849395,409.54031967456302,1137.35567925901,983.01871165252999,815.91690658773302,1215.89431964598,1687.96419067332,1614.0930981660199,2248.9212547615898,2245.0952918254002,2222.88895515698,3811.78298997098,1354.87401722249,2332.9417572276602,2304.7050529128801,1805.0579942540501,2315.1188428431701,2159.2599247717199,2382.7740291540999,1546.84885100878,1055.7711440447799,1183.09003804595,1126.16365648378,1461.70454204521,3035.1400381378098,1073.5315976834499,533.91515258759,183.504473921341,10.6661742686012,67.828422729044206,1.3353580919367001,9.4276049639784603,85.131947290938498,26.329472049484,37.853910755535303,20.9783559555121,15.226821883045,27.985737744270399,14.497311989991401,147.49023115679901,51.131224142827001,61.8607551156516,80.010431908127899,59.673213274675199,64.723805676982707,28.761568125204999,5.9644377669345401,2.9866934836742498,1.4866864424324999,2.0056520781057698,0,null,1779.8998284004579,1074.4979190282697,826.44531667948934,282.7176680853039,991.2359574143743,2901.8170478602992,2585.7872774567822,3405.6792467019382,4150.9911752340449,1879.0529624693086,3592.0318666191019,3967.2636511522014,1044.2091088319955,2753.9067343099555,1445.7413593006293,863.55703250454781,1520.5695252025009,1162.9190223397957,1374.2506059287884,5290.9897305004561,120.03981124478916,7025.3146642103002,211.80629470552199,8802.5248994009416,3027.932474709854,4892.2587548855417,571.96734325918874,13508.855728071834,6140.0343843861392,9200.1754156487714,8909.6338429305724,5930.6068827735644,8173.5806518894069,12582.878423561599,9871.7099604981977,8283.7314808643368,7201.2007167163101,7123.896727421321,13370.719409486412,17792.35882281555,21547.534679269182,10347.804564076761,28737.425165285873,24837.812108693106,20615.671484080096,30721.851270384577,42649.582268547492,40783.090517972603,56823.214971272158,56726.544839343384,56165.460079455763,96311.848982867683,34233.434086061963,58946.150606975396,58232.697294209633,45608.176909682275,58495.821235353258,54557.753244750005,60205.256453472968,39084.038448582884,26676.038812609429,29892.989547729791,28454.637711179264,36932.707733212752,76688.507652218017,27124.789996298361,13490.368072100613,4636.5848282793586,269.50090497945394,1713.812361252903,33.740327617558556,238.20612767038449,2151.0183745178902,665.26351119685455,956.45007748088585,530.05752321474802,384.73422373397494,707.11217149348556,366.30178756535111,3726.6174142117202,1291.9263113639645,1563.0280423467011,2021.6136792845857,1507.7556934259596,1635.3683864897805,726.71498169582151,150.70271077553798,75.464414557330116,37.563922318024154,50.676562796710598,0]
[1,"OVERHEAD CONDUCTORS","> 22 kv & < = 66 kv",145.80373311857437,98.377972122245083,9.9185670397615944,2,0.53,0.81169466576673699,10.435034757312501,10.4806612853096,13.6049620077203,39.9651489909945,20.234714379559001,17.465349716199199,30.749821658636399,26.776001267622199,28.108936871564399,34.954801276282197,32.144167899158496,11.237424013221201,15.7625189250323,53.198730529558397,16.587323704329801,14.860876922291499,12.761914340483299,145.71643973575601,1.449242471217,143.483215980258,197.36317562470899,19.1411031513674,14.803569416055501,73.408248767645404,0.19218729590662001,111.66871156662501,72.699580615240507,86.630006293906803,245.603918893931,86.681726149136495,90.055997690618199,86.6227166710689,115.632417650699,82.342246536711798,57.000514836781399,8.16951774803794,132.372327337705,86.439291700861304,101.68903183159701,543.59088263333501,426.69296602453898,730.22694049347399,255.42696477745201,219.838719786713,676.362796574453,128.803658160628,554.08400278431998,593.35907044753503,362.68809118073102,749.42278062522701,250.03611786390101,724.163873106697,1055.2083189172599,789.206779095461,1109.98595126648,405.36032835122103,811.48760863774498,506.85668188626801,238.53191398554,350.26116482225802,477.56711327968202,276.94853300291197,655.07112917312395,239.63949684558199,168.55487721292101,96.009273165811294,4.0214738954834299,29.899613264764501,0,5.9888671733804699,15.7204909114924,101.173757674719,35.469727442412399,20.4848766609074,73.657334876867907,45.5472834766788,20.9425528328929,44.546192038653501,22.2089405518782,24.518374441185099,24.7615878885928,4.1179594914508204,8.7135927506902,60.131114278119803,2.4321409690345899,0.266260017823505,0,0,0,null,77.275978552844421,118.34811242122375,1521.4670228382392,1528.1195409494555,1983.6542496619943,5827.0679175270243,2950.2968951277999,2546.5131888432766,4483.4387905595795,3904.0409428069961,4098.3879298684305,5096.5405164998519,4686.7396776875512,1638.458371763963,2298.2341026218874,7756.5735083786867,2418.4937185375047,2166.7713326857706,1860.7347525819341,21246.000890220996,211.30496249742666,20920.388529780303,28776.287786219393,2790.8442954770753,2158.4156843408459,10703.196712019686,28.021625201149305,16281.715018955252,10599.870249856809,12630.978317737205,35809.968243286698,12638.519265706047,13130.500653009845,12629.915463514413,16859.638162998046,12005.806938422582,8310.8878528834139,1191.1461854423806,19300.379487431306,12603.171418110982,14826.640458260385,79257.579977161062,62213.4273418148,106469.81394770357,37242.205003699113,32053.306028910956,98616.220683074149,18780.05419914829,80787.516067236415,86513.967551017762,52881.277651800476,109268.6390992605,36456.19939903263,105585.79608856201,153853.31211591169,115069.29459460427,161840.09540382476,59103.049131779109,118317.9227188479,73901.596375111563,34778.843527010409,51069.385397545499,69631.067930838733,40380.129993537266,95511.816091641318,34940.333242742679,24575.930332986809,13998.510441576254,586.34590660037964,4359.4752328043096,0,873.19919103015695,2292.1062613522117,14751.511562608044,5171.6186738020706,2986.7714896338553,10739.514396612309,6640.963964309728,3053.50238406876,6495.0010954525978,3238.1464410723329,3574.8705235238272,3610.3319521005083,600.41386668459563,1270.4743519255783,8767.3409383294766,354.61523275587018,38.821704578885182,0,0,0]
[3,"SERVICE LINES","˂ = 11 kv ; commercial and industrial ; complex type",0.54419316662861184,49.652983672950626,7.0464873286589134,2,3235,2658,2087,2160,1958,1709,901,864,844,831,868,891,909,956,922,1349,1740,2211,2454,2137,2025,1860,2012,2191,2126,1954,1909,1980,2048,2354,2413,2354,2505,2251,1849,1836,1854,1736,1608,1305,1070,1020,1111,1213,1197,1320,1181,1402,933,943,937,1043,1045,1175,351,125,125,155,102,28,28,14,14,5,5,2,2,2,2,1,1,1,1,0,0,0,0,1,1,0,0,0,0,0,0,0,0,0,0,0,0,null,1760.4648940435593,1446.4654368988502,1135.731138753913,1175.4572399178016,1065.5302202588221,930.02612176829757,490.31804313237927,470.1828959671206,459.29903263454838,452.22452146837645,472.35966863363507,484.87611146609316,494.67158846540815,520.24866729695293,501.74609963158014,734.11658178199741,946.8961099337846,1203.2110914158607,1335.4500309066134,1162.9407970853435,1101.9911624229389,1012.199289929218,1094.916651256767,1192.3272280832884,1156.9546722524287,1063.3534475923075,1038.86475509402,1077.5024699246515,1114.507605255397,1281.0307142437523,1313.1381110748403,1281.0307142437523,1363.2038824046726,1224.9788180810053,1006.2131650963033,999.13865393013134,1008.9341309294464,944.71933726727013,875.06261193880778,710.17208245033839,582.28668829261471,555.07702996118405,604.59860812438774,660.10631112050612,651.39922045444837,718.33497994976767,642.69212978839062,762.95881961331384,507.73222446449483,513.17415613078094,509.9089971310093,567.59347279364215,568.68185912689933,639.42697078861886,191.01180148664275,68.024145828576479,68.024145828576479,84.349940827434835,55.507702996118404,15.237408665601132,15.237408665601132,7.6187043328005659,7.6187043328005659,2.7209658331430591,2.7209658331430591,1.0883863332572237,1.0883863332572237,1.0883863332572237,1.0883863332572237,0.54419316662861184,0.54419316662861184,0.54419316662861184,0.54419316662861184,0,0,0,0,0.54419316662861184,0.54419316662861184,0,0,0,0,0,0,0,0,0,0,0,0]
[3,"SERVICE LINES","˂ = 11 kv ; residential ; simple type",0.5318676801762906,52.23783822099589,7.2275748505979438,2,28821,22773,18846,18759,13148,13315,5803,6454,7928,8539,8756,8607,8302,8357,8631,9607,11477,13145,14986,14238,11711,10625,10196,11618,14504,15997,16273,16491,15826,15392,15612,16043,16566,16276,16247,15054,12707,11648,10039,7843,6923,7564,11936,15690,15583,17652,14908,15049,10068,8741,8708,9871,9873,9841,5661,2773,2774,6989,5649,1085,1083,540,540,124,124,44,44,37,37,22,22,10,10,3,3,1,1,5,5,0,0,0,0,0,0,0,0,0,0,0,0,null,15328.958410360872,12112.222680654666,10023.578300602372,9977.3058124270356,6992.996258957869,7081.8181615473095,3086.4281480630143,3432.6740078577795,4216.6469684376316,4541.6181210253453,4657.0334076236004,4577.7851232773328,4415.5654808235649,4444.8182032332606,4590.5499476015639,5109.6528034536241,6104.2453653832872,6991.4006559173404,7970.5690551218913,7572.7320303500255,6228.7024025445389,5651.0941018730873,5422.9228670774592,6179.2387082881442,7714.208833276919,8508.287279780121,8655.0827595087776,8771.029913787208,8417.3379064699748,8186.5073332734646,8303.5182229122493,8532.7531930682308,8810.9199898004299,8656.6783625493063,8641.2541998241941,8006.7360573738788,6758.4426120001244,6195.1947386934326,5339.4196412897818,4171.4382156226475,3682.1199498604597,4023.0471328534622,6348.3726305842047,8345.0039019659998,8288.0940601871371,9388.5282904718824,7929.0833760681408,8004.0767189729977,5354.843804014894,4649.0553924209562,4631.5037589751382,5250.0658710201642,5251.1296063805175,5234.1098406148758,3010.9029374779811,1474.8690771288539,1475.4009448090301,3717.2232167520951,3004.5205253158656,577.07643299127528,576.01269763092273,287.20854729519692,287.20854729519692,65.951592341860035,65.951592341860035,23.402177927756785,23.402177927756785,19.679104166522752,19.679104166522752,11.701088963878393,11.701088963878393,5.3186768017629058,5.3186768017629058,1.5956030405288719,1.5956030405288719,0.5318676801762906,0.5318676801762906,2.6593384008814529,2.6593384008814529,0,0,0,0,0,0,0,0,0,0,0,0]
[4,"SWITCHGEAR","˂ = 11 kv ; circuit breaker",93.597797940945327,51.649200936879573,7.1867378508527482,2,9,49,7,20,27,27,64,135,35,20,32,12,32,13,14,17,30,31,8,4,32,11,10,0,0,6,4,9,20,28,0,26,0,31,0,0,3,0,0,0,0,0,2,11,0,0,0,38,41,43,36,12,78,67,2,73,12,16,15,0,0,29,1,4,0,0,1,0,0,0,0,0,0,0,0,0,0,0,0,0,0,0,0,0,0,0,0,0,0,0,0,null,842.380181468508,4586.2920991063211,655.18458558661723,1871.9559588189065,2527.140544405524,2527.140544405524,5990.2590682205009,12635.70272202762,3275.9229279330866,1871.9559588189065,2995.1295341102505,1123.1735752913439,2995.1295341102505,1216.7713732322893,1310.3691711732345,1591.1625649960706,2807.9339382283597,2901.5317361693051,748.78238352756262,374.39119176378131,2995.1295341102505,1029.5757773503985,935.97797940945327,0,0,561.58678764567196,374.39119176378131,842.380181468508,1871.9559588189065,2620.7383423464689,0,2433.5427464645786,0,2901.5317361693051,0,0,280.79339382283598,0,0,0,0,0,187.19559588189065,1029.5757773503985,0,0,0,3556.7163217559223,3837.5097155787585,4024.7053114606492,3369.520725874032,1123.1735752913439,7300.6282393937354,6271.0524620433371,187.19559588189065,6832.6392496890085,1123.1735752913439,1497.5647670551252,1403.9669691141798,0,0,2714.3361402874143,93.597797940945327,374.39119176378131,0,0,93.597797940945327,0,0,0,0,0,0,0,0,0,0,0,0,0,0,0,0,0,0,0,0,0,0,0,0]
[4,"SWITCHGEAR","˂ = 11 kv ; switch",84.025601804320488,77.157180196888731,8.7839159944121015,2,30,10,22,14,0,21,39,20,6,11,18,13,4,14,4,4,0,4,1,0,0,0,1,13,0,0,0,5,11,1,7,3,15,0,8,25,20,11,28,20,3,44,22,25,6,6,67,32,105,144,81,77,106,144,34,38,8,12,0,3,5,55,3,18,0,0,3,0,3,0,0,0,0,0,0,0,0,8,0,0,0,0,0,0,0,0,0,0,0,0,0,null,2520.7680541296145,840.2560180432049,1848.5632396950507,1176.3584252604869,0,1764.5376378907301,3276.9984703684991,1680.5120360864098,504.1536108259229,924.28161984752535,1512.4608324777687,1092.3328234561664,336.10240721728195,1176.3584252604869,336.10240721728195,336.10240721728195,0,336.10240721728195,84.025601804320488,0,0,0,84.025601804320488,1092.3328234561664,0,0,0,420.12800902160245,924.28161984752535,84.025601804320488,588.17921263024346,252.07680541296145,1260.3840270648072,0,672.2048144345639,2100.6400451080121,1680.5120360864098,924.28161984752535,2352.7168505209738,1680.5120360864098,252.07680541296145,3697.1264793901014,1848.5632396950507,2100.6400451080121,504.1536108259229,504.1536108259229,5629.7153208894724,2688.8192577382556,8822.6881894536509,12099.68665982215,6806.0737461499593,6469.9713389326771,8906.713791257971,12099.68665982215,2856.8704613468967,3192.9728685641785,672.2048144345639,1008.3072216518458,0,252.07680541296145,420.12800902160245,4621.4080992376266,252.07680541296145,1512.4608324777687,0,0,252.07680541296145,0,252.07680541296145,0,0,0,0,0,0,0,0,672.2048144345639,0,0,0,0,0,0,0,0,0,0,0,0,0]
[4,"SWITCHGEAR","> 11 kv & < = 22 kv ; switch",44.245393064687207,37.889240797407723,6.1554236895121788,2,118,371,448,276,301,327,268,410,442,451,455,434,338,542,330,288,260,142,48,21,73,52,362,1,3,0,0,418,7,1,10,3,4,142,1,0,0,1,82,0,0,0,0,72,0,55,0,0,0,0,0,0,10,0,0,0,0,0,0,0,0,0,0,0,1,0,1,0,0,0,0,0,0,0,0,0,0,0,0,0,0,0,0,0,0,0,0,0,0,0,0,null,5220.9563816330901,16415.040826998953,19821.936092979868,12211.72848585367,13317.863312470849,14468.243532152717,11857.765341336171,18140.611156521754,19556.463734591744,19954.672272173932,20131.65384443268,19202.500590074247,14954.942855864276,23981.003041060467,14600.979711346778,12742.673202629916,11503.802196818673,6282.845815185583,2123.7788671049857,929.15325435843135,3229.913693722166,2300.7604393637348,16016.832289416769,44.245393064687207,132.73617919406161,0,0,18494.574301039251,309.71775145281043,44.245393064687207,442.4539306468721,132.73617919406161,176.98157225874883,6282.845815185583,44.245393064687207,0,0,44.245393064687207,3628.1222313043509,0,0,0,0,3185.668300657479,0,2433.4966185577964,0,0,0,0,0,0,442.4539306468721,0,0,0,0,0,0,0,0,0,0,0,44.245393064687207,0,44.245393064687207,0,0,0,0,0,0,0,0,0,0,0,0,0,0,0,0,0,0,0,0,0,0,0,0]
[4,"SWITCHGEAR","> 22 kv & < = 33 kv ; circuit breaker",193.24075086123509,59.478132462646826,7.7122067180961134,2,13,9,0,11,1,11,20,20,14,8,5,5,7,7,11,7,7,1,0,3,0,0,0,0,0,0,0,0,0,2,2,0,0,0,0,0,0,0,0,0,0,0,0,0,0,0,0,0,0,0,0,20,19,0,0,1,2,0,9,0,3,24,0,0,0,13,0,0,0,0,0,0,2,0,0,0,0,0,0,0,0,0,0,0,0,0,0,0,0,0,0,null,2512.1297611960563,1739.1667577511157,0,2125.6482594735858,193.24075086123509,2125.6482594735858,3864.8150172247015,3864.8150172247015,2705.3705120572913,1545.9260068898807,966.20375430617537,966.20375430617537,1352.6852560286457,1352.6852560286457,2125.6482594735858,1352.6852560286457,1352.6852560286457,193.24075086123509,0,579.72225258370531,0,0,0,0,0,0,0,0,0,386.48150172247017,386.48150172247017,0,0,0,0,0,0,0,0,0,0,0,0,0,0,0,0,0,0,0,0,3864.8150172247015,3671.5742663634664,0,0,193.24075086123509,386.48150172247017,0,1739.1667577511157,0,579.72225258370531,4637.7780206696425,0,0,0,2512.1297611960563,0,0,0,0,0,0,386.48150172247017,0,0,0,0,0,0,0,0,0,0,0,0,0,0,0,0,0,0]
[4,"SWITCHGEAR","> 22 kv & < = 33 kv ; switch",49.918026717393218,74.623676464066662,8.6384996651077479,2,43,6,20,19,9,57,49,32,34,40,20,1,9,36,19,16,6,7,12,4,0,0,0,8,0,0,3,27,15,4,5,0,10,3,4,10,3,3,11,21,13,3,5,9,2,16,43,8,6,15,76,39,65,55,25,16,4,3,0,0,0,21,24,27,8,0,1,0,1,0,0,0,0,0,0,0,0,4,4,0,0,0,0,0,0,0,0,0,0,0,0,null,2146.4751488479083,299.50816030435931,998.36053434786436,948.44250763047114,449.26224045653896,2845.3275228914135,2445.9833091522678,1597.376854956583,1697.2129083913694,1996.7210686957287,998.36053434786436,49.918026717393218,449.26224045653896,1797.0489618261558,948.44250763047114,798.68842747829149,299.50816030435931,349.42618702175253,599.01632060871862,199.67210686957287,0,0,0,399.34421373914574,0,0,149.75408015217965,1347.7867213696168,748.77040076089827,199.67210686957287,249.59013358696609,0,499.18026717393218,149.75408015217965,199.67210686957287,499.18026717393218,149.75408015217965,149.75408015217965,549.0982938913254,1048.2785610652577,648.93434732611183,149.75408015217965,249.59013358696609,449.26224045653896,99.836053434786436,798.68842747829149,2146.4751488479083,399.34421373914574,299.50816030435931,748.77040076089827,3793.7700305218846,1946.8030419783354,3244.6717366305593,2745.4914694566269,1247.9506679348306,798.68842747829149,199.67210686957287,149.75408015217965,0,0,0,1048.2785610652577,1198.0326412174372,1347.7867213696168,399.34421373914574,0,49.918026717393218,0,49.918026717393218,0,0,0,0,0,0,0,0,199.67210686957287,199.67210686957287,0,0,0,0,0,0,0,0,0,0,0,0]
[4,"SWITCHGEAR","> 33 kv & < = 66 kv ; circuit breaker",220.13796440968326,60.835397995503676,7.7997049941330268,2,6,4,9,9,10,11,14,40,40,30,15,23,16,19,12,2,14,12,7,5,2,6,1,2,1,0,0,2,8,0,0,6,4,2,12,11,0,10,0,0,0,0,0,0,0,0,2,7,10,24,6,5,3,0,15,10,0,0,0,0,2,5,0,0,3,7,0,7,0,0,0,0,0,0,0,0,0,0,0,0,0,0,0,0,0,0,0,0,0,0,0,null,1320.8277864580996,880.55185763873305,1981.2416796871494,1981.2416796871494,2201.3796440968326,2421.5176085065159,3081.9315017355657,8805.5185763873305,8805.5185763873305,6604.1389322904979,3302.069466145249,5063.1731814227151,3522.2074305549322,4182.621323783982,2641.6555729161992,440.27592881936653,3081.9315017355657,2641.6555729161992,1540.9657508677828,1100.6898220484163,440.27592881936653,1320.8277864580996,220.13796440968326,440.27592881936653,220.13796440968326,0,0,440.27592881936653,1761.1037152774661,0,0,1320.8277864580996,880.55185763873305,440.27592881936653,2641.6555729161992,2421.5176085065159,0,2201.3796440968326,0,0,0,0,0,0,0,0,440.27592881936653,1540.9657508677828,2201.3796440968326,5283.3111458323983,1320.8277864580996,1100.6898220484163,660.41389322904979,0,3302.069466145249,2201.3796440968326,0,0,0,0,440.27592881936653,1100.6898220484163,0,0,660.41389322904979,1540.9657508677828,0,1540.9657508677828,0,0,0,0,0,0,0,0,0,0,0,0,0,0,0,0,0,0,0,0,0,0,0]
[4,"SWITCHGEAR","> 33 kv & < = 66 kv ; switch",38.943265681237975,71.953727237573332,8.4825542873342901,2,2,7,1,19,35,58,70,76,80,66,25,24,18,22,13,7,20,20,12,3,2,13,1,12,0,0,0,17,11,0,2,25,9,4,0,0,5,6,0,8,4,10,18,6,3,0,12,14,85,74,57,48,31,72,34,65,22,24,19,0,30,33,0,37,14,10,12,0,0,0,0,0,0,0,0,0,0,0,7,0,0,4,0,0,0,0,0,0,0,0,0,null,77.886531362475949,272.60285976866584,38.943265681237975,739.92204794352153,1363.014298843329,2258.7094095118027,2726.028597686658,2959.6881917740861,3115.4612544990378,2570.2555349617064,973.58164203094941,934.63837634971139,700.97878226228352,856.75184498723547,506.26245385609366,272.60285976866584,778.86531362475944,778.86531362475944,467.3191881748557,116.82979704371392,77.886531362475949,506.26245385609366,38.943265681237975,467.3191881748557,0,0,0,662.03551658104561,428.37592249361774,0,77.886531362475949,973.58164203094941,350.48939113114176,155.7730627249519,0,0,194.71632840618986,233.65959408742785,0,311.5461254499038,155.7730627249519,389.43265681237972,700.97878226228352,233.65959408742785,116.82979704371392,0,467.3191881748557,545.20571953733167,3310.1775829052281,2881.8016604116101,2219.7661438305645,1869.2767526994228,1207.2412361183772,2803.9151290491341,1324.0710331620912,2531.3122692804682,856.75184498723547,934.63837634971139,739.92204794352153,0,1168.2979704371392,1285.1277674808532,0,1440.9008302058051,545.20571953733167,389.43265681237972,467.3191881748557,0,0,0,0,0,0,0,0,0,0,0,272.60285976866584,0,0,155.7730627249519,0,0,0,0,0,0,0,0,0]
[5,"TRANSFORMERS","ground outdoor / indoor chamber mounted ; ˂ 22 kv ; > 600 kva ; multiple phase",189.27231770221391,62.61000548340121,7.9126484493752915,2,0,0,0,0,0,0,0,0,0,0,0,0,3,0,0,0,0,0,0,2,0,0,0,0,0,0,0,2,0,0,4,2,0,8,0,4,1,2,1,2,2,4,0,2,2,1,0,10,4,1,1,5,2,2,5,1,1,1,0,0,0,0,0,0,0,0,0,0,0,0,0,0,0,0,0,0,0,0,0,0,0,0,0,0,0,0,0,0,0,0,0,null,0,0,0,0,0,0,0,0,0,0,0,0,567.81695310664168,0,0,0,0,0,0,378.54463540442782,0,0,0,0,0,0,0,378.54463540442782,0,0,757.08927080885564,378.54463540442782,0,1514.1785416177113,0,757.08927080885564,189.27231770221391,378.54463540442782,189.27231770221391,378.54463540442782,378.54463540442782,757.08927080885564,0,378.54463540442782,378.54463540442782,189.27231770221391,0,1892.7231770221392,757.08927080885564,189.27231770221391,189.27231770221391,946.36158851106961,378.54463540442782,378.54463540442782,946.36158851106961,189.27231770221391,189.27231770221391,189.27231770221391,0,0,0,0,0,0,0,0,0,0,0,0,0,0,0,0,0,0,0,0,0,0,0,0,0,0,0,0,0,0,0,0,0]
[5,"TRANSFORMERS","ground outdoor / indoor chamber mounted ; > = 22 kv & < = 33 kv ; < = 15 mva",190.2907775344448,62.61000548340121,7.9126484493752915,2,1,8,7,7,6,2,7,11,7,7,4,2,4,2,2,5,3,10,8,0,1,2,0,2,0,1,0,13,2,3,0,24,0,7,0,9,14,0,0,1,3,0,5,5,11,0,3,0,3,17,2,1,13,7,0,5,7,4,3,0,2,6,5,6,2,2,0,4,0,0,0,0,0,0,0,0,0,0,0,0,0,0,0,0,0,0,0,0,0,0,0,null,190.2907775344448,1522.3262202755584,1332.0354427411137,1332.0354427411137,1141.7446652066687,380.5815550688896,1332.0354427411137,2093.1985528788928,1332.0354427411137,1332.0354427411137,761.1631101377792,380.5815550688896,761.1631101377792,380.5815550688896,380.5815550688896,951.45388767222403,570.87233260333437,1902.9077753444481,1522.3262202755584,0,190.2907775344448,380.5815550688896,0,380.5815550688896,0,190.2907775344448,0,2473.7801079477822,380.5815550688896,570.87233260333437,0,4566.978660826675,0,1332.0354427411137,0,1712.6169978100031,2664.0708854822274,0,0,190.2907775344448,570.87233260333437,0,951.45388767222403,951.45388767222403,2093.1985528788928,0,570.87233260333437,0,570.87233260333437,3234.9432180855615,380.5815550688896,190.2907775344448,2473.7801079477822,1332.0354427411137,0,951.45388767222403,1332.0354427411137,761.1631101377792,570.87233260333437,0,380.5815550688896,1141.7446652066687,951.45388767222403,1141.7446652066687,380.5815550688896,380.5815550688896,0,761.1631101377792,0,0,0,0,0,0,0,0,0,0,0,0,0,0,0,0,0,0,0,0,0,0,0]
[5,"TRANSFORMERS","ground outdoor / indoor chamber mounted ; > 33 kv & < = 66 kv ; < = 15 mva",175.27589905500966,62.61000548340121,7.9126484493752915,2,0,0,0,2,0,1,1,0,4,3,0,4,0,0,0,1,0,0,5,0,1,0,0,0,0,0,0,4,1,2,1,2,5,0,0,9,0,0,0,0,5,5,0,0,3,0,0,3,0,9,7,5,7,5,4,18,5,12,5,0,2,5,0,2,4,2,0,2,0,0,0,0,0,0,0,0,1,0,0,0,0,0,0,0,0,0,0,0,0,0,0,null,0,0,0,350.55179811001932,0,175.27589905500966,175.27589905500966,0,701.10359622003864,525.82769716502901,0,701.10359622003864,0,0,0,175.27589905500966,0,0,876.37949527504827,0,175.27589905500966,0,0,0,0,0,0,701.10359622003864,175.27589905500966,350.55179811001932,175.27589905500966,350.55179811001932,876.37949527504827,0,0,1577.4830914950869,0,0,0,0,876.37949527504827,876.37949527504827,0,0,525.82769716502901,0,0,525.82769716502901,0,1577.4830914950869,1226.9312933850676,876.37949527504827,1226.9312933850676,876.37949527504827,701.10359622003864,3154.9661829901738,876.37949527504827,2103.310788660116,876.37949527504827,0,350.55179811001932,876.37949527504827,0,350.55179811001932,701.10359622003864,350.55179811001932,0,350.55179811001932,0,0,0,0,0,0,0,0,175.27589905500966,0,0,0,0,0,0,0,0,0,0,0,0,0,0]
[5,"TRANSFORMERS","ground outdoor / indoor chamber mounted ; > 33 kv & < = 66 kv ; > 15 mva and < = 40 mva",335.95009667227902,61.276226347065034,7.8279132817798276,2,1,2,0,0,3,5,1,11,4,4,4,2,4,2,5,2,5,4,4,0,1,0,0,2,0,3,0,1,5,1,3,0,1,4,0,2,3,2,0,4,1,4,0,0,0,0,1,4,0,3,6,4,2,0,0,0,0,0,0,0,0,0,2,0,0,0,0,0,0,0,0,0,0,0,0,0,0,0,0,0,0,0,0,0,0,0,0,0,0,0,0,null,335.95009667227902,671.90019334455803,0,0,1007.8502900168371,1679.750483361395,335.95009667227902,3695.451063395069,1343.8003866891161,1343.8003866891161,1343.8003866891161,671.90019334455803,1343.8003866891161,671.90019334455803,1679.750483361395,671.90019334455803,1679.750483361395,1343.8003866891161,1343.8003866891161,0,335.95009667227902,0,0,671.90019334455803,0,1007.8502900168371,0,335.95009667227902,1679.750483361395,335.95009667227902,1007.8502900168371,0,335.95009667227902,1343.8003866891161,0,671.90019334455803,1007.8502900168371,671.90019334455803,0,1343.8003866891161,335.95009667227902,1343.8003866891161,0,0,0,0,335.95009667227902,1343.8003866891161,0,1007.8502900168371,2015.7005800336742,1343.8003866891161,671.90019334455803,0,0,0,0,0,0,0,0,0,671.90019334455803,0,0,0,0,0,0,0,0,0,0,0,0,0,0,0,0,0,0,0,0,0,0,0,0,0,0,0,0]
[5,"TRANSFORMERS","kiosk mounted ; < = 22 kv ; < = 60 kva ; multiple phase",45.064381484648138,65.067227117613939,8.0664259196755754,2,0,0,1.0067781352184999,0,0,1.0067781352184999,1.0067781352184999,5.0338906760925104,1.0067781352184999,1.0067781352184999,0,2.0135562704369998,1.0067781352184999,3.0203344056555101,3.0203344056555101,0,2.0135562704369998,1.0067781352184999,0,0,1.0067781352184999,0,0,0,0,2.0135562704369998,3.0203344056555101,1.0067781352184999,1.0067781352184999,3.0203344056555101,1.0067781352184999,10.067781352184999,8.0542250817480205,3.0203344056555101,2.0135562704369998,1.0067781352184999,1.0067781352184999,0,0,1.0067781352184999,0,0,1.0067781352184999,1.0067781352184999,0,0,0,0,0,0,1.0067781352184999,0,0,0,0,0,0,0,0,0,0,0,0,0,0,0,0,0,0,0,0,0,0,0,0,0,0,0,0,0,0,0,0,0,0,0,0,0,0,0,0,null,0,0,45.369833955889149,0,0,45.369833955889149,45.369833955889149,226.84916977944621,45.369833955889149,45.369833955889149,0,90.739667911778298,45.369833955889149,136.10950186766792,136.10950186766792,0,90.739667911778298,45.369833955889149,0,0,45.369833955889149,0,0,0,0,90.739667911778298,136.10950186766792,45.369833955889149,45.369833955889149,136.10950186766792,45.369833955889149,453.69833955889146,362.9586716471141,136.10950186766792,90.739667911778298,45.369833955889149,45.369833955889149,0,0,45.369833955889149,0,0,45.369833955889149,45.369833955889149,0,0,0,0,0,0,45.369833955889149,0,0,0,0,0,0,0,0,0,0,0,0,0,0,0,0,0,0,0,0,0,0,0,0,0,0,0,0,0,0,0,0,0,0,0,0,0,0,0,0]
[5,"TRANSFORMERS","kiosk mounted ; < = 22 kv ; < = 60 kva ; single phase",10.964518010934404,65.067227117613939,8.0664259196755754,2,0,1.0067781352184999,0,1.0067781352184999,0,0,3.0203344056555101,2.0135562704369998,4.0271125408740103,0,3.0203344056555101,10.067781352184999,7.0474469465295204,10.067781352184999,6.0406688113110096,4.0271125408740103,7.0474469465295204,8.0542250817480205,2.0135562704369998,4.0271125408740103,13.0881157578405,5.0338906760925104,10.067781352184999,9.0610032169665207,13.0881157578405,12.081337622622,18.122006433932999,11.0745594874035,26.176231515681099,15.1016720282775,16.108450163495998,18.122006433932999,44.298237949614098,37.250791003084601,12.081337622622,15.1016720282775,4.0271125408740103,1.0067781352184999,2.0135562704369998,1.0067781352184999,3.0203344056555101,1.0067781352184999,0,0,1.0067781352184999,1.0067781352184999,1.0067781352184999,0,1.0067781352184999,1.0067781352184999,0,1.0067781352184999,0,0,0,0,1.0067781352184999,0,0,0,0,0,0,0,0,0,0,0,0,0,0,0,0,0,0,0,0,0,0,0,0,0,0,0,0,0,0,0,0,0,0,null,0,11.038836996618194,0,11.038836996618194,0,0,33.116510989854696,22.077673993236388,44.155347986472897,0,33.116510989854696,110.38836996618195,77.271858976327593,110.38836996618195,66.233021979709278,44.155347986472897,77.271858976327593,88.310695972945794,22.077673993236388,44.155347986472897,143.50488095603654,55.194184983091091,110.38836996618195,99.349532969563981,143.50488095603654,132.46604395941836,198.69906593912751,121.42720696280014,287.00976191207417,165.58255494927295,176.62139194589111,198.69906593912751,485.7088278512017,408.43696887487437,132.46604395941836,165.58255494927295,44.155347986472897,11.038836996618194,22.077673993236388,11.038836996618194,33.116510989854696,11.038836996618194,0,0,11.038836996618194,11.038836996618194,11.038836996618194,0,11.038836996618194,11.038836996618194,0,11.038836996618194,0,0,0,0,11.038836996618194,0,0,0,0,0,0,0,0,0,0,0,0,0,0,0,0,0,0,0,0,0,0,0,0,0,0,0,0,0,0,0,0,0,0]
[5,"TRANSFORMERS","kiosk mounted ; < = 22 kv ; > 60 kva and < = 600 kva ; multiple phase",27.01041949372361,47.660730664294412,6.9036751563420484,2,14,70.475054971907198,8.0542919967894004,11.0746514955854,52.3528979791311,223.506602910906,268.81199539284597,306.063095877997,353.38206135913498,419.82997033264701,418.82318383304897,378.55172384910202,300.02237688040498,328.212398869168,317.13774737358301,295.99523088200999,273.84592789084002,273.84592789084002,172.160491431373,185.248715926156,163.099412934985,193.30300792294599,164.106199434584,139.94332344421599,265.79163589404999,331.23275836796398,284.920579386425,274.852714390438,377.54493734950302,371.50421835191099,416.80961083385199,303.04273637920102,358.415993857128,463.12178981539,405.73495933826598,271.83235489164201,167.12655893338001,176.18763742976799,143.97046944261101,140.950109943814,146.99082894140699,230.55410840809699,250.68983840006999,216.459097413715,175.18085093016899,105.712582457861,62.420762975117803,28.190021988762901,22.149302991170799,7.0475054971907198,1.0067864995986799,4.0271459983947002,5.0339324979933702,10.067864995986801,11.0746514955854,4.0271459983947002,21.142516491572199,1.0067864995986799,5.0339324979933702,1.0067864995986799,0,1.0067864995986799,0,6.0407189975920499,35.237527485953599,0,0,0,0,0,0,0,0,0,0,0,0,0,0,0,0,0,0,0,0,0,0,0,0,0,0,null,378.14587291213053,1903.5607986344453,217.54980555822249,299.13098264255524,1414.0737361284462,6037.0071042406771,7260.7247605056682,8266.8926112124482,9544.9977188670127,11339.783614722333,11312.589889027573,10224.840861236462,8103.7302570437823,8865.1545764975635,8566.0235938550195,7994.9553542646636,7396.6933889795755,7396.6933889795755,4650.1270938069938,5003.6455278391113,4405.3835625539959,5221.1953333973497,4432.5772882487818,3779.9278715741198,7179.1435834213362,8946.7357535818974,7695.8243716221195,7423.887114674334,10197.647135541676,10034.484781373008,11258.202437638027,8185.3114341281162,9680.9663473408928,12509.113819597778,10959.071454995455,7342.305937590002,4514.1584653331156,4758.9019965861125,3888.7027743532394,3807.1215972688797,3970.2839514375719,6227.3631841041297,6771.2376979996725,5846.6510243772254,4731.7082708913258,2855.3411979516736,1686.0109930762228,761.42431945377871,598.26196528511048,190.35607986344453,27.193725694777942,108.77490277911124,135.96862847388891,271.93725694777947,299.13098264255524,108.77490277911124,571.06823959033466,27.193725694777942,135.96862847388891,27.193725694777942,0,27.193725694777942,0,163.16235416866684,951.78039931722265,0,0,0,0,0,0,0,0,0,0,0,0,0,0,0,0,0,0,0,0,0,0,0,0,0,0]
[5,"TRANSFORMERS","kiosk mounted ; < = 22 kv ; > 60 kva and < = 600 kva ; single phase",39.589306837455013,42.494737390325604,6.5187987689700622,2,0,14.094893893059,0,0,0,2.0135562704369998,2.0135562704369998,0,2.0135562704369998,8.0542250817480205,0,0,2.0135562704369998,0,1.0067781352184999,1.0067781352184999,0,0,2.0135562704369998,2.0135562704369998,1.0067781352184999,1.0067781352184999,2.0135562704369998,0,1.0067781352184999,2.0135562704369998,0,2.0135562704369998,6.0406688113110096,0,1.0067781352184999,2.0135562704369998,0,4.0271125408740103,26.176231515681099,19.128784569151499,4.0271125408740103,12.081337622622,0,2.0135562704369998,6.0406688113110096,1.0067781352184999,0,0,0,1.0067781352184999,0,0,0,0,0,0,0,0,0,0,0,0,0,0,0,0,0,0,0,0,0,0,0,0,0,0,0,0,0,0,0,0,0,0,0,0,0,0,0,0,0,0,0,0,0,null,0,558.00707917368356,0,0,0,79.715297024811932,79.715297024811932,0,79.715297024811932,318.86118809924858,0,0,79.715297024811932,0,39.857648512405966,39.857648512405966,0,0,79.715297024811932,79.715297024811932,39.857648512405966,39.857648512405966,79.715297024811932,0,39.857648512405966,79.715297024811932,0,79.715297024811932,239.14589107443621,0,39.857648512405966,79.715297024811932,0,159.43059404962429,1036.2988613225591,757.2953217357134,159.43059404962429,478.29178214887162,0,79.715297024811932,239.14589107443621,39.857648512405966,0,0,0,39.857648512405966,0,0,0,0,0,0,0,0,0,0,0,0,0,0,0,0,0,0,0,0,0,0,0,0,0,0,0,0,0,0,0,0,0,0,0,0,0,0,0,0,0,0,0,0,0]
[5,"TRANSFORMERS","kiosk mounted ; < = 22 kv ; > 600 kva ; multiple phase",48.802574840139457,57.237045870538381,7.5655168938109165,2,1,11.0746023623244,2.0135640658771599,2.0135640658771599,5.0339101646929096,25.169550823464501,77.522216536270804,80.542562635086597,75.508652470393599,79.535780602147995,65.440832141007803,90.610382964472393,76.515434503332202,74.501870437454997,72.488306371577906,65.440832141007803,72.488306371577906,54.366229778683397,51.345883679867697,57.386575877499197,60.406921976314898,55.373011811622,35.2373711528504,25.169550823464501,37.250935218727498,35.2373711528504,40.271281317543298,16.1085125270173,37.250935218727498,45.305191482236197,39.264499284604703,34.230589119911798,36.244153185788903,44.298409449297601,31.210243021096002,11.0746023623244,19.1288586258331,23.155986757587399,7.0474742305700699,12.081384395262999,14.094948461140101,7.0474742305700699,10.0678203293858,0,3.0203460988157498,4.0271281317543304,1.0067820329385799,1.0067820329385799,2.0135640658771599,1.0067820329385799,4.0271281317543304,1.0067820329385799,0,3.0203460988157498,2.0135640658771599,0,1.0067820329385799,0,3.0203460988157498,0,0,0,0,3.0203460988157498,6.0406921976314898,0,0,0,0,0,0,0,0,0,0,0,0,0,0,0,0,0,0,0,0,0,0,0,0,0,0,null,48.802574840139457,540.46911061212177,98.267111020385585,98.267111020385585,245.66777755096447,1228.33888775482,3783.2837742848524,3930.6844408154334,3685.0166632644646,3881.5508853052397,3193.6811081625369,4422.0199959173615,3734.1502187746587,3635.8831077542709,3537.6159967338886,3193.6811081625369,3537.6159967338886,2653.2119975504147,2505.8113310198382,2800.6126640809962,2948.0133306115727,2702.3455530606088,1719.6744428567529,1228.33888775482,1817.9415538771354,1719.6744428567529,1965.3422204077167,786.1368881630857,1817.9415538771354,2211.0099979586807,1916.2086648975232,1670.540887346559,1768.8079983669418,2161.8764424484871,1523.1402208159777,540.46911061212177,933.53755469366706,1130.0717767344372,343.93488857135009,589.60266612231544,687.86977714269824,343.93488857135009,491.33555510192798,0,147.40066653057886,196.53422204077171,49.133555510192792,49.133555510192792,98.267111020385585,49.133555510192792,196.53422204077171,49.133555510192792,0,147.40066653057886,98.267111020385585,0,49.133555510192792,0,147.40066653057886,0,0,0,0,147.40066653057886,294.80133306115727,0,0,0,0,0,0,0,0,0,0,0,0,0,0,0,0,0,0,0,0,0,0,0,0,0,0]
[null,"TRANSFORMERS","kiosk mounted ; > 22 kv ; > 60 kva and < ≈ 600 kva",13.270227908759452,56.944918705341607,7.5461857057285311,2,1,1.00708623227389,1.00708623227389,0,0,4.0283449290955602,0,1.00708623227389,0,3.0212586968216701,4.0283449290955602,4.0283449290955602,3.0212586968216701,5.0354311613694396,3.0212586968216701,2.0141724645477801,4.0283449290955602,1.00708623227389,2.0141724645477801,5.0354311613694396,2.0141724645477801,5.0354311613694396,1.00708623227389,0,0,0,0,0,0,0,0,0,0,2.0141724645477801,0,0,0,0,0,0,0,0,0,0,0,0,0,0,0,0,0,0,0,0,1.00708623227389,0,0,0,0,0,0,0,0,0,0,1.00708623227389,0,0,0,0,0,0,0,0,0,0,0,0,0,0,0,0,0,0,0,0,0,0,0,0,0,null,13.270227908759452,13.364263826048379,13.364263826048379,0,0,53.457055304193517,0,13.364263826048379,0,40.092791478145138,53.457055304193517,53.457055304193517,40.092791478145138,66.821319130241761,40.092791478145138,26.728527652096759,53.457055304193517,13.364263826048379,26.728527652096759,66.821319130241761,26.728527652096759,66.821319130241761,13.364263826048379,0,0,0,0,0,0,0,0,0,0,26.728527652096759,0,0,0,0,0,0,0,0,0,0,0,0,0,0,0,0,0,0,0,0,13.364263826048379,0,0,0,0,0,0,0,0,0,0,13.364263826048379,0,0,0,0,0,0,0,0,0,0,0,0,0,0,0,0,0,0,0,0,0,0,0,0,0]
[5,"TRANSFORMERS","pole mounted ; < = 22 kv ; < = 60 kva ; multiple phase",16.382214400564543,40.326400562037939,6.3503071234419792,2,47,102.69485108436299,35.2384292936541,21.143057576192401,30.204367965989199,49.333801011115703,58.395111400912398,65.4427972596432,81.551793508170803,59.401923666445398,92.626728429033506,74.504107649440002,78.531356711571902,106.72210014649499,93.633540694566506,95.647165225632406,100.68122655329699,110.749349208627,176.19214646827001,248.682629586644,212.43738802745699,197.33520404446301,175.18533420273701,178.20577099933601,250.69625411771,276.873373021568,269.82568716283703,266.805250366238,322.17992497055099,405.74534300978797,297.00961833222698,230.56000880705099,264.791625835172,244.655380524512,274.859748490502,253.716690914309,234.58725786918299,322.17992497055099,290.96874473902898,258.750752241974,216.46463708958899,207.40332669979199,176.19214646827001,212.43738802745699,229.55319654151799,177.19895873380301,183.23983232700101,118.803847332891,128.871969988221,149.00821529888,141.960529440149,97.660789756698406,76.517732180505902,77.524544446038902,75.510919914973002,62.422360463044299,49.333801011115703,28.190743434923199,16.1089962485276,13.088559451928599,7.0476858587308104,5.0340613276648698,12.081747186395701,15.1021839829946,7.0476858587308104,2.01362453106595,1.0068122655329701,1.0068122655329701,1.0068122655329701,0,0,0,0,0,0,0,0,0,0,0,0,0,0,0,0,0,0,0,0,0,0,null,769.96407682653353,1682.3690682980828,577.28350382777558,346.37010229666441,494.81443185237862,808.19690535888526,956.64123491459782,1072.0979356801527,1335.9989660014216,973.13504930967747,1517.4309243472937,1220.5422652358668,1286.5175228161843,1748.3443258784016,1533.9247387423736,1566.9123675325313,1649.3814395079232,1814.3195834587204,2886.4175191388699,4073.9721555845772,3480.1948373617233,3232.7876214355442,2869.9237047437905,2919.4051479290297,4106.959784374737,4535.7989586468093,4420.3422578812524,4370.8608146960123,5278.0206064253643,6647.0072012169485,4865.6752465483878,3777.0834964731584,4337.8731859058526,4007.9968980042586,4502.8113298566504,4156.4412275599761,3843.0587540534775,5278.0206064253643,4766.7123601779094,4238.9102995353742,3546.1700949420424,3397.7257653863248,2886.4175191388699,3480.1948373617233,3760.589682078079,2902.9113335339498,3001.8742199044282,1946.2700986193584,2111.2082425701556,2441.0845304717336,2325.6278297061758,1599.8999963226909,1253.5298940260247,1270.0237084211044,1237.0360796309467,1022.6164924949151,808.19690535888526,461.8268030622192,263.90103032126905,214.41958713602986,115.45670076555497,82.469071975396488,197.9257727409518,247.40721592618931,115.45670076555497,32.987628790158631,16.493814395079234,16.493814395079234,16.493814395079234,0,0,0,0,0,0,0,0,0,0,0,0,0,0,0,0,0,0,0,0,0,0]
[5,"TRANSFORMERS","pole mounted ; < = 22 kv ; < = 60 kva ; single phase",14.902821860469817,53.67121732698093,7.3260642453489941,2,278,575.90940826822805,244.660815051013,221.503618564703,221.503618564703,525.56767677624998,485.294291582668,502.41048028993998,642.36049383763896,563.82739271015305,570.87523511902998,424.88421379229402,533.622353814966,510.46515732865703,533.622353814966,480.26011843346998,483.28062232298799,593.02559697549998,477.23961454395101,592.018762345661,554.76588104159703,418.84320601325697,539.66336159400396,549.73170789239896,761.16698015870702,1138.7299663485401,731.96877589335998,675.58603662234395,949.44505593870394,1068.2515422597701,763.180649418386,793.38568831357304,793.38568831357304,777.27633423613997,823.59072720875997,747.07129534095304,893.06231666768895,779.29000349581895,751.098633860311,684.64754829089998,678.60654051186305,581.95041604726498,491.33529936170498,542.68386548352203,720.89359496512395,503.41731491977998,434.95256009068999,449.048244908443,428.91155231165197,693.709059959456,487.30796084234697,371.52197841079698,308.09139673090499,371.52197841079698,388.63816711806999,330.24175858737499,351.38528581400601,442.00040249956601,220.496783934864,211.43527226630701,167.13454855336701,16.109354077433,7.04784240887692,1.0068346298395601,3.0205038895186802,3.0205038895186802,0,0,0,0,0,0,0,0,0,0,0,0,0,0,0,0,0,0,0,0,0,0,0,0,0,null,4142.9844772106089,8582.6753191899861,3646.1365429425996,3301.0289689192241,3301.0289689192241,7832.4414626174339,7232.2543773593979,7487.3338885940575,9572.9840098657533,8402.6191936125688,8507.6519335327266,6331.9737494723313,7952.4788796690345,7607.3713056456745,7952.4788796690345,7157.2309917021403,7202.2450230964832,8837.7548304246448,7112.2169603077828,8822.7501532932019,8267.5770994295108,6241.945686683629,8042.5069424577496,8192.5537137722513,11343.535911376975,16970.289835671083,10908.400274564898,10068.13835520363,14149.410534958306,15919.962436469499,11373.545265639874,11823.685579583409,11823.685579583409,11583.610745480191,12273.825893526942,11133.470431536658,13309.148615597054,11613.620099743091,11193.489140062458,10203.180449386689,10113.152386597989,8672.7033819786866,7322.2824401480993,8087.5209738520944,10743.348826118923,7502.3385657255158,6482.0205207868466,6692.0860006271487,6391.9924579981307,10338.222543569747,7262.2637316222981,5536.7258615054207,4591.4312022240101,5536.7258615054207,5791.8053727400957,4921.5340991159283,5236.6323188764036,6587.0532607069908,3286.0242917877813,3150.9821976047078,2490.776403820872,240.07483410321711,105.03273992015723,15.004677131451032,45.014031394353097,45.014031394353097,0,0,0,0,0,0,0,0,0,0,0,0,0,0,0,0,0,0,0,0,0,0,0,0,0]
[5,"TRANSFORMERS","pole mounted ; < = 22 kv ; > 60 kva and < = 600 kva ; multiple phase",16.606658466346151,59.390773344086533,7.7065409454622724,2,110,375.54522391559101,82.559539842033502,54.368477456948902,88.600481781694498,326.210864741693,401.72263898745598,483.27535517287902,581.94407352067503,757.13138977084395,616.17607784542099,589.99866277355602,561.807600388472,597.04642836982805,545.698421882709,515.49371218440399,507.439122931523,342.320043247456,783.30880484270801,351.38145615694702,275.86968191118501,244.65814855626999,229.555793707118,134.91436998576199,254.72638512237199,272.84921094135399,271.84238728474401,237.61038295999899,263.78779803186302,353.39510347016801,307.0812152661,303.05392063966002,333.25863033796401,281.91062385084598,351.38145615694702,337.28592496440501,346.347337873897,361.449692723049,248.685443182711,252.71273780915101,211.43296788813501,221.50120445423599,189.28284744271099,170.15319796711799,195.32378938237201,161.091785057626,148.003077521694,119.81201513661,134.91436998576199,96.655071034575798,112.764249540338,96.655071034575798,90.614129094914801,77.5254215589826,84.573187155253805,59.402595739999697,45.307064547457401,14.0955311925423,4.0272946264406597,4.0272946264406597,7.0477655962711498,4.0272946264406597,4.0272946264406597,6.04094193966099,7.0477655962711498,1.00682365661016,0,0,0,0,0,0,0,0,0,0,0,0,0,0,0,0,0,0,0,0,0,0,0,0,0,null,1826.7324312980766,6236.5512722337098,1371.0380812953479,902.87873646279036,1471.3579409023248,5417.2724187767353,6671.2706638639538,8025.5887685581338,9664.1464754720855,12573.422404074412,10232.625679911625,9797.9062882813814,9329.7469434488339,9914.9461244895356,9062.2273178302221,8560.6280197953383,8426.8682069860406,5684.7920443953453,13008.141795704641,5835.271833805803,4581.2735887186,4062.9543140825554,3812.1546650651217,2240.4768645558115,4230.1540800941893,4531.1136589151029,4514.3936823139429,3945.9144778744185,4380.6338695046461,5868.7117870081393,5099.5928633546446,5032.7129569500048,5534.3122549848722,4681.593448325576,5835.271833805803,5601.1921613895292,5751.6719508000024,6002.4715998174361,4129.8342204872124,4196.7141268918522,3511.1950862441909,3678.3948522558076,3143.355601018603,2825.6760455965127,3243.6754606255804,2675.1962561860391,2457.8365603709253,1989.6772155383776,2240.4768645558115,1605.1177537116268,1872.6373793302241,1605.1177537116268,1504.7978941046499,1287.4381982895327,1404.4780344976732,986.47861946860371,752.39894705232496,234.07967241627884,66.879906404651138,66.879906404651138,117.03983620813942,66.879906404651138,66.879906404651138,100.31985960697672,117.03983620813942,16.719976601162703,0,0,0,0,0,0,0,0,0,0,0,0,0,0,0,0,0,0,0,0,0,0,0,0,0]
[5,"TRANSFORMERS","pole mounted ; < = 22 kv ; > 60 kva and < = 600 kva ; single phase",21.320837482794005,59.46138849858194,7.7111210922006626,2,7,17.0753547886025,11.027401741309999,7.0342521766374997,8.0548034826200006,9.0616539179475009,12.041102611965,29.109606965240001,15.068504353274999,12.0479530472925,19.095906094585001,10.068504353274999,9.0342521766374997,12.068504353274999,15.102756529912501,8.0479530472925003,8.0479530472925003,10.054803482620001,21.047953047292498,9.0616539179475009,11.0753547886025,4.0274017413100003,6.041102611965,5.0342521766374997,1.0068504353275001,23.1575600125325,3.0205513059825,3.0205513059825,8.0548034826200006,8.0548034826200006,6.041102611965,8.041102611965,10.068504353274999,11.0753547886025,8.0548034826200006,7.0479530472925003,6.041102611965,6.041102611965,9.0616539179475009,3.0205513059825,3.0205513059825,3.0205513059825,3.0205513059825,5.0342521766374997,8.0548034826200006,4.0274017413100003,3.0205513059825,1.0068504353275001,4.0274017413100003,2.0137008706550001,4.0274017413100003,6.041102611965,2.0137008706550001,2.0137008706550001,2.0137008706550001,2.0137008706550001,4.0274017413100003,1.0068504353275001,0,2.0137008706550001,2.0137008706550001,0,0,0,0,0,0,0,0,0,0,0,0,0,0,0,0,0,0,0,0,0,0,0,0,0,0,0,0,0,0,null,149.24586237955805,364.06086440884229,235.11344038395012,149.97614747107812,171.7351560087842,193.20205050988221,256.72639190335218,620.64119929389051,321.27313242495023,256.8724489216562,407.14071042934233,214.66894501098022,192.61782243666613,257.3106199765682,322.00341751647034,171.58909899048018,171.58909899048018,214.37683097437221,448.75998626680217,193.20205050988221,236.13583951207823,85.867578004392101,128.80136700658815,107.33447250549011,21.466894501098025,493.73857352525454,64.400683503294076,64.400683503294076,171.7351560087842,171.7351560087842,128.80136700658815,171.44304197217616,214.66894501098022,236.13583951207823,171.7351560087842,150.26826150768616,128.80136700658815,128.80136700658815,193.20205050988221,64.400683503294076,64.400683503294076,64.400683503294076,64.400683503294076,107.33447250549011,171.7351560087842,85.867578004392101,64.400683503294076,21.466894501098025,85.867578004392101,42.93378900219605,85.867578004392101,128.80136700658815,42.93378900219605,42.93378900219605,42.93378900219605,42.93378900219605,85.867578004392101,21.466894501098025,0,42.93378900219605,42.93378900219605,0,0,0,0,0,0,0,0,0,0,0,0,0,0,0,0,0,0,0,0,0,0,0,0,0,0,0,0,0,0]
[5,"TRANSFORMERS","pole mounted ; < = 22 kv ; > 600 kva ; multiple phase",16.606658466346151,53.86170301261771,7.3390532776794659,2,0,0,0,0,0,0,0,0,0,0,0,0,0,0,0,0,2.0135562704369998,2.0135562704369998,1.0067781352184999,2.0135562704369998,1.0067781352184999,1.0067781352184999,0,0,0,0,1.0067781352184999,2.0135562704369998,0,0,0,2.0135562704369998,1.0067781352184999,1.0067781352184999,2.0135562704369998,0,0,0,0,0,0,0,1.0067781352184999,0,0,0,0,0,0,1.0067781352184999,0,0,0,0,0,0,0,0,0,0,0,0,0,0,0,0,0,0,0,0,0,0,0,0,0,0,0,0,0,0,0,0,0,0,0,0,0,0,0,0,0,null,0,0,0,0,0,0,0,0,0,0,0,0,0,0,0,0,33.43844128591698,33.43844128591698,16.71922064295849,33.43844128591698,16.71922064295849,16.71922064295849,0,0,0,0,16.71922064295849,33.43844128591698,0,0,0,33.43844128591698,16.71922064295849,16.71922064295849,33.43844128591698,0,0,0,0,0,0,0,16.71922064295849,0,0,0,0,0,0,16.71922064295849,0,0,0,0,0,0,0,0,0,0,0,0,0,0,0,0,0,0,0,0,0,0,0,0,0,0,0,0,0,0,0,0,0,0,0,0,0,0,0,0,0]
[null,"TRANSFORMERS","pole mounted ; > = 22 kv & < = 33 kv ; < = 60kva",13.20091460424397,45.872312113234543,6.7729101657437143,2,13,15.1027193629587,4.0273918301223102,9.0616316177752108,6.0410877451834697,30.2054387259174,19.130111193080999,51.349245834059502,44.301310131345502,30.2054387259174,32.219134640978503,18.1232632355504,20.136959150611599,33.225982598509098,26.178046895794999,20.136959150611599,19.130111193080999,24.1643509807339,18.1232632355504,25.171198938264499,26.178046895794999,23.157503023203301,21.143807108142202,33.225982598509098,43.2944621738149,20.136959150611599,33.225982598509098,32.219134640978503,23.157503023203301,43.2944621738149,30.2054387259174,22.150655065672701,42.287614216284297,18.1232632355504,27.184894853325599,26.178046895794999,26.178046895794999,19.130111193080999,23.157503023203301,11.0753275328364,16.109567320489301,13.0890234478975,15.1027193629587,20.136959150611599,10.068479575305799,13.0890234478975,11.0753275328364,8.0547836602446292,13.0890234478975,33.225982598509098,6.0410877451834697,17.116415278019801,26.178046895794999,6.0410877451834697,10.068479575305799,10.068479575305799,17.116415278019801,3.0205438725917402,4.0273918301223102,4.0273918301223102,0,5.0342397876528899,15.1027193629587,1.00684795753058,1.00684795753058,0,1.00684795753058,0,0,0,0,0,0,0,0,0,0,0,0,0,0,0,0,0,0,0,0,0,0,0,0,null,171.6118898551716,199.36970860227967,53.165255627274455,119.62182516136768,79.747883440911735,398.73941720455935,252.53496422955399,677.85700924774994,584.81781190002016,398.73941720455935,425.32204501819592,239.24365032273511,265.82627813637288,438.61335892501478,345.57416157728375,265.82627813637288,252.53496422955399,318.99153376364723,239.24365032273511,332.28284767046614,345.57416157728375,305.70021985682831,279.11759204319185,438.61335892501478,571.52649799320125,265.82627813637288,438.61335892501478,425.32204501819592,305.70021985682831,571.52649799320125,398.73941720455935,292.40890595000945,558.23518408638233,239.24365032273511,358.8654754841026,345.57416157728375,345.57416157728375,252.53496422955399,305.70021985682831,146.20445297500538,212.66102250909861,172.78708078864187,199.36970860227967,265.82627813637288,132.91313906818644,172.78708078864187,146.20445297500538,106.33051125454902,172.78708078864187,438.61335892501478,79.747883440911735,225.95233641591619,345.57416157728375,79.747883440911735,132.91313906818644,132.91313906818644,225.95233641591619,39.873941720455939,53.165255627274455,53.165255627274455,0,66.456569534093092,199.36970860227967,13.291313906818646,13.291313906818646,0,13.291313906818646,0,0,0,0,0,0,0,0,0,0,0,0,0,0,0,0,0,0,0,0,0,0,0,0]
[null,"TRANSFORMERS","pole mounted ; > = 22 kv & < = 33 kv ; > 60 kva and < = 600 kva",33.083136000278877,45.872312113234543,6.7729101657437143,2,5,11.075159805337501,3.0204981287284198,3.0204981287284198,4.0273308383045601,8.0546616766091095,26.177650448979598,21.1434869010989,31.2118139968603,25.1708177394035,20.136654191522801,20.136654191522801,16.109323353218201,17.116156062794399,10.068327095761401,15.102490643642099,17.116156062794399,17.116156062794399,14.095657934065899,17.116156062794399,9.0614943861852506,6.0409962574568299,14.095657934065899,12.081992514913701,22.150319610675101,26.177650448979598,16.109323353218201,13.088825224489799,11.075159805337501,11.075159805337501,21.1434869010989,10.068327095761401,5.0341635478807003,7.0478289670329701,12.081992514913701,11.075159805337501,4.0273308383045601,13.088825224489799,9.0614943861852506,8.0546616766091095,4.0273308383045601,6.0409962574568299,4.0273308383045601,2.01366541915228,4.0273308383045601,7.0478289670329701,2.01366541915228,2.01366541915228,5.0341635478807003,7.0478289670329701,3.0204981287284198,1.00683270957614,1.00683270957614,5.0341635478807003,6.0409962574568299,11.075159805337501,4.0273308383045601,2.01366541915228,1.00683270957614,0,1.00683270957614,4.0273308383045601,1.00683270957614,0,0,3.0204981287284198,0,0,0,0,0,0,0,0,0,0,0,0,0,0,0,0,0,0,0,0,0,0,0,0,0,null,165.41568000139438,366.40101806480266,99.927550381310169,99.927550381310169,133.23673384174691,266.47346768349342,866.03876997135342,699.49285266916991,1032.5846872735372,832.72958651091812,666.1836692087345,666.1836692087345,532.94693536698628,566.25611882742498,333.09183460436725,499.63775190655082,566.25611882742498,566.25611882742498,466.32856844611211,566.25611882742498,299.7826511439302,199.85510076262003,466.32856844611211,399.71020152524136,732.80203612960861,866.03876997135342,532.94693536698628,433.01938498567671,366.40101806480266,366.40101806480266,699.49285266916991,333.09183460436725,166.54591730218362,233.16428422305674,399.71020152524136,366.40101806480266,133.23673384174691,433.01938498567671,299.7826511439302,266.47346768349342,133.23673384174691,199.85510076262003,133.23673384174691,66.618366920873456,133.23673384174691,233.16428422305674,66.618366920873456,66.618366920873456,166.54591730218362,233.16428422305674,99.927550381310169,33.309183460436728,33.309183460436728,166.54591730218362,199.85510076262003,366.40101806480266,133.23673384174691,66.618366920873456,33.309183460436728,0,33.309183460436728,133.23673384174691,33.309183460436728,0,0,99.927550381310169,0,0,0,0,0,0,0,0,0,0,0,0,0,0,0,0,0,0,0,0,0,0,0,0,0]
[6,"UNDERGROUND CABLES","˂ = 1 kv",313.74940325643172,75.084104781799695,8.665108469130649,2,5.0799999999999397,6.9135982811361201,0,5.0409840224259304,38.003441398702201,184.03365263079499,189.28084411406701,257.70625608527098,322.27620258544601,457.29839176041003,493.18594015535598,450.19262860206999,494.62825273763701,454.987432588133,501.541586216479,471.08195637495999,401.68296555062801,442.547014549371,306.98031384783798,235.89541586506701,255.11906090176501,219.66906762706901,240.64087498237399,195.59537140206101,331.88887558412603,501.181850046438,451.57069590021302,327.699205362567,466.12915015316298,396.81092094098199,400.509404752671,271.54772140069701,339.97037781563102,459.85032602942903,435.64769698637298,277.16818870086797,151.222121493906,157.00598307510401,126.91916979110501,102.621508075958,160.303907660904,261.18269649236697,277.44185626150198,261.82428184382002,181.34150817454901,118.98599132917801,63.162078371265501,53.142127352087599,38.4488039283845,387.09748303278701,0.21159950613940001,0.92959201045211604,0,3.9190133612956E-2,0,0.12872870277033599,0,0,0.46374991441998298,0,0,0,0.31510296231771501,40.856853935149402,0,0,0,0,0,0,0,0,0,0,0,0,0,0,0,0,0,0,0,0,0,0,0,0,0,0,0,null,1593.8469685426542,2169.1373350611498,0,1581.6057288613424,11923.557060533589,57740.448692013371,59386.751888662198,80855.184062202941,101113.96624493258,143477.09752495459,154736.79441820519,141247.66857434384,155189.31913020511,142752.03546370269,157358.37338370449,147801.68269751611,126027.79073978336,138848.86172778055,96314.890281231288,74012.045958592571,80043.453117270037,68921.038881889646,75500.930924825429,61367.931057116773,104129.93666196766,157245.50637502436,141680.03636678343,102815.43013011226,146247.74270098255,124499.1896508682,125659.5867397392,85197.935545112457,106665.50316451787,144277.76537900892,136684.2049595133,86961.353806563391,47445.850377884628,49260.533497503304,39820.813783760932,32197.436920106913,50295.255368282764,81945.915165385857,87047.216840402951,82147.212186542325,56895.789975386084,37331.783775404561,19817.064397420523,16673.310744494782,12063.289288454185,121451.60430360363,66.389218780592415,291.65893855129804,0,12.295881034604772,0,40.388553676167483,0,0,145.50125890949093,0,0,0,98.863366391516976,12818.813541088319,0,0,0,0,0,0,0,0,0,0,0,0,0,0,0,0,0,0,0,0,0,0,0,0,0,0,0]
[6,"UNDERGROUND CABLES","> 1 kv & < = 11 kv",831.75789399286077,68.941686751934498,8.3031130759453404,2,3.0880000000000001,3.5776005561811499,0,1.5447974010565599,16.646895705508101,66.665956678292403,92.338523713180805,113.47671339608399,129.11210366731299,157.74778884701399,164.417095349372,163.99383651227001,139.320587601401,128.94496609917101,122.186150742668,105.89712100422599,114.706715583809,110.040829205696,78.080102542977698,82.004313990682206,80.360757532813807,76.335421826176699,66.187233782205396,47.198077473079302,104.74397174330601,116.807303320632,98.311785001671197,89.1553088185794,128.67092689233201,115.71705245584501,122.02355230300699,91.595380171386694,122.536985823238,169.343570692387,136.58363259687201,83.002051539714898,43.385347342875598,57.962541591090698,34.953586849829399,34.692889675149402,48.054894364008703,57.640429335169799,86.464493044141406,81.954768521780593,42.286470586503299,55.007451508566,19.3762944911463,16.636752725445,24.5641291806803,60.815590714039601,0.55665533006201096,0.579238285381804,1.62071378079198,1.0751677807297999,0.43893698562301797,0.803006113913738,0,0.31430831676422999,0.26604532863454999,30.187177577524,0,0,0,0,0,0,0,0,0,0,0,0,0,0,0,0,0,0,0,0,0,0,0,0,0,0,0,0,0,0,0,null,2568.4683766499543,2975.6975041569208,0,1284.897432948449,13846.186913532216,55449.935727755779,76803.296018085108,94385.152151558272,107390.01143531218,131207.96863342286,136755.21696421705,136403.16808525522,115880.99853318917,107250.9934436273,101629.29541681576,88080.766346382152,95408.216180827032,91527.328353357792,64943.741653893747,68207.735503219126,66840.694445164132,63492.589695197392,55051.754179900287,39257.373519520326,87121.625345659922,97155.396612954166,81771.603247668958,74155.631901224726,107023.05917007542,96248.571849735046,101494.05288107679,76185.180510828039,101921.10526456947,140852.85172033095,113604.5146026689,69037.611585760154,36086.105136058963,48210.801524279203,29072.921785710652,28856.084852728931,39970.037732257275,47942.882112665146,71917.524639555413,68166.525668348622,35172.105719421037,45752.882020679266,16116.385899341316,13837.750409796119,20431.408355091222,50583.847654241355,463.00246501227906,481.78601636920496,1348.0414810767443,894.27928898879634,365.08930275737606,667.90667417228201,0,261.42842361625691,221.28530225171184,25108.423247469873,0,0,0,0,0,0,0,0,0,0,0,0,0,0,0,0,0,0,0,0,0,0,0,0,0,0,0,0,0,0,0]
[6,"UNDERGROUND CABLES","> 11 kv & < = 22 kv",831.75789399286077,68.941686751934498,8.3031130759453404,2,0.09,1.9970491803278E-2,0.382322383399266,3.2971458897982003E-2,0.344637227044017,1.058322772368,0.60546589022994202,2.9334829098049,0.26361291971508799,0.75849009447090898,0.71585921928096297,1.03409485590371,2.0402323569922101,1.64655802241089,3.4200488345881399,1.1983293561699899,3.9489183623026398,0.86176403073025498,0.76563391056547203,2.7218183553312998,0.61412395110352302,0.99341784494475205,2.4850710687923399,7.1364891036965E-2,1.9048955087023001,0.21353293714448601,0.91249123082737205,0.11053986886834501,4.4549081398722201,1.3914810470549399,1.2243890203508401,3.4972460103546101,1.02261590354663,2.0861530510810899,0.32169153398131001,2.5321103501534599,1.02642593879707,3.9700078843458997E-2,0.348325145780014,3.6893719225182999,0,0,0.77867595430734005,9.8316005773203999E-2,0.13128746467118699,7.7592833273250006E-2,0,0,0.61604118038018396,4.7262388232997301,0,0,0,6.4172228336627002E-2,0.118074457809106,0,0.11729291211671,0.38044178907693699,0.109477455192744,0,0,0,0,0,0,0,0,0,0,0,0,0,0,0,0,0,0,0,0,0,0,0,0,0,0,0,0,0,0,0,0,null,74.858210459357466,16.610614204296198,317.99966044250453,27.424271214857683,286.65473415767099,880.26832030949345,503.60103374216919,2439.9475671233727,219.26212693153067,630.88012359156926,595.42155662450728,860.11655953532068,1696.9793685079312,1369.5376330575316,2844.6526160097692,996.71990159777158,3284.5440205785803,716.77903531899585,636.82204902145531,2263.8939030614738,510.80244422044092,826.28313456617332,2066.977478601304,59.358311473935991,1584.4118765946844,177.6077060974076,758.97178443992834,91.942408532181631,3705.4050123517704,1157.3753452293977,1018.3952329949967,2908.8619763474849,850.56885029755142,1735.1742683139883,267.56947281962721,2106.1027722011672,853.73787719349593,33.020853970185982,289.72218967874068,3068.6642204302129,0,0,647.6698718575542,81.775113907710093,109.1993851225686,64.538451592297605,0,0,512.3971148058979,3931.0864501750798,0,0,0,53.375757494101855,98.209362361650903,0,97.559305562484411,316.43546126950923,91.058737570814529,0,0,0,0,0,0,0,0,0,0,0,0,0,0,0,0,0,0,0,0,0,0,0,0,0,0,0,0,0,0,0,0]
[6,"UNDERGROUND CABLES","> 22 kv & < = 33 kv",726.79140616773645,65.105661956406394,8.068807963782902,2,0.12,3.0197014925373002E-2,7.8918860957782E-2,1.7375556300422901,2.1788013663158901,8.1556477145504598,1.70969656769439,3.0963325404458599,5.2404236965362996,5.9793819167829403,3.5902287232611201,16.009286302083598,3.5666871338708899,2.3084278109843899,0.67652339529610295,2.0178505191624301,1.1958036680225701,0.95650204845838105,0.45945676146390602,0.68560902479210695,4.1119839684242798,0.63924163758094799,1.9089365829198,1.6850983336066301,4.1270951237761198,0.174732675305175,0.62465880457787903,3.0039840662355402,0.44510873839362303,0.370405094455036,0.300621097334002,0.27826113212166198,18.528389750745699,2.4794679107336601,0.120343877809507,0.17260802413916501,0.14274929010561299,9.6575053000449995E-3,0.15608800919061599,0.42290783797446002,0.550011969493999,6.6045974481368994E-2,1.2444888565057399,0,0,0,0,0.55606779340567403,9.9727830818936098,9.8858768959641005E-2,0,0,0,0,0.15434965823660801,0,0.240358264261719,0,0.46850262476161503,0.42264651724281099,1.7889221964675901,6.9795358891974996E-2,2.5976871373771599,1.29221965622984,15.981591985414401,0,0,0,0,0,0,0,0,0,0,0,0,0,0,0,0,0,0,0,0,0,0,0,0,0,0,null,87.21496874012837,21.946930939679969,57.357549928662458,1262.8404996531033,1583.5341087849113,5927.4546706668143,1242.5927725547583,2250.3878810335664,3808.6949073203446,4345.7633913126083,2609.3473822427468,11635.41170323322,2592.2375573863978,1677.7454947820545,491.69138977262611,1466.5564162583596,869.0998293826608,695.17746880138714,333.9292257376265,498.29474720994591,2988.5546105502717,464.59532865842374,1387.3987033853152,1224.7149874128722,2999.5372683972546,126.99420678849866,453.99665095421398,2183.2698036048032,323.50120587464841,269.20723945066885,218.48883005506727,202.23779949652902,13466.274440968342,1802.0559693898965,87.464896176849848,125.45002857993833,103.74895728530461,7.0189918570920726,113.44342368557037,307.36578224081507,399.74397271762967,48.001646665032609,904.48380597988512,0,0,0,0,404.14529349390017,7248.1330394952693,71.849703704188869,0,0,0,0,112.18000515129388,0,174.69032086681113,0,340.50368144376955,307.17585657879908,1300.1732786953555,50.726667033080332,1887.976687358188,939.17414102887449,11615.283711878359,0,0,0,0,0,0,0,0,0,0,0,0,0,0,0,0,0,0,0,0,0,0,0,0,0,0]
[6,"UNDERGROUND CABLES","> 33 kv & < = 66 kv",726.79140616773645,65.105661956406394,8.068807963782902,2,1E-3,7.9998518518517997E-2,0,1.40328914011614,0,4.0680361320343597,5.4580304519344001E-2,0,6.3261782375087297,1.57654906545818,0.99629673649110095,0,0,4.7287032442665002E-2,0,0,0.75154485938924598,0.40633660531841698,2.85680646871677,0,0,0,0,0,0,0,0,0,2.6125017268239699,3.27107227174253,0.125515821352332,0,4.7393152532282201,0,1.14045312789227,0,0,0,0,0,0,0,0,0,0,0,0,4.8730782351032298,4.9165894591138199,1.0832396938084601,1.98343216936545,1.8243116529677099,0.65687143112412405,0.14386823759977899,3.3971246553457299,2.0015063681494798,1.37626230081291,0.56737483494612795,0,0.40947648811982101,0,0.23004609689274699,0,0,8.0057075097825003E-2,0,0,0,0,0,0,0,0,0,0,0,0,0,0,0,0,0,0,0,0,0,0,0,0,0,0,null,0.72679140616773652,58.142235765409403,0,1019.8984874049231,0,2956.6137007424118,39.668496270677288,0,4597.8119769067025,1145.8223121767815,724.0999060746941,0,0,34.367808802503873,0,0,546.21634515364383,295.3219527567968,2076.3023905477471,0,0,0,0,0,0,0,0,0,1898.7438036540327,2377.3872160560454,91.223820296959772,0,3444.4935971659402,0,828.87153248921629,0,0,0,0,0,0,0,0,0,0,0,0,3541.7113828560678,3573.3349665388041,787.289300279759,1441.5414554114393,1325.8940315485895,477.40851109811558,104.56219870801738,2469.0010051858103,1454.6776277610397,1000.2556128634592,412.36315411468371,0,297.60399259323117,0,167.19552624407893,0,0,58.184794184024312,0,0,0,0,0,0,0,0,0,0,0,0,0,0,0,0,0,0,0,0,0,0,0,0,0,0]
["",null,null,null,null,"","",null,null,null,null,null,null,null,null,null,null,null,null,null,null,null,null,null,null,null,null,null,null,null,null,null,null,null,null,null,null,null,null,null,null,null,null,null,null,null,null,null,null,null,null,null,null,null,null,null,null,null,null,null,null,null,null,null,null,null,null,null,null,null,null,null,null,null,null,null,null,null,null,null,null,null,null,null,null,null,null,null,null,null,null,null,null,null,null,null,null,null,null,0,0,0,0,0,0,0,0,0,0,0,0,0,0,0,0,0,0,0,0,0,0,0,0,0,0,0,0,0,0,0,0,0,0,0,0,0,0,0,0,0,0,0,0,0,0,0,0,0,0,0,0,0,0,0,0,0,0,0,0,0,0,0,0,0,0,0,0,0,0,0,0,0,0,0,0,0,0,0,0,0,0,0,0,0,0,0,0,0,0,0]
["",null,null,null,null,"","",null,null,null,null,null,null,null,null,null,null,null,null,null,null,null,null,null,null,null,null,null,null,null,null,null,null,null,null,null,null,null,null,null,null,null,null,null,null,null,null,null,null,null,null,null,null,null,null,null,null,null,null,null,null,null,null,null,null,null,null,null,null,null,null,null,null,null,null,null,null,null,null,null,null,null,null,null,null,null,null,null,null,null,null,null,null,null,null,null,null,null,null,0,0,0,0,0,0,0,0,0,0,0,0,0,0,0,0,0,0,0,0,0,0,0,0,0,0,0,0,0,0,0,0,0,0,0,0,0,0,0,0,0,0,0,0,0,0,0,0,0,0,0,0,0,0,0,0,0,0,0,0,0,0,0,0,0,0,0,0,0,0,0,0,0,0,0,0,0,0,0,0,0,0,0,0,0,0,0,0,0,0,0]
["",null,null,null,null,"","",null,null,null,null,null,null,null,null,null,null,null,null,null,null,null,null,null,null,null,null,null,null,null,null,null,null,null,null,null,null,null,null,null,null,null,null,null,null,null,null,null,null,null,null,null,null,null,null,null,null,null,null,null,null,null,null,null,null,null,null,null,null,null,null,null,null,null,null,null,null,null,null,null,null,null,null,null,null,null,null,null,null,null,null,null,null,null,null,null,null,null,null,0,0,0,0,0,0,0,0,0,0,0,0,0,0,0,0,0,0,0,0,0,0,0,0,0,0,0,0,0,0,0,0,0,0,0,0,0,0,0,0,0,0,0,0,0,0,0,0,0,0,0,0,0,0,0,0,0,0,0,0,0,0,0,0,0,0,0,0,0,0,0,0,0,0,0,0,0,0,0,0,0,0,0,0,0,0,0,0,0,0,0]
["",null,null,null,null,"","",null,null,null,null,null,null,null,null,null,null,null,null,null,null,null,null,null,null,null,null,null,null,null,null,null,null,null,null,null,null,null,null,null,null,null,null,null,null,null,null,null,null,null,null,null,null,null,null,null,null,null,null,null,null,null,null,null,null,null,null,null,null,null,null,null,null,null,null,null,null,null,null,null,null,null,null,null,null,null,null,null,null,null,null,null,null,null,null,null,null,null,null,0,0,0,0,0,0,0,0,0,0,0,0,0,0,0,0,0,0,0,0,0,0,0,0,0,0,0,0,0,0,0,0,0,0,0,0,0,0,0,0,0,0,0,0,0,0,0,0,0,0,0,0,0,0,0,0,0,0,0,0,0,0,0,0,0,0,0,0,0,0,0,0,0,0,0,0,0,0,0,0,0,0,0,0,0,0,0,0,0,0,0]
["",null,null,null,null,"","",null,null,null,null,null,null,null,null,null,null,null,null,null,null,null,null,null,null,null,null,null,null,null,null,null,null,null,null,null,null,null,null,null,null,null,null,null,null,null,null,null,null,null,null,null,null,null,null,null,null,null,null,null,null,null,null,null,null,null,null,null,null,null,null,null,null,null,null,null,null,null,null,null,null,null,null,null,null,null,null,null,null,null,null,null,null,null,null,null,null,null,null,0,0,0,0,0,0,0,0,0,0,0,0,0,0,0,0,0,0,0,0,0,0,0,0,0,0,0,0,0,0,0,0,0,0,0,0,0,0,0,0,0,0,0,0,0,0,0,0,0,0,0,0,0,0,0,0,0,0,0,0,0,0,0,0,0,0,0,0,0,0,0,0,0,0,0,0,0,0,0,0,0,0,0,0,0,0,0,0,0,0,0]
["",null,null,null,null,"","",null,null,null,null,null,null,null,null,null,null,null,null,null,null,null,null,null,null,null,null,null,null,null,null,null,null,null,null,null,null,null,null,null,null,null,null,null,null,null,null,null,null,null,null,null,null,null,null,null,null,null,null,null,null,null,null,null,null,null,null,null,null,null,null,null,null,null,null,null,null,null,null,null,null,null,null,null,null,null,null,null,null,null,null,null,null,null,null,null,null,null,null,0,0,0,0,0,0,0,0,0,0,0,0,0,0,0,0,0,0,0,0,0,0,0,0,0,0,0,0,0,0,0,0,0,0,0,0,0,0,0,0,0,0,0,0,0,0,0,0,0,0,0,0,0,0,0,0,0,0,0,0,0,0,0,0,0,0,0,0,0,0,0,0,0,0,0,0,0,0,0,0,0,0,0,0,0,0,0,0,0,0,0]
["",null,null,null,null,"","",null,null,null,null,null,null,null,null,null,null,null,null,null,null,null,null,null,null,null,null,null,null,null,null,null,null,null,null,null,null,null,null,null,null,null,null,null,null,null,null,null,null,null,null,null,null,null,null,null,null,null,null,null,null,null,null,null,null,null,null,null,null,null,null,null,null,null,null,null,null,null,null,null,null,null,null,null,null,null,null,null,null,null,null,null,null,null,null,null,null,null,null,0,0,0,0,0,0,0,0,0,0,0,0,0,0,0,0,0,0,0,0,0,0,0,0,0,0,0,0,0,0,0,0,0,0,0,0,0,0,0,0,0,0,0,0,0,0,0,0,0,0,0,0,0,0,0,0,0,0,0,0,0,0,0,0,0,0,0,0,0,0,0,0,0,0,0,0,0,0,0,0,0,0,0,0,0,0,0,0,0,0,0]
["",null,null,null,null,"","",null,null,null,null,null,null,null,null,null,null,null,null,null,null,null,null,null,null,null,null,null,null,null,null,null,null,null,null,null,null,null,null,null,null,null,null,null,null,null,null,null,null,null,null,null,null,null,null,null,null,null,null,null,null,null,null,null,null,null,null,null,null,null,null,null,null,null,null,null,null,null,null,null,null,null,null,null,null,null,null,null,null,null,null,null,null,null,null,null,null,null,null,0,0,0,0,0,0,0,0,0,0,0,0,0,0,0,0,0,0,0,0,0,0,0,0,0,0,0,0,0,0,0,0,0,0,0,0,0,0,0,0,0,0,0,0,0,0,0,0,0,0,0,0,0,0,0,0,0,0,0,0,0,0,0,0,0,0,0,0,0,0,0,0,0,0,0,0,0,0,0,0,0,0,0,0,0,0,0,0,0,0,0]
["",null,null,null,null,"","",null,null,null,null,null,null,null,null,null,null,null,null,null,null,null,null,null,null,null,null,null,null,null,null,null,null,null,null,null,null,null,null,null,null,null,null,null,null,null,null,null,null,null,null,null,null,null,null,null,null,null,null,null,null,null,null,null,null,null,null,null,null,null,null,null,null,null,null,null,null,null,null,null,null,null,null,null,null,null,null,null,null,null,null,null,null,null,null,null,null,null,null,0,0,0,0,0,0,0,0,0,0,0,0,0,0,0,0,0,0,0,0,0,0,0,0,0,0,0,0,0,0,0,0,0,0,0,0,0,0,0,0,0,0,0,0,0,0,0,0,0,0,0,0,0,0,0,0,0,0,0,0,0,0,0,0,0,0,0,0,0,0,0,0,0,0,0,0,0,0,0,0,0,0,0,0,0,0,0,0,0,0,0]
["",null,null,null,null,"","",null,null,null,null,null,null,null,null,null,null,null,null,null,null,null,null,null,null,null,null,null,null,null,null,null,null,null,null,null,null,null,null,null,null,null,null,null,null,null,null,null,null,null,null,null,null,null,null,null,null,null,null,null,null,null,null,null,null,null,null,null,null,null,null,null,null,null,null,null,null,null,null,null,null,null,null,null,null,null,null,null,null,null,null,null,null,null,null,null,null,null,null,0,0,0,0,0,0,0,0,0,0,0,0,0,0,0,0,0,0,0,0,0,0,0,0,0,0,0,0,0,0,0,0,0,0,0,0,0,0,0,0,0,0,0,0,0,0,0,0,0,0,0,0,0,0,0,0,0,0,0,0,0,0,0,0,0,0,0,0,0,0,0,0,0,0,0,0,0,0,0,0,0,0,0,0,0,0,0,0,0,0,0]
["",null,null,null,null,"","",null,null,null,null,null,null,null,null,null,null,null,null,null,null,null,null,null,null,null,null,null,null,null,null,null,null,null,null,null,null,null,null,null,null,null,null,null,null,null,null,null,null,null,null,null,null,null,null,null,null,null,null,null,null,null,null,null,null,null,null,null,null,null,null,null,null,null,null,null,null,null,null,null,null,null,null,null,null,null,null,null,null,null,null,null,null,null,null,null,null,null,null,0,0,0,0,0,0,0,0,0,0,0,0,0,0,0,0,0,0,0,0,0,0,0,0,0,0,0,0,0,0,0,0,0,0,0,0,0,0,0,0,0,0,0,0,0,0,0,0,0,0,0,0,0,0,0,0,0,0,0,0,0,0,0,0,0,0,0,0,0,0,0,0,0,0,0,0,0,0,0,0,0,0,0,0,0,0,0,0,0,0,0]
["",null,null,null,null,"","",null,null,null,null,null,null,null,null,null,null,null,null,null,null,null,null,null,null,null,null,null,null,null,null,null,null,null,null,null,null,null,null,null,null,null,null,null,null,null,null,null,null,null,null,null,null,null,null,null,null,null,null,null,null,null,null,null,null,null,null,null,null,null,null,null,null,null,null,null,null,null,null,null,null,null,null,null,null,null,null,null,null,null,null,null,null,null,null,null,null,null,null,0,0,0,0,0,0,0,0,0,0,0,0,0,0,0,0,0,0,0,0,0,0,0,0,0,0,0,0,0,0,0,0,0,0,0,0,0,0,0,0,0,0,0,0,0,0,0,0,0,0,0,0,0,0,0,0,0,0,0,0,0,0,0,0,0,0,0,0,0,0,0,0,0,0,0,0,0,0,0,0,0,0,0,0,0,0,0,0,0,0,0]
["",null,null,null,null,"","",null,null,null,null,null,null,null,null,null,null,null,null,null,null,null,null,null,null,null,null,null,null,null,null,null,null,null,null,null,null,null,null,null,null,null,null,null,null,null,null,null,null,null,null,null,null,null,null,null,null,null,null,null,null,null,null,null,null,null,null,null,null,null,null,null,null,null,null,null,null,null,null,null,null,null,null,null,null,null,null,null,null,null,null,null,null,null,null,null,null,null,null,0,0,0,0,0,0,0,0,0,0,0,0,0,0,0,0,0,0,0,0,0,0,0,0,0,0,0,0,0,0,0,0,0,0,0,0,0,0,0,0,0,0,0,0,0,0,0,0,0,0,0,0,0,0,0,0,0,0,0,0,0,0,0,0,0,0,0,0,0,0,0,0,0,0,0,0,0,0,0,0,0,0,0,0,0,0,0,0,0,0,0]
["",null,null,null,null,"","",null,null,null,null,null,null,null,null,null,null,null,null,null,null,null,null,null,null,null,null,null,null,null,null,null,null,null,null,null,null,null,null,null,null,null,null,null,null,null,null,null,null,null,null,null,null,null,null,null,null,null,null,null,null,null,null,null,null,null,null,null,null,null,null,null,null,null,null,null,null,null,null,null,null,null,null,null,null,null,null,null,null,null,null,null,null,null,null,null,null,null,null,0,0,0,0,0,0,0,0,0,0,0,0,0,0,0,0,0,0,0,0,0,0,0,0,0,0,0,0,0,0,0,0,0,0,0,0,0,0,0,0,0,0,0,0,0,0,0,0,0,0,0,0,0,0,0,0,0,0,0,0,0,0,0,0,0,0,0,0,0,0,0,0,0,0,0,0,0,0,0,0,0,0,0,0,0,0,0,0,0,0,0]
["",null,null,null,null,"","",null,null,null,null,null,null,null,null,null,null,null,null,null,null,null,null,null,null,null,null,null,null,null,null,null,null,null,null,null,null,null,null,null,null,null,null,null,null,null,null,null,null,null,null,null,null,null,null,null,null,null,null,null,null,null,null,null,null,null,null,null,null,null,null,null,null,null,null,null,null,null,null,null,null,null,null,null,null,null,null,null,null,null,null,null,null,null,null,null,null,null,null,0,0,0,0,0,0,0,0,0,0,0,0,0,0,0,0,0,0,0,0,0,0,0,0,0,0,0,0,0,0,0,0,0,0,0,0,0,0,0,0,0,0,0,0,0,0,0,0,0,0,0,0,0,0,0,0,0,0,0,0,0,0,0,0,0,0,0,0,0,0,0,0,0,0,0,0,0,0,0,0,0,0,0,0,0,0,0,0,0,0,0]
["",null,null,null,null,"","",null,null,null,null,null,null,null,null,null,null,null,null,null,null,null,null,null,null,null,null,null,null,null,null,null,null,null,null,null,null,null,null,null,null,null,null,null,null,null,null,null,null,null,null,null,null,null,null,null,null,null,null,null,null,null,null,null,null,null,null,null,null,null,null,null,null,null,null,null,null,null,null,null,null,null,null,null,null,null,null,null,null,null,null,null,null,null,null,null,null,null,null,0,0,0,0,0,0,0,0,0,0,0,0,0,0,0,0,0,0,0,0,0,0,0,0,0,0,0,0,0,0,0,0,0,0,0,0,0,0,0,0,0,0,0,0,0,0,0,0,0,0,0,0,0,0,0,0,0,0,0,0,0,0,0,0,0,0,0,0,0,0,0,0,0,0,0,0,0,0,0,0,0,0,0,0,0,0,0,0,0,0,0]
["",null,null,null,null,"","",null,null,null,null,null,null,null,null,null,null,null,null,null,null,null,null,null,null,null,null,null,null,null,null,null,null,null,null,null,null,null,null,null,null,null,null,null,null,null,null,null,null,null,null,null,null,null,null,null,null,null,null,null,null,null,null,null,null,null,null,null,null,null,null,null,null,null,null,null,null,null,null,null,null,null,null,null,null,null,null,null,null,null,null,null,null,null,null,null,null,null,null,0,0,0,0,0,0,0,0,0,0,0,0,0,0,0,0,0,0,0,0,0,0,0,0,0,0,0,0,0,0,0,0,0,0,0,0,0,0,0,0,0,0,0,0,0,0,0,0,0,0,0,0,0,0,0,0,0,0,0,0,0,0,0,0,0,0,0,0,0,0,0,0,0,0,0,0,0,0,0,0,0,0,0,0,0,0,0,0,0,0,0]
["",null,null,null,null,"","",null,null,null,null,null,null,null,null,null,null,null,null,null,null,null,null,null,null,null,null,null,null,null,null,null,null,null,null,null,null,null,null,null,null,null,null,null,null,null,null,null,null,null,null,null,null,null,null,null,null,null,null,null,null,null,null,null,null,null,null,null,null,null,null,null,null,null,null,null,null,null,null,null,null,null,null,null,null,null,null,null,null,null,null,null,null,null,null,null,null,null,null,0,0,0,0,0,0,0,0,0,0,0,0,0,0,0,0,0,0,0,0,0,0,0,0,0,0,0,0,0,0,0,0,0,0,0,0,0,0,0,0,0,0,0,0,0,0,0,0,0,0,0,0,0,0,0,0,0,0,0,0,0,0,0,0,0,0,0,0,0,0,0,0,0,0,0,0,0,0,0,0,0,0,0,0,0,0,0,0,0,0,0]
["",null,null,null,null,"","",null,null,null,null,null,null,null,null,null,null,null,null,null,null,null,null,null,null,null,null,null,null,null,null,null,null,null,null,null,null,null,null,null,null,null,null,null,null,null,null,null,null,null,null,null,null,null,null,null,null,null,null,null,null,null,null,null,null,null,null,null,null,null,null,null,null,null,null,null,null,null,null,null,null,null,null,null,null,null,null,null,null,null,null,null,null,null,null,null,null,null,null,0,0,0,0,0,0,0,0,0,0,0,0,0,0,0,0,0,0,0,0,0,0,0,0,0,0,0,0,0,0,0,0,0,0,0,0,0,0,0,0,0,0,0,0,0,0,0,0,0,0,0,0,0,0,0,0,0,0,0,0,0,0,0,0,0,0,0,0,0,0,0,0,0,0,0,0,0,0,0,0,0,0,0,0,0,0,0,0,0,0,0]
["",null,null,null,null,"","",null,null,null,null,null,null,null,null,null,null,null,null,null,null,null,null,null,null,null,null,null,null,null,null,null,null,null,null,null,null,null,null,null,null,null,null,null,null,null,null,null,null,null,null,null,null,null,null,null,null,null,null,null,null,null,null,null,null,null,null,null,null,null,null,null,null,null,null,null,null,null,null,null,null,null,null,null,null,null,null,null,null,null,null,null,null,null,null,null,null,null,null,0,0,0,0,0,0,0,0,0,0,0,0,0,0,0,0,0,0,0,0,0,0,0,0,0,0,0,0,0,0,0,0,0,0,0,0,0,0,0,0,0,0,0,0,0,0,0,0,0,0,0,0,0,0,0,0,0,0,0,0,0,0,0,0,0,0,0,0,0,0,0,0,0,0,0,0,0,0,0,0,0,0,0,0,0,0,0,0,0,0,0]
["",null,null,null,null,"","",null,null,null,null,null,null,null,null,null,null,null,null,null,null,null,null,null,null,null,null,null,null,null,null,null,null,null,null,null,null,null,null,null,null,null,null,null,null,null,null,null,null,null,null,null,null,null,null,null,null,null,null,null,null,null,null,null,null,null,null,null,null,null,null,null,null,null,null,null,null,null,null,null,null,null,null,null,null,null,null,null,null,null,null,null,null,null,null,null,null,null,null,0,0,0,0,0,0,0,0,0,0,0,0,0,0,0,0,0,0,0,0,0,0,0,0,0,0,0,0,0,0,0,0,0,0,0,0,0,0,0,0,0,0,0,0,0,0,0,0,0,0,0,0,0,0,0,0,0,0,0,0,0,0,0,0,0,0,0,0,0,0,0,0,0,0,0,0,0,0,0,0,0,0,0,0,0,0,0,0,0,0,0]
["",null,null,null,null,"","",null,null,null,null,null,null,null,null,null,null,null,null,null,null,null,null,null,null,null,null,null,null,null,null,null,null,null,null,null,null,null,null,null,null,null,null,null,null,null,null,null,null,null,null,null,null,null,null,null,null,null,null,null,null,null,null,null,null,null,null,null,null,null,null,null,null,null,null,null,null,null,null,null,null,null,null,null,null,null,null,null,null,null,null,null,null,null,null,null,null,null,null,0,0,0,0,0,0,0,0,0,0,0,0,0,0,0,0,0,0,0,0,0,0,0,0,0,0,0,0,0,0,0,0,0,0,0,0,0,0,0,0,0,0,0,0,0,0,0,0,0,0,0,0,0,0,0,0,0,0,0,0,0,0,0,0,0,0,0,0,0,0,0,0,0,0,0,0,0,0,0,0,0,0,0,0,0,0,0,0,0,0,0]
["",null,null,null,null,"","",null,null,null,null,null,null,null,null,null,null,null,null,null,null,null,null,null,null,null,null,null,null,null,null,null,null,null,null,null,null,null,null,null,null,null,null,null,null,null,null,null,null,null,null,null,null,null,null,null,null,null,null,null,null,null,null,null,null,null,null,null,null,null,null,null,null,null,null,null,null,null,null,null,null,null,null,null,null,null,null,null,null,null,null,null,null,null,null,null,null,null,null,0,0,0,0,0,0,0,0,0,0,0,0,0,0,0,0,0,0,0,0,0,0,0,0,0,0,0,0,0,0,0,0,0,0,0,0,0,0,0,0,0,0,0,0,0,0,0,0,0,0,0,0,0,0,0,0,0,0,0,0,0,0,0,0,0,0,0,0,0,0,0,0,0,0,0,0,0,0,0,0,0,0,0,0,0,0,0,0,0,0,0]
["",null,null,null,null,"","",null,null,null,null,null,null,null,null,null,null,null,null,null,null,null,null,null,null,null,null,null,null,null,null,null,null,null,null,null,null,null,null,null,null,null,null,null,null,null,null,null,null,null,null,null,null,null,null,null,null,null,null,null,null,null,null,null,null,null,null,null,null,null,null,null,null,null,null,null,null,null,null,null,null,null,null,null,null,null,null,null,null,null,null,null,null,null,null,null,null,null,null,0,0,0,0,0,0,0,0,0,0,0,0,0,0,0,0,0,0,0,0,0,0,0,0,0,0,0,0,0,0,0,0,0,0,0,0,0,0,0,0,0,0,0,0,0,0,0,0,0,0,0,0,0,0,0,0,0,0,0,0,0,0,0,0,0,0,0,0,0,0,0,0,0,0,0,0,0,0,0,0,0,0,0,0,0,0,0,0,0,0,0]
["",null,null,null,null,"","",null,null,null,null,null,null,null,null,null,null,null,null,null,null,null,null,null,null,null,null,null,null,null,null,null,null,null,null,null,null,null,null,null,null,null,null,null,null,null,null,null,null,null,null,null,null,null,null,null,null,null,null,null,null,null,null,null,null,null,null,null,null,null,null,null,null,null,null,null,null,null,null,null,null,null,null,null,null,null,null,null,null,null,null,null,null,null,null,null,null,null,null,0,0,0,0,0,0,0,0,0,0,0,0,0,0,0,0,0,0,0,0,0,0,0,0,0,0,0,0,0,0,0,0,0,0,0,0,0,0,0,0,0,0,0,0,0,0,0,0,0,0,0,0,0,0,0,0,0,0,0,0,0,0,0,0,0,0,0,0,0,0,0,0,0,0,0,0,0,0,0,0,0,0,0,0,0,0,0,0,0,0,0]
["",null,null,null,null,"","",null,null,null,null,null,null,null,null,null,null,null,null,null,null,null,null,null,null,null,null,null,null,null,null,null,null,null,null,null,null,null,null,null,null,null,null,null,null,null,null,null,null,null,null,null,null,null,null,null,null,null,null,null,null,null,null,null,null,null,null,null,null,null,null,null,null,null,null,null,null,null,null,null,null,null,null,null,null,null,null,null,null,null,null,null,null,null,null,null,null,null,null,{"$f":"IFERROR($D66*H66,\"\")","v":0},{"$f":"IFERROR($D66*I66,\"\")","v":0},{"$f":"IFERROR($D66*J66,\"\")","v":0},{"$f":"IFERROR($D66*K66,\"\")","v":0},{"$f":"IFERROR($D66*L66,\"\")","v":0},{"$f":"IFERROR($D66*M66,\"\")","v":0},{"$f":"IFERROR($D66*N66,\"\")","v":0},{"$f":"IFERROR($D66*O66,\"\")","v":0},{"$f":"IFERROR($D66*P66,\"\")","v":0},{"$f":"IFERROR($D66*Q66,\"\")","v":0},{"$f":"IFERROR($D66*R66,\"\")","v":0},{"$f":"IFERROR($D66*S66,\"\")","v":0},{"$f":"IFERROR($D66*T66,\"\")","v":0},{"$f":"IFERROR($D66*U66,\"\")","v":0},{"$f":"IFERROR($D66*V66,\"\")","v":0},{"$f":"IFERROR($D66*W66,\"\")","v":0},{"$f":"IFERROR($D66*X66,\"\")","v":0},{"$f":"IFERROR($D66*Y66,\"\")","v":0},{"$f":"IFERROR($D66*Z66,\"\")","v":0},{"$f":"IFERROR($D66*AA66,\"\")","v":0},{"$f":"IFERROR($D66*AB66,\"\")","v":0},{"$f":"IFERROR($D66*AC66,\"\")","v":0},{"$f":"IFERROR($D66*AD66,\"\")","v":0},{"$f":"IFERROR($D66*AE66,\"\")","v":0},{"$f":"IFERROR($D66*AF66,\"\")","v":0},{"$f":"IFERROR($D66*AG66,\"\")","v":0},{"$f":"IFERROR($D66*AH66,\"\")","v":0},{"$f":"IFERROR($D66*AI66,\"\")","v":0},{"$f":"IFERROR($D66*AJ66,\"\")","v":0},{"$f":"IFERROR($D66*AK66,\"\")","v":0},{"$f":"IFERROR($D66*AL66,\"\")","v":0},{"$f":"IFERROR($D66*AM66,\"\")","v":0},{"$f":"IFERROR($D66*AN66,\"\")","v":0},{"$f":"IFERROR($D66*AO66,\"\")","v":0},{"$f":"IFERROR($D66*AP66,\"\")","v":0},{"$f":"IFERROR($D66*AQ66,\"\")","v":0},{"$f":"IFERROR($D66*AR66,\"\")","v":0},{"$f":"IFERROR($D66*AS66,\"\")","v":0},{"$f":"IFERROR($D66*AT66,\"\")","v":0},{"$f":"IFERROR($D66*AU66,\"\")","v":0},{"$f":"IFERROR($D66*AV66,\"\")","v":0},{"$f":"IFERROR($D66*AW66,\"\")","v":0},{"$f":"IFERROR($D66*AX66,\"\")","v":0},{"$f":"IFERROR($D66*AY66,\"\")","v":0},{"$f":"IFERROR($D66*AZ66,\"\")","v":0},{"$f":"IFERROR($D66*BA66,\"\")","v":0},{"$f":"IFERROR($D66*BB66,\"\")","v":0},{"$f":"IFERROR($D66*BC66,\"\")","v":0},{"$f":"IFERROR($D66*BD66,\"\")","v":0},{"$f":"IFERROR($D66*BE66,\"\")","v":0},{"$f":"IFERROR($D66*BF66,\"\")","v":0},{"$f":"IFERROR($D66*BG66,\"\")","v":0},{"$f":"IFERROR($D66*BH66,\"\")","v":0},{"$f":"IFERROR($D66*BI66,\"\")","v":0},{"$f":"IFERROR($D66*BJ66,\"\")","v":0},{"$f":"IFERROR($D66*BK66,\"\")","v":0},{"$f":"IFERROR($D66*BL66,\"\")","v":0},{"$f":"IFERROR($D66*BM66,\"\")","v":0},{"$f":"IFERROR($D66*BN66,\"\")","v":0},{"$f":"IFERROR($D66*BO66,\"\")","v":0},{"$f":"IFERROR($D66*BP66,\"\")","v":0},{"$f":"IFERROR($D66*BQ66,\"\")","v":0},{"$f":"IFERROR($D66*BR66,\"\")","v":0},{"$f":"IFERROR($D66*BS66,\"\")","v":0},{"$f":"IFERROR($D66*BT66,\"\")","v":0},{"$f":"IFERROR($D66*BU66,\"\")","v":0},{"$f":"IFERROR($D66*BV66,\"\")","v":0},{"$f":"IFERROR($D66*BW66,\"\")","v":0},{"$f":"IFERROR($D66*BX66,\"\")","v":0},{"$f":"IFERROR($D66*BY66,\"\")","v":0},{"$f":"IFERROR($D66*BZ66,\"\")","v":0},{"$f":"IFERROR($D66*CA66,\"\")","v":0},{"$f":"IFERROR($D66*CB66,\"\")","v":0},{"$f":"IFERROR($D66*CC66,\"\")","v":0},{"$f":"IFERROR($D66*CD66,\"\")","v":0},{"$f":"IFERROR($D66*CE66,\"\")","v":0},{"$f":"IFERROR($D66*CF66,\"\")","v":0},{"$f":"IFERROR($D66*CG66,\"\")","v":0},{"$f":"IFERROR($D66*CH66,\"\")","v":0},{"$f":"IFERROR($D66*CI66,\"\")","v":0},{"$f":"IFERROR($D66*CJ66,\"\")","v":0},{"$f":"IFERROR($D66*CK66,\"\")","v":0},{"$f":"IFERROR($D66*CL66,\"\")","v":0},{"$f":"IFERROR($D66*CM66,\"\")","v":0},{"$f":"IFERROR($D66*CN66,\"\")","v":0},{"$f":"IFERROR($D66*CO66,\"\")","v":0},{"$f":"IFERROR($D66*CP66,\"\")","v":0},{"$f":"IFERROR($D66*CQ66,\"\")","v":0},{"$f":"IFERROR($D66*CR66,\"\")","v":0},{"$f":"IFERROR($D66*CS66,\"\")","v":0},{"$f":"IFERROR($D66*CT66,\"\")","v":0}]
["",null,null,null,null,"","",null,null,null,null,null,null,null,null,null,null,null,null,null,null,null,null,null,null,null,null,null,null,null,null,null,null,null,null,null,null,null,null,null,null,null,null,null,null,null,null,null,null,null,null,null,null,null,null,null,null,null,null,null,null,null,null,null,null,null,null,null,null,null,null,null,null,null,null,null,null,null,null,null,null,null,null,null,null,null,null,null,null,null,null,null,null,null,null,null,null,null,null,0,0,0,0,0,0,0,0,0,0,0,0,0,0,0,0,0,0,0,0,0,0,0,0,0,0,0,0,0,0,0,0,0,0,0,0,0,0,0,0,0,0,0,0,0,0,0,0,0,0,0,0,0,0,0,0,0,0,0,0,0,0,0,0,0,0,0,0,0,0,0,0,0,0,0,0,0,0,0,0,0,0,0,0,0,0,0,0,0,0,0]
["",null,null,null,null,"","",null,null,null,null,null,null,null,null,null,null,null,null,null,null,null,null,null,null,null,null,null,null,null,null,null,null,null,null,null,null,null,null,null,null,null,null,null,null,null,null,null,null,null,null,null,null,null,null,null,null,null,null,null,null,null,null,null,null,null,null,null,null,null,null,null,null,null,null,null,null,null,null,null,null,null,null,null,null,null,null,null,null,null,null,null,null,null,null,null,null,null,null,0,0,0,0,0,0,0,0,0,0,0,0,0,0,0,0,0,0,0,0,0,0,0,0,0,0,0,0,0,0,0,0,0,0,0,0,0,0,0,0,0,0,0,0,0,0,0,0,0,0,0,0,0,0,0,0,0,0,0,0,0,0,0,0,0,0,0,0,0,0,0,0,0,0,0,0,0,0,0,0,0,0,0,0,0,0,0,0,0,0,0]
["",null,null,null,null,"","",null,null,null,null,null,null,null,null,null,null,null,null,null,null,null,null,null,null,null,null,null,null,null,null,null,null,null,null,null,null,null,null,null,null,null,null,null,null,null,null,null,null,null,null,null,null,null,null,null,null,null,null,null,null,null,null,null,null,null,null,null,null,null,null,null,null,null,null,null,null,null,null,null,null,null,null,null,null,null,null,null,null,null,null,null,null,null,null,null,null,null,null,0,0,0,0,0,0,0,0,0,0,0,0,0,0,0,0,0,0,0,0,0,0,0,0,0,0,0,0,0,0,0,0,0,0,0,0,0,0,0,0,0,0,0,0,0,0,0,0,0,0,0,0,0,0,0,0,0,0,0,0,0,0,0,0,0,0,0,0,0,0,0,0,0,0,0,0,0,0,0,0,0,0,0,0,0,0,0,0,0,0,0]
["",null,null,null,null,"","",null,null,null,null,null,null,null,null,null,null,null,null,null,null,null,null,null,null,null,null,null,null,null,null,null,null,null,null,null,null,null,null,null,null,null,null,null,null,null,null,null,null,null,null,null,null,null,null,null,null,null,null,null,null,null,null,null,null,null,null,null,null,null,null,null,null,null,null,null,null,null,null,null,null,null,null,null,null,null,null,null,null,null,null,null,null,null,null,null,null,null,null,0,0,0,0,0,0,0,0,0,0,0,0,0,0,0,0,0,0,0,0,0,0,0,0,0,0,0,0,0,0,0,0,0,0,0,0,0,0,0,0,0,0,0,0,0,0,0,0,0,0,0,0,0,0,0,0,0,0,0,0,0,0,0,0,0,0,0,0,0,0,0,0,0,0,0,0,0,0,0,0,0,0,0,0,0,0,0,0,0,0,0]
["",null,null,null,null,"","",null,null,null,null,null,null,null,null,null,null,null,null,null,null,null,null,null,null,null,null,null,null,null,null,null,null,null,null,null,null,null,null,null,null,null,null,null,null,null,null,null,null,null,null,null,null,null,null,null,null,null,null,null,null,null,null,null,null,null,null,null,null,null,null,null,null,null,null,null,null,null,null,null,null,null,null,null,null,null,null,null,null,null,null,null,null,null,null,null,null,null,null,0,0,0,0,0,0,0,0,0,0,0,0,0,0,0,0,0,0,0,0,0,0,0,0,0,0,0,0,0,0,0,0,0,0,0,0,0,0,0,0,0,0,0,0,0,0,0,0,0,0,0,0,0,0,0,0,0,0,0,0,0,0,0,0,0,0,0,0,0,0,0,0,0,0,0,0,0,0,0,0,0,0,0,0,0,0,0,0,0,0,0]
["",null,null,null,null,"","",null,null,null,null,null,null,null,null,null,null,null,null,null,null,null,null,null,null,null,null,null,null,null,null,null,null,null,null,null,null,null,null,null,null,null,null,null,null,null,null,null,null,null,null,null,null,null,null,null,null,null,null,null,null,null,null,null,null,null,null,null,null,null,null,null,null,null,null,null,null,null,null,null,null,null,null,null,null,null,null,null,null,null,null,null,null,null,null,null,null,null,null,0,0,0,0,0,0,0,0,0,0,0,0,0,0,0,0,0,0,0,0,0,0,0,0,0,0,0,0,0,0,0,0,0,0,0,0,0,0,0,0,0,0,0,0,0,0,0,0,0,0,0,0,0,0,0,0,0,0,0,0,0,0,0,0,0,0,0,0,0,0,0,0,0,0,0,0,0,0,0,0,0,0,0,0,0,0,0,0,0,0,0]
["",null,null,null,null,"","",null,null,null,null,null,null,null,null,null,null,null,null,null,null,null,null,null,null,null,null,null,null,null,null,null,null,null,null,null,null,null,null,null,null,null,null,null,null,null,null,null,null,null,null,null,null,null,null,null,null,null,null,null,null,null,null,null,null,null,null,null,null,null,null,null,null,null,null,null,null,null,null,null,null,null,null,null,null,null,null,null,null,null,null,null,null,null,null,null,null,null,null,0,0,0,0,0,0,0,0,0,0,0,0,0,0,0,0,0,0,0,0,0,0,0,0,0,0,0,0,0,0,0,0,0,0,0,0,0,0,0,0,0,0,0,0,0,0,0,0,0,0,0,0,0,0,0,0,0,0,0,0,0,0,0,0,0,0,0,0,0,0,0,0,0,0,0,0,0,0,0,0,0,0,0,0,0,0,0,0,0,0,0]
["",null,null,null,null,"","",null,null,null,null,null,null,null,null,null,null,null,null,null,null,null,null,null,null,null,null,null,null,null,null,null,null,null,null,null,null,null,null,null,null,null,null,null,null,null,null,null,null,null,null,null,null,null,null,null,null,null,null,null,null,null,null,null,null,null,null,null,null,null,null,null,null,null,null,null,null,null,null,null,null,null,null,null,null,null,null,null,null,null,null,null,null,null,null,null,null,null,null,0,0,0,0,0,0,0,0,0,0,0,0,0,0,0,0,0,0,0,0,0,0,0,0,0,0,0,0,0,0,0,0,0,0,0,0,0,0,0,0,0,0,0,0,0,0,0,0,0,0,0,0,0,0,0,0,0,0,0,0,0,0,0,0,0,0,0,0,0,0,0,0,0,0,0,0,0,0,0,0,0,0,0,0,0,0,0,0,0,0,0]
["",null,null,null,null,"","",null,null,null,null,null,null,null,null,null,null,null,null,null,null,null,null,null,null,null,null,null,null,null,null,null,null,null,null,null,null,null,null,null,null,null,null,null,null,null,null,null,null,null,null,null,null,null,null,null,null,null,null,null,null,null,null,null,null,null,null,null,null,null,null,null,null,null,null,null,null,null,null,null,null,null,null,null,null,null,null,null,null,null,null,null,null,null,null,null,null,null,null,0,0,0,0,0,0,0,0,0,0,0,0,0,0,0,0,0,0,0,0,0,0,0,0,0,0,0,0,0,0,0,0,0,0,0,0,0,0,0,0,0,0,0,0,0,0,0,0,0,0,0,0,0,0,0,0,0,0,0,0,0,0,0,0,0,0,0,0,0,0,0,0,0,0,0,0,0,0,0,0,0,0,0,0,0,0,0,0,0,0,0]
["",null,null,null,null,"","",null,null,null,null,null,null,null,null,null,null,null,null,null,null,null,null,null,null,null,null,null,null,null,null,null,null,null,null,null,null,null,null,null,null,null,null,null,null,null,null,null,null,null,null,null,null,null,null,null,null,null,null,null,null,null,null,null,null,null,null,null,null,null,null,null,null,null,null,null,null,null,null,null,null,null,null,null,null,null,null,null,null,null,null,null,null,null,null,null,null,null,null,0,0,0,0,0,0,0,0,0,0,0,0,0,0,0,0,0,0,0,0,0,0,0,0,0,0,0,0,0,0,0,0,0,0,0,0,0,0,0,0,0,0,0,0,0,0,0,0,0,0,0,0,0,0,0,0,0,0,0,0,0,0,0,0,0,0,0,0,0,0,0,0,0,0,0,0,0,0,0,0,0,0,0,0,0,0,0,0,0,0,0]
["",null,null,null,null,"","",null,null,null,null,null,null,null,null,null,null,null,null,null,null,null,null,null,null,null,null,null,null,null,null,null,null,null,null,null,null,null,null,null,null,null,null,null,null,null,null,null,null,null,null,null,null,null,null,null,null,null,null,null,null,null,null,null,null,null,null,null,null,null,null,null,null,null,null,null,null,null,null,null,null,null,null,null,null,null,null,null,null,null,null,null,null,null,null,null,null,null,null,0,0,0,0,0,0,0,0,0,0,0,0,0,0,0,0,0,0,0,0,0,0,0,0,0,0,0,0,0,0,0,0,0,0,0,0,0,0,0,0,0,0,0,0,0,0,0,0,0,0,0,0,0,0,0,0,0,0,0,0,0,0,0,0,0,0,0,0,0,0,0,0,0,0,0,0,0,0,0,0,0,0,0,0,0,0,0,0,0,0,0]
["",null,null,null,null,"","",null,null,null,null,null,null,null,null,null,null,null,null,null,null,null,null,null,null,null,null,null,null,null,null,null,null,null,null,null,null,null,null,null,null,null,null,null,null,null,null,null,null,null,null,null,null,null,null,null,null,null,null,null,null,null,null,null,null,null,null,null,null,null,null,null,null,null,null,null,null,null,null,null,null,null,null,null,null,null,null,null,null,null,null,null,null,null,null,null,null,null,null,0,0,0,0,0,0,0,0,0,0,0,0,0,0,0,0,0,0,0,0,0,0,0,0,0,0,0,0,0,0,0,0,0,0,0,0,0,0,0,0,0,0,0,0,0,0,0,0,0,0,0,0,0,0,0,0,0,0,0,0,0,0,0,0,0,0,0,0,0,0,0,0,0,0,0,0,0,0,0,0,0,0,0,0,0,0,0,0,0,0,0]
["",null,null,null,null,"","",null,null,null,null,null,null,null,null,null,null,null,null,null,null,null,null,null,null,null,null,null,null,null,null,null,null,null,null,null,null,null,null,null,null,null,null,null,null,null,null,null,null,null,null,null,null,null,null,null,null,null,null,null,null,null,null,null,null,null,null,null,null,null,null,null,null,null,null,null,null,null,null,null,null,null,null,null,null,null,null,null,null,null,null,null,null,null,null,null,null,null,null,0,0,0,0,0,0,0,0,0,0,0,0,0,0,0,0,0,0,0,0,0,0,0,0,0,0,0,0,0,0,0,0,0,0,0,0,0,0,0,0,0,0,0,0,0,0,0,0,0,0,0,0,0,0,0,0,0,0,0,0,0,0,0,0,0,0,0,0,0,0,0,0,0,0,0,0,0,0,0,0,0,0,0,0,0,0,0,0,0,0,0]
["",null,null,null,null,"","",null,null,null,null,null,null,null,null,null,null,null,null,null,null,null,null,null,null,null,null,null,null,null,null,null,null,null,null,null,null,null,null,null,null,null,null,null,null,null,null,null,null,null,null,null,null,null,null,null,null,null,null,null,null,null,null,null,null,null,null,null,null,null,null,null,null,null,null,null,null,null,null,null,null,null,null,null,null,null,null,null,null,null,null,null,null,null,null,null,null,null,null,0,0,0,0,0,0,0,0,0,0,0,0,0,0,0,0,0,0,0,0,0,0,0,0,0,0,0,0,0,0,0,0,0,0,0,0,0,0,0,0,0,0,0,0,0,0,0,0,0,0,0,0,0,0,0,0,0,0,0,0,0,0,0,0,0,0,0,0,0,0,0,0,0,0,0,0,0,0,0,0,0,0,0,0,0,0,0,0,0,0,0]
["",null,null,null,null,"","",null,null,null,null,null,null,null,null,null,null,null,null,null,null,null,null,null,null,null,null,null,null,null,null,null,null,null,null,null,null,null,null,null,null,null,null,null,null,null,null,null,null,null,null,null,null,null,null,null,null,null,null,null,null,null,null,null,null,null,null,null,null,null,null,null,null,null,null,null,null,null,null,null,null,null,null,null,null,null,null,null,null,null,null,null,null,null,null,null,null,null,null,0,0,0,0,0,0,0,0,0,0,0,0,0,0,0,0,0,0,0,0,0,0,0,0,0,0,0,0,0,0,0,0,0,0,0,0,0,0,0,0,0,0,0,0,0,0,0,0,0,0,0,0,0,0,0,0,0,0,0,0,0,0,0,0,0,0,0,0,0,0,0,0,0,0,0,0,0,0,0,0,0,0,0,0,0,0,0,0,0,0,0]
["",null,null,null,null,"","",null,null,null,null,null,null,null,null,null,null,null,null,null,null,null,null,null,null,null,null,null,null,null,null,null,null,null,null,null,null,null,null,null,null,null,null,null,null,null,null,null,null,null,null,null,null,null,null,null,null,null,null,null,null,null,null,null,null,null,null,null,null,null,null,null,null,null,null,null,null,null,null,null,null,null,null,null,null,null,null,null,null,null,null,null,null,null,null,null,null,null,null,0,0,0,0,0,0,0,0,0,0,0,0,0,0,0,0,0,0,0,0,0,0,0,0,0,0,0,0,0,0,0,0,0,0,0,0,0,0,0,0,0,0,0,0,0,0,0,0,0,0,0,0,0,0,0,0,0,0,0,0,0,0,0,0,0,0,0,0,0,0,0,0,0,0,0,0,0,0,0,0,0,0,0,0,0,0,0,0,0,0,0]
["",null,null,null,null,"","",null,null,null,null,null,null,null,null,null,null,null,null,null,null,null,null,null,null,null,null,null,null,null,null,null,null,null,null,null,null,null,null,null,null,null,null,null,null,null,null,null,null,null,null,null,null,null,null,null,null,null,null,null,null,null,null,null,null,null,null,null,null,null,null,null,null,null,null,null,null,null,null,null,null,null,null,null,null,null,null,null,null,null,null,null,null,null,null,null,null,null,null,0,0,0,0,0,0,0,0,0,0,0,0,0,0,0,0,0,0,0,0,0,0,0,0,0,0,0,0,0,0,0,0,0,0,0,0,0,0,0,0,0,0,0,0,0,0,0,0,0,0,0,0,0,0,0,0,0,0,0,0,0,0,0,0,0,0,0,0,0,0,0,0,0,0,0,0,0,0,0,0,0,0,0,0,0,0,0,0,0,0,0]
["",null,null,null,null,"","",null,null,null,null,null,null,null,null,null,null,null,null,null,null,null,null,null,null,null,null,null,null,null,null,null,null,null,null,null,null,null,null,null,null,null,null,null,null,null,null,null,null,null,null,null,null,null,null,null,null,null,null,null,null,null,null,null,null,null,null,null,null,null,null,null,null,null,null,null,null,null,null,null,null,null,null,null,null,null,null,null,null,null,null,null,null,null,null,null,null,null,null,0,0,0,0,0,0,0,0,0,0,0,0,0,0,0,0,0,0,0,0,0,0,0,0,0,0,0,0,0,0,0,0,0,0,0,0,0,0,0,0,0,0,0,0,0,0,0,0,0,0,0,0,0,0,0,0,0,0,0,0,0,0,0,0,0,0,0,0,0,0,0,0,0,0,0,0,0,0,0,0,0,0,0,0,0,0,0,0,0,0,0]
["",null,null,null,null,"","",null,null,null,null,null,null,null,null,null,null,null,null,null,null,null,null,null,null,null,null,null,null,null,null,null,null,null,null,null,null,null,null,null,null,null,null,null,null,null,null,null,null,null,null,null,null,null,null,null,null,null,null,null,null,null,null,null,null,null,null,null,null,null,null,null,null,null,null,null,null,null,null,null,null,null,null,null,null,null,null,null,null,null,null,null,null,null,null,null,null,null,null,0,0,0,0,0,0,0,0,0,0,0,0,0,0,0,0,0,0,0,0,0,0,0,0,0,0,0,0,0,0,0,0,0,0,0,0,0,0,0,0,0,0,0,0,0,0,0,0,0,0,0,0,0,0,0,0,0,0,0,0,0,0,0,0,0,0,0,0,0,0,0,0,0,0,0,0,0,0,0,0,0,0,0,0,0,0,0,0,0,0,0]
["",null,null,null,null,"","",null,null,null,null,null,null,null,null,null,null,null,null,null,null,null,null,null,null,null,null,null,null,null,null,null,null,null,null,null,null,null,null,null,null,null,null,null,null,null,null,null,null,null,null,null,null,null,null,null,null,null,null,null,null,null,null,null,null,null,null,null,null,null,null,null,null,null,null,null,null,null,null,null,null,null,null,null,null,null,null,null,null,null,null,null,null,null,null,null,null,null,null,{"$f":"IFERROR($D86*H86,\"\")","v":0},{"$f":"IFERROR($D86*I86,\"\")","v":0},{"$f":"IFERROR($D86*J86,\"\")","v":0},{"$f":"IFERROR($D86*K86,\"\")","v":0},{"$f":"IFERROR($D86*L86,\"\")","v":0},{"$f":"IFERROR($D86*M86,\"\")","v":0},{"$f":"IFERROR($D86*N86,\"\")","v":0},{"$f":"IFERROR($D86*O86,\"\")","v":0},{"$f":"IFERROR($D86*P86,\"\")","v":0},{"$f":"IFERROR($D86*Q86,\"\")","v":0},{"$f":"IFERROR($D86*R86,\"\")","v":0},{"$f":"IFERROR($D86*S86,\"\")","v":0},{"$f":"IFERROR($D86*T86,\"\")","v":0},{"$f":"IFERROR($D86*U86,\"\")","v":0},{"$f":"IFERROR($D86*V86,\"\")","v":0},{"$f":"IFERROR($D86*W86,\"\")","v":0},{"$f":"IFERROR($D86*X86,\"\")","v":0},{"$f":"IFERROR($D86*Y86,\"\")","v":0},{"$f":"IFERROR($D86*Z86,\"\")","v":0},{"$f":"IFERROR($D86*AA86,\"\")","v":0},{"$f":"IFERROR($D86*AB86,\"\")","v":0},{"$f":"IFERROR($D86*AC86,\"\")","v":0},{"$f":"IFERROR($D86*AD86,\"\")","v":0},{"$f":"IFERROR($D86*AE86,\"\")","v":0},{"$f":"IFERROR($D86*AF86,\"\")","v":0},{"$f":"IFERROR($D86*AG86,\"\")","v":0},{"$f":"IFERROR($D86*AH86,\"\")","v":0},{"$f":"IFERROR($D86*AI86,\"\")","v":0},{"$f":"IFERROR($D86*AJ86,\"\")","v":0},{"$f":"IFERROR($D86*AK86,\"\")","v":0},{"$f":"IFERROR($D86*AL86,\"\")","v":0},{"$f":"IFERROR($D86*AM86,\"\")","v":0},{"$f":"IFERROR($D86*AN86,\"\")","v":0},{"$f":"IFERROR($D86*AO86,\"\")","v":0},{"$f":"IFERROR($D86*AP86,\"\")","v":0},{"$f":"IFERROR($D86*AQ86,\"\")","v":0},{"$f":"IFERROR($D86*AR86,\"\")","v":0},{"$f":"IFERROR($D86*AS86,\"\")","v":0},{"$f":"IFERROR($D86*AT86,\"\")","v":0},{"$f":"IFERROR($D86*AU86,\"\")","v":0},{"$f":"IFERROR($D86*AV86,\"\")","v":0},{"$f":"IFERROR($D86*AW86,\"\")","v":0},{"$f":"IFERROR($D86*AX86,\"\")","v":0},{"$f":"IFERROR($D86*AY86,\"\")","v":0},{"$f":"IFERROR($D86*AZ86,\"\")","v":0},{"$f":"IFERROR($D86*BA86,\"\")","v":0},{"$f":"IFERROR($D86*BB86,\"\")","v":0},{"$f":"IFERROR($D86*BC86,\"\")","v":0},{"$f":"IFERROR($D86*BD86,\"\")","v":0},{"$f":"IFERROR($D86*BE86,\"\")","v":0},{"$f":"IFERROR($D86*BF86,\"\")","v":0},{"$f":"IFERROR($D86*BG86,\"\")","v":0},{"$f":"IFERROR($D86*BH86,\"\")","v":0},{"$f":"IFERROR($D86*BI86,\"\")","v":0},{"$f":"IFERROR($D86*BJ86,\"\")","v":0},{"$f":"IFERROR($D86*BK86,\"\")","v":0},{"$f":"IFERROR($D86*BL86,\"\")","v":0},{"$f":"IFERROR($D86*BM86,\"\")","v":0},{"$f":"IFERROR($D86*BN86,\"\")","v":0},{"$f":"IFERROR($D86*BO86,\"\")","v":0},{"$f":"IFERROR($D86*BP86,\"\")","v":0},{"$f":"IFERROR($D86*BQ86,\"\")","v":0},{"$f":"IFERROR($D86*BR86,\"\")","v":0},{"$f":"IFERROR($D86*BS86,\"\")","v":0},{"$f":"IFERROR($D86*BT86,\"\")","v":0},{"$f":"IFERROR($D86*BU86,\"\")","v":0},{"$f":"IFERROR($D86*BV86,\"\")","v":0},{"$f":"IFERROR($D86*BW86,\"\")","v":0},{"$f":"IFERROR($D86*BX86,\"\")","v":0},{"$f":"IFERROR($D86*BY86,\"\")","v":0},{"$f":"IFERROR($D86*BZ86,\"\")","v":0},{"$f":"IFERROR($D86*CA86,\"\")","v":0},{"$f":"IFERROR($D86*CB86,\"\")","v":0},{"$f":"IFERROR($D86*CC86,\"\")","v":0},{"$f":"IFERROR($D86*CD86,\"\")","v":0},{"$f":"IFERROR($D86*CE86,\"\")","v":0},{"$f":"IFERROR($D86*CF86,\"\")","v":0},{"$f":"IFERROR($D86*CG86,\"\")","v":0},{"$f":"IFERROR($D86*CH86,\"\")","v":0},{"$f":"IFERROR($D86*CI86,\"\")","v":0},{"$f":"IFERROR($D86*CJ86,\"\")","v":0},{"$f":"IFERROR($D86*CK86,\"\")","v":0},{"$f":"IFERROR($D86*CL86,\"\")","v":0},{"$f":"IFERROR($D86*CM86,\"\")","v":0},{"$f":"IFERROR($D86*CN86,\"\")","v":0},{"$f":"IFERROR($D86*CO86,\"\")","v":0},{"$f":"IFERROR($D86*CP86,\"\")","v":0},{"$f":"IFERROR($D86*CQ86,\"\")","v":0},{"$f":"IFERROR($D86*CR86,\"\")","v":0},{"$f":"IFERROR($D86*CS86,\"\")","v":0},{"$f":"IFERROR($D86*CT86,\"\")","v":0}]
["",null,null,null,null,"","",null,null,null,null,null,null,null,null,null,null,null,null,null,null,null,null,null,null,null,null,null,null,null,null,null,null,null,null,null,null,null,null,null,null,null,null,null,null,null,null,null,null,null,null,null,null,null,null,null,null,null,null,null,null,null,null,null,null,null,null,null,null,null,null,null,null,null,null,null,null,null,null,null,null,null,null,null,null,null,null,null,null,null,null,null,null,null,null,null,null,null,null,0,0,0,0,0,0,0,0,0,0,0,0,0,0,0,0,0,0,0,0,0,0,0,0,0,0,0,0,0,0,0,0,0,0,0,0,0,0,0,0,0,0,0,0,0,0,0,0,0,0,0,0,0,0,0,0,0,0,0,0,0,0,0,0,0,0,0,0,0,0,0,0,0,0,0,0,0,0,0,0,0,0,0,0,0,0,0,0,0,0,0]
["",null,null,null,null,"","",null,null,null,null,null,null,null,null,null,null,null,null,null,null,null,null,null,null,null,null,null,null,null,null,null,null,null,null,null,null,null,null,null,null,null,null,null,null,null,null,null,null,null,null,null,null,null,null,null,null,null,null,null,null,null,null,null,null,null,null,null,null,null,null,null,null,null,null,null,null,null,null,null,null,null,null,null,null,null,null,null,null,null,null,null,null,null,null,null,null,null,null,0,0,0,0,0,0,0,0,0,0,0,0,0,0,0,0,0,0,0,0,0,0,0,0,0,0,0,0,0,0,0,0,0,0,0,0,0,0,0,0,0,0,0,0,0,0,0,0,0,0,0,0,0,0,0,0,0,0,0,0,0,0,0,0,0,0,0,0,0,0,0,0,0,0,0,0,0,0,0,0,0,0,0,0,0,0,0,0,0,0,0]
["",null,null,null,null,"","",null,null,null,null,null,null,null,null,null,null,null,null,null,null,null,null,null,null,null,null,null,null,null,null,null,null,null,null,null,null,null,null,null,null,null,null,null,null,null,null,null,null,null,null,null,null,null,null,null,null,null,null,null,null,null,null,null,null,null,null,null,null,null,null,null,null,null,null,null,null,null,null,null,null,null,null,null,null,null,null,null,null,null,null,null,null,null,null,null,null,null,null,0,0,0,0,0,0,0,0,0,0,0,0,0,0,0,0,0,0,0,0,0,0,0,0,0,0,0,0,0,0,0,0,0,0,0,0,0,0,0,0,0,0,0,0,0,0,0,0,0,0,0,0,0,0,0,0,0,0,0,0,0,0,0,0,0,0,0,0,0,0,0,0,0,0,0,0,0,0,0,0,0,0,0,0,0,0,0,0,0,0,0]
["",null,null,null,null,"","",null,null,null,null,null,null,null,null,null,null,null,null,null,null,null,null,null,null,null,null,null,null,null,null,null,null,null,null,null,null,null,null,null,null,null,null,null,null,null,null,null,null,null,null,null,null,null,null,null,null,null,null,null,null,null,null,null,null,null,null,null,null,null,null,null,null,null,null,null,null,null,null,null,null,null,null,null,null,null,null,null,null,null,null,null,null,null,null,null,null,null,null,0,0,0,0,0,0,0,0,0,0,0,0,0,0,0,0,0,0,0,0,0,0,0,0,0,0,0,0,0,0,0,0,0,0,0,0,0,0,0,0,0,0,0,0,0,0,0,0,0,0,0,0,0,0,0,0,0,0,0,0,0,0,0,0,0,0,0,0,0,0,0,0,0,0,0,0,0,0,0,0,0,0,0,0,0,0,0,0,0,0,0]
["",null,null,null,null,"","",null,null,null,null,null,null,null,null,null,null,null,null,null,null,null,null,null,null,null,null,null,null,null,null,null,null,null,null,null,null,null,null,null,null,null,null,null,null,null,null,null,null,null,null,null,null,null,null,null,null,null,null,null,null,null,null,null,null,null,null,null,null,null,null,null,null,null,null,null,null,null,null,null,null,null,null,null,null,null,null,null,null,null,null,null,null,null,null,null,null,null,null,0,0,0,0,0,0,0,0,0,0,0,0,0,0,0,0,0,0,0,0,0,0,0,0,0,0,0,0,0,0,0,0,0,0,0,0,0,0,0,0,0,0,0,0,0,0,0,0,0,0,0,0,0,0,0,0,0,0,0,0,0,0,0,0,0,0,0,0,0,0,0,0,0,0,0,0,0,0,0,0,0,0,0,0,0,0,0,0,0,0,0]
["",null,null,null,null,"","",null,null,null,null,null,null,null,null,null,null,null,null,null,null,null,null,null,null,null,null,null,null,null,null,null,null,null,null,null,null,null,null,null,null,null,null,null,null,null,null,null,null,null,null,null,null,null,null,null,null,null,null,null,null,null,null,null,null,null,null,null,null,null,null,null,null,null,null,null,null,null,null,null,null,null,null,null,null,null,null,null,null,null,null,null,null,null,null,null,null,null,null,0,0,0,0,0,0,0,0,0,0,0,0,0,0,0,0,0,0,0,0,0,0,0,0,0,0,0,0,0,0,0,0,0,0,0,0,0,0,0,0,0,0,0,0,0,0,0,0,0,0,0,0,0,0,0,0,0,0,0,0,0,0,0,0,0,0,0,0,0,0,0,0,0,0,0,0,0,0,0,0,0,0,0,0,0,0,0,0,0,0,0]
["",null,null,null,null,"","",null,null,null,null,null,null,null,null,null,null,null,null,null,null,null,null,null,null,null,null,null,null,null,null,null,null,null,null,null,null,null,null,null,null,null,null,null,null,null,null,null,null,null,null,null,null,null,null,null,null,null,null,null,null,null,null,null,null,null,null,null,null,null,null,null,null,null,null,null,null,null,null,null,null,null,null,null,null,null,null,null,null,null,null,null,null,null,null,null,null,null,null,0,0,0,0,0,0,0,0,0,0,0,0,0,0,0,0,0,0,0,0,0,0,0,0,0,0,0,0,0,0,0,0,0,0,0,0,0,0,0,0,0,0,0,0,0,0,0,0,0,0,0,0,0,0,0,0,0,0,0,0,0,0,0,0,0,0,0,0,0,0,0,0,0,0,0,0,0,0,0,0,0,0,0,0,0,0,0,0,0,0,0]
["",null,null,null,null,"","",null,null,null,null,null,null,null,null,null,null,null,null,null,null,null,null,null,null,null,null,null,null,null,null,null,null,null,null,null,null,null,null,null,null,null,null,null,null,null,null,null,null,null,null,null,null,null,null,null,null,null,null,null,null,null,null,null,null,null,null,null,null,null,null,null,null,null,null,null,null,null,null,null,null,null,null,null,null,null,null,null,null,null,null,null,null,null,null,null,null,null,null,0,0,0,0,0,0,0,0,0,0,0,0,0,0,0,0,0,0,0,0,0,0,0,0,0,0,0,0,0,0,0,0,0,0,0,0,0,0,0,0,0,0,0,0,0,0,0,0,0,0,0,0,0,0,0,0,0,0,0,0,0,0,0,0,0,0,0,0,0,0,0,0,0,0,0,0,0,0,0,0,0,0,0,0,0,0,0,0,0,0,0]
["",null,null,null,null,"","",null,null,null,null,null,null,null,null,null,null,null,null,null,null,null,null,null,null,null,null,null,null,null,null,null,null,null,null,null,null,null,null,null,null,null,null,null,null,null,null,null,null,null,null,null,null,null,null,null,null,null,null,null,null,null,null,null,null,null,null,null,null,null,null,null,null,null,null,null,null,null,null,null,null,null,null,null,null,null,null,null,null,null,null,null,null,null,null,null,null,null,null,0,0,0,0,0,0,0,0,0,0,0,0,0,0,0,0,0,0,0,0,0,0,0,0,0,0,0,0,0,0,0,0,0,0,0,0,0,0,0,0,0,0,0,0,0,0,0,0,0,0,0,0,0,0,0,0,0,0,0,0,0,0,0,0,0,0,0,0,0,0,0,0,0,0,0,0,0,0,0,0,0,0,0,0,0,0,0,0,0,0,0]
["",null,null,null,null,"","",null,null,null,null,null,null,null,null,null,null,null,null,null,null,null,null,null,null,null,null,null,null,null,null,null,null,null,null,null,null,null,null,null,null,null,null,null,null,null,null,null,null,null,null,null,null,null,null,null,null,null,null,null,null,null,null,null,null,null,null,null,null,null,null,null,null,null,null,null,null,null,null,null,null,null,null,null,null,null,null,null,null,null,null,null,null,null,null,null,null,null,null,0,0,0,0,0,0,0,0,0,0,0,0,0,0,0,0,0,0,0,0,0,0,0,0,0,0,0,0,0,0,0,0,0,0,0,0,0,0,0,0,0,0,0,0,0,0,0,0,0,0,0,0,0,0,0,0,0,0,0,0,0,0,0,0,0,0,0,0,0,0,0,0,0,0,0,0,0,0,0,0,0,0,0,0,0,0,0,0,0,0,0]
["",null,null,null,null,"","",null,null,null,null,null,null,null,null,null,null,null,null,null,null,null,null,null,null,null,null,null,null,null,null,null,null,null,null,null,null,null,null,null,null,null,null,null,null,null,null,null,null,null,null,null,null,null,null,null,null,null,null,null,null,null,null,null,null,null,null,null,null,null,null,null,null,null,null,null,null,null,null,null,null,null,null,null,null,null,null,null,null,null,null,null,null,null,null,null,null,null,null,0,0,0,0,0,0,0,0,0,0,0,0,0,0,0,0,0,0,0,0,0,0,0,0,0,0,0,0,0,0,0,0,0,0,0,0,0,0,0,0,0,0,0,0,0,0,0,0,0,0,0,0,0,0,0,0,0,0,0,0,0,0,0,0,0,0,0,0,0,0,0,0,0,0,0,0,0,0,0,0,0,0,0,0,0,0,0,0,0,0,0]
["",null,null,null,null,"","",null,null,null,null,null,null,null,null,null,null,null,null,null,null,null,null,null,null,null,null,null,null,null,null,null,null,null,null,null,null,null,null,null,null,null,null,null,null,null,null,null,null,null,null,null,null,null,null,null,null,null,null,null,null,null,null,null,null,null,null,null,null,null,null,null,null,null,null,null,null,null,null,null,null,null,null,null,null,null,null,null,null,null,null,null,null,null,null,null,null,null,null,0,0,0,0,0,0,0,0,0,0,0,0,0,0,0,0,0,0,0,0,0,0,0,0,0,0,0,0,0,0,0,0,0,0,0,0,0,0,0,0,0,0,0,0,0,0,0,0,0,0,0,0,0,0,0,0,0,0,0,0,0,0,0,0,0,0,0,0,0,0,0,0,0,0,0,0,0,0,0,0,0,0,0,0,0,0,0,0,0,0,0]
["",null,null,null,null,"","",null,null,null,null,null,null,null,null,null,null,null,null,null,null,null,null,null,null,null,null,null,null,null,null,null,null,null,null,null,null,null,null,null,null,null,null,null,null,null,null,null,null,null,null,null,null,null,null,null,null,null,null,null,null,null,null,null,null,null,null,null,null,null,null,null,null,null,null,null,null,null,null,null,null,null,null,null,null,null,null,null,null,null,null,null,null,null,null,null,null,null,null,0,0,0,0,0,0,0,0,0,0,0,0,0,0,0,0,0,0,0,0,0,0,0,0,0,0,0,0,0,0,0,0,0,0,0,0,0,0,0,0,0,0,0,0,0,0,0,0,0,0,0,0,0,0,0,0,0,0,0,0,0,0,0,0,0,0,0,0,0,0,0,0,0,0,0,0,0,0,0,0,0,0,0,0,0,0,0,0,0,0,0]
["",null,null,null,null,"","",null,null,null,null,null,null,null,null,null,null,null,null,null,null,null,null,null,null,null,null,null,null,null,null,null,null,null,null,null,null,null,null,null,null,null,null,null,null,null,null,null,null,null,null,null,null,null,null,null,null,null,null,null,null,null,null,null,null,null,null,null,null,null,null,null,null,null,null,null,null,null,null,null,null,null,null,null,null,null,null,null,null,null,null,null,null,null,null,null,null,null,null,0,0,0,0,0,0,0,0,0,0,0,0,0,0,0,0,0,0,0,0,0,0,0,0,0,0,0,0,0,0,0,0,0,0,0,0,0,0,0,0,0,0,0,0,0,0,0,0,0,0,0,0,0,0,0,0,0,0,0,0,0,0,0,0,0,0,0,0,0,0,0,0,0,0,0,0,0,0,0,0,0,0,0,0,0,0,0,0,0,0,0]
["",null,null,null,null,"","",null,null,null,null,null,null,null,null,null,null,null,null,null,null,null,null,null,null,null,null,null,null,null,null,null,null,null,null,null,null,null,null,null,null,null,null,null,null,null,null,null,null,null,null,null,null,null,null,null,null,null,null,null,null,null,null,null,null,null,null,null,null,null,null,null,null,null,null,null,null,null,null,null,null,null,null,null,null,null,null,null,null,null,null,null,null,null,null,null,null,null,null,0,0,0,0,0,0,0,0,0,0,0,0,0,0,0,0,0,0,0,0,0,0,0,0,0,0,0,0,0,0,0,0,0,0,0,0,0,0,0,0,0,0,0,0,0,0,0,0,0,0,0,0,0,0,0,0,0,0,0,0,0,0,0,0,0,0,0,0,0,0,0,0,0,0,0,0,0,0,0,0,0,0,0,0,0,0,0,0,0,0,0]
["",null,null,null,null,"","",null,null,null,null,null,null,null,null,null,null,null,null,null,null,null,null,null,null,null,null,null,null,null,null,null,null,null,null,null,null,null,null,null,null,null,null,null,null,null,null,null,null,null,null,null,null,null,null,null,null,null,null,null,null,null,null,null,null,null,null,null,null,null,null,null,null,null,null,null,null,null,null,null,null,null,null,null,null,null,null,null,null,null,null,null,null,null,null,null,null,null,null,0,0,0,0,0,0,0,0,0,0,0,0,0,0,0,0,0,0,0,0,0,0,0,0,0,0,0,0,0,0,0,0,0,0,0,0,0,0,0,0,0,0,0,0,0,0,0,0,0,0,0,0,0,0,0,0,0,0,0,0,0,0,0,0,0,0,0,0,0,0,0,0,0,0,0,0,0,0,0,0,0,0,0,0,0,0,0,0,0,0,0]
["",null,null,null,null,"","",null,null,null,null,null,null,null,null,null,null,null,null,null,null,null,null,null,null,null,null,null,null,null,null,null,null,null,null,null,null,null,null,null,null,null,null,null,null,null,null,null,null,null,null,null,null,null,null,null,null,null,null,null,null,null,null,null,null,null,null,null,null,null,null,null,null,null,null,null,null,null,null,null,null,null,null,null,null,null,null,null,null,null,null,null,null,null,null,null,null,null,null,0,0,0,0,0,0,0,0,0,0,0,0,0,0,0,0,0,0,0,0,0,0,0,0,0,0,0,0,0,0,0,0,0,0,0,0,0,0,0,0,0,0,0,0,0,0,0,0,0,0,0,0,0,0,0,0,0,0,0,0,0,0,0,0,0,0,0,0,0,0,0,0,0,0,0,0,0,0,0,0,0,0,0,0,0,0,0,0,0,0,0]
["",null,null,null,null,"","",null,null,null,null,null,null,null,null,null,null,null,null,null,null,null,null,null,null,null,null,null,null,null,null,null,null,null,null,null,null,null,null,null,null,null,null,null,null,null,null,null,null,null,null,null,null,null,null,null,null,null,null,null,null,null,null,null,null,null,null,null,null,null,null,null,null,null,null,null,null,null,null,null,null,null,null,null,null,null,null,null,null,null,null,null,null,null,null,null,null,null,null,0,0,0,0,0,0,0,0,0,0,0,0,0,0,0,0,0,0,0,0,0,0,0,0,0,0,0,0,0,0,0,0,0,0,0,0,0,0,0,0,0,0,0,0,0,0,0,0,0,0,0,0,0,0,0,0,0,0,0,0,0,0,0,0,0,0,0,0,0,0,0,0,0,0,0,0,0,0,0,0,0,0,0,0,0,0,0,0,0,0,0]
["",null,null,null,null,"","",null,null,null,null,null,null,null,null,null,null,null,null,null,null,null,null,null,null,null,null,null,null,null,null,null,null,null,null,null,null,null,null,null,null,null,null,null,null,null,null,null,null,null,null,null,null,null,null,null,null,null,null,null,null,null,null,null,null,null,null,null,null,null,null,null,null,null,null,null,null,null,null,null,null,null,null,null,null,null,null,null,null,null,null,null,null,null,null,null,null,null,null,0,0,0,0,0,0,0,0,0,0,0,0,0,0,0,0,0,0,0,0,0,0,0,0,0,0,0,0,0,0,0,0,0,0,0,0,0,0,0,0,0,0,0,0,0,0,0,0,0,0,0,0,0,0,0,0,0,0,0,0,0,0,0,0,0,0,0,0,0,0,0,0,0,0,0,0,0,0,0,0,0,0,0,0,0,0,0,0,0,0,0]
["",null,null,null,null,"","",null,null,null,null,null,null,null,null,null,null,null,null,null,null,null,null,null,null,null,null,null,null,null,null,null,null,null,null,null,null,null,null,null,null,null,null,null,null,null,null,null,null,null,null,null,null,null,null,null,null,null,null,null,null,null,null,null,null,null,null,null,null,null,null,null,null,null,null,null,null,null,null,null,null,null,null,null,null,null,null,null,null,null,null,null,null,null,null,null,null,null,null,0,0,0,0,0,0,0,0,0,0,0,0,0,0,0,0,0,0,0,0,0,0,0,0,0,0,0,0,0,0,0,0,0,0,0,0,0,0,0,0,0,0,0,0,0,0,0,0,0,0,0,0,0,0,0,0,0,0,0,0,0,0,0,0,0,0,0,0,0,0,0,0,0,0,0,0,0,0,0,0,0,0,0,0,0,0,0,0,0,0,0]
["",null,null,null,null,"","",null,null,null,null,null,null,null,null,null,null,null,null,null,null,null,null,null,null,null,null,null,null,null,null,null,null,null,null,null,null,null,null,null,null,null,null,null,null,null,null,null,null,null,null,null,null,null,null,null,null,null,null,null,null,null,null,null,null,null,null,null,null,null,null,null,null,null,null,null,null,null,null,null,null,null,null,null,null,null,null,null,null,null,null,null,null,null,null,null,null,null,null,0,0,0,0,0,0,0,0,0,0,0,0,0,0,0,0,0,0,0,0,0,0,0,0,0,0,0,0,0,0,0,0,0,0,0,0,0,0,0,0,0,0,0,0,0,0,0,0,0,0,0,0,0,0,0,0,0,0,0,0,0,0,0,0,0,0,0,0,0,0,0,0,0,0,0,0,0,0,0,0,0,0,0,0,0,0,0,0,0,0,0]
["",null,null,null,null,"","",null,null,null,null,null,null,null,null,null,null,null,null,null,null,null,null,null,null,null,null,null,null,null,null,null,null,null,null,null,null,null,null,null,null,null,null,null,null,null,null,null,null,null,null,null,null,null,null,null,null,null,null,null,null,null,null,null,null,null,null,null,null,null,null,null,null,null,null,null,null,null,null,null,null,null,null,null,null,null,null,null,null,null,null,null,null,null,null,null,null,null,null,0,0,0,0,0,0,0,0,0,0,0,0,0,0,0,0,0,0,0,0,0,0,0,0,0,0,0,0,0,0,0,0,0,0,0,0,0,0,0,0,0,0,0,0,0,0,0,0,0,0,0,0,0,0,0,0,0,0,0,0,0,0,0,0,0,0,0,0,0,0,0,0,0,0,0,0,0,0,0,0,0,0,0,0,0,0,0,0,0,0,0]
["",null,null,null,null,"","",null,null,null,null,null,null,null,null,null,null,null,null,null,null,null,null,null,null,null,null,null,null,null,null,null,null,null,null,null,null,null,null,null,null,null,null,null,null,null,null,null,null,null,null,null,null,null,null,null,null,null,null,null,null,null,null,null,null,null,null,null,null,null,null,null,null,null,null,null,null,null,null,null,null,null,null,null,null,null,null,null,null,null,null,null,null,null,null,null,null,null,null,0,0,0,0,0,0,0,0,0,0,0,0,0,0,0,0,0,0,0,0,0,0,0,0,0,0,0,0,0,0,0,0,0,0,0,0,0,0,0,0,0,0,0,0,0,0,0,0,0,0,0,0,0,0,0,0,0,0,0,0,0,0,0,0,0,0,0,0,0,0,0,0,0,0,0,0,0,0,0,0,0,0,0,0,0,0,0,0,0,0,0]
["",null,null,null,null,"","",null,null,null,null,null,null,null,null,null,null,null,null,null,null,null,null,null,null,null,null,null,null,null,null,null,null,null,null,null,null,null,null,null,null,null,null,null,null,null,null,null,null,null,null,null,null,null,null,null,null,null,null,null,null,null,null,null,null,null,null,null,null,null,null,null,null,null,null,null,null,null,null,null,null,null,null,null,null,null,null,null,null,null,null,null,null,null,null,null,null,null,null,0,0,0,0,0,0,0,0,0,0,0,0,0,0,0,0,0,0,0,0,0,0,0,0,0,0,0,0,0,0,0,0,0,0,0,0,0,0,0,0,0,0,0,0,0,0,0,0,0,0,0,0,0,0,0,0,0,0,0,0,0,0,0,0,0,0,0,0,0,0,0,0,0,0,0,0,0,0,0,0,0,0,0,0,0,0,0,0,0,0,0]
["",null,null,null,null,"","",null,null,null,null,null,null,null,null,null,null,null,null,null,null,null,null,null,null,null,null,null,null,null,null,null,null,null,null,null,null,null,null,null,null,null,null,null,null,null,null,null,null,null,null,null,null,null,null,null,null,null,null,null,null,null,null,null,null,null,null,null,null,null,null,null,null,null,null,null,null,null,null,null,null,null,null,null,null,null,null,null,null,null,null,null,null,null,null,null,null,null,null,0,0,0,0,0,0,0,0,0,0,0,0,0,0,0,0,0,0,0,0,0,0,0,0,0,0,0,0,0,0,0,0,0,0,0,0,0,0,0,0,0,0,0,0,0,0,0,0,0,0,0,0,0,0,0,0,0,0,0,0,0,0,0,0,0,0,0,0,0,0,0,0,0,0,0,0,0,0,0,0,0,0,0,0,0,0,0,0,0,0,0]
["",null,null,null,null,"","",null,null,null,null,null,null,null,null,null,null,null,null,null,null,null,null,null,null,null,null,null,null,null,null,null,null,null,null,null,null,null,null,null,null,null,null,null,null,null,null,null,null,null,null,null,null,null,null,null,null,null,null,null,null,null,null,null,null,null,null,null,null,null,null,null,null,null,null,null,null,null,null,null,null,null,null,null,null,null,null,null,null,null,null,null,null,null,null,null,null,null,null,0,0,0,0,0,0,0,0,0,0,0,0,0,0,0,0,0,0,0,0,0,0,0,0,0,0,0,0,0,0,0,0,0,0,0,0,0,0,0,0,0,0,0,0,0,0,0,0,0,0,0,0,0,0,0,0,0,0,0,0,0,0,0,0,0,0,0,0,0,0,0,0,0,0,0,0,0,0,0,0,0,0,0,0,0,0,0,0,0,0,0]
["",null,null,null,null,"","",null,null,null,null,null,null,null,null,null,null,null,null,null,null,null,null,null,null,null,null,null,null,null,null,null,null,null,null,null,null,null,null,null,null,null,null,null,null,null,null,null,null,null,null,null,null,null,null,null,null,null,null,null,null,null,null,null,null,null,null,null,null,null,null,null,null,null,null,null,null,null,null,null,null,null,null,null,null,null,null,null,null,null,null,null,null,null,null,null,null,null,null,0,0,0,0,0,0,0,0,0,0,0,0,0,0,0,0,0,0,0,0,0,0,0,0,0,0,0,0,0,0,0,0,0,0,0,0,0,0,0,0,0,0,0,0,0,0,0,0,0,0,0,0,0,0,0,0,0,0,0,0,0,0,0,0,0,0,0,0,0,0,0,0,0,0,0,0,0,0,0,0,0,0,0,0,0,0,0,0,0,0,0]
["",null,null,null,null,"","",null,null,null,null,null,null,null,null,null,null,null,null,null,null,null,null,null,null,null,null,null,null,null,null,null,null,null,null,null,null,null,null,null,null,null,null,null,null,null,null,null,null,null,null,null,null,null,null,null,null,null,null,null,null,null,null,null,null,null,null,null,null,null,null,null,null,null,null,null,null,null,null,null,null,null,null,null,null,null,null,null,null,null,null,null,null,null,null,null,null,null,null,0,0,0,0,0,0,0,0,0,0,0,0,0,0,0,0,0,0,0,0,0,0,0,0,0,0,0,0,0,0,0,0,0,0,0,0,0,0,0,0,0,0,0,0,0,0,0,0,0,0,0,0,0,0,0,0,0,0,0,0,0,0,0,0,0,0,0,0,0,0,0,0,0,0,0,0,0,0,0,0,0,0,0,0,0,0,0,0,0,0,0]
["",null,null,null,null,"","",null,null,null,null,null,null,null,null,null,null,null,null,null,null,null,null,null,null,null,null,null,null,null,null,null,null,null,null,null,null,null,null,null,null,null,null,null,null,null,null,null,null,null,null,null,null,null,null,null,null,null,null,null,null,null,null,null,null,null,null,null,null,null,null,null,null,null,null,null,null,null,null,null,null,null,null,null,null,null,null,null,null,null,null,null,null,null,null,null,null,null,null,0,0,0,0,0,0,0,0,0,0,0,0,0,0,0,0,0,0,0,0,0,0,0,0,0,0,0,0,0,0,0,0,0,0,0,0,0,0,0,0,0,0,0,0,0,0,0,0,0,0,0,0,0,0,0,0,0,0,0,0,0,0,0,0,0,0,0,0,0,0,0,0,0,0,0,0,0,0,0,0,0,0,0,0,0,0,0,0,0,0,0]
["",null,null,null,null,"","",null,null,null,null,null,null,null,null,null,null,null,null,null,null,null,null,null,null,null,null,null,null,null,null,null,null,null,null,null,null,null,null,null,null,null,null,null,null,null,null,null,null,null,null,null,null,null,null,null,null,null,null,null,null,null,null,null,null,null,null,null,null,null,null,null,null,null,null,null,null,null,null,null,null,null,null,null,null,null,null,null,null,null,null,null,null,null,null,null,null,null,null,0,0,0,0,0,0,0,0,0,0,0,0,0,0,0,0,0,0,0,0,0,0,0,0,0,0,0,0,0,0,0,0,0,0,0,0,0,0,0,0,0,0,0,0,0,0,0,0,0,0,0,0,0,0,0,0,0,0,0,0,0,0,0,0,0,0,0,0,0,0,0,0,0,0,0,0,0,0,0,0,0,0,0,0,0,0,0,0,0,0,0]
["",null,null,null,null,"","",null,null,null,null,null,null,null,null,null,null,null,null,null,null,null,null,null,null,null,null,null,null,null,null,null,null,null,null,null,null,null,null,null,null,null,null,null,null,null,null,null,null,null,null,null,null,null,null,null,null,null,null,null,null,null,null,null,null,null,null,null,null,null,null,null,null,null,null,null,null,null,null,null,null,null,null,null,null,null,null,null,null,null,null,null,null,null,null,null,null,null,null,0,0,0,0,0,0,0,0,0,0,0,0,0,0,0,0,0,0,0,0,0,0,0,0,0,0,0,0,0,0,0,0,0,0,0,0,0,0,0,0,0,0,0,0,0,0,0,0,0,0,0,0,0,0,0,0,0,0,0,0,0,0,0,0,0,0,0,0,0,0,0,0,0,0,0,0,0,0,0,0,0,0,0,0,0,0,0,0,0,0,0]
["",null,null,null,null,"","",null,null,null,null,null,null,null,null,null,null,null,null,null,null,null,null,null,null,null,null,null,null,null,null,null,null,null,null,null,null,null,null,null,null,null,null,null,null,null,null,null,null,null,null,null,null,null,null,null,null,null,null,null,null,null,null,null,null,null,null,null,null,null,null,null,null,null,null,null,null,null,null,null,null,null,null,null,null,null,null,null,null,null,null,null,null,null,null,null,null,null,null,0,0,0,0,0,0,0,0,0,0,0,0,0,0,0,0,0,0,0,0,0,0,0,0,0,0,0,0,0,0,0,0,0,0,0,0,0,0,0,0,0,0,0,0,0,0,0,0,0,0,0,0,0,0,0,0,0,0,0,0,0,0,0,0,0,0,0,0,0,0,0,0,0,0,0,0,0,0,0,0,0,0,0,0,0,0,0,0,0,0,0]
["",null,null,null,null,"","",null,null,null,null,null,null,null,null,null,null,null,null,null,null,null,null,null,null,null,null,null,null,null,null,null,null,null,null,null,null,null,null,null,null,null,null,null,null,null,null,null,null,null,null,null,null,null,null,null,null,null,null,null,null,null,null,null,null,null,null,null,null,null,null,null,null,null,null,null,null,null,null,null,null,null,null,null,null,null,null,null,null,null,null,null,null,null,null,null,null,null,null,0,0,0,0,0,0,0,0,0,0,0,0,0,0,0,0,0,0,0,0,0,0,0,0,0,0,0,0,0,0,0,0,0,0,0,0,0,0,0,0,0,0,0,0,0,0,0,0,0,0,0,0,0,0,0,0,0,0,0,0,0,0,0,0,0,0,0,0,0,0,0,0,0,0,0,0,0,0,0,0,0,0,0,0,0,0,0,0,0,0,0]
["",null,null,null,null,"","",null,null,null,null,null,null,null,null,null,null,null,null,null,null,null,null,null,null,null,null,null,null,null,null,null,null,null,null,null,null,null,null,null,null,null,null,null,null,null,null,null,null,null,null,null,null,null,null,null,null,null,null,null,null,null,null,null,null,null,null,null,null,null,null,null,null,null,null,null,null,null,null,null,null,null,null,null,null,null,null,null,null,null,null,null,null,null,null,null,null,null,null,0,0,0,0,0,0,0,0,0,0,0,0,0,0,0,0,0,0,0,0,0,0,0,0,0,0,0,0,0,0,0,0,0,0,0,0,0,0,0,0,0,0,0,0,0,0,0,0,0,0,0,0,0,0,0,0,0,0,0,0,0,0,0,0,0,0,0,0,0,0,0,0,0,0,0,0,0,0,0,0,0,0,0,0,0,0,0,0,0,0,0]
["",null,null,null,null,"","",null,null,null,null,null,null,null,null,null,null,null,null,null,null,null,null,null,null,null,null,null,null,null,null,null,null,null,null,null,null,null,null,null,null,null,null,null,null,null,null,null,null,null,null,null,null,null,null,null,null,null,null,null,null,null,null,null,null,null,null,null,null,null,null,null,null,null,null,null,null,null,null,null,null,null,null,null,null,null,null,null,null,null,null,null,null,null,null,null,null,null,null,0,0,0,0,0,0,0,0,0,0,0,0,0,0,0,0,0,0,0,0,0,0,0,0,0,0,0,0,0,0,0,0,0,0,0,0,0,0,0,0,0,0,0,0,0,0,0,0,0,0,0,0,0,0,0,0,0,0,0,0,0,0,0,0,0,0,0,0,0,0,0,0,0,0,0,0,0,0,0,0,0,0,0,0,0,0,0,0,0,0,0]
["",null,null,null,null,"","",null,null,null,null,null,null,null,null,null,null,null,null,null,null,null,null,null,null,null,null,null,null,null,null,null,null,null,null,null,null,null,null,null,null,null,null,null,null,null,null,null,null,null,null,null,null,null,null,null,null,null,null,null,null,null,null,null,null,null,null,null,null,null,null,null,null,null,null,null,null,null,null,null,null,null,null,null,null,null,null,null,null,null,null,null,null,null,null,null,null,null,null,0,0,0,0,0,0,0,0,0,0,0,0,0,0,0,0,0,0,0,0,0,0,0,0,0,0,0,0,0,0,0,0,0,0,0,0,0,0,0,0,0,0,0,0,0,0,0,0,0,0,0,0,0,0,0,0,0,0,0,0,0,0,0,0,0,0,0,0,0,0,0,0,0,0,0,0,0,0,0,0,0,0,0,0,0,0,0,0,0,0,0]
["",null,null,null,null,"","",null,null,null,null,null,null,null,null,null,null,null,null,null,null,null,null,null,null,null,null,null,null,null,null,null,null,null,null,null,null,null,null,null,null,null,null,null,null,null,null,null,null,null,null,null,null,null,null,null,null,null,null,null,null,null,null,null,null,null,null,null,null,null,null,null,null,null,null,null,null,null,null,null,null,null,null,null,null,null,null,null,null,null,null,null,null,null,null,null,null,null,null,0,0,0,0,0,0,0,0,0,0,0,0,0,0,0,0,0,0,0,0,0,0,0,0,0,0,0,0,0,0,0,0,0,0,0,0,0,0,0,0,0,0,0,0,0,0,0,0,0,0,0,0,0,0,0,0,0,0,0,0,0,0,0,0,0,0,0,0,0,0,0,0,0,0,0,0,0,0,0,0,0,0,0,0,0,0,0,0,0,0,0]
["",null,null,null,null,"","",null,null,null,null,null,null,null,null,null,null,null,null,null,null,null,null,null,null,null,null,null,null,null,null,null,null,null,null,null,null,null,null,null,null,null,null,null,null,null,null,null,null,null,null,null,null,null,null,null,null,null,null,null,null,null,null,null,null,null,null,null,null,null,null,null,null,null,null,null,null,null,null,null,null,null,null,null,null,null,null,null,null,null,null,null,null,null,null,null,null,null,null,0,0,0,0,0,0,0,0,0,0,0,0,0,0,0,0,0,0,0,0,0,0,0,0,0,0,0,0,0,0,0,0,0,0,0,0,0,0,0,0,0,0,0,0,0,0,0,0,0,0,0,0,0,0,0,0,0,0,0,0,0,0,0,0,0,0,0,0,0,0,0,0,0,0,0,0,0,0,0,0,0,0,0,0,0,0,0,0,0,0,0]
["",null,null,null,null,"","",null,null,null,null,null,null,null,null,null,null,null,null,null,null,null,null,null,null,null,null,null,null,null,null,null,null,null,null,null,null,null,null,null,null,null,null,null,null,null,null,null,null,null,null,null,null,null,null,null,null,null,null,null,null,null,null,null,null,null,null,null,null,null,null,null,null,null,null,null,null,null,null,null,null,null,null,null,null,null,null,null,null,null,null,null,null,null,null,null,null,null,null,0,0,0,0,0,0,0,0,0,0,0,0,0,0,0,0,0,0,0,0,0,0,0,0,0,0,0,0,0,0,0,0,0,0,0,0,0,0,0,0,0,0,0,0,0,0,0,0,0,0,0,0,0,0,0,0,0,0,0,0,0,0,0,0,0,0,0,0,0,0,0,0,0,0,0,0,0,0,0,0,0,0,0,0,0,0,0,0,0,0,0]
["",null,null,null,null,"","",null,null,null,null,null,null,null,null,null,null,null,null,null,null,null,null,null,null,null,null,null,null,null,null,null,null,null,null,null,null,null,null,null,null,null,null,null,null,null,null,null,null,null,null,null,null,null,null,null,null,null,null,null,null,null,null,null,null,null,null,null,null,null,null,null,null,null,null,null,null,null,null,null,null,null,null,null,null,null,null,null,null,null,null,null,null,null,null,null,null,null,null,0,0,0,0,0,0,0,0,0,0,0,0,0,0,0,0,0,0,0,0,0,0,0,0,0,0,0,0,0,0,0,0,0,0,0,0,0,0,0,0,0,0,0,0,0,0,0,0,0,0,0,0,0,0,0,0,0,0,0,0,0,0,0,0,0,0,0,0,0,0,0,0,0,0,0,0,0,0,0,0,0,0,0,0,0,0,0,0,0,0,0]
["",null,null,null,null,"","",null,null,null,null,null,null,null,null,null,null,null,null,null,null,null,null,null,null,null,null,null,null,null,null,null,null,null,null,null,null,null,null,null,null,null,null,null,null,null,null,null,null,null,null,null,null,null,null,null,null,null,null,null,null,null,null,null,null,null,null,null,null,null,null,null,null,null,null,null,null,null,null,null,null,null,null,null,null,null,null,null,null,null,null,null,null,null,null,null,null,null,null,0,0,0,0,0,0,0,0,0,0,0,0,0,0,0,0,0,0,0,0,0,0,0,0,0,0,0,0,0,0,0,0,0,0,0,0,0,0,0,0,0,0,0,0,0,0,0,0,0,0,0,0,0,0,0,0,0,0,0,0,0,0,0,0,0,0,0,0,0,0,0,0,0,0,0,0,0,0,0,0,0,0,0,0,0,0,0,0,0,0,0]
["",null,null,null,null,"","",null,null,null,null,null,null,null,null,null,null,null,null,null,null,null,null,null,null,null,null,null,null,null,null,null,null,null,null,null,null,null,null,null,null,null,null,null,null,null,null,null,null,null,null,null,null,null,null,null,null,null,null,null,null,null,null,null,null,null,null,null,null,null,null,null,null,null,null,null,null,null,null,null,null,null,null,null,null,null,null,null,null,null,null,null,null,null,null,null,null,null,null,0,0,0,0,0,0,0,0,0,0,0,0,0,0,0,0,0,0,0,0,0,0,0,0,0,0,0,0,0,0,0,0,0,0,0,0,0,0,0,0,0,0,0,0,0,0,0,0,0,0,0,0,0,0,0,0,0,0,0,0,0,0,0,0,0,0,0,0,0,0,0,0,0,0,0,0,0,0,0,0,0,0,0,0,0,0,0,0,0,0,0]
["",null,null,null,null,"","",null,null,null,null,null,null,null,null,null,null,null,null,null,null,null,null,null,null,null,null,null,null,null,null,null,null,null,null,null,null,null,null,null,null,null,null,null,null,null,null,null,null,null,null,null,null,null,null,null,null,null,null,null,null,null,null,null,null,null,null,null,null,null,null,null,null,null,null,null,null,null,null,null,null,null,null,null,null,null,null,null,null,null,null,null,null,null,null,null,null,null,null,0,0,0,0,0,0,0,0,0,0,0,0,0,0,0,0,0,0,0,0,0,0,0,0,0,0,0,0,0,0,0,0,0,0,0,0,0,0,0,0,0,0,0,0,0,0,0,0,0,0,0,0,0,0,0,0,0,0,0,0,0,0,0,0,0,0,0,0,0,0,0,0,0,0,0,0,0,0,0,0,0,0,0,0,0,0,0,0,0,0,0]
["",null,null,null,null,"","",null,null,null,null,null,null,null,null,null,null,null,null,null,null,null,null,null,null,null,null,null,null,null,null,null,null,null,null,null,null,null,null,null,null,null,null,null,null,null,null,null,null,null,null,null,null,null,null,null,null,null,null,null,null,null,null,null,null,null,null,null,null,null,null,null,null,null,null,null,null,null,null,null,null,null,null,null,null,null,null,null,null,null,null,null,null,null,null,null,null,null,null,0,0,0,0,0,0,0,0,0,0,0,0,0,0,0,0,0,0,0,0,0,0,0,0,0,0,0,0,0,0,0,0,0,0,0,0,0,0,0,0,0,0,0,0,0,0,0,0,0,0,0,0,0,0,0,0,0,0,0,0,0,0,0,0,0,0,0,0,0,0,0,0,0,0,0,0,0,0,0,0,0,0,0,0,0,0,0,0,0,0,0]
["",null,null,null,null,"","",null,null,null,null,null,null,null,null,null,null,null,null,null,null,null,null,null,null,null,null,null,null,null,null,null,null,null,null,null,null,null,null,null,null,null,null,null,null,null,null,null,null,null,null,null,null,null,null,null,null,null,null,null,null,null,null,null,null,null,null,null,null,null,null,null,null,null,null,null,null,null,null,null,null,null,null,null,null,null,null,null,null,null,null,null,null,null,null,null,null,null,null,0,0,0,0,0,0,0,0,0,0,0,0,0,0,0,0,0,0,0,0,0,0,0,0,0,0,0,0,0,0,0,0,0,0,0,0,0,0,0,0,0,0,0,0,0,0,0,0,0,0,0,0,0,0,0,0,0,0,0,0,0,0,0,0,0,0,0,0,0,0,0,0,0,0,0,0,0,0,0,0,0,0,0,0,0,0,0,0,0,0,0]
["",null,null,null,null,"","",null,null,null,null,null,null,null,null,null,null,null,null,null,null,null,null,null,null,null,null,null,null,null,null,null,null,null,null,null,null,null,null,null,null,null,null,null,null,null,null,null,null,null,null,null,null,null,null,null,null,null,null,null,null,null,null,null,null,null,null,null,null,null,null,null,null,null,null,null,null,null,null,null,null,null,null,null,null,null,null,null,null,null,null,null,null,null,null,null,null,null,null,0,0,0,0,0,0,0,0,0,0,0,0,0,0,0,0,0,0,0,0,0,0,0,0,0,0,0,0,0,0,0,0,0,0,0,0,0,0,0,0,0,0,0,0,0,0,0,0,0,0,0,0,0,0,0,0,0,0,0,0,0,0,0,0,0,0,0,0,0,0,0,0,0,0,0,0,0,0,0,0,0,0,0,0,0,0,0,0,0,0,0]
["",null,null,null,null,"","",null,null,null,null,null,null,null,null,null,null,null,null,null,null,null,null,null,null,null,null,null,null,null,null,null,null,null,null,null,null,null,null,null,null,null,null,null,null,null,null,null,null,null,null,null,null,null,null,null,null,null,null,null,null,null,null,null,null,null,null,null,null,null,null,null,null,null,null,null,null,null,null,null,null,null,null,null,null,null,null,null,null,null,null,null,null,null,null,null,null,null,null,0,0,0,0,0,0,0,0,0,0,0,0,0,0,0,0,0,0,0,0,0,0,0,0,0,0,0,0,0,0,0,0,0,0,0,0,0,0,0,0,0,0,0,0,0,0,0,0,0,0,0,0,0,0,0,0,0,0,0,0,0,0,0,0,0,0,0,0,0,0,0,0,0,0,0,0,0,0,0,0,0,0,0,0,0,0,0,0,0,0,0]
["",null,null,null,null,"","",null,null,null,null,null,null,null,null,null,null,null,null,null,null,null,null,null,null,null,null,null,null,null,null,null,null,null,null,null,null,null,null,null,null,null,null,null,null,null,null,null,null,null,null,null,null,null,null,null,null,null,null,null,null,null,null,null,null,null,null,null,null,null,null,null,null,null,null,null,null,null,null,null,null,null,null,null,null,null,null,null,null,null,null,null,null,null,null,null,null,null,null,0,{"$f":"IFERROR($D134*I134,\"\")","v":0},{"$f":"IFERROR($D134*J134,\"\")","v":0},{"$f":"IFERROR($D134*K134,\"\")","v":0},{"$f":"IFERROR($D134*L134,\"\")","v":0},{"$f":"IFERROR($D134*M134,\"\")","v":0},{"$f":"IFERROR($D134*N134,\"\")","v":0},{"$f":"IFERROR($D134*O134,\"\")","v":0},{"$f":"IFERROR($D134*P134,\"\")","v":0},{"$f":"IFERROR($D134*Q134,\"\")","v":0},{"$f":"IFERROR($D134*R134,\"\")","v":0},{"$f":"IFERROR($D134*S134,\"\")","v":0},{"$f":"IFERROR($D134*T134,\"\")","v":0},{"$f":"IFERROR($D134*U134,\"\")","v":0},{"$f":"IFERROR($D134*V134,\"\")","v":0},{"$f":"IFERROR($D134*W134,\"\")","v":0},{"$f":"IFERROR($D134*X134,\"\")","v":0},{"$f":"IFERROR($D134*Y134,\"\")","v":0},{"$f":"IFERROR($D134*Z134,\"\")","v":0},{"$f":"IFERROR($D134*AA134,\"\")","v":0},{"$f":"IFERROR($D134*AB134,\"\")","v":0},{"$f":"IFERROR($D134*AC134,\"\")","v":0},{"$f":"IFERROR($D134*AD134,\"\")","v":0},{"$f":"IFERROR($D134*AE134,\"\")","v":0},{"$f":"IFERROR($D134*AF134,\"\")","v":0},{"$f":"IFERROR($D134*AG134,\"\")","v":0},{"$f":"IFERROR($D134*AH134,\"\")","v":0},{"$f":"IFERROR($D134*AI134,\"\")","v":0},{"$f":"IFERROR($D134*AJ134,\"\")","v":0},{"$f":"IFERROR($D134*AK134,\"\")","v":0},{"$f":"IFERROR($D134*AL134,\"\")","v":0},{"$f":"IFERROR($D134*AM134,\"\")","v":0},{"$f":"IFERROR($D134*AN134,\"\")","v":0},{"$f":"IFERROR($D134*AO134,\"\")","v":0},{"$f":"IFERROR($D134*AP134,\"\")","v":0},{"$f":"IFERROR($D134*AQ134,\"\")","v":0},{"$f":"IFERROR($D134*AR134,\"\")","v":0},{"$f":"IFERROR($D134*AS134,\"\")","v":0},{"$f":"IFERROR($D134*AT134,\"\")","v":0},{"$f":"IFERROR($D134*AU134,\"\")","v":0},{"$f":"IFERROR($D134*AV134,\"\")","v":0},{"$f":"IFERROR($D134*AW134,\"\")","v":0},{"$f":"IFERROR($D134*AX134,\"\")","v":0},{"$f":"IFERROR($D134*AY134,\"\")","v":0},{"$f":"IFERROR($D134*AZ134,\"\")","v":0},{"$f":"IFERROR($D134*BA134,\"\")","v":0},{"$f":"IFERROR($D134*BB134,\"\")","v":0},{"$f":"IFERROR($D134*BC134,\"\")","v":0},{"$f":"IFERROR($D134*BD134,\"\")","v":0},{"$f":"IFERROR($D134*BE134,\"\")","v":0},{"$f":"IFERROR($D134*BF134,\"\")","v":0},{"$f":"IFERROR($D134*BG134,\"\")","v":0},{"$f":"IFERROR($D134*BH134,\"\")","v":0},{"$f":"IFERROR($D134*BI134,\"\")","v":0},{"$f":"IFERROR($D134*BJ134,\"\")","v":0},{"$f":"IFERROR($D134*BK134,\"\")","v":0},{"$f":"IFERROR($D134*BL134,\"\")","v":0},{"$f":"IFERROR($D134*BM134,\"\")","v":0},{"$f":"IFERROR($D134*BN134,\"\")","v":0},{"$f":"IFERROR($D134*BO134,\"\")","v":0},{"$f":"IFERROR($D134*BP134,\"\")","v":0},{"$f":"IFERROR($D134*BQ134,\"\")","v":0},{"$f":"IFERROR($D134*BR134,\"\")","v":0},{"$f":"IFERROR($D134*BS134,\"\")","v":0},{"$f":"IFERROR($D134*BT134,\"\")","v":0},{"$f":"IFERROR($D134*BU134,\"\")","v":0},{"$f":"IFERROR($D134*BV134,\"\")","v":0},{"$f":"IFERROR($D134*BW134,\"\")","v":0},{"$f":"IFERROR($D134*BX134,\"\")","v":0},{"$f":"IFERROR($D134*BY134,\"\")","v":0},{"$f":"IFERROR($D134*BZ134,\"\")","v":0},{"$f":"IFERROR($D134*CA134,\"\")","v":0},{"$f":"IFERROR($D134*CB134,\"\")","v":0},{"$f":"IFERROR($D134*CC134,\"\")","v":0},{"$f":"IFERROR($D134*CD134,\"\")","v":0},{"$f":"IFERROR($D134*CE134,\"\")","v":0},{"$f":"IFERROR($D134*CF134,\"\")","v":0},{"$f":"IFERROR($D134*CG134,\"\")","v":0},{"$f":"IFERROR($D134*CH134,\"\")","v":0},{"$f":"IFERROR($D134*CI134,\"\")","v":0},{"$f":"IFERROR($D134*CJ134,\"\")","v":0},{"$f":"IFERROR($D134*CK134,\"\")","v":0},{"$f":"IFERROR($D134*CL134,\"\")","v":0},{"$f":"IFERROR($D134*CM134,\"\")","v":0},{"$f":"IFERROR($D134*CN134,\"\")","v":0},{"$f":"IFERROR($D134*CO134,\"\")","v":0},{"$f":"IFERROR($D134*CP134,\"\")","v":0},{"$f":"IFERROR($D134*CQ134,\"\")","v":0},{"$f":"IFERROR($D134*CR134,\"\")","v":0},{"$f":"IFERROR($D134*CS134,\"\")","v":0},{"$f":"IFERROR($D134*CT134,\"\")","v":0}]
["",null,null,null,null,"","",null,null,null,null,null,null,null,null,null,null,null,null,null,null,null,null,null,null,null,null,null,null,null,null,null,null,null,null,null,null,null,null,null,null,null,null,null,null,null,null,null,null,null,null,null,null,null,null,null,null,null,null,null,null,null,null,null,null,null,null,null,null,null,null,null,null,null,null,null,null,null,null,null,null,null,null,null,null,null,null,null,null,null,null,null,null,null,null,null,null,null,null,{"$f":"IFERROR($D135*H135,\"\")","v":0},0,0,0,0,0,0,0,0,0,0,0,0,0,0,0,0,0,0,0,0,0,0,0,0,0,0,0,0,0,0,0,0,0,0,0,0,0,0,0,0,0,0,0,0,0,0,0,0,0,0,0,0,0,0,0,0,0,0,0,0,0,0,0,0,0,0,0,0,0,0,0,0,0,0,0,0,0,0,0,0,0,0,0,0,0,0,0,0,0,0]
["",null,null,null,null,"","",null,null,null,null,null,null,null,null,null,null,null,null,null,null,null,null,null,null,null,null,null,null,null,null,null,null,null,null,null,null,null,null,null,null,null,null,null,null,null,null,null,null,null,null,null,null,null,null,null,null,null,null,null,null,null,null,null,null,null,null,null,null,null,null,null,null,null,null,null,null,null,null,null,null,null,null,null,null,null,null,null,null,null,null,null,null,null,null,null,null,null,null,0,0,0,0,0,0,0,0,0,0,0,0,0,0,0,0,0,0,0,0,0,0,0,0,0,0,0,0,0,0,0,0,0,0,0,0,0,0,0,0,0,0,0,0,0,0,0,0,0,0,0,0,0,0,0,0,0,0,0,0,0,0,0,0,0,0,0,0,0,0,0,0,0,0,0,0,0,0,0,0,0,0,0,0,0,0,0,0,0,0,0]
["",null,null,null,null,"","",null,null,null,null,null,null,null,null,null,null,null,null,null,null,null,null,null,null,null,null,null,null,null,null,null,null,null,null,null,null,null,null,null,null,null,null,null,null,null,null,null,null,null,null,null,null,null,null,null,null,null,null,null,null,null,null,null,null,null,null,null,null,null,null,null,null,null,null,null,null,null,null,null,null,null,null,null,null,null,null,null,null,null,null,null,null,null,null,null,null,null,null,0,0,0,0,0,0,0,0,0,0,0,0,0,0,0,0,0,0,0,0,0,0,0,0,0,0,0,0,0,0,0,0,0,0,0,0,0,0,0,0,0,0,0,0,0,0,0,0,0,0,0,0,0,0,0,0,0,0,0,0,0,0,0,0,0,0,0,0,0,0,0,0,0,0,0,0,0,0,0,0,0,0,0,0,0,0,0,0,0,0,0]
["",null,null,null,null,"","",null,null,null,null,null,null,null,null,null,null,null,null,null,null,null,null,null,null,null,null,null,null,null,null,null,null,null,null,null,null,null,null,null,null,null,null,null,null,null,null,null,null,null,null,null,null,null,null,null,null,null,null,null,null,null,null,null,null,null,null,null,null,null,null,null,null,null,null,null,null,null,null,null,null,null,null,null,null,null,null,null,null,null,null,null,null,null,null,null,null,null,null,0,0,0,0,0,0,0,0,0,0,0,0,0,0,0,0,0,0,0,0,0,0,0,0,0,0,0,0,0,0,0,0,0,0,0,0,0,0,0,0,0,0,0,0,0,0,0,0,0,0,0,0,0,0,0,0,0,0,0,0,0,0,0,0,0,0,0,0,0,0,0,0,0,0,0,0,0,0,0,0,0,0,0,0,0,0,0,0,0,0,0]
["",null,null,null,null,"","",null,null,null,null,null,null,null,null,null,null,null,null,null,null,null,null,null,null,null,null,null,null,null,null,null,null,null,null,null,null,null,null,null,null,null,null,null,null,null,null,null,null,null,null,null,null,null,null,null,null,null,null,null,null,null,null,null,null,null,null,null,null,null,null,null,null,null,null,null,null,null,null,null,null,null,null,null,null,null,null,null,null,null,null,null,null,null,null,null,null,null,null,0,0,0,0,0,0,0,0,0,0,0,0,0,0,0,0,0,0,0,0,0,0,0,0,0,0,0,0,0,0,0,0,0,0,0,0,0,0,0,0,0,0,0,0,0,0,0,0,0,0,0,0,0,0,0,0,0,0,0,0,0,0,0,0,0,0,0,0,0,0,0,0,0,0,0,0,0,0,0,0,0,0,0,0,0,0,0,0,0,0,0]
["",null,null,null,null,"","",null,null,null,null,null,null,null,null,null,null,null,null,null,null,null,null,null,null,null,null,null,null,null,null,null,null,null,null,null,null,null,null,null,null,null,null,null,null,null,null,null,null,null,null,null,null,null,null,null,null,null,null,null,null,null,null,null,null,null,null,null,null,null,null,null,null,null,null,null,null,null,null,null,null,null,null,null,null,null,null,null,null,null,null,null,null,null,null,null,null,null,null,0,0,0,0,0,0,0,0,0,0,0,0,0,0,0,0,0,0,0,0,0,0,0,0,0,0,0,0,0,0,0,0,0,0,0,0,0,0,0,0,0,0,0,0,0,0,0,0,0,0,0,0,0,0,0,0,0,0,0,0,0,0,0,0,0,0,0,0,0,0,0,0,0,0,0,0,0,0,0,0,0,0,0,0,0,0,0,0,0,0,0]
["",null,null,null,null,"","",null,null,null,null,null,null,null,null,null,null,null,null,null,null,null,null,null,null,null,null,null,null,null,null,null,null,null,null,null,null,null,null,null,null,null,null,null,null,null,null,null,null,null,null,null,null,null,null,null,null,null,null,null,null,null,null,null,null,null,null,null,null,null,null,null,null,null,null,null,null,null,null,null,null,null,null,null,null,null,null,null,null,null,null,null,null,null,null,null,null,null,null,0,0,0,0,0,0,0,0,0,0,0,0,0,0,0,0,0,0,0,0,0,0,0,0,0,0,0,0,0,0,0,0,0,0,0,0,0,0,0,0,0,0,0,0,0,0,0,0,0,0,0,0,0,0,0,0,0,0,0,0,0,0,0,0,0,0,0,0,0,0,0,0,0,0,0,0,0,0,0,0,0,0,0,0,0,0,0,0,0,0,0]
["",null,null,null,null,"","",null,null,null,null,null,null,null,null,null,null,null,null,null,null,null,null,null,null,null,null,null,null,null,null,null,null,null,null,null,null,null,null,null,null,null,null,null,null,null,null,null,null,null,null,null,null,null,null,null,null,null,null,null,null,null,null,null,null,null,null,null,null,null,null,null,null,null,null,null,null,null,null,null,null,null,null,null,null,null,null,null,null,null,null,null,null,null,null,null,null,null,null,0,0,0,0,0,0,0,0,0,0,0,0,0,0,0,0,0,0,0,0,0,0,0,0,0,0,0,0,0,0,0,0,0,0,0,0,0,0,0,0,0,0,0,0,0,0,0,0,0,0,0,0,0,0,0,0,0,0,0,0,0,0,0,0,0,0,0,0,0,0,0,0,0,0,0,0,0,0,0,0,0,0,0,0,0,0,0,0,0,0,0]
["",null,null,null,null,"","",null,null,null,null,null,null,null,null,null,null,null,null,null,null,null,null,null,null,null,null,null,null,null,null,null,null,null,null,null,null,null,null,null,null,null,null,null,null,null,null,null,null,null,null,null,null,null,null,null,null,null,null,null,null,null,null,null,null,null,null,null,null,null,null,null,null,null,null,null,null,null,null,null,null,null,null,null,null,null,null,null,null,null,null,null,null,null,null,null,null,null,null,0,0,0,0,0,0,0,0,0,0,0,0,0,0,0,0,0,0,0,0,0,0,0,0,0,0,0,0,0,0,0,0,0,0,0,0,0,0,0,0,0,0,0,0,0,0,0,0,0,0,0,0,0,0,0,0,0,0,0,0,0,0,0,0,0,0,0,0,0,0,0,0,0,0,0,0,0,0,0,0,0,0,0,0,0,0,0,0,0,0,0]
["",null,null,null,null,"","",null,null,null,null,null,null,null,null,null,null,null,null,null,null,null,null,null,null,null,null,null,null,null,null,null,null,null,null,null,null,null,null,null,null,null,null,null,null,null,null,null,null,null,null,null,null,null,null,null,null,null,null,null,null,null,null,null,null,null,null,null,null,null,null,null,null,null,null,null,null,null,null,null,null,null,null,null,null,null,null,null,null,null,null,null,null,null,null,null,null,null,null,0,0,0,0,0,0,0,0,0,0,0,0,0,0,0,0,0,0,0,0,0,0,0,0,0,0,0,0,0,0,0,0,0,0,0,0,0,0,0,0,0,0,0,0,0,0,0,0,0,0,0,0,0,0,0,0,0,0,0,0,0,0,0,0,0,0,0,0,0,0,0,0,0,0,0,0,0,0,0,0,0,0,0,0,0,0,0,0,0,0,0]
["",null,null,null,null,"","",null,null,null,null,null,null,null,null,null,null,null,null,null,null,null,null,null,null,null,null,null,null,null,null,null,null,null,null,null,null,null,null,null,null,null,null,null,null,null,null,null,null,null,null,null,null,null,null,null,null,null,null,null,null,null,null,null,null,null,null,null,null,null,null,null,null,null,null,null,null,null,null,null,null,null,null,null,null,null,null,null,null,null,null,null,null,null,null,null,null,null,null,0,0,0,0,0,0,0,0,0,0,0,0,0,0,0,0,0,0,0,0,0,0,0,0,0,0,0,0,0,0,0,0,0,0,0,0,0,0,0,0,0,0,0,0,0,0,0,0,0,0,0,0,0,0,0,0,0,0,0,0,0,0,0,0,0,0,0,0,0,0,0,0,0,0,0,0,0,0,0,0,0,0,0,0,0,0,0,0,0,0,0]
["",null,null,null,null,"","",null,null,null,null,null,null,null,null,null,null,null,null,null,null,null,null,null,null,null,null,null,null,null,null,null,null,null,null,null,null,null,null,null,null,null,null,null,null,null,null,null,null,null,null,null,null,null,null,null,null,null,null,null,null,null,null,null,null,null,null,null,null,null,null,null,null,null,null,null,null,null,null,null,null,null,null,null,null,null,null,null,null,null,null,null,null,null,null,null,null,null,null,0,0,0,0,0,0,0,0,0,0,0,0,0,0,0,0,0,0,0,0,0,0,0,0,0,0,0,0,0,0,0,0,0,0,0,0,0,0,0,0,0,0,0,0,0,0,0,0,0,0,0,0,0,0,0,0,0,0,0,0,0,0,0,0,0,0,0,0,0,0,0,0,0,0,0,0,0,0,0,0,0,0,0,0,0,0,0,0,0,0,0]
["",null,null,null,null,"","",null,null,null,null,null,null,null,null,null,null,null,null,null,null,null,null,null,null,null,null,null,null,null,null,null,null,null,null,null,null,null,null,null,null,null,null,null,null,null,null,null,null,null,null,null,null,null,null,null,null,null,null,null,null,null,null,null,null,null,null,null,null,null,null,null,null,null,null,null,null,null,null,null,null,null,null,null,null,null,null,null,null,null,null,null,null,null,null,null,null,null,null,0,0,0,0,0,0,0,0,0,0,0,0,0,0,0,0,0,0,0,0,0,0,0,0,0,0,0,0,0,0,0,0,0,0,0,0,0,0,0,0,0,0,0,0,0,0,0,0,0,0,0,0,0,0,0,0,0,0,0,0,0,0,0,0,0,0,0,0,0,0,0,0,0,0,0,0,0,0,0,0,0,0,0,0,0,0,0,0,0,0,0]
["",null,null,null,null,"","",null,null,null,null,null,null,null,null,null,null,null,null,null,null,null,null,null,null,null,null,null,null,null,null,null,null,null,null,null,null,null,null,null,null,null,null,null,null,null,null,null,null,null,null,null,null,null,null,null,null,null,null,null,null,null,null,null,null,null,null,null,null,null,null,null,null,null,null,null,null,null,null,null,null,null,null,null,null,null,null,null,null,null,null,null,null,null,null,null,null,null,null,0,0,0,0,0,0,0,0,0,0,0,0,0,0,0,0,0,0,0,0,0,0,0,0,0,0,0,0,0,0,0,0,0,0,0,0,0,0,0,0,0,0,0,0,0,0,0,0,0,0,0,0,0,0,0,0,0,0,0,0,0,0,0,0,0,0,0,0,0,0,0,0,0,0,0,0,0,0,0,0,0,0,0,0,0,0,0,0,0,0,0]
["",null,null,null,null,"","",null,null,null,null,null,null,null,null,null,null,null,null,null,null,null,null,null,null,null,null,null,null,null,null,null,null,null,null,null,null,null,null,null,null,null,null,null,null,null,null,null,null,null,null,null,null,null,null,null,null,null,null,null,null,null,null,null,null,null,null,null,null,null,null,null,null,null,null,null,null,null,null,null,null,null,null,null,null,null,null,null,null,null,null,null,null,null,null,null,null,null,null,0,0,0,0,0,0,0,0,0,0,0,0,0,0,0,0,0,0,0,0,0,0,0,0,0,0,0,0,0,0,0,0,0,0,0,0,0,0,0,0,0,0,0,0,0,0,0,0,0,0,0,0,0,0,0,0,0,0,0,0,0,0,0,0,0,0,0,0,0,0,0,0,0,0,0,0,0,0,0,0,0,0,0,0,0,0,0,0,0,0,0]
["",null,null,null,null,"","",null,null,null,null,null,null,null,null,null,null,null,null,null,null,null,null,null,null,null,null,null,null,null,null,null,null,null,null,null,null,null,null,null,null,null,null,null,null,null,null,null,null,null,null,null,null,null,null,null,null,null,null,null,null,null,null,null,null,null,null,null,null,null,null,null,null,null,null,null,null,null,null,null,null,null,null,null,null,null,null,null,null,null,null,null,null,null,null,null,null,null,null,0,0,0,0,0,0,0,0,0,0,0,0,0,0,0,0,0,0,0,0,0,0,0,0,0,0,0,0,0,0,0,0,0,0,0,0,0,0,0,0,0,0,0,0,0,0,0,0,0,0,0,0,0,0,0,0,0,0,0,0,0,0,0,0,0,0,0,0,0,0,0,0,0,0,0,0,0,0,0,0,0,0,0,0,0,0,0,0,0,0,0]
["",null,null,null,null,"","",null,null,null,null,null,null,null,null,null,null,null,null,null,null,null,null,null,null,null,null,null,null,null,null,null,null,null,null,null,null,null,null,null,null,null,null,null,null,null,null,null,null,null,null,null,null,null,null,null,null,null,null,null,null,null,null,null,null,null,null,null,null,null,null,null,null,null,null,null,null,null,null,null,null,null,null,null,null,null,null,null,null,null,null,null,null,null,null,null,null,null,null,0,0,0,0,0,0,0,0,0,0,0,0,0,0,0,0,0,0,0,0,0,0,0,0,0,0,0,0,0,0,0,0,0,0,0,0,0,0,0,0,0,0,0,0,0,0,0,0,0,0,0,0,0,0,0,0,0,0,0,0,0,0,0,0,0,0,0,0,0,0,0,0,0,0,0,0,0,0,0,0,0,0,0,0,0,0,0,0,0,0,0]
["",null,null,null,null,"","",null,null,null,null,null,null,null,null,null,null,null,null,null,null,null,null,null,null,null,null,null,null,null,null,null,null,null,null,null,null,null,null,null,null,null,null,null,null,null,null,null,null,null,null,null,null,null,null,null,null,null,null,null,null,null,null,null,null,null,null,null,null,null,null,null,null,null,null,null,null,null,null,null,null,null,null,null,null,null,null,null,null,null,null,null,null,null,null,null,null,null,null,0,0,0,0,0,0,0,0,0,0,0,0,0,0,0,0,0,0,0,0,0,0,0,0,0,0,0,0,0,0,0,0,0,0,0,0,0,0,0,0,0,0,0,0,0,0,0,0,0,0,0,0,0,0,0,0,0,0,0,0,0,0,0,0,0,0,0,0,0,0,0,0,0,0,0,0,0,0,0,0,0,0,0,0,0,0,0,0,0,0,0]
["",null,null,null,null,"","",null,null,null,null,null,null,null,null,null,null,null,null,null,null,null,null,null,null,null,null,null,null,null,null,null,null,null,null,null,null,null,null,null,null,null,null,null,null,null,null,null,null,null,null,null,null,null,null,null,null,null,null,null,null,null,null,null,null,null,null,null,null,null,null,null,null,null,null,null,null,null,null,null,null,null,null,null,null,null,null,null,null,null,null,null,null,null,null,null,null,null,null,0,0,0,0,0,0,0,0,0,0,0,0,0,0,0,0,0,0,0,0,0,0,0,0,0,0,0,0,0,0,0,0,0,0,0,0,0,0,0,0,0,0,0,0,0,0,0,0,0,0,0,0,0,0,0,0,0,0,0,0,0,0,0,0,0,0,0,0,0,0,0,0,0,0,0,0,0,0,0,0,0,0,0,0,0,0,0,0,0,0,0]
["",null,null,null,null,"","",null,null,null,null,null,null,null,null,null,null,null,null,null,null,null,null,null,null,null,null,null,null,null,null,null,null,null,null,null,null,null,null,null,null,null,null,null,null,null,null,null,null,null,null,null,null,null,null,null,null,null,null,null,null,null,null,null,null,null,null,null,null,null,null,null,null,null,null,null,null,null,null,null,null,null,null,null,null,null,null,null,null,null,null,null,null,null,null,null,null,null,null,0,0,0,0,0,0,0,0,0,0,0,0,0,0,0,0,0,0,0,0,0,0,0,0,0,0,0,0,0,0,0,0,0,0,0,0,0,0,0,0,0,0,0,0,0,0,0,0,0,0,0,0,0,0,0,0,0,0,0,0,0,0,0,0,0,0,0,0,0,0,0,0,0,0,0,0,0,0,0,0,0,0,0,0,0,0,0,0,0,0,0]
["",null,null,null,null,"","",null,null,null,null,null,null,null,null,null,null,null,null,null,null,null,null,null,null,null,null,null,null,null,null,null,null,null,null,null,null,null,null,null,null,null,null,null,null,null,null,null,null,null,null,null,null,null,null,null,null,null,null,null,null,null,null,null,null,null,null,null,null,null,null,null,null,null,null,null,null,null,null,null,null,null,null,null,null,null,null,null,null,null,null,null,null,null,null,null,null,null,null,0,0,0,0,0,0,0,0,0,0,0,0,0,0,0,0,0,0,0,0,0,0,0,0,0,0,0,0,0,0,0,0,0,0,0,0,0,0,0,0,0,0,0,0,0,0,0,0,0,0,0,0,0,0,0,0,0,0,0,0,0,0,0,0,0,0,0,0,0,0,0,0,0,0,0,0,0,0,0,0,0,0,0,0,0,0,0,0,0,0,0]
["",null,null,null,null,"","",null,null,null,null,null,null,null,null,null,null,null,null,null,null,null,null,null,null,null,null,null,null,null,null,null,null,null,null,null,null,null,null,null,null,null,null,null,null,null,null,null,null,null,null,null,null,null,null,null,null,null,null,null,null,null,null,null,null,null,null,null,null,null,null,null,null,null,null,null,null,null,null,null,null,null,null,null,null,null,null,null,null,null,null,null,null,null,null,null,null,null,null,0,0,0,0,0,0,0,0,0,0,0,0,0,0,0,0,0,0,0,0,0,0,0,0,0,0,0,0,0,0,0,0,0,0,0,0,0,0,0,0,0,0,0,0,0,0,0,0,0,0,0,0,0,0,0,0,0,0,0,0,0,0,0,0,0,0,0,0,0,0,0,0,0,0,0,0,0,0,0,0,0,0,0,0,0,0,0,0,0,0,0]
["",null,null,null,null,"","",null,null,null,null,null,null,null,null,null,null,null,null,null,null,null,null,null,null,null,null,null,null,null,null,null,null,null,null,null,null,null,null,null,null,null,null,null,null,null,null,null,null,null,null,null,null,null,null,null,null,null,null,null,null,null,null,null,null,null,null,null,null,null,null,null,null,null,null,null,null,null,null,null,null,null,null,null,null,null,null,null,null,null,null,null,null,null,null,null,null,null,null,0,0,0,0,0,0,0,0,0,0,0,0,0,0,0,0,0,0,0,0,0,0,0,0,0,0,0,0,0,0,0,0,0,0,0,0,0,0,0,0,0,0,0,0,0,0,0,0,0,0,0,0,0,0,0,0,0,0,0,0,0,0,0,0,0,0,0,0,0,0,0,0,0,0,0,0,0,0,0,0,0,0,0,0,0,0,0,0,0,0,0]
["",null,null,null,null,"","",null,null,null,null,null,null,null,null,null,null,null,null,null,null,null,null,null,null,null,null,null,null,null,null,null,null,null,null,null,null,null,null,null,null,null,null,null,null,null,null,null,null,null,null,null,null,null,null,null,null,null,null,null,null,null,null,null,null,null,null,null,null,null,null,null,null,null,null,null,null,null,null,null,null,null,null,null,null,null,null,null,null,null,null,null,null,null,null,null,null,null,null,0,0,0,0,0,0,0,0,0,0,0,0,0,0,0,0,0,0,0,0,0,0,0,0,0,0,0,0,0,0,0,0,0,0,0,0,0,0,0,0,0,0,0,0,0,0,0,0,0,0,0,0,0,0,0,0,0,0,0,0,0,0,0,0,0,0,0,0,0,0,0,0,0,0,0,0,0,0,0,0,0,0,0,0,0,0,0,0,0,0,0]
["",null,null,null,null,"","",null,null,null,null,null,null,null,null,null,null,null,null,null,null,null,null,null,null,null,null,null,null,null,null,null,null,null,null,null,null,null,null,null,null,null,null,null,null,null,null,null,null,null,null,null,null,null,null,null,null,null,null,null,null,null,null,null,null,null,null,null,null,null,null,null,null,null,null,null,null,null,null,null,null,null,null,null,null,null,null,null,null,null,null,null,null,null,null,null,null,null,null,0,0,0,0,0,0,0,0,0,0,0,0,0,0,0,0,0,0,0,0,0,0,0,0,0,0,0,0,0,0,0,0,0,0,0,0,0,0,0,0,0,0,0,0,0,0,0,0,0,0,0,0,0,0,0,0,0,0,0,0,0,0,0,0,0,0,0,0,0,0,0,0,0,0,0,0,0,0,0,0,0,0,0,0,0,0,0,0,0,0,0]
["",null,null,null,null,"","",null,null,null,null,null,null,null,null,null,null,null,null,null,null,null,null,null,null,null,null,null,null,null,null,null,null,null,null,null,null,null,null,null,null,null,null,null,null,null,null,null,null,null,null,null,null,null,null,null,null,null,null,null,null,null,null,null,null,null,null,null,null,null,null,null,null,null,null,null,null,null,null,null,null,null,null,null,null,null,null,null,null,null,null,null,null,null,null,null,null,null,null,0,0,0,0,0,0,0,0,0,0,0,0,0,0,0,0,0,0,0,0,0,0,0,0,0,0,0,0,0,0,0,0,0,0,0,0,0,0,0,0,0,0,0,0,0,0,0,0,0,0,0,0,0,0,0,0,0,0,0,0,0,0,0,0,0,0,0,0,0,0,0,0,0,0,0,0,0,0,0,0,0,0,0,0,0,0,0,0,0,0,0]
["",null,null,null,null,"","",null,null,null,null,null,null,null,null,null,null,null,null,null,null,null,null,null,null,null,null,null,null,null,null,null,null,null,null,null,null,null,null,null,null,null,null,null,null,null,null,null,null,null,null,null,null,null,null,null,null,null,null,null,null,null,null,null,null,null,null,null,null,null,null,null,null,null,null,null,null,null,null,null,null,null,null,null,null,null,null,null,null,null,null,null,null,null,null,null,null,null,null,0,0,0,0,0,0,0,0,0,0,0,0,0,0,0,0,0,0,0,0,0,0,0,0,0,0,0,0,0,0,0,0,0,0,0,0,0,0,0,0,0,0,0,0,0,0,0,0,0,0,0,0,0,0,0,0,0,0,0,0,0,0,0,0,0,0,0,0,0,0,0,0,0,0,0,0,0,0,0,0,0,0,0,0,0,0,0,0,0,0,0]
["",null,null,null,null,"","",null,null,null,null,null,null,null,null,null,null,null,null,null,null,null,null,null,null,null,null,null,null,null,null,null,null,null,null,null,null,null,null,null,null,null,null,null,null,null,null,null,null,null,null,null,null,null,null,null,null,null,null,null,null,null,null,null,null,null,null,null,null,null,null,null,null,null,null,null,null,null,null,null,null,null,null,null,null,null,null,null,null,null,null,null,null,null,null,null,null,null,null,0,0,0,0,0,0,0,0,0,0,0,0,0,0,0,0,0,0,0,0,0,0,0,0,0,0,0,0,0,0,0,0,0,0,0,0,0,0,0,0,0,0,0,0,0,0,0,0,0,0,0,0,0,0,0,0,0,0,0,0,0,0,0,0,0,0,0,0,0,0,0,0,0,0,0,0,0,0,0,0,0,0,0,0,0,0,0,0,0,0,0]
["",null,null,null,null,"","",null,null,null,null,null,null,null,null,null,null,null,null,null,null,null,null,null,null,null,null,null,null,null,null,null,null,null,null,null,null,null,null,null,null,null,null,null,null,null,null,null,null,null,null,null,null,null,null,null,null,null,null,null,null,null,null,null,null,null,null,null,null,null,null,null,null,null,null,null,null,null,null,null,null,null,null,null,null,null,null,null,null,null,null,null,null,null,null,null,null,null,null,0,0,0,0,0,0,0,0,0,0,0,0,0,0,0,0,0,0,0,0,0,0,0,0,0,0,0,0,0,0,0,0,0,0,0,0,0,0,0,0,0,0,0,0,0,0,0,0,0,0,0,0,0,0,0,0,0,0,0,0,0,0,0,0,0,0,0,0,0,0,0,0,0,0,0,0,0,0,0,0,0,0,0,0,0,0,0,0,0,0,0]
["",null,null,null,null,"","",null,null,null,null,null,null,null,null,null,null,null,null,null,null,null,null,null,null,null,null,null,null,null,null,null,null,null,null,null,null,null,null,null,null,null,null,null,null,null,null,null,null,null,null,null,null,null,null,null,null,null,null,null,null,null,null,null,null,null,null,null,null,null,null,null,null,null,null,null,null,null,null,null,null,null,null,null,null,null,null,null,null,null,null,null,null,null,null,null,null,null,null,0,0,0,0,0,0,0,0,0,0,0,0,0,0,0,0,0,0,0,0,0,0,0,0,0,0,0,0,0,0,0,0,0,0,0,0,0,0,0,0,0,0,0,0,0,0,0,0,0,0,0,0,0,0,0,0,0,0,0,0,0,0,0,0,0,0,0,0,0,0,0,0,0,0,0,0,0,0,0,0,0,0,0,0,0,0,0,0,0,0,0]
["",null,null,null,null,"","",null,null,null,null,null,null,null,null,null,null,null,null,null,null,null,null,null,null,null,null,null,null,null,null,null,null,null,null,null,null,null,null,null,null,null,null,null,null,null,null,null,null,null,null,null,null,null,null,null,null,null,null,null,null,null,null,null,null,null,null,null,null,null,null,null,null,null,null,null,null,null,null,null,null,null,null,null,null,null,null,null,null,null,null,null,null,null,null,null,null,null,null,0,0,0,0,0,0,0,0,0,0,0,0,0,0,0,0,0,0,0,0,0,0,0,0,0,0,0,0,0,0,0,0,0,0,0,0,0,0,0,0,0,0,0,0,0,0,0,0,0,0,0,0,0,0,0,0,0,0,0,0,0,0,0,0,0,0,0,0,0,0,0,0,0,0,0,0,0,0,0,0,0,0,0,0,0,0,0,0,0,0,0]
["",null,null,null,null,"","",null,null,null,null,null,null,null,null,null,null,null,null,null,null,null,null,null,null,null,null,null,null,null,null,null,null,null,null,null,null,null,null,null,null,null,null,null,null,null,null,null,null,null,null,null,null,null,null,null,null,null,null,null,null,null,null,null,null,null,null,null,null,null,null,null,null,null,null,null,null,null,null,null,null,null,null,null,null,null,null,null,null,null,null,null,null,null,null,null,null,null,null,0,0,0,0,0,0,0,0,0,0,0,0,0,0,0,0,0,0,0,0,0,0,0,0,0,0,0,0,0,0,0,0,0,0,0,0,0,0,0,0,0,0,0,0,0,0,0,0,0,0,0,0,0,0,0,0,0,0,0,0,0,0,0,0,0,0,0,0,0,0,0,0,0,0,0,0,0,0,0,0,0,0,0,0,0,0,0,0,0,0,0]
["",null,null,null,null,"","",null,null,null,null,null,null,null,null,null,null,null,null,null,null,null,null,null,null,null,null,null,null,null,null,null,null,null,null,null,null,null,null,null,null,null,null,null,null,null,null,null,null,null,null,null,null,null,null,null,null,null,null,null,null,null,null,null,null,null,null,null,null,null,null,null,null,null,null,null,null,null,null,null,null,null,null,null,null,null,null,null,null,null,null,null,null,null,null,null,null,null,null,0,0,0,0,0,0,0,0,0,0,0,0,0,0,0,0,0,0,0,0,0,0,0,0,0,0,0,0,0,0,0,0,0,0,0,0,0,0,0,0,0,0,0,0,0,0,0,0,0,0,0,0,0,0,0,0,0,0,0,0,0,0,0,0,0,0,0,0,0,0,0,0,0,0,0,0,0,0,0,0,0,0,0,0,0,0,0,0,0,0,0]
["",null,null,null,null,"","",null,null,null,null,null,null,null,null,null,null,null,null,null,null,null,null,null,null,null,null,null,null,null,null,null,null,null,null,null,null,null,null,null,null,null,null,null,null,null,null,null,null,null,null,null,null,null,null,null,null,null,null,null,null,null,null,null,null,null,null,null,null,null,null,null,null,null,null,null,null,null,null,null,null,null,null,null,null,null,null,null,null,null,null,null,null,null,null,null,null,null,null,0,0,0,0,0,0,0,0,0,0,0,0,0,0,0,0,0,0,0,0,0,0,0,0,0,0,0,0,0,0,0,0,0,0,0,0,0,0,0,0,0,0,0,0,0,0,0,0,0,0,0,0,0,0,0,0,0,0,0,0,0,0,0,0,0,0,0,0,0,0,0,0,0,0,0,0,0,0,0,0,0,0,0,0,0,0,0,0,0,0,0]
["",null,null,null,null,"","",null,null,null,null,null,null,null,null,null,null,null,null,null,null,null,null,null,null,null,null,null,null,null,null,null,null,null,null,null,null,null,null,null,null,null,null,null,null,null,null,null,null,null,null,null,null,null,null,null,null,null,null,null,null,null,null,null,null,null,null,null,null,null,null,null,null,null,null,null,null,null,null,null,null,null,null,null,null,null,null,null,null,null,null,null,null,null,null,null,null,null,null,0,0,0,0,0,0,0,0,0,0,0,0,0,0,0,0,0,0,0,0,0,0,0,0,0,0,0,0,0,0,0,0,0,0,0,0,0,0,0,0,0,0,0,0,0,0,0,0,0,0,0,0,0,0,0,0,0,0,0,0,0,0,0,0,0,0,0,0,0,0,0,0,0,0,0,0,0,0,0,0,0,0,0,0,0,0,0,0,0,0,0]
["",null,null,null,null,"","",null,null,null,null,null,null,null,null,null,null,null,null,null,null,null,null,null,null,null,null,null,null,null,null,null,null,null,null,null,null,null,null,null,null,null,null,null,null,null,null,null,null,null,null,null,null,null,null,null,null,null,null,null,null,null,null,null,null,null,null,null,null,null,null,null,null,null,null,null,null,null,null,null,null,null,null,null,null,null,null,null,null,null,null,null,null,null,null,null,null,null,null,0,0,0,0,0,0,0,0,0,0,0,0,0,0,0,0,0,0,0,0,0,0,0,0,0,0,0,0,0,0,0,0,0,0,0,0,0,0,0,0,0,0,0,0,0,0,0,0,0,0,0,0,0,0,0,0,0,0,0,0,0,0,0,0,0,0,0,0,0,0,0,0,0,0,0,0,0,0,0,0,0,0,0,0,0,0,0,0,0,0,0]
["",null,null,null,null,"","",null,null,null,null,null,null,null,null,null,null,null,null,null,null,null,null,null,null,null,null,null,null,null,null,null,null,null,null,null,null,null,null,null,null,null,null,null,null,null,null,null,null,null,null,null,null,null,null,null,null,null,null,null,null,null,null,null,null,null,null,null,null,null,null,null,null,null,null,null,null,null,null,null,null,null,null,null,null,null,null,null,null,null,null,null,null,null,null,null,null,null,null,0,0,0,0,0,0,0,0,0,0,0,0,0,0,0,0,0,0,0,0,0,0,0,0,0,0,0,0,0,0,0,0,0,0,0,0,0,0,0,0,0,0,0,0,0,0,0,0,0,0,0,0,0,0,0,0,0,0,0,0,0,0,0,0,0,0,0,0,0,0,0,0,0,0,0,0,0,0,0,0,0,0,0,0,0,0,0,0,0,0,0]
["",null,null,null,null,"","",null,null,null,null,null,null,null,null,null,null,null,null,null,null,null,null,null,null,null,null,null,null,null,null,null,null,null,null,null,null,null,null,null,null,null,null,null,null,null,null,null,null,null,null,null,null,null,null,null,null,null,null,null,null,null,null,null,null,null,null,null,null,null,null,null,null,null,null,null,null,null,null,null,null,null,null,null,null,null,null,null,null,null,null,null,null,null,null,null,null,null,null,0,0,0,0,0,0,0,0,0,0,0,0,0,0,0,0,0,0,0,0,0,0,0,0,0,0,0,0,0,0,0,0,0,0,0,0,0,0,0,0,0,0,0,0,0,0,0,0,0,0,0,0,0,0,0,0,0,0,0,0,0,0,0,0,0,0,0,0,0,0,0,0,0,0,0,0,0,0,0,0,0,0,0,0,0,0,0,0,0,0,0]
["",null,null,null,null,"","",null,null,null,null,null,null,null,null,null,null,null,null,null,null,null,null,null,null,null,null,null,null,null,null,null,null,null,null,null,null,null,null,null,null,null,null,null,null,null,null,null,null,null,null,null,null,null,null,null,null,null,null,null,null,null,null,null,null,null,null,null,null,null,null,null,null,null,null,null,null,null,null,null,null,null,null,null,null,null,null,null,null,null,null,null,null,null,null,null,null,null,null,0,0,0,0,0,0,0,0,0,0,0,0,0,0,0,0,0,0,0,0,0,0,0,0,0,0,0,0,0,0,0,0,0,0,0,0,0,0,0,0,0,0,0,0,0,0,0,0,0,0,0,0,0,0,0,0,0,0,0,0,0,0,0,0,0,0,0,0,0,0,0,0,0,0,0,0,0,0,0,0,0,0,0,0,0,0,0,0,0,0,0]
["",null,null,null,null,"","",null,null,null,null,null,null,null,null,null,null,null,null,null,null,null,null,null,null,null,null,null,null,null,null,null,null,null,null,null,null,null,null,null,null,null,null,null,null,null,null,null,null,null,null,null,null,null,null,null,null,null,null,null,null,null,null,null,null,null,null,null,null,null,null,null,null,null,null,null,null,null,null,null,null,null,null,null,null,null,null,null,null,null,null,null,null,null,null,null,null,null,null,0,0,0,0,0,0,0,0,0,0,0,0,0,0,0,0,0,0,0,0,0,0,0,0,0,0,0,0,0,0,0,0,0,0,0,0,0,0,0,0,0,0,0,0,0,0,0,0,0,0,0,0,0,0,0,0,0,0,0,0,0,0,0,0,0,0,0,0,0,0,0,0,0,0,0,0,0,0,0,0,0,0,0,0,0,0,0,0,0,0,0]
["",null,null,null,null,"","",null,null,null,null,null,null,null,null,null,null,null,null,null,null,null,null,null,null,null,null,null,null,null,null,null,null,null,null,null,null,null,null,null,null,null,null,null,null,null,null,null,null,null,null,null,null,null,null,null,null,null,null,null,null,null,null,null,null,null,null,null,null,null,null,null,null,null,null,null,null,null,null,null,null,null,null,null,null,null,null,null,null,null,null,null,null,null,null,null,null,null,null,0,0,0,0,0,0,0,0,0,0,0,0,0,0,0,0,0,0,0,0,0,0,0,0,0,0,0,0,0,0,0,0,0,0,0,0,0,0,0,0,0,0,0,0,0,0,0,0,0,0,0,0,0,0,0,0,0,0,0,0,0,0,0,0,0,0,0,0,0,0,0,0,0,0,0,0,0,0,0,0,0,0,0,0,0,0,0,0,0,0,0]
["",null,null,null,null,"","",null,null,null,null,null,null,null,null,null,null,null,null,null,null,null,null,null,null,null,null,null,null,null,null,null,null,null,null,null,null,null,null,null,null,null,null,null,null,null,null,null,null,null,null,null,null,null,null,null,null,null,null,null,null,null,null,null,null,null,null,null,null,null,null,null,null,null,null,null,null,null,null,null,null,null,null,null,null,null,null,null,null,null,null,null,null,null,null,null,null,null,null,0,0,0,0,0,0,0,0,0,0,0,0,0,0,0,0,0,0,0,0,0,0,0,0,0,0,0,0,0,0,0,0,0,0,0,0,0,0,0,0,0,0,0,0,0,0,0,0,0,0,0,0,0,0,0,0,0,0,0,0,0,0,0,0,0,0,0,0,0,0,0,0,0,0,0,0,0,0,0,0,0,0,0,0,0,0,0,0,0,0,0]
["",null,null,null,null,"","",null,null,null,null,null,null,null,null,null,null,null,null,null,null,null,null,null,null,null,null,null,null,null,null,null,null,null,null,null,null,null,null,null,null,null,null,null,null,null,null,null,null,null,null,null,null,null,null,null,null,null,null,null,null,null,null,null,null,null,null,null,null,null,null,null,null,null,null,null,null,null,null,null,null,null,null,null,null,null,null,null,null,null,null,null,null,null,null,null,null,null,null,0,0,0,0,0,0,0,0,0,0,0,0,0,0,0,0,0,0,0,0,0,0,0,0,0,0,0,0,0,0,0,0,0,0,0,0,0,0,0,0,0,0,0,0,0,0,0,0,0,0,0,0,0,0,0,0,0,0,0,0,0,0,0,0,0,0,0,0,0,0,0,0,0,0,0,0,0,0,0,0,0,0,0,0,0,0,0,0,0,0,0]
["",null,null,null,null,"","",null,null,null,null,null,null,null,null,null,null,null,null,null,null,null,null,null,null,null,null,null,null,null,null,null,null,null,null,null,null,null,null,null,null,null,null,null,null,null,null,null,null,null,null,null,null,null,null,null,null,null,null,null,null,null,null,null,null,null,null,null,null,null,null,null,null,null,null,null,null,null,null,null,null,null,null,null,null,null,null,null,null,null,null,null,null,null,null,null,null,null,null,0,0,0,0,0,0,0,0,0,0,0,0,0,0,0,0,0,0,0,0,0,0,0,0,0,0,0,0,0,0,0,0,0,0,0,0,0,0,0,0,0,0,0,0,0,0,0,0,0,0,0,0,0,0,0,0,0,0,0,0,0,0,0,0,0,0,0,0,0,0,0,0,0,0,0,0,0,0,0,0,0,0,0,0,0,0,0,0,0,0,0]
["",null,null,null,null,"","",null,null,null,null,null,null,null,null,null,null,null,null,null,null,null,null,null,null,null,null,null,null,null,null,null,null,null,null,null,null,null,null,null,null,null,null,null,null,null,null,null,null,null,null,null,null,null,null,null,null,null,null,null,null,null,null,null,null,null,null,null,null,null,null,null,null,null,null,null,null,null,null,null,null,null,null,null,null,null,null,null,null,null,null,null,null,null,null,null,null,null,null,0,0,0,0,0,0,0,0,0,0,0,0,0,0,0,0,0,0,0,0,0,0,0,0,0,0,0,0,0,0,0,0,0,0,0,0,0,0,0,0,0,0,0,0,0,0,0,0,0,0,0,0,0,0,0,0,0,0,0,0,0,0,0,0,0,0,0,0,0,0,0,0,0,0,0,0,0,0,0,0,0,0,0,0,0,0,0,0,0,0,0]
["",null,null,null,null,"","",null,null,null,null,null,null,null,null,null,null,null,null,null,null,null,null,null,null,null,null,null,null,null,null,null,null,null,null,null,null,null,null,null,null,null,null,null,null,null,null,null,null,null,null,null,null,null,null,null,null,null,null,null,null,null,null,null,null,null,null,null,null,null,null,null,null,null,null,null,null,null,null,null,null,null,null,null,null,null,null,null,null,null,null,null,null,null,null,null,null,null,null,0,0,0,0,0,0,0,0,0,0,0,0,0,0,0,0,0,0,0,0,0,0,0,0,0,0,0,0,0,0,0,0,0,0,0,0,0,0,0,0,0,0,0,0,0,0,0,0,0,0,0,0,0,0,0,0,0,0,0,0,0,0,0,0,0,0,0,0,0,0,0,0,0,0,0,0,0,0,0,0,0,0,0,0,0,0,0,0,0,0,0]
["",null,null,null,null,"","",null,null,null,null,null,null,null,null,null,null,null,null,null,null,null,null,null,null,null,null,null,null,null,null,null,null,null,null,null,null,null,null,null,null,null,null,null,null,null,null,null,null,null,null,null,null,null,null,null,null,null,null,null,null,null,null,null,null,null,null,null,null,null,null,null,null,null,null,null,null,null,null,null,null,null,null,null,null,null,null,null,null,null,null,null,null,null,null,null,null,null,null,0,0,0,0,0,0,0,0,0,0,0,0,0,0,0,0,0,0,0,0,0,0,0,0,0,0,0,0,0,0,0,0,0,0,0,0,0,0,0,0,0,0,0,0,0,0,0,0,0,0,0,0,0,0,0,0,0,0,0,0,0,0,0,0,0,0,0,0,0,0,0,0,0,0,0,0,0,0,0,0,0,0,0,0,0,0,0,0,0,0,0]
["",null,null,null,null,"","",null,null,null,null,null,null,null,null,null,null,null,null,null,null,null,null,null,null,null,null,null,null,null,null,null,null,null,null,null,null,null,null,null,null,null,null,null,null,null,null,null,null,null,null,null,null,null,null,null,null,null,null,null,null,null,null,null,null,null,null,null,null,null,null,null,null,null,null,null,null,null,null,null,null,null,null,null,null,null,null,null,null,null,null,null,null,null,null,null,null,null,null,0,0,0,0,0,0,0,0,0,0,0,0,0,0,0,0,0,0,0,0,0,0,0,0,0,0,0,0,0,0,0,0,0,0,0,0,0,0,0,0,0,0,0,0,0,0,0,0,0,0,0,0,0,0,0,0,0,0,0,0,0,0,0,0,0,0,0,0,0,0,0,0,0,0,0,0,0,0,0,0,0,0,0,0,0,0,0,0,0,0,0]
["",null,null,null,null,"","",null,null,null,null,null,null,null,null,null,null,null,null,null,null,null,null,null,null,null,null,null,null,null,null,null,null,null,null,null,null,null,null,null,null,null,null,null,null,null,null,null,null,null,null,null,null,null,null,null,null,null,null,null,null,null,null,null,null,null,null,null,null,null,null,null,null,null,null,null,null,null,null,null,null,null,null,null,null,null,null,null,null,null,null,null,null,null,null,null,null,null,null,0,0,0,0,0,0,0,0,0,0,0,0,0,0,0,0,0,0,0,0,0,0,0,0,0,0,0,0,0,0,0,0,0,0,0,0,0,0,0,0,0,0,0,0,0,0,0,0,0,0,0,0,0,0,0,0,0,0,0,0,0,0,0,0,0,0,0,0,0,0,0,0,0,0,0,0,0,0,0,0,0,0,0,0,0,0,0,0,0,0,0]
["",null,null,null,null,"","",null,null,null,null,null,null,null,null,null,null,null,null,null,null,null,null,null,null,null,null,null,null,null,null,null,null,null,null,null,null,null,null,null,null,null,null,null,null,null,null,null,null,null,null,null,null,null,null,null,null,null,null,null,null,null,null,null,null,null,null,null,null,null,null,null,null,null,null,null,null,null,null,null,null,null,null,null,null,null,null,null,null,null,null,null,null,null,null,null,null,null,null,0,0,0,0,0,0,0,0,0,0,0,0,0,0,0,0,0,0,0,0,0,0,0,0,0,0,0,0,0,0,0,0,0,0,0,0,0,0,0,0,0,0,0,0,0,0,0,0,0,0,0,0,0,0,0,0,0,0,0,0,0,0,0,0,0,0,0,0,0,0,0,0,0,0,0,0,0,0,0,0,0,0,0,0,0,0,0,0,0,0,0]
["",null,null,null,null,"","",null,null,null,null,null,null,null,null,null,null,null,null,null,null,null,null,null,null,null,null,null,null,null,null,null,null,null,null,null,null,null,null,null,null,null,null,null,null,null,null,null,null,null,null,null,null,null,null,null,null,null,null,null,null,null,null,null,null,null,null,null,null,null,null,null,null,null,null,null,null,null,null,null,null,null,null,null,null,null,null,null,null,null,null,null,null,null,null,null,null,null,null,0,0,0,0,0,0,0,0,0,0,0,0,0,0,0,0,0,0,0,0,0,0,0,0,0,0,0,0,0,0,0,0,0,0,0,0,0,0,0,0,0,0,0,0,0,0,0,0,0,0,0,0,0,0,0,0,0,0,0,0,0,0,0,0,0,0,0,0,0,0,0,0,0,0,0,0,0,0,0,0,0,0,0,0,0,0,0,0,0,0,0]
["",null,null,null,null,"","",null,null,null,null,null,null,null,null,null,null,null,null,null,null,null,null,null,null,null,null,null,null,null,null,null,null,null,null,null,null,null,null,null,null,null,null,null,null,null,null,null,null,null,null,null,null,null,null,null,null,null,null,null,null,null,null,null,null,null,null,null,null,null,null,null,null,null,null,null,null,null,null,null,null,null,null,null,null,null,null,null,null,null,null,null,null,null,null,null,null,null,null,0,0,0,0,0,0,0,0,0,0,0,0,0,0,0,0,0,0,0,0,0,0,0,0,0,0,0,0,0,0,0,0,0,0,0,0,0,0,0,0,0,0,0,0,0,0,0,0,0,0,0,0,0,0,0,0,0,0,0,0,0,0,0,0,0,0,0,0,0,0,0,0,0,0,0,0,0,0,0,0,0,0,0,0,0,0,0,0,0,0,0]
["",null,null,null,null,"","",null,null,null,null,null,null,null,null,null,null,null,null,null,null,null,null,null,null,null,null,null,null,null,null,null,null,null,null,null,null,null,null,null,null,null,null,null,null,null,null,null,null,null,null,null,null,null,null,null,null,null,null,null,null,null,null,null,null,null,null,null,null,null,null,null,null,null,null,null,null,null,null,null,null,null,null,null,null,null,null,null,null,null,null,null,null,null,null,null,null,null,null,0,0,0,0,0,0,0,0,0,0,0,0,0,0,0,0,0,0,0,0,0,0,0,0,0,0,0,0,0,0,0,0,0,0,0,0,0,0,0,0,0,0,0,0,0,0,0,0,0,0,0,0,0,0,0,0,0,0,0,0,0,0,0,0,0,0,0,0,0,0,0,0,0,0,0,0,0,0,0,0,0,0,0,0,0,0,0,0,0,0,0]
["",null,null,null,null,"","",null,null,null,null,null,null,null,null,null,null,null,null,null,null,null,null,null,null,null,null,null,null,null,null,null,null,null,null,null,null,null,null,null,null,null,null,null,null,null,null,null,null,null,null,null,null,null,null,null,null,null,null,null,null,null,null,null,null,null,null,null,null,null,null,null,null,null,null,null,null,null,null,null,null,null,null,null,null,null,null,null,null,null,null,null,null,null,null,null,null,null,null,0,0,0,0,0,0,0,0,0,0,0,0,0,0,0,0,0,0,0,0,0,0,0,0,0,0,0,0,0,0,0,0,0,0,0,0,0,0,0,0,0,0,0,0,0,0,0,0,0,0,0,0,0,0,0,0,0,0,0,0,0,0,0,0,0,0,0,0,0,0,0,0,0,0,0,0,0,0,0,0,0,0,0,0,0,0,0,0,0,0,0]
["",null,null,null,null,"","",null,null,null,null,null,null,null,null,null,null,null,null,null,null,null,null,null,null,null,null,null,null,null,null,null,null,null,null,null,null,null,null,null,null,null,null,null,null,null,null,null,null,null,null,null,null,null,null,null,null,null,null,null,null,null,null,null,null,null,null,null,null,null,null,null,null,null,null,null,null,null,null,null,null,null,null,null,null,null,null,null,null,null,null,null,null,null,null,null,null,null,null,0,0,0,0,0,0,0,0,0,0,0,0,0,0,0,0,0,0,0,0,0,0,0,0,0,0,0,0,0,0,0,0,0,0,0,0,0,0,0,0,0,0,0,0,0,0,0,0,0,0,0,0,0,0,0,0,0,0,0,0,0,0,0,0,0,0,0,0,0,0,0,0,0,0,0,0,0,0,0,0,0,0,0,0,0,0,0,0,0,0,0]
["",null,null,null,null,"","",null,null,null,null,null,null,null,null,null,null,null,null,null,null,null,null,null,null,null,null,null,null,null,null,null,null,null,null,null,null,null,null,null,null,null,null,null,null,null,null,null,null,null,null,null,null,null,null,null,null,null,null,null,null,null,null,null,null,null,null,null,null,null,null,null,null,null,null,null,null,null,null,null,null,null,null,null,null,null,null,null,null,null,null,null,null,null,null,null,null,null,null,0,0,0,0,0,0,0,0,0,0,0,0,0,0,0,0,0,0,0,0,0,0,0,0,0,0,0,0,0,0,0,0,0,0,0,0,0,0,0,0,0,0,0,0,0,0,0,0,0,0,0,0,0,0,0,0,0,0,0,0,0,0,0,0,0,0,0,0,0,0,0,0,0,0,0,0,0,0,0,0,0,0,0,0,0,0,0,0,0,0,0]

{"sheet":"Historical scenario - output","index":1,"n_rows":175,"n_cols":43,"rows_kept":175,"cut":false,"hidden":false,"merged":[]}
[null,null,null,"Replacement expenditure forecast ($,000)",null,null,null,null,null,null,null,null,null,null,null,null,null,null,null,null,null,null,null,"Replacement quantity forecast (#)"]
[null,null,null,1,2,3,4,5,6,7,8,9,10,11,12,13,14,15,16,17,18,19,20,1,2,3,4,5,6,7,8,9,10,11,12,13,14,15,16,17,18,19,20]
[]
[]
["ID","Asset group",null,2020,2021,2022,2023,2024,2025,2026,2027,2028,2029,2030,2031,2032,2033,2034,2035,2036,2037,2038,2039,2020,2021,2022,2023,2024,2025,2026,2027,2028,2029,2030,2031,2032,2033,2034,2035,2036,2037,2038,2039]
[1,"OVERHEAD CONDUCTORS",null,{"$f":"IFERROR(IF($A6=\"\",\"\",SUMIFS(D$21:D$175,$A$21:$A$175,$A6)),\"\")","v":3446.1339866395465},{"$f":"IFERROR(IF($A6=\"\",\"\",SUMIFS(E$21:E$175,$A$21:$A$175,$A6)),\"\")","v":4019.6845290019337},4675.6113768174473,5426.591347497988,6287.6792041612116,7276.5672191260564,8413.7677125414011,9722.684164485303,11229.536707301457,12963.11072397705,14954.303109042456,17235.449457739538,19839.426745845809,22798.539398183406,26143.211241018369,29900.520739463063,34092.631082145817,{"$f":"IFERROR(IF($A6=\"\",\"\",SUMIFS(U$21:U$175,$A$21:$A$175,$A6)),\"\")","v":38735.179025523415},43835.695961677091,49392.140602176296,{"$f":"IFERROR(IF($A6=\"\",\"\",SUMIFS(X$21:X$175,$A$21:$A$175,$A6)),\"\")","v":118.853809071922},{"$f":"IFERROR(IF($A6=\"\",\"\",SUMIFS(Y$21:Y$175,$A$21:$A$175,$A6)),\"\")","v":138.22594287358345},160.40013883720999,185.84405745620964,215.11918360490378,248.8902312949333,287.93102993754206,333.12549277439086,385.46230795382468,446.0221485071595,515.95647601604185,596.45741072037072,688.71864375654059,793.88794968676814,913.01248426260145,1046.9786808158547,1196.4491419765186,{"$f":"IFERROR(IF($A6=\"\",\"\",SUMIFS(AO$21:AO$175,$A$21:$A$175,$A6)),\"\")","v":1361.7994144555396},1543.0578900232331,1739.8522597633273]
[2,null,null,{"$f":"IFERROR(IF($A7=\"\",\"\",SUMIFS(D$21:D$175,$A$21:$A$175,$A7)),\"\")","v":0},0,0,0,0,0,0,0,0,0,0,0,0,0,0,0,0,0,0,0,0,0,0,0,0,0,0,0,0,0,0,0,0,0,0,0,0,0,0,0]
[3,"SERVICE LINES",null,9001.586844467538,9108.5510606525695,9169.5822413268525,9189.6296708046684,9174.8647492265845,9132.3355114206061,9069.5977262987344,8994.3295077338207,8913.9392626131303,8835.1817773467537,8763.8027833693213,8704.2365677219259,8659.3823698795586,8630.4823055116012,8617.1161869618518,8617.3176903464628,8627.803524314977,8644.2947460889627,8661.8993205373808,8675.5191535530976,16884.627650025621,17085.251017228555,17199.685113455387,17237.193070585832,17209.331016521126,17129.302883136606,17011.270855749739,16869.634179554279,16718.29455413613,16569.935798158629,16435.355987727202,16322.898321589233,16238.02926758616,16183.106973162208,16157.36910538667,16157.148763907175,16176.303030951449,16206.815151350835,16239.512367278892,16264.830321581097]
[4,"SWITCHGEAR",null,12351.280916761491,11881.902639768634,11431.45757441768,11012.217503473477,10637.855394315735,10321.549493972521,10075.082599972578,9908.5749562456804,9830.5857205371758,9848.3741677580783,9968.1480979300031,10195.159400937118,10533.546323437735,10985.873845991142,11552.386802722238,12230.058374580858,13011.578477278035,13884.469610679367,14830.530535562479,15825.783910294591,156.85366160964602,151.11686599835909,146.44436939234902,142.9085790437114,140.6129401456194,139.65800212894814,140.12864520396275,142.09394293606155,145.61352588077852,150.74577801757241,157.55417316687476,166.10888733652521,176.48174598782134,188.7337063172848,202.8954310000866,218.94295609994938,236.77176992132328,256.17353284259519,276.81993406173825,298.25764812590711]
[5,"TRANSFORMERS",null,29994.402948968913,29017.658728114533,28364.369091015673,27959.460444773136,27744.680780728886,27674.767468378734,27714.311267680932,27835.210264191162,28014.642421990065,28233.50913376252,28475.311923393951,28725.422312889594,28970.695126285871,29199.363131177448,29401.140339043697,29567.455674976005,29691.739714425825,29769.694899473416,29799.493017028402,29781.860883406702,1658.6438552837917,1587.0405186148625,1534.3052597584924,1496.3112540231843,1469.9243950007356,1452.7550631651991,1442.9577831657923,1439.0717655556821,1439.8970969347565,1444.4025355933868,1451.6613758632652,1460.811809855612,1471.0378935519573,1481.5668695377628,1491.6784029604023,1500.7213540340936,1508.134057097466,1513.4646554575718,1516.3887697100834,1516.7225625000449]
[6,"UNDERGROUND CABLES",null,3502.2130166497218,3953.1054481837014,4460.7982927260846,5037.8490812637401,5699.4969447072262,6463.7028255758578,7351.0594530219641,8384.5567143384178,9589.1951681507326,10991.44921712362,12618.591456773354,14497.900205345237,16655.782182817045,19116.85055115159,21903.003851664078,25032.552789488534,28519.438768688364,32372.580644277019,36595.375108271743,41185.362913063771,5.3517208206822398,6.1008982158124487,6.9577736756527839,7.9467785116487306,9.0977803209852848,10.446418020023359,12.03422422610134,13.908483529452864,16.121782323251303,18.731218555300376,21.797258199940277,25.382248789877682,29.548627437963798,34.356888974630301,39.863406013420963,46.118213533958624,53.162882753548026,61.028610216221054,69.734636969968747,79.28708980371816]
[null,null,null,"","","","","","","","","","","","","","","","","","","","","","","","","","","","","","","","","","","","","","","",""]
[null,null,null,"","","","","","","","","","","","","","","","","","","","","","","","","","","","","","","","","","","","","","","",""]
[null,null,null,"","","","","","","","","","","","","","","","","","","","","","","","","","","","","","","","","","","","","","","",""]
[null,null,null,"","","","","","","","","","","","","","","","","","","","","","","","","","","","","","","","","","","","","","","",""]
[null,null,null,"","","","","","","","","","","","","","","","","","","","","","","","","","","","","","","","","","","","","","","",""]
[null,null,null,"","","","","","","","","","","","","","","","","","","","","","","","","","","","","","","","","","","","","","","",""]
[null,null,"Total",{"$f":"IFERROR(SUM(D$6:D$17),\"\")","v":58295.617713487212},{"$f":"IFERROR(SUM(E$6:E$17),\"\")","v":57980.902405721368},58101.818576303733,58625.748047813009,59544.577073139648,60868.922518473773,62623.818759515605,64845.355606994381,67577.899280592566,70871.625019968022,74780.157370509085,79358.167944633416,84658.83274826601,90731.10923201518,97616.85842141023,105347.90526885493,113943.19156685303,123406.21892604217,133722.9939430771,144860.66746249446]
[]
["ID","Asset group","Asset category"]
[{"$f":"IFERROR('Historical scenario - input'!A6,\"\")","v":1},{"$f":"IFERROR('Historical scenario - input'!B6,\"\")","v":"OVERHEAD CONDUCTORS"},{"$f":"IFERROR('Historical scenario - input'!C6,\"\")","v":"˂ = 1 kv"},{"$f":"IFERROR(repcalc('Historical scenario - input'!$CV6:$GH6,'Historical scenario - input'!$G6,'Historical scenario - input'!$E6,'Historical scenario - input'!$F6,20,TRUE,TRUE),\"\")","v":1955.0315250091135},2250.6157170092038,2581.0459320847872,2950.9463095307187,3366.0407174599663,3833.3161938473727,4361.1435559464962,4959.3328165954008,5639.1011368079644,6412.9331109881123,7294.3173975452582,8297.3500638032783,9436.2032899978349,10724.4678357962,12174.388275875122,13796.020659047739,15596.352039115423,17578.429345210385,19740.550452684463,22075.572386538945,{"$f":"IFERROR(IF(OR(D21=\"\",'Historical scenario - input'!$D6=\"\"),\"\",D21/'Historical scenario - input'!$D6),\"\")","v":77.375276153325444},{"$f":"IFERROR(IF(OR(E21=\"\",'Historical scenario - input'!$D6=\"\"),\"\",E21/'Historical scenario - input'!$D6),\"\")","v":89.073761927081932},{"$f":"IFERROR(IF(OR(F21=\"\",'Historical scenario - input'!$D6=\"\"),\"\",F21/'Historical scenario - input'!$D6),\"\")","v":102.15136646379486},{"$f":"IFERROR(IF(OR(G21=\"\",'Historical scenario - input'!$D6=\"\"),\"\",G21/'Historical scenario - input'!$D6),\"\")","v":116.7911016741848},{"$f":"IFERROR(IF(OR(H21=\"\",'Historical scenario - input'!$D6=\"\"),\"\",H21/'Historical scenario - input'!$D6),\"\")","v":133.21950399525579},{"$f":"IFERROR(IF(OR(I21=\"\",'Historical scenario - input'!$D6=\"\"),\"\",I21/'Historical scenario - input'!$D6),\"\")","v":151.71310297954005},{"$f":"IFERROR(IF(OR(J21=\"\",'Historical scenario - input'!$D6=\"\"),\"\",J21/'Historical scenario - input'!$D6),\"\")","v":172.60319471527851},{"$f":"IFERROR(IF(OR(K21=\"\",'Historical scenario - input'!$D6=\"\"),\"\",K21/'Historical scenario - input'!$D6),\"\")","v":196.2780350657157},{"$f":"IFERROR(IF(OR(L21=\"\",'Historical scenario - input'!$D6=\"\"),\"\",L21/'Historical scenario - input'!$D6),\"\")","v":223.18157131252076},{"$f":"IFERROR(IF(OR(M21=\"\",'Historical scenario - input'!$D6=\"\"),\"\",M21/'Historical scenario - input'!$D6),\"\")","v":253.80791259271206},{"$f":"IFERROR(IF(OR(N21=\"\",'Historical scenario - input'!$D6=\"\"),\"\",N21/'Historical scenario - input'!$D6),\"\")","v":288.69090639468823},{"$f":"IFERROR(IF(OR(O21=\"\",'Historical scenario - input'!$D6=\"\"),\"\",O21/'Historical scenario - input'!$D6),\"\")","v":328.38843993812242},{"$f":"IFERROR(IF(OR(P21=\"\",'Historical scenario - input'!$D6=\"\"),\"\",P21/'Historical scenario - input'!$D6),\"\")","v":373.46141280207593},{"$f":"IFERROR(IF(OR(Q21=\"\",'Historical scenario - input'!$D6=\"\"),\"\",Q21/'Historical scenario - input'!$D6),\"\")","v":424.44771338831441},{"$f":"IFERROR(IF(OR(R21=\"\",'Historical scenario - input'!$D6=\"\"),\"\",R21/'Historical scenario - input'!$D6),\"\")","v":481.83195145114303},{"$f":"IFERROR(IF(OR(S21=\"\",'Historical scenario - input'!$D6=\"\"),\"\",S21/'Historical scenario - input'!$D6),\"\")","v":546.0121203446198},{"$f":"IFERROR(IF(OR(T21=\"\",'Historical scenario - input'!$D6=\"\"),\"\",T21/'Historical scenario - input'!$D6),\"\")","v":617.26475024765182},{"$f":"IFERROR(IF(OR(U21=\"\",'Historical scenario - input'!$D6=\"\"),\"\",U21/'Historical scenario - input'!$D6),\"\")","v":695.71043102286183},{"$f":"IFERROR(IF(OR(V21=\"\",'Historical scenario - input'!$D6=\"\"),\"\",V21/'Historical scenario - input'!$D6),\"\")","v":781.28179681808138},{"$f":"IFERROR(IF(OR(W21=\"\",'Historical scenario - input'!$D6=\"\"),\"\",W21/'Historical scenario - input'!$D6),\"\")","v":873.69614648194181}]
[{"$f":"IFERROR('Historical scenario - input'!A7,\"\")","v":1},{"$f":"IFERROR('Historical scenario - input'!B7,\"\")","v":"OVERHEAD CONDUCTORS"},{"$f":"IFERROR('Historical scenario - input'!C7,\"\")","v":"˃ 11 kv & < = 22 kv ; swer"},{"$f":"IFERROR(repcalc('Historical scenario - input'!$CV7:$GH7,'Historical scenario - input'!$G7,'Historical scenario - input'!$E7,'Historical scenario - input'!$F7,20,TRUE,TRUE),\"\")","v":25.176181721475832},32.328643414701737,41.606043148393276,53.617555850999892,69.119161294059765,89.036398179679367,114.48635378941471,146.79724749785765,187.52359190961036,238.45458412102056,301.61313533792281,379.2428381338533,473.78024605561194,587.81014467395812,724.0020606191664,885.02710274635012,1073.4553513736971,1291.6353735678206,1541.5589799690831,1824.7159562727916,{"$f":"IFERROR(IF(OR(D22=\"\",'Historical scenario - input'!$D7=\"\"),\"\",D22/'Historical scenario - input'!$D7),\"\")","v":2.6910255845696152},{"$f":"IFERROR(IF(OR(E22=\"\",'Historical scenario - input'!$D7=\"\"),\"\",E22/'Historical scenario - input'!$D7),\"\")","v":3.4555361692984552},{"$f":"IFERROR(IF(OR(F22=\"\",'Historical scenario - input'!$D7=\"\"),\"\",F22/'Historical scenario - input'!$D7),\"\")","v":4.447176614137911},{"$f":"IFERROR(IF(OR(G22=\"\",'Historical scenario - input'!$D7=\"\"),\"\",G22/'Historical scenario - input'!$D7),\"\")","v":5.7310602605815992},{"$f":"IFERROR(IF(OR(H22=\"\",'Historical scenario - input'!$D7=\"\"),\"\",H22/'Historical scenario - input'!$D7),\"\")","v":7.3879920904624479},{"$f":"IFERROR(IF(OR(I22=\"\",'Historical scenario - input'!$D7=\"\"),\"\",I22/'Historical scenario - input'!$D7),\"\")","v":9.5169008593174134},{"$f":"IFERROR(IF(OR(J22=\"\",'Historical scenario - input'!$D7=\"\"),\"\",J22/'Historical scenario - input'!$D7),\"\")","v":12.23718952062535},{"$f":"IFERROR(IF(OR(K22=\"\",'Historical scenario - input'!$D7=\"\"),\"\",K22/'Historical scenario - input'!$D7),\"\")","v":15.690828463641065},{"$f":"IFERROR(IF(OR(L22=\"\",'Historical scenario - input'!$D7=\"\"),\"\",L22/'Historical scenario - input'!$D7),\"\")","v":20.043976053314395},{"$f":"IFERROR(IF(OR(M22=\"\",'Historical scenario - input'!$D7=\"\"),\"\",M22/'Historical scenario - input'!$D7),\"\")","v":25.487875553432335},{"$f":"IFERROR(IF(OR(N22=\"\",'Historical scenario - input'!$D7=\"\"),\"\",N22/'Historical scenario - input'!$D7),\"\")","v":32.238751404636318},{"$f":"IFERROR(IF(OR(O22=\"\",'Historical scenario - input'!$D7=\"\"),\"\",O22/'Historical scenario - input'!$D7),\"\")","v":40.536416183890161},{"$f":"IFERROR(IF(OR(P22=\"\",'Historical scenario - input'!$D7=\"\"),\"\",P22/'Historical scenario - input'!$D7),\"\")","v":50.641307633705836},{"$f":"IFERROR(IF(OR(Q22=\"\",'Historical scenario - input'!$D7=\"\"),\"\",Q22/'Historical scenario - input'!$D7),\"\")","v":62.829707685096189},{"$f":"IFERROR(IF(OR(R22=\"\",'Historical scenario - input'!$D7=\"\"),\"\",R22/'Historical scenario - input'!$D7),\"\")","v":77.38695605081962},{"$f":"IFERROR(IF(OR(S22=\"\",'Historical scenario - input'!$D7=\"\"),\"\",S22/'Historical scenario - input'!$D7),\"\")","v":94.598561564097992},{"$f":"IFERROR(IF(OR(T22=\"\",'Historical scenario - input'!$D7=\"\"),\"\",T22/'Historical scenario - input'!$D7),\"\")","v":114.73923434448619},{"$f":"IFERROR(IF(OR(U22=\"\",'Historical scenario - input'!$D7=\"\"),\"\",U22/'Historical scenario - input'!$D7),\"\")","v":138.06000745701579},{"$f":"IFERROR(IF(OR(V22=\"\",'Historical scenario - input'!$D7=\"\"),\"\",V22/'Historical scenario - input'!$D7),\"\")","v":164.7737810726552},{"$f":"IFERROR(IF(OR(W22=\"\",'Historical scenario - input'!$D7=\"\"),\"\",W22/'Historical scenario - input'!$D7),\"\")","v":195.03979504222642}]
[{"$f":"IFERROR('Historical scenario - input'!A8,\"\")","v":1},{"$f":"IFERROR('Historical scenario - input'!B8,\"\")","v":"OVERHEAD CONDUCTORS"},{"$f":"IFERROR('Historical scenario - input'!C8,\"\")","v":"> 1 kv & < = 11 kv"},{"$f":"IFERROR(repcalc('Historical scenario - input'!$CV8:$GH8,'Historical scenario - input'!$G8,'Historical scenario - input'!$E8,'Historical scenario - input'!$F8,20,TRUE,TRUE),\"\")","v":878.18772654674285},1032.5859372852217,1214.0143177002192,1427.6222871602308,1679.3798404551931,1976.0775732956256,2325.2804855993822,2735.2273859678021,3214.6699481038909,3772.648564904729,4418.2059670803019,5160.043887405147,6006.1325487447011,6963.2870715971667,8036.7286556805275,9229.6512337660042,10542.815932001571,11974.195906276904,13518.692890160439,15167.944152881088,{"$f":"IFERROR(IF(OR(D23=\"\",'Historical scenario - input'!$D8=\"\"),\"\",D23/'Historical scenario - input'!$D8),\"\")","v":34.756481922049069},{"$f":"IFERROR(IF(OR(E23=\"\",'Historical scenario - input'!$D8=\"\"),\"\",E23/'Historical scenario - input'!$D8),\"\")","v":40.867178368958513},{"$f":"IFERROR(IF(OR(F23=\"\",'Historical scenario - input'!$D8=\"\"),\"\",F23/'Historical scenario - input'!$D8),\"\")","v":48.04766157707229},{"$f":"IFERROR(IF(OR(G23=\"\",'Historical scenario - input'!$D8=\"\"),\"\",G23/'Historical scenario - input'!$D8),\"\")","v":56.501732733516924},{"$f":"IFERROR(IF(OR(H23=\"\",'Historical scenario - input'!$D8=\"\"),\"\",H23/'Historical scenario - input'!$D8),\"\")","v":66.465669355864975},{"$f":"IFERROR(IF(OR(I23=\"\",'Historical scenario - input'!$D8=\"\"),\"\",I23/'Historical scenario - input'!$D8),\"\")","v":78.208226301327542},{"$f":"IFERROR(IF(OR(J23=\"\",'Historical scenario - input'!$D8=\"\"),\"\",J23/'Historical scenario - input'!$D8),\"\")","v":92.028807415958255},{"$f":"IFERROR(IF(OR(K23=\"\",'Historical scenario - input'!$D8=\"\"),\"\",K23/'Historical scenario - input'!$D8),\"\")","v":108.25348421448632},{"$f":"IFERROR(IF(OR(L23=\"\",'Historical scenario - input'!$D8=\"\"),\"\",L23/'Historical scenario - input'!$D8),\"\")","v":127.2286261343921},{"$f":"IFERROR(IF(OR(M23=\"\",'Historical scenario - input'!$D8=\"\"),\"\",M23/'Historical scenario - input'!$D8),\"\")","v":149.31202939941829},{"$f":"IFERROR(IF(OR(N23=\"\",'Historical scenario - input'!$D8=\"\"),\"\",N23/'Historical scenario - input'!$D8),\"\")","v":174.86158275811695},{"$f":"IFERROR(IF(OR(O23=\"\",'Historical scenario - input'!$D8=\"\"),\"\",O23/'Historical scenario - input'!$D8),\"\")","v":204.22167911046398},{"$f":"IFERROR(IF(OR(P23=\"\",'Historical scenario - input'!$D8=\"\"),\"\",P23/'Historical scenario - input'!$D8),\"\")","v":237.7077600170316},{"$f":"IFERROR(IF(OR(Q23=\"\",'Historical scenario - input'!$D8=\"\"),\"\",Q23/'Historical scenario - input'!$D8),\"\")","v":275.5895509650158},{"$f":"IFERROR(IF(OR(R23=\"\",'Historical scenario - input'!$D8=\"\"),\"\",R23/'Historical scenario - input'!$D8),\"\")","v":318.0736940289114},{"$f":"IFERROR(IF(OR(S23=\"\",'Historical scenario - input'!$D8=\"\"),\"\",S23/'Historical scenario - input'!$D8),\"\")","v":365.28659710906527},{"$f":"IFERROR(IF(OR(T23=\"\",'Historical scenario - input'!$D8=\"\"),\"\",T23/'Historical scenario - input'!$D8),\"\")","v":417.25838368181712},{"$f":"IFERROR(IF(OR(U23=\"\",'Historical scenario - input'!$D8=\"\"),\"\",U23/'Historical scenario - input'!$D8),\"\")","v":473.90883630783168},{"$f":"IFERROR(IF(OR(V23=\"\",'Historical scenario - input'!$D8=\"\"),\"\",V23/'Historical scenario - input'!$D8),\"\")","v":535.03617830576172},{"$f":"IFERROR(IF(OR(W23=\"\",'Historical scenario - input'!$D8=\"\"),\"\",W23/'Historical scenario - input'!$D8),\"\")","v":600.3094336301923}]
[{"$f":"IFERROR('Historical scenario - input'!A9,\"\")","v":1},{"$f":"IFERROR('Historical scenario - input'!B9,\"\")","v":"OVERHEAD CONDUCTORS"},{"$f":"IFERROR('Historical scenario - input'!C9,\"\")","v":"> 22 kv & < = 66 kv"},{"$f":"IFERROR(repcalc('Historical scenario - input'!$CV9:$GH9,'Historical scenario - input'!$G9,'Historical scenario - input'!$E9,'Historical scenario - input'!$F9,20,TRUE,TRUE),\"\")","v":587.73855336221459},704.15423129280668,838.94508388404756,994.40519495603837,1173.1394849519934,1378.1370538033784,1612.8573172061069,1881.3267144242411,2188.2420304799916,2539.0744639631894,2940.1666090789722,3398.8126683972569,3923.3106610476621,4522.9743461160815,5208.0922488435517,5989.8217439029668,6880.0077596551237,7890.9184004683029,9034.8936388631009,10323.908106483477,{"$f":"IFERROR(IF(OR(D24=\"\",'Historical scenario - input'!$D9=\"\"),\"\",D24/'Historical scenario - input'!$D9),\"\")","v":4.0310254119778834},{"$f":"IFERROR(IF(OR(E24=\"\",'Historical scenario - input'!$D9=\"\"),\"\",E24/'Historical scenario - input'!$D9),\"\")","v":4.8294664082445387},{"$f":"IFERROR(IF(OR(F24=\"\",'Historical scenario - input'!$D9=\"\"),\"\",F24/'Historical scenario - input'!$D9),\"\")","v":5.7539341822049126},{"$f":"IFERROR(IF(OR(G24=\"\",'Historical scenario - input'!$D9=\"\"),\"\",G24/'Historical scenario - input'!$D9),\"\")","v":6.8201627879263},{"$f":"IFERROR(IF(OR(H24=\"\",'Historical scenario - input'!$D9=\"\"),\"\",H24/'Historical scenario - input'!$D9),\"\")","v":8.0460181633205643},{"$f":"IFERROR(IF(OR(I24=\"\",'Historical scenario - input'!$D9=\"\"),\"\",I24/'Historical scenario - input'!$D9),\"\")","v":9.452001154748304},{"$f":"IFERROR(IF(OR(J24=\"\",'Historical scenario - input'!$D9=\"\"),\"\",J24/'Historical scenario - input'!$D9),\"\")","v":11.061838285679945},{"$f":"IFERROR(IF(OR(K24=\"\",'Historical scenario - input'!$D9=\"\"),\"\",K24/'Historical scenario - input'!$D9),\"\")","v":12.903145030547735},{"$f":"IFERROR(IF(OR(L24=\"\",'Historical scenario - input'!$D9=\"\"),\"\",L24/'Historical scenario - input'!$D9),\"\")","v":15.008134453597368},{"$f":"IFERROR(IF(OR(M24=\"\",'Historical scenario - input'!$D9=\"\"),\"\",M24/'Historical scenario - input'!$D9),\"\")","v":17.414330961596821},{"$f":"IFERROR(IF(OR(N24=\"\",'Historical scenario - input'!$D9=\"\"),\"\",N24/'Historical scenario - input'!$D9),\"\")","v":20.165235458600311},{"$f":"IFERROR(IF(OR(O24=\"\",'Historical scenario - input'!$D9=\"\"),\"\",O24/'Historical scenario - input'!$D9),\"\")","v":23.310875487894293},{"$f":"IFERROR(IF(OR(P24=\"\",'Historical scenario - input'!$D9=\"\"),\"\",P24/'Historical scenario - input'!$D9),\"\")","v":26.908163303727235},{"$f":"IFERROR(IF(OR(Q24=\"\",'Historical scenario - input'!$D9=\"\"),\"\",Q24/'Historical scenario - input'!$D9),\"\")","v":31.020977648341752},{"$f":"IFERROR(IF(OR(R24=\"\",'Historical scenario - input'!$D9=\"\"),\"\",R24/'Historical scenario - input'!$D9),\"\")","v":35.719882731727374},{"$f":"IFERROR(IF(OR(S24=\"\",'Historical scenario - input'!$D9=\"\"),\"\",S24/'Historical scenario - input'!$D9),\"\")","v":41.081401798071695},{"$f":"IFERROR(IF(OR(T24=\"\",'Historical scenario - input'!$D9=\"\"),\"\",T24/'Historical scenario - input'!$D9),\"\")","v":47.186773702563443},{"$f":"IFERROR(IF(OR(U24=\"\",'Historical scenario - input'!$D9=\"\"),\"\",U24/'Historical scenario - input'!$D9),\"\")","v":54.120139667830323},{"$f":"IFERROR(IF(OR(V24=\"\",'Historical scenario - input'!$D9=\"\"),\"\",V24/'Historical scenario - input'!$D9),\"\")","v":61.966133826734776},{"$f":"IFERROR(IF(OR(W24=\"\",'Historical scenario - input'!$D9=\"\"),\"\",W24/'Historical scenario - input'!$D9),\"\")","v":70.80688460896674}]
[{"$f":"IFERROR('Historical scenario - input'!A10,\"\")","v":3},{"$f":"IFERROR('Historical scenario - input'!B10,\"\")","v":"SERVICE LINES"},{"$f":"IFERROR('Historical scenario - input'!C10,\"\")","v":"˂ = 11 kv ; commercial and industrial ; complex type"},{"$f":"IFERROR(repcalc('Historical scenario - input'!$CV10:$GH10,'Historical scenario - input'!$G10,'Historical scenario - input'!$E10,'Historical scenario - input'!$F10,20,TRUE,TRUE),\"\")","v":935.97996761545221},947.42109598628406,954.81138378762728,959.1453009284354,961.52969933129589,963.08118893694098,964.83116874477446,967.64593073810215,972.16753914125263,978.77893195790512,987.5941863857829,998.47242611348202,1011.0516900065315,1024.7974429044596,1039.0594422973586,1053.1304592581782,1066.3008883677808,1077.9044866802847,1087.3521930855168,1094.1529658169063,{"$f":"IFERROR(IF(OR(D25=\"\",'Historical scenario - input'!$D10=\"\"),\"\",D25/'Historical scenario - input'!$D10),\"\")","v":1719.9406846911363},{"$f":"IFERROR(IF(OR(E25=\"\",'Historical scenario - input'!$D10=\"\"),\"\",E25/'Historical scenario - input'!$D10),\"\")","v":1740.9647053375402},{"$f":"IFERROR(IF(OR(F25=\"\",'Historical scenario - input'!$D10=\"\"),\"\",F25/'Historical scenario - input'!$D10),\"\")","v":1754.5449710493049},{"$f":"IFERROR(IF(OR(G25=\"\",'Historical scenario - input'!$D10=\"\"),\"\",G25/'Historical scenario - input'!$D10),\"\")","v":1762.5089026209885},{"$f":"IFERROR(IF(OR(H25=\"\",'Historical scenario - input'!$D10=\"\"),\"\",H25/'Historical scenario - input'!$D10),\"\")","v":1766.8904321018388},{"$f":"IFERROR(IF(OR(I25=\"\",'Historical scenario - input'!$D10=\"\"),\"\",I25/'Historical scenario - input'!$D10),\"\")","v":1769.7414227073564},{"$f":"IFERROR(IF(OR(J25=\"\",'Historical scenario - input'!$D10=\"\"),\"\",J25/'Historical scenario - input'!$D10),\"\")","v":1772.9571554933357},{"$f":"IFERROR(IF(OR(K25=\"\",'Historical scenario - input'!$D10=\"\"),\"\",K25/'Historical scenario - input'!$D10),\"\")","v":1778.1295137035015},{"$f":"IFERROR(IF(OR(L25=\"\",'Historical scenario - input'!$D10=\"\"),\"\",L25/'Historical scenario - input'!$D10),\"\")","v":1786.4383435095845},{"$f":"IFERROR(IF(OR(M25=\"\",'Historical scenario - input'!$D10=\"\"),\"\",M25/'Historical scenario - input'!$D10),\"\")","v":1798.5873251985893},{"$f":"IFERROR(IF(OR(N25=\"\",'Historical scenario - input'!$D10=\"\"),\"\",N25/'Historical scenario - input'!$D10),\"\")","v":1814.7860850663217},{"$f":"IFERROR(IF(OR(O25=\"\",'Historical scenario - input'!$D10=\"\"),\"\",O25/'Historical scenario - input'!$D10),\"\")","v":1834.7757512267624},{"$f":"IFERROR(IF(OR(P25=\"\",'Historical scenario - input'!$D10=\"\"),\"\",P25/'Historical scenario - input'!$D10),\"\")","v":1857.8911901268514},{"$f":"IFERROR(IF(OR(Q25=\"\",'Historical scenario - input'!$D10=\"\"),\"\",Q25/'Historical scenario - input'!$D10),\"\")","v":1883.1501491525328},{"$f":"IFERROR(IF(OR(R25=\"\",'Historical scenario - input'!$D10=\"\"),\"\",R25/'Historical scenario - input'!$D10),\"\")","v":1909.3577538552067},{"$f":"IFERROR(IF(OR(S25=\"\",'Historical scenario - input'!$D10=\"\"),\"\",S25/'Historical scenario - input'!$D10),\"\")","v":1935.2144125265982},{"$f":"IFERROR(IF(OR(T25=\"\",'Historical scenario - input'!$D10=\"\"),\"\",T25/'Historical scenario - input'!$D10),\"\")","v":1959.4161664574608},{"$f":"IFERROR(IF(OR(U25=\"\",'Historical scenario - input'!$D10=\"\"),\"\",U25/'Historical scenario - input'!$D10),\"\")","v":1980.7387390733402},{"$f":"IFERROR(IF(OR(V25=\"\",'Historical scenario - input'!$D10=\"\"),\"\",V25/'Historical scenario - input'!$D10),\"\")","v":1998.0996818131443},{"$f":"IFERROR(IF(OR(W25=\"\",'Historical scenario - input'!$D10=\"\"),\"\",W25/'Historical scenario - input'!$D10),\"\")","v":2010.5966647751352}]
[{"$f":"IFERROR('Historical scenario - input'!A11,\"\")","v":3},{"$f":"IFERROR('Historical scenario - input'!B11,\"\")","v":"SERVICE LINES"},{"$f":"IFERROR('Historical scenario - input'!C11,\"\")","v":"˂ = 11 kv ; residential ; simple type"},{"$f":"IFERROR(repcalc('Historical scenario - input'!$CV11:$GH11,'Historical scenario - input'!$G11,'Historical scenario - input'!$E11,'Historical scenario - input'!$F11,20,TRUE,TRUE),\"\")","v":8065.6068768520854},8161.1299646662846,8214.7708575392244,8230.4843698762324,8213.3350498952877,8169.2543224836645,8104.7665575539604,8026.6835769957179,7941.7717234718784,7856.4028453888486,7776.208596983538,7705.7641416084443,7648.3306798730264,7605.6848626071423,7578.0567446644936,7564.1872310882854,7561.5026359471958,7566.3902594086785,7574.5471274518641,7581.366187736191,{"$f":"IFERROR(IF(OR(D26=\"\",'Historical scenario - input'!$D11=\"\"),\"\",D26/'Historical scenario - input'!$D11),\"\")","v":15164.686965334486},{"$f":"IFERROR(IF(OR(E26=\"\",'Historical scenario - input'!$D11=\"\"),\"\",E26/'Historical scenario - input'!$D11),\"\")","v":15344.286311891015},{"$f":"IFERROR(IF(OR(F26=\"\",'Historical scenario - input'!$D11=\"\"),\"\",F26/'Historical scenario - input'!$D11),\"\")","v":15445.14014240608},{"$f":"IFERROR(IF(OR(G26=\"\",'Historical scenario - input'!$D11=\"\"),\"\",G26/'Historical scenario - input'!$D11),\"\")","v":15474.684167964842},{"$f":"IFERROR(IF(OR(H26=\"\",'Historical scenario - input'!$D11=\"\"),\"\",H26/'Historical scenario - input'!$D11),\"\")","v":15442.440584419288},{"$f":"IFERROR(IF(OR(I26=\"\",'Historical scenario - input'!$D11=\"\"),\"\",I26/'Historical scenario - input'!$D11),\"\")","v":15359.561460429251},{"$f":"IFERROR(IF(OR(J26=\"\",'Historical scenario - input'!$D11=\"\"),\"\",J26/'Historical scenario - input'!$D11),\"\")","v":15238.313700256404},{"$f":"IFERROR(IF(OR(K26=\"\",'Historical scenario - input'!$D11=\"\"),\"\",K26/'Historical scenario - input'!$D11),\"\")","v":15091.504665850776},{"$f":"IFERROR(IF(OR(L26=\"\",'Historical scenario - input'!$D11=\"\"),\"\",L26/'Historical scenario - input'!$D11),\"\")","v":14931.856210626545},{"$f":"IFERROR(IF(OR(M26=\"\",'Historical scenario - input'!$D11=\"\"),\"\",M26/'Historical scenario - input'!$D11),\"\")","v":14771.348472960039},{"$f":"IFERROR(IF(OR(N26=\"\",'Historical scenario - input'!$D11=\"\"),\"\",N26/'Historical scenario - input'!$D11),\"\")","v":14620.569902660882},{"$f":"IFERROR(IF(OR(O26=\"\",'Historical scenario - input'!$D11=\"\"),\"\",O26/'Historical scenario - input'!$D11),\"\")","v":14488.122570362471},{"$f":"IFERROR(IF(OR(P26=\"\",'Historical scenario - input'!$D11=\"\"),\"\",P26/'Historical scenario - input'!$D11),\"\")","v":14380.138077459309},{"$f":"IFERROR(IF(OR(Q26=\"\",'Historical scenario - input'!$D11=\"\"),\"\",Q26/'Historical scenario - input'!$D11),\"\")","v":14299.956824009676},{"$f":"IFERROR(IF(OR(R26=\"\",'Historical scenario - input'!$D11=\"\"),\"\",R26/'Historical scenario - input'!$D11),\"\")","v":14248.011351531462},{"$f":"IFERROR(IF(OR(S26=\"\",'Historical scenario - input'!$D11=\"\"),\"\",S26/'Historical scenario - input'!$D11),\"\")","v":14221.934351380576},{"$f":"IFERROR(IF(OR(T26=\"\",'Historical scenario - input'!$D11=\"\"),\"\",T26/'Historical scenario - input'!$D11),\"\")","v":14216.886864493988},{"$f":"IFERROR(IF(OR(U26=\"\",'Historical scenario - input'!$D11=\"\"),\"\",U26/'Historical scenario - input'!$D11),\"\")","v":14226.076412277494},{"$f":"IFERROR(IF(OR(V26=\"\",'Historical scenario - input'!$D11=\"\"),\"\",V26/'Historical scenario - input'!$D11),\"\")","v":14241.412685465748},{"$f":"IFERROR(IF(OR(W26=\"\",'Historical scenario - input'!$D11=\"\"),\"\",W26/'Historical scenario - input'!$D11),\"\")","v":14254.233656805962}]
[{"$f":"IFERROR('Historical scenario - input'!A12,\"\")","v":4},{"$f":"IFERROR('Historical scenario - input'!B12,\"\")","v":"SWITCHGEAR"},{"$f":"IFERROR('Historical scenario - input'!C12,\"\")","v":"˂ = 11 kv ; circuit breaker"},{"$f":"IFERROR(repcalc('Historical scenario - input'!$CV12:$GH12,'Historical scenario - input'!$G12,'Historical scenario - input'!$E12,'Historical scenario - input'!$F12,20,TRUE,TRUE),\"\")","v":5705.8602010975846},5337.3171515437725,4931.8335379056552,4502.4357079326273,4062.3533245501526,3624.3738821693878,3200.2448868436459,2800.1663960529163,2432.4076519793421,2103.0693219709947,1815.9991188093968,1572.855102539779,1373.2992926221605,1215.2953956490915,1095.4789788043488,1009.5662889655655,952.76876206575605,920.18351826443825,907.13517376071536,909.45053498442724,{"$f":"IFERROR(IF(OR(D27=\"\",'Historical scenario - input'!$D12=\"\"),\"\",D27/'Historical scenario - input'!$D12),\"\")","v":60.961479079856609},{"$f":"IFERROR(IF(OR(E27=\"\",'Historical scenario - input'!$D12=\"\"),\"\",E27/'Historical scenario - input'!$D12),\"\")","v":57.023960701632149},{"$f":"IFERROR(IF(OR(F27=\"\",'Historical scenario - input'!$D12=\"\"),\"\",F27/'Historical scenario - input'!$D12),\"\")","v":52.691768892013364},{"$f":"IFERROR(IF(OR(G27=\"\",'Historical scenario - input'!$D12=\"\"),\"\",G27/'Historical scenario - input'!$D12),\"\")","v":48.104077307175515},{"$f":"IFERROR(IF(OR(H27=\"\",'Historical scenario - input'!$D12=\"\"),\"\",H27/'Historical scenario - input'!$D12),\"\")","v":43.402231825082652},{"$f":"IFERROR(IF(OR(I27=\"\",'Historical scenario - input'!$D12=\"\"),\"\",I27/'Historical scenario - input'!$D12),\"\")","v":38.7228541899688},{"$f":"IFERROR(IF(OR(J27=\"\",'Historical scenario - input'!$D12=\"\"),\"\",J27/'Historical scenario - input'!$D12),\"\")","v":34.191454897932651},{"$f":"IFERROR(IF(OR(K27=\"\",'Historical scenario - input'!$D12=\"\"),\"\",K27/'Historical scenario - input'!$D12),\"\")","v":29.917011485886192},{"$f":"IFERROR(IF(OR(L27=\"\",'Historical scenario - input'!$D12=\"\"),\"\",L27/'Historical scenario - input'!$D12),\"\")","v":25.987872636854632},{"$f":"IFERROR(IF(OR(M27=\"\",'Historical scenario - input'!$D12=\"\"),\"\",M27/'Historical scenario - input'!$D12),\"\")","v":22.469217954229084},{"$f":"IFERROR(IF(OR(N27=\"\",'Historical scenario - input'!$D12=\"\"),\"\",N27/'Historical scenario - input'!$D12),\"\")","v":19.402156447688917},{"$f":"IFERROR(IF(OR(O27=\"\",'Historical scenario - input'!$D12=\"\"),\"\",O27/'Historical scenario - input'!$D12),\"\")","v":16.804402850718319},{"$f":"IFERROR(IF(OR(P27=\"\",'Historical scenario - input'!$D12=\"\"),\"\",P27/'Historical scenario - input'!$D12),\"\")","v":14.672346175159282},{"$f":"IFERROR(IF(OR(Q27=\"\",'Historical scenario - input'!$D12=\"\"),\"\",Q27/'Historical scenario - input'!$D12),\"\")","v":12.984230637732214},{"$f":"IFERROR(IF(OR(R27=\"\",'Historical scenario - input'!$D12=\"\"),\"\",R27/'Historical scenario - input'!$D12),\"\")","v":11.704110597725078},{"$f":"IFERROR(IF(OR(S27=\"\",'Historical scenario - input'!$D12=\"\"),\"\",S27/'Historical scenario - input'!$D12),\"\")","v":10.786218385207546},{"$f":"IFERROR(IF(OR(T27=\"\",'Historical scenario - input'!$D12=\"\"),\"\",T27/'Historical scenario - input'!$D12),\"\")","v":10.179392924039696},{"$f":"IFERROR(IF(OR(U27=\"\",'Historical scenario - input'!$D12=\"\"),\"\",U27/'Historical scenario - input'!$D12),\"\")","v":9.8312517869813512},{"$f":"IFERROR(IF(OR(V27=\"\",'Historical scenario - input'!$D12=\"\"),\"\",V27/'Historical scenario - input'!$D12),\"\")","v":9.6918431172180348},{"$f":"IFERROR(IF(OR(W27=\"\",'Historical scenario - input'!$D12=\"\"),\"\",W27/'Historical scenario - input'!$D12),\"\")","v":9.7165804644061904}]
[{"$f":"IFERROR('Historical scenario - input'!A13,\"\")","v":4},{"$f":"IFERROR('Historical scenario - input'!B13,\"\")","v":"SWITCHGEAR"},{"$f":"IFERROR('Historical scenario - input'!C13,\"\")","v":"˂ = 11 kv ; switch"},{"$f":"IFERROR(repcalc('Historical scenario - input'!$CV13:$GH13,'Historical scenario - input'!$G13,'Historical scenario - input'!$E13,'Historical scenario - input'!$F13,20,TRUE,TRUE),\"\")","v":223.38324265909952},262.64597488253395,309.26631918363665,364.4247440173425,429.34718038863531,505.26128667056145,593.34162011696731,694.64419814632834,810.03180047165574,940.09240705300579,1085.0543354211629,1244.7028411721606,1418.3040431902177,1604.5428641955398,1801.4820575167739,2006.5491549030487,2216.5571932459857,2427.763309555065,2635.9667808778167,2836.6449872325688,{"$f":"IFERROR(IF(OR(D28=\"\",'Historical scenario - input'!$D13=\"\"),\"\",D28/'Historical scenario - input'!$D13),\"\")","v":2.6585140464606996},{"$f":"IFERROR(IF(OR(E28=\"\",'Historical scenario - input'!$D13=\"\"),\"\",E28/'Historical scenario - input'!$D13),\"\")","v":3.125785108855109},{"$f":"IFERROR(IF(OR(F28=\"\",'Historical scenario - input'!$D13=\"\"),\"\",F28/'Historical scenario - input'!$D13),\"\")","v":3.6806201031901993},{"$f":"IFERROR(IF(OR(G28=\"\",'Historical scenario - input'!$D13=\"\"),\"\",G28/'Historical scenario - input'!$D13),\"\")","v":4.3370679434824861},{"$f":"IFERROR(IF(OR(H28=\"\",'Historical scenario - input'!$D13=\"\"),\"\",H28/'Historical scenario - input'!$D13),\"\")","v":5.1097185996775432},{"$f":"IFERROR(IF(OR(I28=\"\",'Historical scenario - input'!$D13=\"\"),\"\",I28/'Historical scenario - input'!$D13),\"\")","v":6.0131825993608246},{"$f":"IFERROR(IF(OR(J28=\"\",'Historical scenario - input'!$D13=\"\"),\"\",J28/'Historical scenario - input'!$D13),\"\")","v":7.0614385065488277},{"$f":"IFERROR(IF(OR(K28=\"\",'Historical scenario - input'!$D13=\"\"),\"\",K28/'Historical scenario - input'!$D13),\"\")","v":8.2670541267174915},{"$f":"IFERROR(IF(OR(L28=\"\",'Historical scenario - input'!$D13=\"\"),\"\",L28/'Historical scenario - input'!$D13),\"\")","v":9.6402975173931456},{"$f":"IFERROR(IF(OR(M28=\"\",'Historical scenario - input'!$D13=\"\"),\"\",M28/'Historical scenario - input'!$D13),\"\")","v":11.18816630724408},{"$f":"IFERROR(IF(OR(N28=\"\",'Historical scenario - input'!$D13=\"\"),\"\",N28/'Historical scenario - input'!$D13),\"\")","v":12.913377733944071},{"$f":"IFERROR(IF(OR(O28=\"\",'Historical scenario - input'!$D13=\"\"),\"\",O28/'Historical scenario - input'!$D13),\"\")","v":14.813376095429042},{"$f":"IFERROR(IF(OR(P28=\"\",'Historical scenario - input'!$D13=\"\"),\"\",P28/'Historical scenario - input'!$D13),\"\")","v":16.879427373732781},{"$f":"IFERROR(IF(OR(Q28=\"\",'Historical scenario - input'!$D13=\"\"),\"\",Q28/'Historical scenario - input'!$D13),\"\")","v":19.095880657090827},{"$f":"IFERROR(IF(OR(R28=\"\",'Historical scenario - input'!$D13=\"\"),\"\",R28/'Historical scenario - input'!$D13),\"\")","v":21.439680512042987},{"$f":"IFERROR(IF(OR(S28=\"\",'Historical scenario - input'!$D13=\"\"),\"\",S28/'Historical scenario - input'!$D13),\"\")","v":23.880211647587089},{"$f":"IFERROR(IF(OR(T28=\"\",'Historical scenario - input'!$D13=\"\"),\"\",T28/'Historical scenario - input'!$D13),\"\")","v":26.379545586688238},{"$f":"IFERROR(IF(OR(U28=\"\",'Historical scenario - input'!$D13=\"\"),\"\",U28/'Historical scenario - input'!$D13),\"\")","v":28.893138012969668},{"$f":"IFERROR(IF(OR(V28=\"\",'Historical scenario - input'!$D13=\"\"),\"\",V28/'Historical scenario - input'!$D13),\"\")","v":31.370995557002708},{"$f":"IFERROR(IF(OR(W28=\"\",'Historical scenario - input'!$D13=\"\"),\"\",W28/'Historical scenario - input'!$D13),\"\")","v":33.759293909475005}]
[{"$f":"IFERROR('Historical scenario - input'!A14,\"\")","v":4},{"$f":"IFERROR('Historical scenario - input'!B14,\"\")","v":"SWITCHGEAR"},{"$f":"IFERROR('Historical scenario - input'!C14,\"\")","v":"> 11 kv & < = 22 kv ; switch"},{"$f":"IFERROR(repcalc('Historical scenario - input'!$CV14:$GH14,'Historical scenario - input'!$G14,'Historical scenario - input'!$E14,'Historical scenario - input'!$F14,20,TRUE,TRUE),\"\")","v":2933.9955430103937},2783.1726989169974,2689.1651671808809,2647.851732478347,2656.6160801514588,2713.2055469066977,2815.4923277862117,2961.7407000428061,3151.0945313646553,3384.0700248818694,3662.8875852755086,3991.5184396481018,4375.3664561209507,4820.5588303378936,5332.8809756139917,5916.4558214056005,6572.3263193907951,7297.1406617097318,8082.1517375447711,8912.7189271504849,{"$f":"IFERROR(IF(OR(D29=\"\",'Historical scenario - input'!$D14=\"\"),\"\",D29/'Historical scenario - input'!$D14),\"\")","v":66.311887855100821},{"$f":"IFERROR(IF(OR(E29=\"\",'Historical scenario - input'!$D14=\"\"),\"\",E29/'Historical scenario - input'!$D14),\"\")","v":62.903107106495156},{"$f":"IFERROR(IF(OR(F29=\"\",'Historical scenario - input'!$D14=\"\"),\"\",F29/'Historical scenario - input'!$D14),\"\")","v":60.778421908226569},{"$f":"IFERROR(IF(OR(G29=\"\",'Historical scenario - input'!$D14=\"\"),\"\",G29/'Historical scenario - input'!$D14),\"\")","v":59.844687753302615},{"$f":"IFERROR(IF(OR(H29=\"\",'Historical scenario - input'!$D14=\"\"),\"\",H29/'Historical scenario - input'!$D14),\"\")","v":60.042772730427764},{"$f":"IFERROR(IF(OR(I29=\"\",'Historical scenario - input'!$D14=\"\"),\"\",I29/'Historical scenario - input'!$D14),\"\")","v":61.321763893925954},{"$f":"IFERROR(IF(OR(J29=\"\",'Historical scenario - input'!$D14=\"\"),\"\",J29/'Historical scenario - input'!$D14),\"\")","v":63.633570249221968},{"$f":"IFERROR(IF(OR(K29=\"\",'Historical scenario - input'!$D14=\"\"),\"\",K29/'Historical scenario - input'!$D14),\"\")","v":66.93896233925895},{"$f":"IFERROR(IF(OR(L29=\"\",'Historical scenario - input'!$D14=\"\"),\"\",L29/'Historical scenario - input'!$D14),\"\")","v":71.218590526650388},{"$f":"IFERROR(IF(OR(M29=\"\",'Historical scenario - input'!$D14=\"\"),\"\",M29/'Historical scenario - input'!$D14),\"\")","v":76.484121633507129},{"$f":"IFERROR(IF(OR(N29=\"\",'Historical scenario - input'!$D14=\"\"),\"\",N29/'Historical scenario - input'!$D14),\"\")","v":82.785739521408033},{"$f":"IFERROR(IF(OR(O29=\"\",'Historical scenario - input'!$D14=\"\"),\"\",O29/'Historical scenario - input'!$D14),\"\")","v":90.213198780095865},{"$f":"IFERROR(IF(OR(P29=\"\",'Historical scenario - input'!$D14=\"\"),\"\",P29/'Historical scenario - input'!$D14),\"\")","v":98.8886334386073},{"$f":"IFERROR(IF(OR(Q29=\"\",'Historical scenario - input'!$D14=\"\"),\"\",Q29/'Historical scenario - input'!$D14),\"\")","v":108.95052561269347},{"$f":"IFERROR(IF(OR(R29=\"\",'Historical scenario - input'!$D14=\"\"),\"\",R29/'Historical scenario - input'!$D14),\"\")","v":120.52963271943966},{"$f":"IFERROR(IF(OR(S29=\"\",'Historical scenario - input'!$D14=\"\"),\"\",S29/'Historical scenario - input'!$D14),\"\")","v":133.71913800733296},{"$f":"IFERROR(IF(OR(T29=\"\",'Historical scenario - input'!$D14=\"\"),\"\",T29/'Historical scenario - input'!$D14),\"\")","v":148.54261345993669},{"$f":"IFERROR(IF(OR(U29=\"\",'Historical scenario - input'!$D14=\"\"),\"\",U29/'Historical scenario - input'!$D14),\"\")","v":164.92430412000724},{"$f":"IFERROR(IF(OR(V29=\"\",'Historical scenario - input'!$D14=\"\"),\"\",V29/'Historical scenario - input'!$D14),\"\")","v":182.66651458443559},{"$f":"IFERROR(IF(OR(W29=\"\",'Historical scenario - input'!$D14=\"\"),\"\",W29/'Historical scenario - input'!$D14),\"\")","v":201.43834893996763}]
[{"$f":"IFERROR('Historical scenario - input'!A15,\"\")","v":4},{"$f":"IFERROR('Historical scenario - input'!B15,\"\")","v":"SWITCHGEAR"},{"$f":"IFERROR('Historical scenario - input'!C15,\"\")","v":"> 22 kv & < = 33 kv ; circuit breaker"},{"$f":"IFERROR(repcalc('Historical scenario - input'!$CV15:$GH15,'Historical scenario - input'!$G15,'Historical scenario - input'!$E15,'Historical scenario - input'!$F15,20,TRUE,TRUE),\"\")","v":1666.419827340962},1606.7609542673065,1536.0594748052017,1456.0871304886646,1368.6969878228742,1275.7554989716102,1179.0880019135407,1080.4385326303368,981.44248082930903,883.6089944156821,788.30935998138,696.76786860955997,610.05272607937638,529.06605066458337,454.5335336838674,386.99556835017216,326.80233941969624,274.11541226830008,228.91781175072711,191.03359644593166,{"$f":"IFERROR(IF(OR(D30=\"\",'Historical scenario - input'!$D15=\"\"),\"\",D30/'Historical scenario - input'!$D15),\"\")","v":8.6235424977085042},{"$f":"IFERROR(IF(OR(E30=\"\",'Historical scenario - input'!$D15=\"\"),\"\",E30/'Historical scenario - input'!$D15),\"\")","v":8.3148142775594529},{"$f":"IFERROR(IF(OR(F30=\"\",'Historical scenario - input'!$D15=\"\"),\"\",F30/'Historical scenario - input'!$D15),\"\")","v":7.9489417628491621},{"$f":"IFERROR(IF(OR(G30=\"\",'Historical scenario - input'!$D15=\"\"),\"\",G30/'Historical scenario - input'!$D15),\"\")","v":7.5350935245240853},{"$f":"IFERROR(IF(OR(H30=\"\",'Historical scenario - input'!$D15=\"\"),\"\",H30/'Historical scenario - input'!$D15),\"\")","v":7.0828589814667327},{"$f":"IFERROR(IF(OR(I30=\"\",'Historical scenario - input'!$D15=\"\"),\"\",I30/'Historical scenario - input'!$D15),\"\")","v":6.6018968218961325},{"$f":"IFERROR(IF(OR(J30=\"\",'Historical scenario - input'!$D15=\"\"),\"\",J30/'Historical scenario - input'!$D15),\"\")","v":6.1016529725670337},{"$f":"IFERROR(IF(OR(K30=\"\",'Historical scenario - input'!$D15=\"\"),\"\",K30/'Historical scenario - input'!$D15),\"\")","v":5.5911526311869517},{"$f":"IFERROR(IF(OR(L30=\"\",'Historical scenario - input'!$D15=\"\"),\"\",L30/'Historical scenario - input'!$D15),\"\")","v":5.0788587627362123},{"$f":"IFERROR(IF(OR(M30=\"\",'Historical scenario - input'!$D15=\"\"),\"\",M30/'Historical scenario - input'!$D15),\"\")","v":4.5725810445137212},{"$f":"IFERROR(IF(OR(N30=\"\",'Historical scenario - input'!$D15=\"\"),\"\",N30/'Historical scenario - input'!$D15),\"\")","v":4.0794157364222814},{"$f":"IFERROR(IF(OR(O30=\"\",'Historical scenario - input'!$D15=\"\"),\"\",O30/'Historical scenario - input'!$D15),\"\")","v":3.6056984124942901},{"$f":"IFERROR(IF(OR(P30=\"\",'Historical scenario - input'!$D15=\"\"),\"\",P30/'Historical scenario - input'!$D15),\"\")","v":3.1569569221838267},{"$f":"IFERROR(IF(OR(Q30=\"\",'Historical scenario - input'!$D15=\"\"),\"\",Q30/'Historical scenario - input'!$D15),\"\")","v":2.7378596300554752},{"$f":"IFERROR(IF(OR(R30=\"\",'Historical scenario - input'!$D15=\"\"),\"\",R30/'Historical scenario - input'!$D15),\"\")","v":2.3521619102497948},{"$f":"IFERROR(IF(OR(S30=\"\",'Historical scenario - input'!$D15=\"\"),\"\",S30/'Historical scenario - input'!$D15),\"\")","v":2.0026602392373807},{"$f":"IFERROR(IF(OR(T30=\"\",'Historical scenario - input'!$D15=\"\"),\"\",T30/'Historical scenario - input'!$D15),\"\")","v":1.6911667852831458},{"$f":"IFERROR(IF(OR(U30=\"\",'Historical scenario - input'!$D15=\"\"),\"\",U30/'Historical scenario - input'!$D15),\"\")","v":1.4185176317449757},{"$f":"IFERROR(IF(OR(V30=\"\",'Historical scenario - input'!$D15=\"\"),\"\",V30/'Historical scenario - input'!$D15),\"\")","v":1.1846249340808632},{"$f":"IFERROR(IF(OR(W30=\"\",'Historical scenario - input'!$D15=\"\"),\"\",W30/'Historical scenario - input'!$D15),\"\")","v":0.98857821445286986}]
[{"$f":"IFERROR('Historical scenario - input'!A16,\"\")","v":4},{"$f":"IFERROR('Historical scenario - input'!B16,\"\")","v":"SWITCHGEAR"},{"$f":"IFERROR('Historical scenario - input'!C16,\"\")","v":"> 22 kv & < = 33 kv ; switch"},{"$f":"IFERROR(repcalc('Historical scenario - input'!$CV16:$GH16,'Historical scenario - input'!$G16,'Historical scenario - input'!$E16,'Historical scenario - input'!$F16,20,TRUE,TRUE),\"\")","v":171.39204141658746},192.83112031417934,217.01566199545897,244.15800762286619,274.42150254861099,307.90540898265249,344.6301657344689,384.52343024054358,427.4074245482052,472.98825453789863,520.84805945514279,570.44103504224063,621.09450127669868,672.01619299982633,722.30878475400073,770.99228788083121,817.03437918133739,859.38797583619782,897.03453813823239,929.03076611994402,{"$f":"IFERROR(IF(OR(D31=\"\",'Historical scenario - input'!$D16=\"\"),\"\",D31/'Historical scenario - input'!$D16),\"\")","v":3.4334698842746598},{"$f":"IFERROR(IF(OR(E31=\"\",'Historical scenario - input'!$D16=\"\"),\"\",E31/'Historical scenario - input'!$D16),\"\")","v":3.8629555892879499},{"$f":"IFERROR(IF(OR(F31=\"\",'Historical scenario - input'!$D16=\"\"),\"\",F31/'Historical scenario - input'!$D16),\"\")","v":4.347440719643731},{"$f":"IFERROR(IF(OR(G31=\"\",'Historical scenario - input'!$D16=\"\"),\"\",G31/'Historical scenario - input'!$D16),\"\")","v":4.8911790725452065},{"$f":"IFERROR(IF(OR(H31=\"\",'Historical scenario - input'!$D16=\"\"),\"\",H31/'Historical scenario - input'!$D16),\"\")","v":5.4974429198138308},{"$f":"IFERROR(IF(OR(I31=\"\",'Historical scenario - input'!$D16=\"\"),\"\",I31/'Historical scenario - input'!$D16),\"\")","v":6.1682207657332588},{"$f":"IFERROR(IF(OR(J31=\"\",'Historical scenario - input'!$D16=\"\"),\"\",J31/'Historical scenario - input'!$D16),\"\")","v":6.9039220577681109},{"$f":"IFERROR(IF(OR(K31=\"\",'Historical scenario - input'!$D16=\"\"),\"\",K31/'Historical scenario - input'!$D16),\"\")","v":7.7030975686897882},{"$f":"IFERROR(IF(OR(L31=\"\",'Historical scenario - input'!$D16=\"\"),\"\",L31/'Historical scenario - input'!$D16),\"\")","v":8.5621859006554288},{"$f":"IFERROR(IF(OR(M31=\"\",'Historical scenario - input'!$D16=\"\"),\"\",M31/'Historical scenario - input'!$D16),\"\")","v":9.4752995188628457},{"$f":"IFERROR(IF(OR(N31=\"\",'Historical scenario - input'!$D16=\"\"),\"\",N31/'Historical scenario - input'!$D16),\"\")","v":10.434067484355522},{"$f":"IFERROR(IF(OR(O31=\"\",'Historical scenario - input'!$D16=\"\"),\"\",O31/'Historical scenario - input'!$D16),\"\")","v":11.427555786043895},{"$f":"IFERROR(IF(OR(P31=\"\",'Historical scenario - input'!$D16=\"\"),\"\",P31/'Historical scenario - input'!$D16),\"\")","v":12.442288730541652},{"$f":"IFERROR(IF(OR(Q31=\"\",'Historical scenario - input'!$D16=\"\"),\"\",Q31/'Historical scenario - input'!$D16),\"\")","v":13.462394994184976},{"$f":"IFERROR(IF(OR(R31=\"\",'Historical scenario - input'!$D16=\"\"),\"\",R31/'Historical scenario - input'!$D16),\"\")","v":14.469898596819386},{"$f":"IFERROR(IF(OR(S31=\"\",'Historical scenario - input'!$D16=\"\"),\"\",S31/'Historical scenario - input'!$D16),\"\")","v":15.445167579354456},{"$f":"IFERROR(IF(OR(T31=\"\",'Historical scenario - input'!$D16=\"\"),\"\",T31/'Historical scenario - input'!$D16),\"\")","v":16.367521573056361},{"$f":"IFERROR(IF(OR(U31=\"\",'Historical scenario - input'!$D16=\"\"),\"\",U31/'Historical scenario - input'!$D16),\"\")","v":17.215984532031921},{"$f":"IFERROR(IF(OR(V31=\"\",'Historical scenario - input'!$D16=\"\"),\"\",V31/'Historical scenario - input'!$D16),\"\")","v":17.970152210076719},{"$f":"IFERROR(IF(OR(W31=\"\",'Historical scenario - input'!$D16=\"\"),\"\",W31/'Historical scenario - input'!$D16),\"\")","v":18.611127626890681}]
[{"$f":"IFERROR('Historical scenario - input'!A17,\"\")","v":4},{"$f":"IFERROR('Historical scenario - input'!B17,\"\")","v":"SWITCHGEAR"},{"$f":"IFERROR('Historical scenario - input'!C17,\"\")","v":"> 33 kv & < = 66 kv ; circuit breaker"},{"$f":"IFERROR(repcalc('Historical scenario - input'!$CV17:$GH17,'Historical scenario - input'!$G17,'Historical scenario - input'!$E17,'Historical scenario - input'!$F17,20,TRUE,TRUE),\"\")","v":1301.6067619075798},1312.7416799238586,1319.6416308202447,1322.6038716965297,1321.7007152143478,1316.8041834198539,1307.6474659321339,1293.9133829870054,1275.3361706337246,1251.8010471914513,1223.4264457598117,1190.6164239767115,1154.0751821273939,1114.7811689539044,1073.9241109360576,1032.813614140473,992.77200158774099,955.02621139176176,920.61362054359199,890.31461869765576,{"$f":"IFERROR(IF(OR(D32=\"\",'Historical scenario - input'!$D17=\"\"),\"\",D32/'Historical scenario - input'!$D17),\"\")","v":5.9126864618646655},{"$f":"IFERROR(IF(OR(E32=\"\",'Historical scenario - input'!$D17=\"\"),\"\",E32/'Historical scenario - input'!$D17),\"\")","v":5.9632680053350882},{"$f":"IFERROR(IF(OR(F32=\"\",'Historical scenario - input'!$D17=\"\"),\"\",F32/'Historical scenario - input'!$D17),\"\")","v":5.9946117624870583},{"$f":"IFERROR(IF(OR(G32=\"\",'Historical scenario - input'!$D17=\"\"),\"\",G32/'Historical scenario - input'!$D17),\"\")","v":6.0080680551543795},{"$f":"IFERROR(IF(OR(H32=\"\",'Historical scenario - input'!$D17=\"\"),\"\",H32/'Historical scenario - input'!$D17),\"\")","v":6.003965371255199},{"$f":"IFERROR(IF(OR(I32=\"\",'Historical scenario - input'!$D17=\"\"),\"\",I32/'Historical scenario - input'!$D17),\"\")","v":5.9817223573905789},{"$f":"IFERROR(IF(OR(J32=\"\",'Historical scenario - input'!$D17=\"\"),\"\",J32/'Historical scenario - input'!$D17),\"\")","v":5.9401269991693173},{"$f":"IFERROR(IF(OR(K32=\"\",'Historical scenario - input'!$D17=\"\"),\"\",K32/'Historical scenario - input'!$D17),\"\")","v":5.8777384739462493},{"$f":"IFERROR(IF(OR(L32=\"\",'Historical scenario - input'!$D17=\"\"),\"\",L32/'Historical scenario - input'!$D17),\"\")","v":5.7933495208499624},{"$f":"IFERROR(IF(OR(M32=\"\",'Historical scenario - input'!$D17=\"\"),\"\",M32/'Historical scenario - input'!$D17),\"\")","v":5.6864387319481731},{"$f":"IFERROR(IF(OR(N32=\"\",'Historical scenario - input'!$D17=\"\"),\"\",N32/'Historical scenario - input'!$D17),\"\")","v":5.5575441021294214},{"$f":"IFERROR(IF(OR(O32=\"\",'Historical scenario - input'!$D17=\"\"),\"\",O32/'Historical scenario - input'!$D17),\"\")","v":5.4085011059743389},{"$f":"IFERROR(IF(OR(P32=\"\",'Historical scenario - input'!$D17=\"\"),\"\",P32/'Historical scenario - input'!$D17),\"\")","v":5.2425086478024561},{"$f":"IFERROR(IF(OR(Q32=\"\",'Historical scenario - input'!$D17=\"\"),\"\",Q32/'Historical scenario - input'!$D17),\"\")","v":5.064011434571384},{"$f":"IFERROR(IF(OR(R32=\"\",'Historical scenario - input'!$D17=\"\"),\"\",R32/'Historical scenario - input'!$D17),\"\")","v":4.8784139247215581},{"$f":"IFERROR(IF(OR(S32=\"\",'Historical scenario - input'!$D17=\"\"),\"\",S32/'Historical scenario - input'!$D17),\"\")","v":4.6916651424030444},{"$f":"IFERROR(IF(OR(T32=\"\",'Historical scenario - input'!$D17=\"\"),\"\",T32/'Historical scenario - input'!$D17),\"\")","v":4.5097718798751263},{"$f":"IFERROR(IF(OR(U32=\"\",'Historical scenario - input'!$D17=\"\"),\"\",U32/'Historical scenario - input'!$D17),\"\")","v":4.3383076333640922},{"$f":"IFERROR(IF(OR(V32=\"\",'Historical scenario - input'!$D17=\"\"),\"\",V32/'Historical scenario - input'!$D17),\"\")","v":4.181984797634918},{"$f":"IFERROR(IF(OR(W32=\"\",'Historical scenario - input'!$D17=\"\"),\"\",W32/'Historical scenario - input'!$D17),\"\")","v":4.0443483752795766}]
[{"$f":"IFERROR('Historical scenario - input'!A18,\"\")","v":4},{"$f":"IFERROR('Historical scenario - input'!B18,\"\")","v":"SWITCHGEAR"},{"$f":"IFERROR('Historical scenario - input'!C18,\"\")","v":"> 33 kv & < = 66 kv ; switch"},{"$f":"IFERROR(repcalc('Historical scenario - input'!$CV18:$GH18,'Historical scenario - input'!$G18,'Historical scenario - input'!$E18,'Historical scenario - input'!$F18,20,TRUE,TRUE),\"\")","v":348.62329932928219},386.43305991998591,428.4757825266023,474.65630923709983,524.71960363965275,578.24368685175784,634.63813164560906,693.14831614574632,752.86566071028403,812.7441177071762,871.62319322760106,928.2576899485648,981.35412202093858,1029.6133431903011,1071.7783614131979,1106.6856389351663,1133.3174823867237,1150.8525216538719,1158.710872946624,1156.5904796635782,{"$f":"IFERROR(IF(OR(D33=\"\",'Historical scenario - input'!$D18=\"\"),\"\",D33/'Historical scenario - input'!$D18),\"\")","v":8.9520817843800238},{"$f":"IFERROR(IF(OR(E33=\"\",'Historical scenario - input'!$D18=\"\"),\"\",E33/'Historical scenario - input'!$D18),\"\")","v":9.9229752091941545},{"$f":"IFERROR(IF(OR(F33=\"\",'Historical scenario - input'!$D18=\"\"),\"\",F33/'Historical scenario - input'!$D18),\"\")","v":11.002564243938913},{"$f":"IFERROR(IF(OR(G33=\"\",'Historical scenario - input'!$D18=\"\"),\"\",G33/'Historical scenario - input'!$D18),\"\")","v":12.188405387527093},{"$f":"IFERROR(IF(OR(H33=\"\",'Historical scenario - input'!$D18=\"\"),\"\",H33/'Historical scenario - input'!$D18),\"\")","v":13.473949717895675},{"$f":"IFERROR(IF(OR(I33=\"\",'Historical scenario - input'!$D18=\"\"),\"\",I33/'Historical scenario - input'!$D18),\"\")","v":14.848361500672585},{"$f":"IFERROR(IF(OR(J33=\"\",'Historical scenario - input'!$D18=\"\"),\"\",J33/'Historical scenario - input'!$D18),\"\")","v":16.296479520754829},{"$f":"IFERROR(IF(OR(K33=\"\",'Historical scenario - input'!$D18=\"\"),\"\",K33/'Historical scenario - input'!$D18),\"\")","v":17.798926310375922},{"$f":"IFERROR(IF(OR(L33=\"\",'Historical scenario - input'!$D18=\"\"),\"\",L33/'Historical scenario - input'!$D18),\"\")","v":19.332371015638746},{"$f":"IFERROR(IF(OR(M33=\"\",'Historical scenario - input'!$D18=\"\"),\"\",M33/'Historical scenario - input'!$D18),\"\")","v":20.869952827267355},{"$f":"IFERROR(IF(OR(N33=\"\",'Historical scenario - input'!$D18=\"\"),\"\",N33/'Historical scenario - input'!$D18),\"\")","v":22.381872140926546},{"$f":"IFERROR(IF(OR(O33=\"\",'Historical scenario - input'!$D18=\"\"),\"\",O33/'Historical scenario - input'!$D18),\"\")","v":23.836154305769465},{"$f":"IFERROR(IF(OR(P33=\"\",'Historical scenario - input'!$D18=\"\"),\"\",P33/'Historical scenario - input'!$D18),\"\")","v":25.199584699794034},{"$f":"IFERROR(IF(OR(Q33=\"\",'Historical scenario - input'!$D18=\"\"),\"\",Q33/'Historical scenario - input'!$D18),\"\")","v":26.43880335095643},{"$f":"IFERROR(IF(OR(R33=\"\",'Historical scenario - input'!$D18=\"\"),\"\",R33/'Historical scenario - input'!$D18),\"\")","v":27.521532739088123},{"$f":"IFERROR(IF(OR(S33=\"\",'Historical scenario - input'!$D18=\"\"),\"\",S33/'Historical scenario - input'!$D18),\"\")","v":28.417895098826893},{"$f":"IFERROR(IF(OR(T33=\"\",'Historical scenario - input'!$D18=\"\"),\"\",T33/'Historical scenario - input'!$D18),\"\")","v":29.101757712444019},{"$f":"IFERROR(IF(OR(U33=\"\",'Historical scenario - input'!$D18=\"\"),\"\",U33/'Historical scenario - input'!$D18),\"\")","v":29.55202912549596},{"$f":"IFERROR(IF(OR(V33=\"\",'Historical scenario - input'!$D18=\"\"),\"\",V33/'Historical scenario - input'!$D18),\"\")","v":29.753818861289435},{"$f":"IFERROR(IF(OR(W33=\"\",'Historical scenario - input'!$D18=\"\"),\"\",W33/'Historical scenario - input'!$D18),\"\")","v":29.699370595435159}]
[{"$f":"IFERROR('Historical scenario - input'!A19,\"\")","v":5},{"$f":"IFERROR('Historical scenario - input'!B19,\"\")","v":"TRANSFORMERS"},{"$f":"IFERROR('Historical scenario - input'!C19,\"\")","v":"ground outdoor / indoor chamber mounted ; ˂ 22 kv ; > 600 kva ; multiple phase"},{"$f":"IFERROR(repcalc('Historical scenario - input'!$CV19:$GH19,'Historical scenario - input'!$G19,'Historical scenario - input'!$E19,'Historical scenario - input'!$F19,20,TRUE,TRUE),\"\")","v":147.23135923152734},171.0580224474179,196.31238104582459,222.59433841080403,249.43278749539562,276.30444804567315,302.65758170590686,327.93899359392549,351.62229375880582,373.23513867239927,392.38314370600693,408.76837010131288,422.20073400098045,432.60132237019309,439.9973682261932,444.50945457416725,446.33229284635343,445.71106882407611,442.91579035014973,438.21625162307828,{"$f":"IFERROR(IF(OR(D34=\"\",'Historical scenario - input'!$D19=\"\"),\"\",D34/'Historical scenario - input'!$D19),\"\")","v":0.77788110284130141},{"$f":"IFERROR(IF(OR(E34=\"\",'Historical scenario - input'!$D19=\"\"),\"\",E34/'Historical scenario - input'!$D19),\"\")","v":0.9037667236502438},{"$f":"IFERROR(IF(OR(F34=\"\",'Historical scenario - input'!$D19=\"\"),\"\",F34/'Historical scenario - input'!$D19),\"\")","v":1.0371954199593358},{"$f":"IFERROR(IF(OR(G34=\"\",'Historical scenario - input'!$D19=\"\"),\"\",G34/'Historical scenario - input'!$D19),\"\")","v":1.1760533241898392},{"$f":"IFERROR(IF(OR(H34=\"\",'Historical scenario - input'!$D19=\"\"),\"\",H34/'Historical scenario - input'!$D19),\"\")","v":1.3178513927632747},{"$f":"IFERROR(IF(OR(I34=\"\",'Historical scenario - input'!$D19=\"\"),\"\",I34/'Historical scenario - input'!$D19),\"\")","v":1.4598249305552897},{"$f":"IFERROR(IF(OR(J34=\"\",'Historical scenario - input'!$D19=\"\"),\"\",J34/'Historical scenario - input'!$D19),\"\")","v":1.5990588871114495},{"$f":"IFERROR(IF(OR(K34=\"\",'Historical scenario - input'!$D19=\"\"),\"\",K34/'Historical scenario - input'!$D19),\"\")","v":1.7326305165760096},{"$f":"IFERROR(IF(OR(L34=\"\",'Historical scenario - input'!$D19=\"\"),\"\",L34/'Historical scenario - input'!$D19),\"\")","v":1.8577586940739033},{"$f":"IFERROR(IF(OR(M34=\"\",'Historical scenario - input'!$D19=\"\"),\"\",M34/'Historical scenario - input'!$D19),\"\")","v":1.9719478432108488},{"$f":"IFERROR(IF(OR(N34=\"\",'Historical scenario - input'!$D19=\"\"),\"\",N34/'Historical scenario - input'!$D19),\"\")","v":2.0731142750803713},{"$f":"IFERROR(IF(OR(O34=\"\",'Historical scenario - input'!$D19=\"\"),\"\",O34/'Historical scenario - input'!$D19),\"\")","v":2.159683862192868},{"$f":"IFERROR(IF(OR(P34=\"\",'Historical scenario - input'!$D19=\"\"),\"\",P34/'Historical scenario - input'!$D19),\"\")","v":2.2306523168656796},{"$f":"IFERROR(IF(OR(Q34=\"\",'Historical scenario - input'!$D19=\"\"),\"\",Q34/'Historical scenario - input'!$D19),\"\")","v":2.285602710539075},{"$f":"IFERROR(IF(OR(R34=\"\",'Historical scenario - input'!$D19=\"\"),\"\",R34/'Historical scenario - input'!$D19),\"\")","v":2.3246789259401908},{"$f":"IFERROR(IF(OR(S34=\"\",'Historical scenario - input'!$D19=\"\"),\"\",S34/'Historical scenario - input'!$D19),\"\")","v":2.3485180504500569},{"$f":"IFERROR(IF(OR(T34=\"\",'Historical scenario - input'!$D19=\"\"),\"\",T34/'Historical scenario - input'!$D19),\"\")","v":2.358148821047235},{"$f":"IFERROR(IF(OR(U34=\"\",'Historical scenario - input'!$D19=\"\"),\"\",U34/'Historical scenario - input'!$D19),\"\")","v":2.3548666505226752},{"$f":"IFERROR(IF(OR(V34=\"\",'Historical scenario - input'!$D19=\"\"),\"\",V34/'Historical scenario - input'!$D19),\"\")","v":2.3400980963682096},{"$f":"IFERROR(IF(OR(W34=\"\",'Historical scenario - input'!$D19=\"\"),\"\",W34/'Historical scenario - input'!$D19),\"\")","v":2.3152685873088585}]
[{"$f":"IFERROR('Historical scenario - input'!A20,\"\")","v":5},{"$f":"IFERROR('Historical scenario - input'!B20,\"\")","v":"TRANSFORMERS"},{"$f":"IFERROR('Historical scenario - input'!C20,\"\")","v":"ground outdoor / indoor chamber mounted ; > = 22 kv & < = 33 kv ; < = 15 mva"},{"$f":"IFERROR(repcalc('Historical scenario - input'!$CV20:$GH20,'Historical scenario - input'!$G20,'Historical scenario - input'!$E20,'Historical scenario - input'!$F20,20,TRUE,TRUE),\"\")","v":945.8332204031841},978.16604151405932,1004.574547637809,1025.0843657148559,1039.862467917807,1049.1923711577283,1053.4502409979605,1053.0844078624104,1048.5996327551306,1040.5461586910706,1029.5123829603192,1016.1190900187006,1001.0127434900101,984.85541757438625,968.3095354672223,952.01657736543916,936.57016328400221,922.48520981271338,910.1660012290356,899.87682079132958,{"$f":"IFERROR(IF(OR(D35=\"\",'Historical scenario - input'!$D20=\"\"),\"\",D35/'Historical scenario - input'!$D20),\"\")","v":4.9704627447432523},{"$f":"IFERROR(IF(OR(E35=\"\",'Historical scenario - input'!$D20=\"\"),\"\",E35/'Historical scenario - input'!$D20),\"\")","v":5.1403754516531945},{"$f":"IFERROR(IF(OR(F35=\"\",'Historical scenario - input'!$D20=\"\"),\"\",F35/'Historical scenario - input'!$D20),\"\")","v":5.279155199499721},{"$f":"IFERROR(IF(OR(G35=\"\",'Historical scenario - input'!$D20=\"\"),\"\",G35/'Historical scenario - input'!$D20),\"\")","v":5.3869366608127081},{"$f":"IFERROR(IF(OR(H35=\"\",'Historical scenario - input'!$D20=\"\"),\"\",H35/'Historical scenario - input'!$D20),\"\")","v":5.4645972936317424},{"$f":"IFERROR(IF(OR(I35=\"\",'Historical scenario - input'!$D20=\"\"),\"\",I35/'Historical scenario - input'!$D20),\"\")","v":5.5136270120490343},{"$f":"IFERROR(IF(OR(J35=\"\",'Historical scenario - input'!$D20=\"\"),\"\",J35/'Historical scenario - input'!$D20),\"\")","v":5.5360026095183406},{"$f":"IFERROR(IF(OR(K35=\"\",'Historical scenario - input'!$D20=\"\"),\"\",K35/'Historical scenario - input'!$D20),\"\")","v":5.5340801141652287},{"$f":"IFERROR(IF(OR(L35=\"\",'Historical scenario - input'!$D20=\"\"),\"\",L35/'Historical scenario - input'!$D20),\"\")","v":5.5105121033273523},{"$f":"IFERROR(IF(OR(M35=\"\",'Historical scenario - input'!$D20=\"\"),\"\",M35/'Historical scenario - input'!$D20),\"\")","v":5.4681901675593281},{"$f":"IFERROR(IF(OR(N35=\"\",'Historical scenario - input'!$D20=\"\"),\"\",N35/'Historical scenario - input'!$D20),\"\")","v":5.4102064025355387},{"$f":"IFERROR(IF(OR(O35=\"\",'Historical scenario - input'!$D20=\"\"),\"\",O35/'Historical scenario - input'!$D20),\"\")","v":5.3398231022245497},{"$f":"IFERROR(IF(OR(P35=\"\",'Historical scenario - input'!$D20=\"\"),\"\",P35/'Historical scenario - input'!$D20),\"\")","v":5.2604375075865955},{"$f":"IFERROR(IF(OR(Q35=\"\",'Historical scenario - input'!$D20=\"\"),\"\",Q35/'Historical scenario - input'!$D20),\"\")","v":5.1755288949624276},{"$f":"IFERROR(IF(OR(R35=\"\",'Historical scenario - input'!$D20=\"\"),\"\",R35/'Historical scenario - input'!$D20),\"\")","v":5.0885783747031423},{"$f":"IFERROR(IF(OR(S35=\"\",'Historical scenario - input'!$D20=\"\"),\"\",S35/'Historical scenario - input'!$D20),\"\")","v":5.0029569992855452},{"$f":"IFERROR(IF(OR(T35=\"\",'Historical scenario - input'!$D20=\"\"),\"\",T35/'Historical scenario - input'!$D20),\"\")","v":4.9217843104060695},{"$f":"IFERROR(IF(OR(U35=\"\",'Historical scenario - input'!$D20=\"\"),\"\",U35/'Historical scenario - input'!$D20),\"\")","v":4.847766254177678},{"$f":"IFERROR(IF(OR(V35=\"\",'Historical scenario - input'!$D20=\"\"),\"\",V35/'Historical scenario - input'!$D20),\"\")","v":4.783027391142407},{"$f":"IFERROR(IF(OR(W35=\"\",'Historical scenario - input'!$D20=\"\"),\"\",W35/'Historical scenario - input'!$D20),\"\")","v":4.7289565603274788}]
[{"$f":"IFERROR('Historical scenario - input'!A21,\"\")","v":5},{"$f":"IFERROR('Historical scenario - input'!B21,\"\")","v":"TRANSFORMERS"},{"$f":"IFERROR('Historical scenario - input'!C21,\"\")","v":"ground outdoor / indoor chamber mounted ; > 33 kv & < = 66 kv ; < = 15 mva"},{"$f":"IFERROR(repcalc('Historical scenario - input'!$CV21:$GH21,'Historical scenario - input'!$G21,'Historical scenario - input'!$E21,'Historical scenario - input'!$F21,20,TRUE,TRUE),\"\")","v":891.48246456317474},927.80927126682207,959.13328507952895,984.32458400366613,1002.4099996311608,1012.635431933648,1014.516796776611,1007.8754910316529,992.85527709973962,969.91885194511201,939.82397157235198,903.58069951085861,862.39295776554707,817.58889855620293,770.54552859569958,722.61339943244172,675.04699023352316,628.9456889650296,585.20912539036965,544.50917347054849,{"$f":"IFERROR(IF(OR(D36=\"\",'Historical scenario - input'!$D21=\"\"),\"\",D36/'Historical scenario - input'!$D21),\"\")","v":5.0861668339432473},{"$f":"IFERROR(IF(OR(E36=\"\",'Historical scenario - input'!$D21=\"\"),\"\",E36/'Historical scenario - input'!$D21),\"\")","v":5.2934218353410509},{"$f":"IFERROR(IF(OR(F36=\"\",'Historical scenario - input'!$D21=\"\"),\"\",F36/'Historical scenario - input'!$D21),\"\")","v":5.4721344477514773},{"$f":"IFERROR(IF(OR(G36=\"\",'Historical scenario - input'!$D21=\"\"),\"\",G36/'Historical scenario - input'!$D21),\"\")","v":5.6158581374313172},{"$f":"IFERROR(IF(OR(H36=\"\",'Historical scenario - input'!$D21=\"\"),\"\",H36/'Historical scenario - input'!$D21),\"\")","v":5.7190406954726747},{"$f":"IFERROR(IF(OR(I36=\"\",'Historical scenario - input'!$D21=\"\"),\"\",I36/'Historical scenario - input'!$D21),\"\")","v":5.7773797618110425},{"$f":"IFERROR(IF(OR(J36=\"\",'Historical scenario - input'!$D21=\"\"),\"\",J36/'Historical scenario - input'!$D21),\"\")","v":5.788113495616467},{"$f":"IFERROR(IF(OR(K36=\"\",'Historical scenario - input'!$D21=\"\"),\"\",K36/'Historical scenario - input'!$D21),\"\")","v":5.7502229140775087},{"$f":"IFERROR(IF(OR(L36=\"\",'Historical scenario - input'!$D21=\"\"),\"\",L36/'Historical scenario - input'!$D21),\"\")","v":5.6645282235188299},{"$f":"IFERROR(IF(OR(M36=\"\",'Historical scenario - input'!$D21=\"\"),\"\",M36/'Historical scenario - input'!$D21),\"\")","v":5.5336692447414393},{"$f":"IFERROR(IF(OR(N36=\"\",'Historical scenario - input'!$D21=\"\"),\"\",N36/'Historical scenario - input'!$D21),\"\")","v":5.3619691962178546},{"$f":"IFERROR(IF(OR(O36=\"\",'Historical scenario - input'!$D21=\"\"),\"\",O36/'Historical scenario - input'!$D21),\"\")","v":5.1551907842576421},{"$f":"IFERROR(IF(OR(P36=\"\",'Historical scenario - input'!$D21=\"\"),\"\",P36/'Historical scenario - input'!$D21),\"\")","v":4.9202027341756116},{"$f":"IFERROR(IF(OR(Q36=\"\",'Historical scenario - input'!$D21=\"\"),\"\",Q36/'Historical scenario - input'!$D21),\"\")","v":4.6645825408067418},{"$f":"IFERROR(IF(OR(R36=\"\",'Historical scenario - input'!$D21=\"\"),\"\",R36/'Historical scenario - input'!$D21),\"\")","v":4.3961864280831149},{"$f":"IFERROR(IF(OR(S36=\"\",'Historical scenario - input'!$D21=\"\"),\"\",S36/'Historical scenario - input'!$D21),\"\")","v":4.1227196855264872},{"$f":"IFERROR(IF(OR(T36=\"\",'Historical scenario - input'!$D21=\"\"),\"\",T36/'Historical scenario - input'!$D21),\"\")","v":3.8513394817713205},{"$f":"IFERROR(IF(OR(U36=\"\",'Historical scenario - input'!$D21=\"\"),\"\",U36/'Historical scenario - input'!$D21),\"\")","v":3.5883181450271007},{"$f":"IFERROR(IF(OR(V36=\"\",'Historical scenario - input'!$D21=\"\"),\"\",V36/'Historical scenario - input'!$D21),\"\")","v":3.3387883248381116},{"$f":"IFERROR(IF(OR(W36=\"\",'Historical scenario - input'!$D21=\"\"),\"\",W36/'Historical scenario - input'!$D21),\"\")","v":3.1065832576311956}]
[{"$f":"IFERROR('Historical scenario - input'!A22,\"\")","v":5},{"$f":"IFERROR('Historical scenario - input'!B22,\"\")","v":"TRANSFORMERS"},{"$f":"IFERROR('Historical scenario - input'!C22,\"\")","v":"ground outdoor / indoor chamber mounted ; > 33 kv & < = 66 kv ; > 15 mva and < = 40 mva"},{"$f":"IFERROR(repcalc('Historical scenario - input'!$CV22:$GH22,'Historical scenario - input'!$G22,'Historical scenario - input'!$E22,'Historical scenario - input'!$F22,20,TRUE,TRUE),\"\")","v":230.90864779536659},256.5077740446049,283.21084559611609,310.6969110048571,338.56726570215125,366.36060644707999,393.57710208533223,419.70952345993197,444.27833330832982,466.86677856683957,487.15173170789922,504.92638078883863,520.11184163663609,532.75621880893766,543.02134498124497,551.15910598432117,557.48064200213457,562.32259164587572,566.01479489275823,568.85348309954622,{"$f":"IFERROR(IF(OR(D37=\"\",'Historical scenario - input'!$D22=\"\"),\"\",D37/'Historical scenario - input'!$D22),\"\")","v":0.68733020196335626},{"$f":"IFERROR(IF(OR(E37=\"\",'Historical scenario - input'!$D22=\"\"),\"\",E37/'Historical scenario - input'!$D22),\"\")","v":0.76352939494709982},{"$f":"IFERROR(IF(OR(F37=\"\",'Historical scenario - input'!$D22=\"\"),\"\",F37/'Historical scenario - input'!$D22),\"\")","v":0.84301462747423961},{"$f":"IFERROR(IF(OR(G37=\"\",'Historical scenario - input'!$D22=\"\"),\"\",G37/'Historical scenario - input'!$D22),\"\")","v":0.92483054501973694},{"$f":"IFERROR(IF(OR(H37=\"\",'Historical scenario - input'!$D22=\"\"),\"\",H37/'Historical scenario - input'!$D22),\"\")","v":1.0077903505782446},{"$f":"IFERROR(IF(OR(I37=\"\",'Historical scenario - input'!$D22=\"\"),\"\",I37/'Historical scenario - input'!$D22),\"\")","v":1.0905209138977168},{"$f":"IFERROR(IF(OR(J37=\"\",'Historical scenario - input'!$D22=\"\"),\"\",J37/'Historical scenario - input'!$D22),\"\")","v":1.1715344212842083},{"$f":"IFERROR(IF(OR(K37=\"\",'Historical scenario - input'!$D22=\"\"),\"\",K37/'Historical scenario - input'!$D22),\"\")","v":1.2493210379080817},{"$f":"IFERROR(IF(OR(L37=\"\",'Historical scenario - input'!$D22=\"\"),\"\",L37/'Historical scenario - input'!$D22),\"\")","v":1.3224533575346029},{"$f":"IFERROR(IF(OR(M37=\"\",'Historical scenario - input'!$D22=\"\"),\"\",M37/'Historical scenario - input'!$D22),\"\")","v":1.3896908594203217},{"$f":"IFERROR(IF(OR(N37=\"\",'Historical scenario - input'!$D22=\"\"),\"\",N37/'Historical scenario - input'!$D22),\"\")","v":1.4500717116420958},{"$f":"IFERROR(IF(OR(O37=\"\",'Historical scenario - input'!$D22=\"\"),\"\",O37/'Historical scenario - input'!$D22),\"\")","v":1.5029803110352928},{"$f":"IFERROR(IF(OR(P37=\"\",'Historical scenario - input'!$D22=\"\"),\"\",P37/'Historical scenario - input'!$D22),\"\")","v":1.5481818484011562},{"$f":"IFERROR(IF(OR(Q37=\"\",'Historical scenario - input'!$D22=\"\"),\"\",Q37/'Historical scenario - input'!$D22),\"\")","v":1.5858195133327913},{"$f":"IFERROR(IF(OR(R37=\"\",'Historical scenario - input'!$D22=\"\"),\"\",R37/'Historical scenario - input'!$D22),\"\")","v":1.6163750222431548},{"$f":"IFERROR(IF(OR(S37=\"\",'Historical scenario - input'!$D22=\"\"),\"\",S37/'Historical scenario - input'!$D22),\"\")","v":1.640598146700281},{"$f":"IFERROR(IF(OR(T37=\"\",'Historical scenario - input'!$D22=\"\"),\"\",T37/'Historical scenario - input'!$D22),\"\")","v":1.6594150367099305},{"$f":"IFERROR(IF(OR(U37=\"\",'Historical scenario - input'!$D22=\"\"),\"\",U37/'Historical scenario - input'!$D22),\"\")","v":1.6738277417268439},{"$f":"IFERROR(IF(OR(V37=\"\",'Historical scenario - input'!$D22=\"\"),\"\",V37/'Historical scenario - input'!$D22),\"\")","v":1.6848180741704279},{"$f":"IFERROR(IF(OR(W37=\"\",'Historical scenario - input'!$D22=\"\"),\"\",W37/'Historical scenario - input'!$D22),\"\")","v":1.6932678059457908}]
[{"$f":"IFERROR('Historical scenario - input'!A23,\"\")","v":5},{"$f":"IFERROR('Historical scenario - input'!B23,\"\")","v":"TRANSFORMERS"},{"$f":"IFERROR('Historical scenario - input'!C23,\"\")","v":"kiosk mounted ; < = 22 kv ; < = 60 kva ; multiple phase"},{"$f":"IFERROR(repcalc('Historical scenario - input'!$CV23:$GH23,'Historical scenario - input'!$G23,'Historical scenario - input'!$E23,'Historical scenario - input'!$F23,20,TRUE,TRUE),\"\")","v":0.68551598031307726},0.87830143574513442,1.1141932247460753,1.4004729662561641,1.7454885801162696,2.1589239929814181,2.6521428202436943,3.2385961877143199,3.9342684264472871,4.7581145019289446,5.7324214113641769,6.8830050253969919,8.2391374621620432,9.8330921942010932,11.699199023018132,13.872322668970339,16.385719591704305,19.268288185322429,22.54130511502013,26.214829206981239,{"$f":"IFERROR(IF(OR(D38=\"\",'Historical scenario - input'!$D23=\"\"),\"\",D38/'Historical scenario - input'!$D23),\"\")","v":1.5211924755843119E-2},{"$f":"IFERROR(IF(OR(E38=\"\",'Historical scenario - input'!$D23=\"\"),\"\",E38/'Historical scenario - input'!$D23),\"\")","v":1.9489925453527884E-2},{"$f":"IFERROR(IF(OR(F38=\"\",'Historical scenario - input'!$D23=\"\"),\"\",F38/'Historical scenario - input'!$D23),\"\")","v":2.4724476139224103E-2},{"$f":"IFERROR(IF(OR(G38=\"\",'Historical scenario - input'!$D23=\"\"),\"\",G38/'Historical scenario - input'!$D23),\"\")","v":3.1077159391020522E-2},{"$f":"IFERROR(IF(OR(H38=\"\",'Historical scenario - input'!$D23=\"\"),\"\",H38/'Historical scenario - input'!$D23),\"\")","v":3.8733219509756209E-2},{"$f":"IFERROR(IF(OR(I38=\"\",'Historical scenario - input'!$D23=\"\"),\"\",I38/'Historical scenario - input'!$D23),\"\")","v":4.7907547421168713E-2},{"$f":"IFERROR(IF(OR(J38=\"\",'Historical scenario - input'!$D23=\"\"),\"\",J38/'Historical scenario - input'!$D23),\"\")","v":5.885230714077784E-2},{"$f":"IFERROR(IF(OR(K38=\"\",'Historical scenario - input'!$D23=\"\"),\"\",K38/'Historical scenario - input'!$D23),\"\")","v":7.1865985530448179E-2},{"$f":"IFERROR(IF(OR(L38=\"\",'Historical scenario - input'!$D23=\"\"),\"\",L38/'Historical scenario - input'!$D23),\"\")","v":8.7303282477926722E-2},{"$f":"IFERROR(IF(OR(M38=\"\",'Historical scenario - input'!$D23=\"\"),\"\",M38/'Historical scenario - input'!$D23),\"\")","v":0.10558481765804038},{"$f":"IFERROR(IF(OR(N38=\"\",'Historical scenario - input'!$D23=\"\"),\"\",N38/'Historical scenario - input'!$D23),\"\")","v":0.12720515010989361},{"$f":"IFERROR(IF(OR(O38=\"\",'Historical scenario - input'!$D23=\"\"),\"\",O38/'Historical scenario - input'!$D23),\"\")","v":0.15273714624801388},{"$f":"IFERROR(IF(OR(P38=\"\",'Historical scenario - input'!$D23=\"\"),\"\",P38/'Historical scenario - input'!$D23),\"\")","v":0.18283036825810711},{"$f":"IFERROR(IF(OR(Q38=\"\",'Historical scenario - input'!$D23=\"\"),\"\",Q38/'Historical scenario - input'!$D23),\"\")","v":0.21820097980376996},{"$f":"IFERROR(IF(OR(R38=\"\",'Historical scenario - input'!$D23=\"\"),\"\",R38/'Historical scenario - input'!$D23),\"\")","v":0.2596107754636251},{"$f":"IFERROR(IF(OR(S38=\"\",'Historical scenario - input'!$D23=\"\"),\"\",S38/'Historical scenario - input'!$D23),\"\")","v":0.30783341991936924},{"$f":"IFERROR(IF(OR(T38=\"\",'Historical scenario - input'!$D23=\"\"),\"\",T38/'Historical scenario - input'!$D23),\"\")","v":0.36360688978470385},{"$f":"IFERROR(IF(OR(U38=\"\",'Historical scenario - input'!$D23=\"\"),\"\",U38/'Historical scenario - input'!$D23),\"\")","v":0.42757245413179507},{"$f":"IFERROR(IF(OR(V38=\"\",'Historical scenario - input'!$D23=\"\"),\"\",V38/'Historical scenario - input'!$D23),\"\")","v":0.50020225225323833},{"$f":"IFERROR(IF(OR(W38=\"\",'Historical scenario - input'!$D23=\"\"),\"\",W38/'Historical scenario - input'!$D23),\"\")","v":0.58171949427313718}]
[{"$f":"IFERROR('Historical scenario - input'!A24,\"\")","v":5},{"$f":"IFERROR('Historical scenario - input'!B24,\"\")","v":"TRANSFORMERS"},{"$f":"IFERROR('Historical scenario - input'!C24,\"\")","v":"kiosk mounted ; < = 22 kv ; < = 60 kva ; single phase"},{"$f":"IFERROR(repcalc('Historical scenario - input'!$CV24:$GH24,'Historical scenario - input'!$G24,'Historical scenario - input'!$E24,'Historical scenario - input'!$F24,20,TRUE,TRUE),\"\")","v":0.91094724929337101},1.1182764684904947,1.3657454666613893,1.6613847604196719,2.0154966220471819,2.4413458988725432,2.9559543090035207,3.5809626400781833,4.3435005635479351,5.2769758920686369,6.4216667089025803,7.8249747957216078,9.5411821806285317,11.630550067791292,14.157616428841882,17.188589535498188,20.787801789112926,25.013280020925936,29.911599396551924,35.512308015072115,{"$f":"IFERROR(IF(OR(D39=\"\",'Historical scenario - input'!$D24=\"\"),\"\",D39/'Historical scenario - input'!$D24),\"\")","v":8.3081376526074904E-2},{"$f":"IFERROR(IF(OR(E39=\"\",'Historical scenario - input'!$D24=\"\"),\"\",E39/'Historical scenario - input'!$D24),\"\")","v":0.101990481239147},{"$f":"IFERROR(IF(OR(F39=\"\",'Historical scenario - input'!$D24=\"\"),\"\",F39/'Historical scenario - input'!$D24),\"\")","v":0.12456046543034495},{"$f":"IFERROR(IF(OR(G39=\"\",'Historical scenario - input'!$D24=\"\"),\"\",G39/'Historical scenario - input'!$D24),\"\")","v":0.15152373855037221},{"$f":"IFERROR(IF(OR(H39=\"\",'Historical scenario - input'!$D24=\"\"),\"\",H39/'Historical scenario - input'!$D24),\"\")","v":0.18381990161694486},{"$f":"IFERROR(IF(OR(I39=\"\",'Historical scenario - input'!$D24=\"\"),\"\",I39/'Historical scenario - input'!$D24),\"\")","v":0.22265875220761208},{"$f":"IFERROR(IF(OR(J39=\"\",'Historical scenario - input'!$D24=\"\"),\"\",J39/'Historical scenario - input'!$D24),\"\")","v":0.2695927268353871},{"$f":"IFERROR(IF(OR(K39=\"\",'Historical scenario - input'!$D24=\"\"),\"\",K39/'Historical scenario - input'!$D24),\"\")","v":0.32659553630237609},{"$f":"IFERROR(IF(OR(L39=\"\",'Historical scenario - input'!$D24=\"\"),\"\",L39/'Historical scenario - input'!$D24),\"\")","v":0.39614149561488832},{"$f":"IFERROR(IF(OR(M39=\"\",'Historical scenario - input'!$D24=\"\"),\"\",M39/'Historical scenario - input'!$D24),\"\")","v":0.48127750684582343},{"$f":"IFERROR(IF(OR(N39=\"\",'Historical scenario - input'!$D24=\"\"),\"\",N39/'Historical scenario - input'!$D24),\"\")","v":0.58567706327797997},{"$f":"IFERROR(IF(OR(O39=\"\",'Historical scenario - input'!$D24=\"\"),\"\",O39/'Historical scenario - input'!$D24),\"\")","v":0.71366336285079968},{"$f":"IFERROR(IF(OR(P39=\"\",'Historical scenario - input'!$D24=\"\"),\"\",P39/'Historical scenario - input'!$D24),\"\")","v":0.87018710454153614},{"$f":"IFERROR(IF(OR(Q39=\"\",'Historical scenario - input'!$D24=\"\"),\"\",Q39/'Historical scenario - input'!$D24),\"\")","v":1.0607443077928902},{"$f":"IFERROR(IF(OR(R39=\"\",'Historical scenario - input'!$D24=\"\"),\"\",R39/'Historical scenario - input'!$D24),\"\")","v":1.2912210472656573},{"$f":"IFERROR(IF(OR(S39=\"\",'Historical scenario - input'!$D24=\"\"),\"\",S39/'Historical scenario - input'!$D24),\"\")","v":1.5676557344661031},{"$f":"IFERROR(IF(OR(T39=\"\",'Historical scenario - input'!$D24=\"\"),\"\",T39/'Historical scenario - input'!$D24),\"\")","v":1.8959156953713987},{"$f":"IFERROR(IF(OR(U39=\"\",'Historical scenario - input'!$D24=\"\"),\"\",U39/'Historical scenario - input'!$D24),\"\")","v":2.2812931672857264},{"$f":"IFERROR(IF(OR(V39=\"\",'Historical scenario - input'!$D24=\"\"),\"\",V39/'Historical scenario - input'!$D24),\"\")","v":2.728035958053284},{"$f":"IFERROR(IF(OR(W39=\"\",'Historical scenario - input'!$D24=\"\"),\"\",W39/'Historical scenario - input'!$D24),\"\")","v":3.2388389512112927}]
[{"$f":"IFERROR('Historical scenario - input'!A25,\"\")","v":5},{"$f":"IFERROR('Historical scenario - input'!B25,\"\")","v":"TRANSFORMERS"},{"$f":"IFERROR('Historical scenario - input'!C25,\"\")","v":"kiosk mounted ; < = 22 kv ; > 60 kva and < = 600 kva ; multiple phase"},{"$f":"IFERROR(repcalc('Historical scenario - input'!$CV25:$GH25,'Historical scenario - input'!$G25,'Historical scenario - input'!$E25,'Historical scenario - input'!$F25,20,TRUE,TRUE),\"\")","v":3992.1206838206485},4214.9401350742728,4480.1526507572289,4775.772995546602,5090.9482977403895,5416.118030669305,5742.978195430358,6064.3064069404118,6373.7162298243838,6665.4123356618456,6934.0115131173643,7174.4783228590968,7382.2001191819618,7553.1978132844479,7684.4407544961778,7774.2112232463114,7822.4501887603456,7831.0134884014706,7803.77672109985,7746.5462394146471,{"$f":"IFERROR(IF(OR(D40=\"\",'Historical scenario - input'!$D25=\"\"),\"\",D40/'Historical scenario - input'!$D25),\"\")","v":147.79928481852326},{"$f":"IFERROR(IF(OR(E40=\"\",'Historical scenario - input'!$D25=\"\"),\"\",E40/'Historical scenario - input'!$D25),\"\")","v":156.04867358886059},{"$f":"IFERROR(IF(OR(F40=\"\",'Historical scenario - input'!$D25=\"\"),\"\",F40/'Historical scenario - input'!$D25),\"\")","v":165.8675701722544},{"$f":"IFERROR(IF(OR(G40=\"\",'Historical scenario - input'!$D25=\"\"),\"\",G40/'Historical scenario - input'!$D25),\"\")","v":176.81224820134113},{"$f":"IFERROR(IF(OR(H40=\"\",'Historical scenario - input'!$D25=\"\"),\"\",H40/'Historical scenario - input'!$D25),\"\")","v":188.480904523655},{"$f":"IFERROR(IF(OR(I40=\"\",'Historical scenario - input'!$D25=\"\"),\"\",I40/'Historical scenario - input'!$D25),\"\")","v":200.51958215339246},{"$f":"IFERROR(IF(OR(J40=\"\",'Historical scenario - input'!$D25=\"\"),\"\",J40/'Historical scenario - input'!$D25),\"\")","v":212.62084421772306},{"$f":"IFERROR(IF(OR(K40=\"\",'Historical scenario - input'!$D25=\"\"),\"\",K40/'Historical scenario - input'!$D25),\"\")","v":224.51729816153244},{"$f":"IFERROR(IF(OR(L40=\"\",'Historical scenario - input'!$D25=\"\"),\"\",L40/'Historical scenario - input'!$D25),\"\")","v":235.97250058650289},{"$f":"IFERROR(IF(OR(M40=\"\",'Historical scenario - input'!$D25=\"\"),\"\",M40/'Historical scenario - input'!$D25),\"\")","v":246.77189249914028},{"$f":"IFERROR(IF(OR(N40=\"\",'Historical scenario - input'!$D25=\"\"),\"\",N40/'Historical scenario - input'!$D25),\"\")","v":256.71617261363212},{"$f":"IFERROR(IF(OR(O40=\"\",'Historical scenario - input'!$D25=\"\"),\"\",O40/'Historical scenario - input'!$D25),\"\")","v":265.61891512000489},{"$f":"IFERROR(IF(OR(P40=\"\",'Historical scenario - input'!$D25=\"\"),\"\",P40/'Historical scenario - input'!$D25),\"\")","v":273.3093471909001},{"$f":"IFERROR(IF(OR(Q40=\"\",'Historical scenario - input'!$D25=\"\"),\"\",Q40/'Historical scenario - input'!$D25),\"\")","v":279.64015201761595},{"$f":"IFERROR(IF(OR(R40=\"\",'Historical scenario - input'!$D25=\"\"),\"\",R40/'Historical scenario - input'!$D25),\"\")","v":284.49912657897835},{"$f":"IFERROR(IF(OR(S40=\"\",'Historical scenario - input'!$D25=\"\"),\"\",S40/'Historical scenario - input'!$D25),\"\")","v":287.82267617327449},{"$f":"IFERROR(IF(OR(T40=\"\",'Historical scenario - input'!$D25=\"\"),\"\",T40/'Historical scenario - input'!$D25),\"\")","v":289.60861531891578},{"$f":"IFERROR(IF(OR(U40=\"\",'Historical scenario - input'!$D25=\"\"),\"\",U40/'Historical scenario - input'!$D25),\"\")","v":289.92565221806927},{"$f":"IFERROR(IF(OR(V40=\"\",'Historical scenario - input'!$D25=\"\"),\"\",V40/'Historical scenario - input'!$D25),\"\")","v":288.91727219983414},{"$f":"IFERROR(IF(OR(W40=\"\",'Historical scenario - input'!$D25=\"\"),\"\",W40/'Historical scenario - input'!$D25),\"\")","v":286.79844240163339}]
[{"$f":"IFERROR('Historical scenario - input'!A26,\"\")","v":5},{"$f":"IFERROR('Historical scenario - input'!B26,\"\")","v":"TRANSFORMERS"},{"$f":"IFERROR('Historical scenario - input'!C26,\"\")","v":"kiosk mounted ; < = 22 kv ; > 60 kva and < = 600 kva ; single phase"},{"$f":"IFERROR(repcalc('Historical scenario - input'!$CV26:$GH26,'Historical scenario - input'!$G26,'Historical scenario - input'!$E26,'Historical scenario - input'!$F26,20,TRUE,TRUE),\"\")","v":157.21425978650947},175.42903376597306,192.21951778997911,206.79241528707357,218.42143480523842,226.51366406396016,230.66690554311984,230.71000186921611,226.72026335850845,219.01532082410213,208.120487509822,194.71631028748303,179.57373550912141,163.48571114233948,147.20389549864163,131.38757700826744,116.56934189461982,103.13903371965935,91.344726580150748,81.307265843727336,{"$f":"IFERROR(IF(OR(D41=\"\",'Historical scenario - input'!$D26=\"\"),\"\",D41/'Historical scenario - input'!$D26),\"\")","v":3.9711293868315667},{"$f":"IFERROR(IF(OR(E41=\"\",'Historical scenario - input'!$D26=\"\"),\"\",E41/'Historical scenario - input'!$D26),\"\")","v":4.4312226654092752},{"$f":"IFERROR(IF(OR(F41=\"\",'Historical scenario - input'!$D26=\"\"),\"\",F41/'Historical scenario - input'!$D26),\"\")","v":4.855339311172842},{"$f":"IFERROR(IF(OR(G41=\"\",'Historical scenario - input'!$D26=\"\"),\"\",G41/'Historical scenario - input'!$D26),\"\")","v":5.2234411715294167},{"$f":"IFERROR(IF(OR(H41=\"\",'Historical scenario - input'!$D26=\"\"),\"\",H41/'Historical scenario - input'!$D26),\"\")","v":5.5171825993829291},{"$f":"IFERROR(IF(OR(I41=\"\",'Historical scenario - input'!$D26=\"\"),\"\",I41/'Historical scenario - input'!$D26),\"\")","v":5.7215870182818671},{"$f":"IFERROR(IF(OR(J41=\"\",'Historical scenario - input'!$D26=\"\"),\"\",J41/'Historical scenario - input'!$D26),\"\")","v":5.8264951818981681},{"$f":"IFERROR(IF(OR(K41=\"\",'Historical scenario - input'!$D26=\"\"),\"\",K41/'Historical scenario - input'!$D26),\"\")","v":5.8275837669111166},{"$f":"IFERROR(IF(OR(L41=\"\",'Historical scenario - input'!$D26=\"\"),\"\",L41/'Historical scenario - input'!$D26),\"\")","v":5.726805581349832},{"$f":"IFERROR(IF(OR(M41=\"\",'Historical scenario - input'!$D26=\"\"),\"\",M41/'Historical scenario - input'!$D26),\"\")","v":5.5321837718283593},{"$f":"IFERROR(IF(OR(N41=\"\",'Historical scenario - input'!$D26=\"\"),\"\",N41/'Historical scenario - input'!$D26),\"\")","v":5.2569874073400413},{"$f":"IFERROR(IF(OR(O41=\"\",'Historical scenario - input'!$D26=\"\"),\"\",O41/'Historical scenario - input'!$D26),\"\")","v":4.9184066568011753},{"$f":"IFERROR(IF(OR(P41=\"\",'Historical scenario - input'!$D26=\"\"),\"\",P41/'Historical scenario - input'!$D26),\"\")","v":4.5359151208787685},{"$f":"IFERROR(IF(OR(Q41=\"\",'Historical scenario - input'!$D26=\"\"),\"\",Q41/'Historical scenario - input'!$D26),\"\")","v":4.1295421466603557},{"$f":"IFERROR(IF(OR(R41=\"\",'Historical scenario - input'!$D26=\"\"),\"\",R41/'Historical scenario - input'!$D26),\"\")","v":3.718274131523152},{"$f":"IFERROR(IF(OR(S41=\"\",'Historical scenario - input'!$D26=\"\"),\"\",S41/'Historical scenario - input'!$D26),\"\")","v":3.3187642700519091},{"$f":"IFERROR(IF(OR(T41=\"\",'Historical scenario - input'!$D26=\"\"),\"\",T41/'Historical scenario - input'!$D26),\"\")","v":2.9444653419477111},{"$f":"IFERROR(IF(OR(U41=\"\",'Historical scenario - input'!$D26=\"\"),\"\",U41/'Historical scenario - input'!$D26),\"\")","v":2.6052245406348118},{"$f":"IFERROR(IF(OR(V41=\"\",'Historical scenario - input'!$D26=\"\"),\"\",V41/'Historical scenario - input'!$D26),\"\")","v":2.3073080555613692},{"$f":"IFERROR(IF(OR(W41=\"\",'Historical scenario - input'!$D26=\"\"),\"\",W41/'Historical scenario - input'!$D26),\"\")","v":2.0537683616830447}]
[{"$f":"IFERROR('Historical scenario - input'!A27,\"\")","v":5},{"$f":"IFERROR('Historical scenario - input'!B27,\"\")","v":"TRANSFORMERS"},{"$f":"IFERROR('Historical scenario - input'!C27,\"\")","v":"kiosk mounted ; < = 22 kv ; > 600 kva ; multiple phase"},{"$f":"IFERROR(repcalc('Historical scenario - input'!$CV27:$GH27,'Historical scenario - input'!$G27,'Historical scenario - input'!$E27,'Historical scenario - input'!$F27,20,TRUE,TRUE),\"\")","v":167.50611779671965},168.6156196708983,171.62440499589772,177.1770280075902,185.90395505619509,198.4090099885747,215.25766002855943,236.96507687894365,263.98308765541458,296.68556726599036,335.35244248704527,380.15317583294927,431.13125972467373,488.19176554717842,551.09425910555854,619.45333953710076,692.74864257942716,770.34537271467332,851.52534121007591,935.52718713636716,{"$f":"IFERROR(IF(OR(D42=\"\",'Historical scenario - input'!$D27=\"\"),\"\",D42/'Historical scenario - input'!$D27),\"\")","v":3.4323213138940396},{"$f":"IFERROR(IF(OR(E42=\"\",'Historical scenario - input'!$D27=\"\"),\"\",E42/'Historical scenario - input'!$D27),\"\")","v":3.4550558084942322},{"$f":"IFERROR(IF(OR(F42=\"\",'Historical scenario - input'!$D27=\"\"),\"\",F42/'Historical scenario - input'!$D27),\"\")","v":3.5167079925204883},{"$f":"IFERROR(IF(OR(G42=\"\",'Historical scenario - input'!$D27=\"\"),\"\",G42/'Historical scenario - input'!$D27),\"\")","v":3.6304852477141121},{"$f":"IFERROR(IF(OR(H42=\"\",'Historical scenario - input'!$D27=\"\"),\"\",H42/'Historical scenario - input'!$D27),\"\")","v":3.809306284866175},{"$f":"IFERROR(IF(OR(I42=\"\",'Historical scenario - input'!$D27=\"\"),\"\",I42/'Historical scenario - input'!$D27),\"\")","v":4.0655438906347614},{"$f":"IFERROR(IF(OR(J42=\"\",'Historical scenario - input'!$D27=\"\"),\"\",J42/'Historical scenario - input'!$D27),\"\")","v":4.4107848967737846},{"$f":"IFERROR(IF(OR(K42=\"\",'Historical scenario - input'!$D27=\"\"),\"\",K42/'Historical scenario - input'!$D27),\"\")","v":4.8555855434915101},{"$f":"IFERROR(IF(OR(L42=\"\",'Historical scenario - input'!$D27=\"\"),\"\",L42/'Historical scenario - input'!$D27),\"\")","v":5.4092040946637114},{"$f":"IFERROR(IF(OR(M42=\"\",'Historical scenario - input'!$D27=\"\"),\"\",M42/'Historical scenario - input'!$D27),\"\")","v":6.0793015171398395},{"$f":"IFERROR(IF(OR(N42=\"\",'Historical scenario - input'!$D27=\"\"),\"\",N42/'Historical scenario - input'!$D27),\"\")","v":6.8716137127097321},{"$f":"IFERROR(IF(OR(O42=\"\",'Historical scenario - input'!$D27=\"\"),\"\",O42/'Historical scenario - input'!$D27),\"\")","v":7.7896130906658314},{"$f":"IFERROR(IF(OR(P42=\"\",'Historical scenario - input'!$D27=\"\"),\"\",P42/'Historical scenario - input'!$D27),\"\")","v":8.8341908421207744},{"$f":"IFERROR(IF(OR(Q42=\"\",'Historical scenario - input'!$D27=\"\"),\"\",Q42/'Historical scenario - input'!$D27),\"\")","v":10.003401811202128},{"$f":"IFERROR(IF(OR(R42=\"\",'Historical scenario - input'!$D27=\"\"),\"\",R42/'Historical scenario - input'!$D27),\"\")","v":11.292319327632914},{"$f":"IFERROR(IF(OR(S42=\"\",'Historical scenario - input'!$D27=\"\"),\"\",S42/'Historical scenario - input'!$D27),\"\")","v":12.693046249428807},{"$f":"IFERROR(IF(OR(T42=\"\",'Historical scenario - input'!$D27=\"\"),\"\",T42/'Historical scenario - input'!$D27),\"\")","v":14.194919937085999},{"$f":"IFERROR(IF(OR(U42=\"\",'Historical scenario - input'!$D27=\"\"),\"\",U42/'Historical scenario - input'!$D27),\"\")","v":15.784932972042178},{"$f":"IFERROR(IF(OR(V42=\"\",'Historical scenario - input'!$D27=\"\"),\"\",V42/'Historical scenario - input'!$D27),\"\")","v":17.448369148541481},{"$f":"IFERROR(IF(OR(W42=\"\",'Historical scenario - input'!$D27=\"\"),\"\",W42/'Historical scenario - input'!$D27),\"\")","v":19.169627631345975}]
[{"$f":"IFERROR('Historical scenario - input'!A28,\"\")","v":0},{"$f":"IFERROR('Historical scenario - input'!B28,\"\")","v":"TRANSFORMERS"},{"$f":"IFERROR('Historical scenario - input'!C28,\"\")","v":"kiosk mounted ; > 22 kv ; > 60 kva and < ≈ 600 kva"},{"$f":"IFERROR(repcalc('Historical scenario - input'!$CV28:$GH28,'Historical scenario - input'!$G28,'Historical scenario - input'!$E28,'Historical scenario - input'!$F28,20,TRUE,TRUE),\"\")","v":3.7814721996621827},3.4031598538352679,3.0389050670790856,2.6961997583188868,2.3807414274658178,2.0966867047059532,1.8469677845670018,1.6336152133332746,1.4580461874807613,1.321297406347903,1.2242015289870312,1.1675228809256666,1.1520786840212369,1.1788753445105777,1.2492849853145593,1.3652762332622039,1.5296969214850835,1.7465871918682114,2.0214823525246084,2.3616489262308979,{"$f":"IFERROR(IF(OR(D43=\"\",'Historical scenario - input'!$D28=\"\"),\"\",D43/'Historical scenario - input'!$D28),\"\")","v":0.28495909984832268},{"$f":"IFERROR(IF(OR(E43=\"\",'Historical scenario - input'!$D28=\"\"),\"\",E43/'Historical scenario - input'!$D28),\"\")","v":0.25645074653080374},{"$f":"IFERROR(IF(OR(F43=\"\",'Historical scenario - input'!$D28=\"\"),\"\",F43/'Historical scenario - input'!$D28),\"\")","v":0.22900172385684167},{"$f":"IFERROR(IF(OR(G43=\"\",'Historical scenario - input'!$D28=\"\"),\"\",G43/'Historical scenario - input'!$D28),\"\")","v":0.20317659778391381},{"$f":"IFERROR(IF(OR(H43=\"\",'Historical scenario - input'!$D28=\"\"),\"\",H43/'Historical scenario - input'!$D28),\"\")","v":0.17940471285307247},{"$f":"IFERROR(IF(OR(I43=\"\",'Historical scenario - input'!$D28=\"\"),\"\",I43/'Historical scenario - input'!$D28),\"\")","v":0.15799929881550609},{"$f":"IFERROR(IF(OR(J43=\"\",'Historical scenario - input'!$D28=\"\"),\"\",J43/'Historical scenario - input'!$D28),\"\")","v":0.13918131604566111},{"$f":"IFERROR(IF(OR(K43=\"\",'Historical scenario - input'!$D28=\"\"),\"\",K43/'Historical scenario - input'!$D28),\"\")","v":0.12310377972144344},{"$f":"IFERROR(IF(OR(L43=\"\",'Historical scenario - input'!$D28=\"\"),\"\",L43/'Historical scenario - input'!$D28),\"\")","v":0.10987348503022543},{"$f":"IFERROR(IF(OR(M43=\"\",'Historical scenario - input'!$D28=\"\"),\"\",M43/'Historical scenario - input'!$D28),\"\")","v":9.956855416746363E-2},{"$f":"IFERROR(IF(OR(N43=\"\",'Historical scenario - input'!$D28=\"\"),\"\",N43/'Historical scenario - input'!$D28),\"\")","v":9.2251733534957345E-2},{"$f":"IFERROR(IF(OR(O43=\"\",'Historical scenario - input'!$D28=\"\"),\"\",O43/'Historical scenario - input'!$D28),\"\")","v":8.7980620148581212E-2},{"$f":"IFERROR(IF(OR(P43=\"\",'Historical scenario - input'!$D28=\"\"),\"\",P43/'Historical scenario - input'!$D28),\"\")","v":8.6816797114748073E-2},{"$f":"IFERROR(IF(OR(Q43=\"\",'Historical scenario - input'!$D28=\"\"),\"\",Q43/'Historical scenario - input'!$D28),\"\")","v":8.8836103842076602E-2},{"$f":"IFERROR(IF(OR(R43=\"\",'Historical scenario - input'!$D28=\"\"),\"\",R43/'Historical scenario - input'!$D28),\"\")","v":9.414193892554984E-2},{"$f":"IFERROR(IF(OR(S43=\"\",'Historical scenario - input'!$D28=\"\"),\"\",S43/'Historical scenario - input'!$D28),\"\")","v":0.10288265149997976},{"$f":"IFERROR(IF(OR(T43=\"\",'Historical scenario - input'!$D28=\"\"),\"\",T43/'Historical scenario - input'!$D28),\"\")","v":0.11527284474710163},{"$f":"IFERROR(IF(OR(U43=\"\",'Historical scenario - input'!$D28=\"\"),\"\",U43/'Historical scenario - input'!$D28),\"\")","v":0.13161697024926897},{"$f":"IFERROR(IF(OR(V43=\"\",'Historical scenario - input'!$D28=\"\"),\"\",V43/'Historical scenario - input'!$D28),\"\")","v":0.15233215031599134},{"$f":"IFERROR(IF(OR(W43=\"\",'Historical scenario - input'!$D28=\"\"),\"\",W43/'Historical scenario - input'!$D28),\"\")","v":0.17796596580470284}]
[{"$f":"IFERROR('Historical scenario - input'!A29,\"\")","v":5},{"$f":"IFERROR('Historical scenario - input'!B29,\"\")","v":"TRANSFORMERS"},{"$f":"IFERROR('Historical scenario - input'!C29,\"\")","v":"pole mounted ; < = 22 kv ; < = 60 kva ; multiple phase"},{"$f":"IFERROR(repcalc('Historical scenario - input'!$CV29:$GH29,'Historical scenario - input'!$G29,'Historical scenario - input'!$E29,'Historical scenario - input'!$F29,20,TRUE,TRUE),\"\")","v":12434.585312812618},10834.760654549924,9563.690685343252,8550.3060830015984,7738.5485406385533,7083.986134442297,6551.2354830308186,6112.0068617406696,5743.6280928020797,5427.9358514393889,5150.446516970399,4899.7347618281756,4666.9601362402582,4445.4929622647578,4230.6024719339566,4019.1823313346681,3809.5004050802768,3600.9693737700923,3393.9414627385127,3189.5336270350858,{"$f":"IFERROR(IF(OR(D44=\"\",'Historical scenario - input'!$D29=\"\"),\"\",D44/'Historical scenario - input'!$D29),\"\")","v":759.02957980968154},{"$f":"IFERROR(IF(OR(E44=\"\",'Historical scenario - input'!$D29=\"\"),\"\",E44/'Historical scenario - input'!$D29),\"\")","v":661.37338882444067},{"$f":"IFERROR(IF(OR(F44=\"\",'Historical scenario - input'!$D29=\"\"),\"\",F44/'Historical scenario - input'!$D29),\"\")","v":583.78497872752052},{"$f":"IFERROR(IF(OR(G44=\"\",'Historical scenario - input'!$D29=\"\"),\"\",G44/'Historical scenario - input'!$D29),\"\")","v":521.92614953854763},{"$f":"IFERROR(IF(OR(H44=\"\",'Historical scenario - input'!$D29=\"\"),\"\",H44/'Historical scenario - input'!$D29),\"\")","v":472.37500080403521},{"$f":"IFERROR(IF(OR(I44=\"\",'Historical scenario - input'!$D29=\"\"),\"\",I44/'Historical scenario - input'!$D29),\"\")","v":432.41932752376738},{"$f":"IFERROR(IF(OR(J44=\"\",'Historical scenario - input'!$D29=\"\"),\"\",J44/'Historical scenario - input'!$D29),\"\")","v":399.89926409491125},{"$f":"IFERROR(IF(OR(K44=\"\",'Historical scenario - input'!$D29=\"\"),\"\",K44/'Historical scenario - input'!$D29),\"\")","v":373.08795455210532},{"$f":"IFERROR(IF(OR(L44=\"\",'Historical scenario - input'!$D29=\"\"),\"\",L44/'Historical scenario - input'!$D29),\"\")","v":350.60144815368488},{"$f":"IFERROR(IF(OR(M44=\"\",'Historical scenario - input'!$D29=\"\"),\"\",M44/'Historical scenario - input'!$D29),\"\")","v":331.33102270059038},{"$f":"IFERROR(IF(OR(N44=\"\",'Historical scenario - input'!$D29=\"\"),\"\",N44/'Historical scenario - input'!$D29),\"\")","v":314.39257178766451},{"$f":"IFERROR(IF(OR(O44=\"\",'Historical scenario - input'!$D29=\"\"),\"\",O44/'Historical scenario - input'!$D29),\"\")","v":299.08867275350315},{"$f":"IFERROR(IF(OR(P44=\"\",'Historical scenario - input'!$D29=\"\"),\"\",P44/'Historical scenario - input'!$D29),\"\")","v":284.8796885529365},{"$f":"IFERROR(IF(OR(Q44=\"\",'Historical scenario - input'!$D29=\"\"),\"\",Q44/'Historical scenario - input'!$D29),\"\")","v":271.36093165229011},{"$f":"IFERROR(IF(OR(R44=\"\",'Historical scenario - input'!$D29=\"\"),\"\",R44/'Historical scenario - input'!$D29),\"\")","v":258.24362741755886},{"$f":"IFERROR(IF(OR(S44=\"\",'Historical scenario - input'!$D29=\"\"),\"\",S44/'Historical scenario - input'!$D29),\"\")","v":245.33815960778563},{"$f":"IFERROR(IF(OR(T44=\"\",'Historical scenario - input'!$D29=\"\"),\"\",T44/'Historical scenario - input'!$D29),\"\")","v":232.53879554579623},{"$f":"IFERROR(IF(OR(U44=\"\",'Historical scenario - input'!$D29=\"\"),\"\",U44/'Historical scenario - input'!$D29),\"\")","v":219.80968419299899},{"$f":"IFERROR(IF(OR(V44=\"\",'Historical scenario - input'!$D29=\"\"),\"\",V44/'Historical scenario - input'!$D29),\"\")","v":207.17232602092884},{"$f":"IFERROR(IF(OR(W44=\"\",'Historical scenario - input'!$D29=\"\"),\"\",W44/'Historical scenario - input'!$D29),\"\")","v":194.69490198621574}]
[{"$f":"IFERROR('Historical scenario - input'!A30,\"\")","v":5},{"$f":"IFERROR('Historical scenario - input'!B30,\"\")","v":"TRANSFORMERS"},{"$f":"IFERROR('Historical scenario - input'!C30,\"\")","v":"pole mounted ; < = 22 kv ; < = 60 kva ; single phase"},{"$f":"IFERROR(repcalc('Historical scenario - input'!$CV30:$GH30,'Historical scenario - input'!$G30,'Historical scenario - input'!$E30,'Historical scenario - input'!$F30,20,TRUE,TRUE),\"\")","v":10085.730057852037},10226.448614095629,10319.473109169188,10375.187574295434,10404.48447382411,10418.008721464426,10425.499409253607,10435.267361662391,10453.828558820212,10485.696748985927,10533.324939391918,10597.17585184436,10675.896028755729,10766.56665226993,10865.005481734865,10966.09762659222,11064.13713750058,11153.165704158388,11227.298364737011,11281.028574914133,{"$f":"IFERROR(IF(OR(D45=\"\",'Historical scenario - input'!$D30=\"\"),\"\",D45/'Historical scenario - input'!$D30),\"\")","v":676.76646424961564},{"$f":"IFERROR(IF(OR(E45=\"\",'Historical scenario - input'!$D30=\"\"),\"\",E45/'Historical scenario - input'!$D30),\"\")","v":686.20887438919135},{"$f":"IFERROR(IF(OR(F45=\"\",'Historical scenario - input'!$D30=\"\"),\"\",F45/'Historical scenario - input'!$D30),\"\")","v":692.45094692716555},{"$f":"IFERROR(IF(OR(G45=\"\",'Historical scenario - input'!$D30=\"\"),\"\",G45/'Historical scenario - input'!$D30),\"\")","v":696.18946474935262},{"$f":"IFERROR(IF(OR(H45=\"\",'Historical scenario - input'!$D30=\"\"),\"\",H45/'Historical scenario - input'!$D30),\"\")","v":698.15532730900566},{"$f":"IFERROR(IF(OR(I45=\"\",'Historical scenario - input'!$D30=\"\"),\"\",I45/'Historical scenario - input'!$D30),\"\")","v":699.06282306832827},{"$f":"IFERROR(IF(OR(J45=\"\",'Historical scenario - input'!$D30=\"\"),\"\",J45/'Historical scenario - input'!$D30),\"\")","v":699.56545859999562},{"$f":"IFERROR(IF(OR(K45=\"\",'Historical scenario - input'!$D30=\"\"),\"\",K45/'Historical scenario - input'!$D30),\"\")","v":700.22090174359869},{"$f":"IFERROR(IF(OR(L45=\"\",'Historical scenario - input'!$D30=\"\"),\"\",L45/'Historical scenario - input'!$D30),\"\")","v":701.46638379603178},{"$f":"IFERROR(IF(OR(M45=\"\",'Historical scenario - input'!$D30=\"\"),\"\",M45/'Historical scenario - input'!$D30),\"\")","v":703.60478352086818},{"$f":"IFERROR(IF(OR(N45=\"\",'Historical scenario - input'!$D30=\"\"),\"\",N45/'Historical scenario - input'!$D30),\"\")","v":706.80070110291513},{"$f":"IFERROR(IF(OR(O45=\"\",'Historical scenario - input'!$D30=\"\"),\"\",O45/'Historical scenario - input'!$D30),\"\")","v":711.08518581663304},{"$f":"IFERROR(IF(OR(P45=\"\",'Historical scenario - input'!$D30=\"\"),\"\",P45/'Historical scenario - input'!$D30),\"\")","v":716.36741878220153},{"$f":"IFERROR(IF(OR(Q45=\"\",'Historical scenario - input'!$D30=\"\"),\"\",Q45/'Historical scenario - input'!$D30),\"\")","v":722.45154327641615},{"$f":"IFERROR(IF(OR(R45=\"\",'Historical scenario - input'!$D30=\"\"),\"\",R45/'Historical scenario - input'!$D30),\"\")","v":729.05692515553835},{"$f":"IFERROR(IF(OR(S45=\"\",'Historical scenario - input'!$D30=\"\"),\"\",S45/'Historical scenario - input'!$D30),\"\")","v":735.84034817460463},{"$f":"IFERROR(IF(OR(T45=\"\",'Historical scenario - input'!$D30=\"\"),\"\",T45/'Historical scenario - input'!$D30),\"\")","v":742.41893522518285},{"$f":"IFERROR(IF(OR(U45=\"\",'Historical scenario - input'!$D30=\"\"),\"\",U45/'Historical scenario - input'!$D30),\"\")","v":748.3928754286793},{"$f":"IFERROR(IF(OR(V45=\"\",'Historical scenario - input'!$D30=\"\"),\"\",V45/'Historical scenario - input'!$D30),\"\")","v":753.36727969068443},{"$f":"IFERROR(IF(OR(W45=\"\",'Historical scenario - input'!$D30=\"\"),\"\",W45/'Historical scenario - input'!$D30),\"\")","v":756.97265125589399}]
[{"$f":"IFERROR('Historical scenario - input'!A31,\"\")","v":5},{"$f":"IFERROR('Historical scenario - input'!B31,\"\")","v":"TRANSFORMERS"},{"$f":"IFERROR('Historical scenario - input'!C31,\"\")","v":"pole mounted ; < = 22 kv ; > 60 kva and < = 600 kva ; multiple phase"},{"$f":"IFERROR(repcalc('Historical scenario - input'!$CV31:$GH31,'Historical scenario - input'!$G31,'Historical scenario - input'!$E31,'Historical scenario - input'!$F31,20,TRUE,TRUE),\"\")","v":894.28853893880409},1011.725797883104,1137.024935500217,1269.7703524150866,1409.4998617344584,1555.7257468848584,1707.9489552476903,1865.6633367948787,2028.3481206382526,2195.4485553924724,2366.3466141615877,2540.3256219544055,2716.5343246903585,2893.9570264914546,3071.3967719053117,3247.4780205662209,3420.6738319904771,3589.3603319554381,3751.8983533454007,3906.7389008054329,{"$f":"IFERROR(IF(OR(D46=\"\",'Historical scenario - input'!$D31=\"\"),\"\",D46/'Historical scenario - input'!$D31),\"\")","v":53.851203163544575},{"$f":"IFERROR(IF(OR(E46=\"\",'Historical scenario - input'!$D31=\"\"),\"\",E46/'Historical scenario - input'!$D31),\"\")","v":60.922900289266146},{"$f":"IFERROR(IF(OR(F46=\"\",'Historical scenario - input'!$D31=\"\"),\"\",F46/'Historical scenario - input'!$D31),\"\")","v":68.468014670406404},{"$f":"IFERROR(IF(OR(G46=\"\",'Historical scenario - input'!$D31=\"\"),\"\",G46/'Historical scenario - input'!$D31),\"\")","v":76.46152023830146},{"$f":"IFERROR(IF(OR(H46=\"\",'Historical scenario - input'!$D31=\"\"),\"\",H46/'Historical scenario - input'!$D31),\"\")","v":84.875585572549014},{"$f":"IFERROR(IF(OR(I46=\"\",'Historical scenario - input'!$D31=\"\"),\"\",I46/'Historical scenario - input'!$D31),\"\")","v":93.68084193683994},{"$f":"IFERROR(IF(OR(J46=\"\",'Historical scenario - input'!$D31=\"\"),\"\",J46/'Historical scenario - input'!$D31),\"\")","v":102.84723797438815},{"$f":"IFERROR(IF(OR(K46=\"\",'Historical scenario - input'!$D31=\"\"),\"\",K46/'Historical scenario - input'!$D31),\"\")","v":112.3442949450485},{"$f":"IFERROR(IF(OR(L46=\"\",'Historical scenario - input'!$D31=\"\"),\"\",L46/'Historical scenario - input'!$D31),\"\")","v":122.14065368711928},{"$f":"IFERROR(IF(OR(M46=\"\",'Historical scenario - input'!$D31=\"\"),\"\",M46/'Historical scenario - input'!$D31),\"\")","v":132.20290884175219},{"$f":"IFERROR(IF(OR(N46=\"\",'Historical scenario - input'!$D31=\"\"),\"\",N46/'Historical scenario - input'!$D31),\"\")","v":142.49384480068969},{"$f":"IFERROR(IF(OR(O46=\"\",'Historical scenario - input'!$D31=\"\"),\"\",O46/'Historical scenario - input'!$D31),\"\")","v":152.97030568205187},{"$f":"IFERROR(IF(OR(P46=\"\",'Historical scenario - input'!$D31=\"\"),\"\",P46/'Historical scenario - input'!$D31),\"\")","v":163.58103168048467},{"$f":"IFERROR(IF(OR(Q46=\"\",'Historical scenario - input'!$D31=\"\"),\"\",Q46/'Historical scenario - input'!$D31),\"\")","v":174.26486083013859},{"$f":"IFERROR(IF(OR(R46=\"\",'Historical scenario - input'!$D31=\"\"),\"\",R46/'Historical scenario - input'!$D31),\"\")","v":184.9497162917863},{"$f":"IFERROR(IF(OR(S46=\"\",'Historical scenario - input'!$D31=\"\"),\"\",S46/'Historical scenario - input'!$D31),\"\")","v":195.55276741238006},{"$f":"IFERROR(IF(OR(T46=\"\",'Historical scenario - input'!$D31=\"\"),\"\",T46/'Historical scenario - input'!$D31),\"\")","v":205.98206670671084},{"$f":"IFERROR(IF(OR(U46=\"\",'Historical scenario - input'!$D31=\"\"),\"\",U46/'Historical scenario - input'!$D31),\"\")","v":216.1398296490155},{"$f":"IFERROR(IF(OR(V46=\"\",'Historical scenario - input'!$D31=\"\"),\"\",V46/'Historical scenario - input'!$D31),\"\")","v":225.92735082429292},{"$f":"IFERROR(IF(OR(W46=\"\",'Historical scenario - input'!$D31=\"\"),\"\",W46/'Historical scenario - input'!$D31),\"\")","v":235.25135467334061}]
[{"$f":"IFERROR('Historical scenario - input'!A32,\"\")","v":5},{"$f":"IFERROR('Historical scenario - input'!B32,\"\")","v":"TRANSFORMERS"},{"$f":"IFERROR('Historical scenario - input'!C32,\"\")","v":"pole mounted ; < = 22 kv ; > 60 kva and < = 600 kva ; single phase"},{"$f":"IFERROR(repcalc('Historical scenario - input'!$CV32:$GH32,'Historical scenario - input'!$G32,'Historical scenario - input'!$E32,'Historical scenario - input'!$F32,20,TRUE,TRUE),\"\")","v":44.355482360636827},48.453484868664283,52.519346501032096,56.523733672948822,60.447026967913516,64.280388074039038,68.026046473589687,71.696770096690273,75.314543218146753,78.908531863550891,82.512469338955057,86.161640336410755,89.889679691385012,93.725429185588752,97.690109963345293,101.79506561554005,106.04030805390914,110.41405201226249,114.89335345131505,119.44587458182222,{"$f":"IFERROR(IF(OR(D47=\"\",'Historical scenario - input'!$D32=\"\"),\"\",D47/'Historical scenario - input'!$D32),\"\")","v":2.0803818047218767},{"$f":"IFERROR(IF(OR(E47=\"\",'Historical scenario - input'!$D32=\"\"),\"\",E47/'Historical scenario - input'!$D32),\"\")","v":2.2725882558678299},{"$f":"IFERROR(IF(OR(F47=\"\",'Historical scenario - input'!$D32=\"\"),\"\",F47/'Historical scenario - input'!$D32),\"\")","v":2.4632872204675547},{"$f":"IFERROR(IF(OR(G47=\"\",'Historical scenario - input'!$D32=\"\"),\"\",G47/'Historical scenario - input'!$D32),\"\")","v":2.6511028808583945},{"$f":"IFERROR(IF(OR(H47=\"\",'Historical scenario - input'!$D32=\"\"),\"\",H47/'Historical scenario - input'!$D32),\"\")","v":2.8351150378916632},{"$f":"IFERROR(IF(OR(I47=\"\",'Historical scenario - input'!$D32=\"\"),\"\",I47/'Historical scenario - input'!$D32),\"\")","v":3.0149091528845222},{"$f":"IFERROR(IF(OR(J47=\"\",'Historical scenario - input'!$D32=\"\"),\"\",J47/'Historical scenario - input'!$D32),\"\")","v":3.1905897940682189},{"$f":"IFERROR(IF(OR(K47=\"\",'Historical scenario - input'!$D32=\"\"),\"\",K47/'Historical scenario - input'!$D32),\"\")","v":3.3627558089380791},{"$f":"IFERROR(IF(OR(L47=\"\",'Historical scenario - input'!$D32=\"\"),\"\",L47/'Historical scenario - input'!$D32),\"\")","v":3.5324383143451032},{"$f":"IFERROR(IF(OR(M47=\"\",'Historical scenario - input'!$D32=\"\"),\"\",M47/'Historical scenario - input'!$D32),\"\")","v":3.701005269011143},{"$f":"IFERROR(IF(OR(N47=\"\",'Historical scenario - input'!$D32=\"\"),\"\",N47/'Historical scenario - input'!$D32),\"\")","v":3.8700388484055996},{"$f":"IFERROR(IF(OR(O47=\"\",'Historical scenario - input'!$D32=\"\"),\"\",O47/'Historical scenario - input'!$D32),\"\")","v":4.0411939918374928},{"$f":"IFERROR(IF(OR(P47=\"\",'Historical scenario - input'!$D32=\"\"),\"\",P47/'Historical scenario - input'!$D32),\"\")","v":4.2160482562622752},{"$f":"IFERROR(IF(OR(Q47=\"\",'Historical scenario - input'!$D32=\"\"),\"\",Q47/'Historical scenario - input'!$D32),\"\")","v":4.3959543925619959},{"$f":"IFERROR(IF(OR(R47=\"\",'Historical scenario - input'!$D32=\"\"),\"\",R47/'Historical scenario - input'!$D32),\"\")","v":4.5819077248809563},{"$f":"IFERROR(IF(OR(S47=\"\",'Historical scenario - input'!$D32=\"\"),\"\",S47/'Historical scenario - input'!$D32),\"\")","v":4.7744402956820551},{"$f":"IFERROR(IF(OR(T47=\"\",'Historical scenario - input'!$D32=\"\"),\"\",T47/'Historical scenario - input'!$D32),\"\")","v":4.9735526636551715},{"$f":"IFERROR(IF(OR(U47=\"\",'Historical scenario - input'!$D32=\"\"),\"\",U47/'Historical scenario - input'!$D32),\"\")","v":5.1786920706734447},{"$f":"IFERROR(IF(OR(V47=\"\",'Historical scenario - input'!$D32=\"\"),\"\",V47/'Historical scenario - input'!$D32),\"\")","v":5.3887823845585059},{"$f":"IFERROR(IF(OR(W47=\"\",'Historical scenario - input'!$D32=\"\"),\"\",W47/'Historical scenario - input'!$D32),\"\")","v":5.6023068830300637}]
[{"$f":"IFERROR('Historical scenario - input'!A33,\"\")","v":5},{"$f":"IFERROR('Historical scenario - input'!B33,\"\")","v":"TRANSFORMERS"},{"$f":"IFERROR('Historical scenario - input'!C33,\"\")","v":"pole mounted ; < = 22 kv ; > 600 kva ; multiple phase"},{"$f":"IFERROR(repcalc('Historical scenario - input'!$CV33:$GH33,'Historical scenario - input'!$G33,'Historical scenario - input'!$E33,'Historical scenario - input'!$F33,20,TRUE,TRUE),\"\")","v":1.5503403780831793},1.7477010289297907,1.9534429081919049,2.1682056859462353,2.3936840133488184,2.6326453152901133,2.8887939781314986,3.1664734322494468,3.4702197610653176,3.8042040598237792,4.1716223500135765,4.574107705886175,5.0112459564180902,5.4802714200377309,5.9760016836195913,6.4910415148378293,7.0162488193577586,7.5414152874859575,8.0560774921994813,8.5503474689268231,{"$f":"IFERROR(IF(OR(D48=\"\",'Historical scenario - input'!$D33=\"\"),\"\",D48/'Historical scenario - input'!$D33),\"\")","v":9.3356552206151924E-2},{"$f":"IFERROR(IF(OR(E48=\"\",'Historical scenario - input'!$D33=\"\"),\"\",E48/'Historical scenario - input'!$D33),\"\")","v":0.10524098104814733},{"$f":"IFERROR(IF(OR(F48=\"\",'Historical scenario - input'!$D33=\"\"),\"\",F48/'Historical scenario - input'!$D33),\"\")","v":0.11763010073041549},{"$f":"IFERROR(IF(OR(G48=\"\",'Historical scenario - input'!$D33=\"\"),\"\",G48/'Historical scenario - input'!$D33),\"\")","v":0.13056243014452087},{"$f":"IFERROR(IF(OR(H48=\"\",'Historical scenario - input'!$D33=\"\"),\"\",H48/'Historical scenario - input'!$D33),\"\")","v":0.14414001577738741},{"$f":"IFERROR(IF(OR(I48=\"\",'Historical scenario - input'!$D33=\"\"),\"\",I48/'Historical scenario - input'!$D33),\"\")","v":0.15852950312823264},{"$f":"IFERROR(IF(OR(J48=\"\",'Historical scenario - input'!$D33=\"\"),\"\",J48/'Historical scenario - input'!$D33),\"\")","v":0.17395395852728102},{"$f":"IFERROR(IF(OR(K48=\"\",'Historical scenario - input'!$D33=\"\"),\"\",K48/'Historical scenario - input'!$D33),\"\")","v":0.19067492949688777},{"$f":"IFERROR(IF(OR(L48=\"\",'Historical scenario - input'!$D33=\"\"),\"\",L48/'Historical scenario - input'!$D33),\"\")","v":0.20896556451123585},{"$f":"IFERROR(IF(OR(M48=\"\",'Historical scenario - input'!$D33=\"\"),\"\",M48/'Historical scenario - input'!$D33),\"\")","v":0.22907703362076742},{"$f":"IFERROR(IF(OR(N48=\"\",'Historical scenario - input'!$D33=\"\"),\"\",N48/'Historical scenario - input'!$D33),\"\")","v":0.25120179104468754},{"$f":"IFERROR(IF(OR(O48=\"\",'Historical scenario - input'!$D33=\"\"),\"\",O48/'Historical scenario - input'!$D33),\"\")","v":0.27543817530514825},{"$f":"IFERROR(IF(OR(P48=\"\",'Historical scenario - input'!$D33=\"\"),\"\",P48/'Historical scenario - input'!$D33),\"\")","v":0.3017612463442611},{"$f":"IFERROR(IF(OR(Q48=\"\",'Historical scenario - input'!$D33=\"\"),\"\",Q48/'Historical scenario - input'!$D33),\"\")","v":0.33000446363990993},{"$f":"IFERROR(IF(OR(R48=\"\",'Historical scenario - input'!$D33=\"\"),\"\",R48/'Historical scenario - input'!$D33),\"\")","v":0.35985575880482656},{"$f":"IFERROR(IF(OR(S48=\"\",'Historical scenario - input'!$D33=\"\"),\"\",S48/'Historical scenario - input'!$D33),\"\")","v":0.3908698145380724},{"$f":"IFERROR(IF(OR(T48=\"\",'Historical scenario - input'!$D33=\"\"),\"\",T48/'Historical scenario - input'!$D33),\"\")","v":0.42249612308077389},{"$f":"IFERROR(IF(OR(U48=\"\",'Historical scenario - input'!$D33=\"\"),\"\",U48/'Historical scenario - input'!$D33),\"\")","v":0.45411997258622755},{"$f":"IFERROR(IF(OR(V48=\"\",'Historical scenario - input'!$D33=\"\"),\"\",V48/'Historical scenario - input'!$D33),\"\")","v":0.48511128885593352},{"$f":"IFERROR(IF(OR(W48=\"\",'Historical scenario - input'!$D33=\"\"),\"\",W48/'Historical scenario - input'!$D33),\"\")","v":0.51487465020457535}]
[{"$f":"IFERROR('Historical scenario - input'!A34,\"\")","v":0},{"$f":"IFERROR('Historical scenario - input'!B34,\"\")","v":"TRANSFORMERS"},{"$f":"IFERROR('Historical scenario - input'!C34,\"\")","v":"pole mounted ; > = 22 kv & < = 33 kv ; < = 60kva"},{"$f":"IFERROR(repcalc('Historical scenario - input'!$CV34:$GH34,'Historical scenario - input'!$G34,'Historical scenario - input'!$E34,'Historical scenario - input'!$F34,20,TRUE,TRUE),\"\")","v":715.01460472251858},631.78760313475743,563.78637720750646,509.22837381906788,466.37835969417358,433.58281952143039,409.28780476392251,392.04768104140686,380.5298048606499,373.5179649301441,369.91575842419041,368.75001530456939,369.17385468315871,370.46880070502795,372.04543546643737,373.44218844021151,374.32197152755242,374.46643334936255,373.76763414687838,372.21696798184638,{"$f":"IFERROR(IF(OR(D49=\"\",'Historical scenario - input'!$D34=\"\"),\"\",D49/'Historical scenario - input'!$D34),\"\")","v":54.164020157561517},{"$f":"IFERROR(IF(OR(E49=\"\",'Historical scenario - input'!$D34=\"\"),\"\",E49/'Historical scenario - input'!$D34),\"\")","v":47.859381116793507},{"$f":"IFERROR(IF(OR(F49=\"\",'Historical scenario - input'!$D34=\"\"),\"\",F49/'Historical scenario - input'!$D34),\"\")","v":42.708130012920051},{"$f":"IFERROR(IF(OR(G49=\"\",'Historical scenario - input'!$D34=\"\"),\"\",G49/'Historical scenario - input'!$D34),\"\")","v":38.575234298944387},{"$f":"IFERROR(IF(OR(H49=\"\",'Historical scenario - input'!$D34=\"\"),\"\",H49/'Historical scenario - input'!$D34),\"\")","v":35.329246016350815},{"$f":"IFERROR(IF(OR(I49=\"\",'Historical scenario - input'!$D34=\"\"),\"\",I49/'Historical scenario - input'!$D34),\"\")","v":32.844907532546088},{"$f":"IFERROR(IF(OR(J49=\"\",'Historical scenario - input'!$D34=\"\"),\"\",J49/'Historical scenario - input'!$D34),\"\")","v":31.004503629797011},{"$f":"IFERROR(IF(OR(K49=\"\",'Historical scenario - input'!$D34=\"\"),\"\",K49/'Historical scenario - input'!$D34),\"\")","v":29.698524139787043},{"$f":"IFERROR(IF(OR(L49=\"\",'Historical scenario - input'!$D34=\"\"),\"\",L49/'Historical scenario - input'!$D34),\"\")","v":28.826018216822124},{"$f":"IFERROR(IF(OR(M49=\"\",'Historical scenario - input'!$D34=\"\"),\"\",M49/'Historical scenario - input'!$D34),\"\")","v":28.294855025428436},{"$f":"IFERROR(IF(OR(N49=\"\",'Historical scenario - input'!$D34=\"\"),\"\",N49/'Historical scenario - input'!$D34),\"\")","v":28.021979500213263},{"$f":"IFERROR(IF(OR(O49=\"\",'Historical scenario - input'!$D34=\"\"),\"\",O49/'Historical scenario - input'!$D34),\"\")","v":27.933671746200051},{"$f":"IFERROR(IF(OR(P49=\"\",'Historical scenario - input'!$D34=\"\"),\"\",P49/'Historical scenario - input'!$D34),\"\")","v":27.965778565408854},{"$f":"IFERROR(IF(OR(Q49=\"\",'Historical scenario - input'!$D34=\"\"),\"\",Q49/'Historical scenario - input'!$D34),\"\")","v":28.063873739924485},{"$f":"IFERROR(IF(OR(R49=\"\",'Historical scenario - input'!$D34=\"\"),\"\",R49/'Historical scenario - input'!$D34),\"\")","v":28.183307491954253},{"$f":"IFERROR(IF(OR(S49=\"\",'Historical scenario - input'!$D34=\"\"),\"\",S49/'Historical scenario - input'!$D34),\"\")","v":28.289114779982999},{"$f":"IFERROR(IF(OR(T49=\"\",'Historical scenario - input'!$D34=\"\"),\"\",T49/'Historical scenario - input'!$D34),\"\")","v":28.355760396117663},{"$f":"IFERROR(IF(OR(U49=\"\",'Historical scenario - input'!$D34=\"\"),\"\",U49/'Historical scenario - input'!$D34),\"\")","v":28.366703715284629},{"$f":"IFERROR(IF(OR(V49=\"\",'Historical scenario - input'!$D34=\"\"),\"\",V49/'Historical scenario - input'!$D34),\"\")","v":28.313768049580112},{"$f":"IFERROR(IF(OR(W49=\"\",'Historical scenario - input'!$D34=\"\"),\"\",W49/'Historical scenario - input'!$D34),\"\")","v":28.196301479155249}]
[{"$f":"IFERROR('Historical scenario - input'!A35,\"\")","v":0},{"$f":"IFERROR('Historical scenario - input'!B35,\"\")","v":"TRANSFORMERS"},{"$f":"IFERROR('Historical scenario - input'!C35,\"\")","v":"pole mounted ; > = 22 kv & < = 33 kv ; > 60 kva and < = 600 kva"},{"$f":"IFERROR(repcalc('Historical scenario - input'!$CV35:$GH35,'Historical scenario - input'!$G35,'Historical scenario - input'!$E35,'Historical scenario - input'!$F35,20,TRUE,TRUE),\"\")","v":605.86675715278272},531.50709934313181,473.39345475046758,429.28320061207756,397.08328166080724,374.88095773284397,360.95916192466012,353.79973083842714,352.07699836432329,354.64405896306579,360.51417878103695,368.84008089740962,378.89389998749635,390.0503204322236,401.77472125574133,413.61710871954301,425.21138005343334,436.27825127358597,446.62923675077491,456.16859161258657,{"$f":"IFERROR(IF(OR(D50=\"\",'Historical scenario - input'!$D35=\"\"),\"\",D50/'Historical scenario - input'!$D35),\"\")","v":18.313462095844709},{"$f":"IFERROR(IF(OR(E50=\"\",'Historical scenario - input'!$D35=\"\"),\"\",E50/'Historical scenario - input'!$D35),\"\")","v":16.065801601717908},{"$f":"IFERROR(IF(OR(F50=\"\",'Historical scenario - input'!$D35=\"\"),\"\",F50/'Historical scenario - input'!$D35),\"\")","v":14.309207408465662},{"$f":"IFERROR(IF(OR(G50=\"\",'Historical scenario - input'!$D35=\"\"),\"\",G50/'Historical scenario - input'!$D35),\"\")","v":12.975892025727516},{"$f":"IFERROR(IF(OR(H50=\"\",'Historical scenario - input'!$D35=\"\"),\"\",H50/'Historical scenario - input'!$D35),\"\")","v":12.002588921964955},{"$f":"IFERROR(IF(OR(I50=\"\",'Historical scenario - input'!$D35=\"\"),\"\",I50/'Historical scenario - input'!$D35),\"\")","v":11.331481928729001},{"$f":"IFERROR(IF(OR(J50=\"\",'Historical scenario - input'!$D35=\"\"),\"\",J50/'Historical scenario - input'!$D35),\"\")","v":10.91066946983555},{"$f":"IFERROR(IF(OR(K50=\"\",'Historical scenario - input'!$D35=\"\"),\"\",K50/'Historical scenario - input'!$D35),\"\")","v":10.694262201607634},{"$f":"IFERROR(IF(OR(L50=\"\",'Historical scenario - input'!$D35=\"\"),\"\",L50/'Historical scenario - input'!$D35),\"\")","v":10.642189372898489},{"$f":"IFERROR(IF(OR(M50=\"\",'Historical scenario - input'!$D35=\"\"),\"\",M50/'Historical scenario - input'!$D35),\"\")","v":10.719783606973543},{"$f":"IFERROR(IF(OR(N50=\"\",'Historical scenario - input'!$D35=\"\"),\"\",N50/'Historical scenario - input'!$D35),\"\")","v":10.897219017507831},{"$f":"IFERROR(IF(OR(O50=\"\",'Historical scenario - input'!$D35=\"\"),\"\",O50/'Historical scenario - input'!$D35),\"\")","v":11.148885066225295},{"$f":"IFERROR(IF(OR(P50=\"\",'Historical scenario - input'!$D35=\"\"),\"\",P50/'Historical scenario - input'!$D35),\"\")","v":11.452780654902318},{"$f":"IFERROR(IF(OR(Q50=\"\",'Historical scenario - input'!$D35=\"\"),\"\",Q50/'Historical scenario - input'!$D35),\"\")","v":11.790004443016999},{"$f":"IFERROR(IF(OR(R50=\"\",'Historical scenario - input'!$D35=\"\"),\"\",R50/'Historical scenario - input'!$D35),\"\")","v":12.144396506194411},{"$f":"IFERROR(IF(OR(S50=\"\",'Historical scenario - input'!$D35=\"\"),\"\",S50/'Historical scenario - input'!$D35),\"\")","v":12.502354937453825},{"$f":"IFERROR(IF(OR(T50=\"\",'Historical scenario - input'!$D35=\"\"),\"\",T50/'Historical scenario - input'!$D35),\"\")","v":12.85281359209263},{"$f":"IFERROR(IF(OR(U50=\"\",'Historical scenario - input'!$D35=\"\"),\"\",U50/'Historical scenario - input'!$D35),\"\")","v":13.187330586493019},{"$f":"IFERROR(IF(OR(V50=\"\",'Historical scenario - input'!$D35=\"\"),\"\",V50/'Historical scenario - input'!$D35),\"\")","v":13.500208588055559},{"$f":"IFERROR(IF(OR(W50=\"\",'Historical scenario - input'!$D35=\"\"),\"\",W50/'Historical scenario - input'!$D35),\"\")","v":13.788553527958815}]
[{"$f":"IFERROR('Historical scenario - input'!A36,\"\")","v":6},{"$f":"IFERROR('Historical scenario - input'!B36,\"\")","v":"UNDERGROUND CABLES"},{"$f":"IFERROR('Historical scenario - input'!C36,\"\")","v":"˂ = 1 kv"},{"$f":"IFERROR(repcalc('Historical scenario - input'!$CV36:$GH36,'Historical scenario - input'!$G36,'Historical scenario - input'!$E36,'Historical scenario - input'!$F36,20,TRUE,TRUE),\"\")","v":420.15868592731158},518.49391722302812,637.99568877275124,783.35673038029211,960.33289203339837,1175.8975691860671,1438.3704153383324,1757.5014580926941,2144.4909670865673,2611.9267011798984,3173.6238077287198,3844.3587223856771,4639.4966666643004,5574.5221569616724,6664.4923893691921,7923.443262779233,9363.7858355655972,10995.735906996475,12826.820132810464,14861.497999935196,{"$f":"IFERROR(IF(OR(D51=\"\",'Historical scenario - input'!$D36=\"\"),\"\",D51/'Historical scenario - input'!$D36),\"\")","v":1.3391537372388564},{"$f":"IFERROR(IF(OR(E51=\"\",'Historical scenario - input'!$D36=\"\"),\"\",E51/'Historical scenario - input'!$D36),\"\")","v":1.6525733972448575},{"$f":"IFERROR(IF(OR(F51=\"\",'Historical scenario - input'!$D36=\"\"),\"\",F51/'Historical scenario - input'!$D36),\"\")","v":2.0334562620707475},{"$f":"IFERROR(IF(OR(G51=\"\",'Historical scenario - input'!$D36=\"\"),\"\",G51/'Historical scenario - input'!$D36),\"\")","v":2.496759267905424},{"$f":"IFERROR(IF(OR(H51=\"\",'Historical scenario - input'!$D36=\"\"),\"\",H51/'Historical scenario - input'!$D36),\"\")","v":3.0608277882476322},{"$f":"IFERROR(IF(OR(I51=\"\",'Historical scenario - input'!$D36=\"\"),\"\",I51/'Historical scenario - input'!$D36),\"\")","v":3.7478878269769642},{"$f":"IFERROR(IF(OR(J51=\"\",'Historical scenario - input'!$D36=\"\"),\"\",J51/'Historical scenario - input'!$D36),\"\")","v":4.584456258432251},{"$f":"IFERROR(IF(OR(K51=\"\",'Historical scenario - input'!$D36=\"\"),\"\",K51/'Historical scenario - input'!$D36),\"\")","v":5.6016089269061142},{"$f":"IFERROR(IF(OR(L51=\"\",'Historical scenario - input'!$D36=\"\"),\"\",L51/'Historical scenario - input'!$D36),\"\")","v":6.8350439708528947},{"$f":"IFERROR(IF(OR(M51=\"\",'Historical scenario - input'!$D36=\"\"),\"\",M51/'Historical scenario - input'!$D36),\"\")","v":8.3248818135444687},{"$f":"IFERROR(IF(OR(N51=\"\",'Historical scenario - input'!$D36=\"\"),\"\",N51/'Historical scenario - input'!$D36),\"\")","v":10.11515488089988},{"$f":"IFERROR(IF(OR(O51=\"\",'Historical scenario - input'!$D36=\"\"),\"\",O51/'Historical scenario - input'!$D36),\"\")","v":12.252959471746404},{"$f":"IFERROR(IF(OR(P51=\"\",'Historical scenario - input'!$D36=\"\"),\"\",P51/'Historical scenario - input'!$D36),\"\")","v":14.787268496802129},{"$f":"IFERROR(IF(OR(Q51=\"\",'Historical scenario - input'!$D36=\"\"),\"\",Q51/'Historical scenario - input'!$D36),\"\")","v":17.767435090244742},{"$f":"IFERROR(IF(OR(R51=\"\",'Historical scenario - input'!$D36=\"\"),\"\",R51/'Historical scenario - input'!$D36),\"\")","v":21.241450406591564},{"$f":"IFERROR(IF(OR(S51=\"\",'Historical scenario - input'!$D36=\"\"),\"\",S51/'Historical scenario - input'!$D36),\"\")","v":25.254050463653929},{"$f":"IFERROR(IF(OR(T51=\"\",'Historical scenario - input'!$D36=\"\"),\"\",T51/'Historical scenario - input'!$D36),\"\")","v":29.844792494832081},{"$f":"IFERROR(IF(OR(U51=\"\",'Historical scenario - input'!$D36=\"\"),\"\",U51/'Historical scenario - input'!$D36),\"\")","v":35.046236878447566},{"$f":"IFERROR(IF(OR(V51=\"\",'Historical scenario - input'!$D36=\"\"),\"\",V51/'Historical scenario - input'!$D36),\"\")","v":40.882373001127043},{"$f":"IFERROR(IF(OR(W51=\"\",'Historical scenario - input'!$D36=\"\"),\"\",W51/'Historical scenario - input'!$D36),\"\")","v":47.367414394056041}]
[{"$f":"IFERROR('Historical scenario - input'!A37,\"\")","v":6},{"$f":"IFERROR('Historical scenario - input'!B37,\"\")","v":"UNDERGROUND CABLES"},{"$f":"IFERROR('Historical scenario - input'!C37,\"\")","v":"> 1 kv & < = 11 kv"},{"$f":"IFERROR(repcalc('Historical scenario - input'!$CV37:$GH37,'Historical scenario - input'!$G37,'Historical scenario - input'!$E37,'Historical scenario - input'!$F37,20,TRUE,TRUE),\"\")","v":1284.1263665827771},1560.8087434161448,1886.7367298995362,2269.5293844078374,2717.8538794632727,3241.4329950968449,3850.9765271229785,4558.0213605820109,5374.6722330414832,6313.2450222133457,7385.8256658969503,8603.7690374067315,9977.1714826748721,11514.356535860936,13221.414190643231,15101.829313297774,17156.224551426676,19382.22863514756,21774.464422358233,24324.6351862581,{"$f":"IFERROR(IF(OR(D52=\"\",'Historical scenario - input'!$D37=\"\"),\"\",D52/'Historical scenario - input'!$D37),\"\")","v":1.5438703688381215},{"$f":"IFERROR(IF(OR(E52=\"\",'Historical scenario - input'!$D37=\"\"),\"\",E52/'Historical scenario - input'!$D37),\"\")","v":1.8765181006259757},{"$f":"IFERROR(IF(OR(F52=\"\",'Historical scenario - input'!$D37=\"\"),\"\",F52/'Historical scenario - input'!$D37),\"\")","v":2.268372495801922},{"$f":"IFERROR(IF(OR(G52=\"\",'Historical scenario - input'!$D37=\"\"),\"\",G52/'Historical scenario - input'!$D37),\"\")","v":2.7285937419997812},{"$f":"IFERROR(IF(OR(H52=\"\",'Historical scenario - input'!$D37=\"\"),\"\",H52/'Historical scenario - input'!$D37),\"\")","v":3.2676021461199394},{"$f":"IFERROR(IF(OR(I52=\"\",'Historical scenario - input'!$D37=\"\"),\"\",I52/'Historical scenario - input'!$D37),\"\")","v":3.897087143394959},{"$f":"IFERROR(IF(OR(J52=\"\",'Historical scenario - input'!$D37=\"\"),\"\",J52/'Historical scenario - input'!$D37),\"\")","v":4.6299248314149848},{"$f":"IFERROR(IF(OR(K52=\"\",'Historical scenario - input'!$D37=\"\"),\"\",K52/'Historical scenario - input'!$D37),\"\")","v":5.479985694756909},{"$f":"IFERROR(IF(OR(L52=\"\",'Historical scenario - input'!$D37=\"\"),\"\",L52/'Historical scenario - input'!$D37),\"\")","v":6.4618229317191371},{"$f":"IFERROR(IF(OR(M52=\"\",'Historical scenario - input'!$D37=\"\"),\"\",M52/'Historical scenario - input'!$D37),\"\")","v":7.5902435886800665},{"$f":"IFERROR(IF(OR(N52=\"\",'Historical scenario - input'!$D37=\"\"),\"\",N52/'Historical scenario - input'!$D37),\"\")","v":8.8797782614857219},{"$f":"IFERROR(IF(OR(O52=\"\",'Historical scenario - input'!$D37=\"\"),\"\",O52/'Historical scenario - input'!$D37),\"\")","v":10.344078606942059},{"$f":"IFERROR(IF(OR(P52=\"\",'Historical scenario - input'!$D37=\"\"),\"\",P52/'Historical scenario - input'!$D37),\"\")","v":11.995283188452083},{"$f":"IFERROR(IF(OR(Q52=\"\",'Historical scenario - input'!$D37=\"\"),\"\",Q52/'Historical scenario - input'!$D37),\"\")","v":13.843399165815152},{"$f":"IFERROR(IF(OR(R52=\"\",'Historical scenario - input'!$D37=\"\"),\"\",R52/'Historical scenario - input'!$D37),\"\")","v":15.895748373572651},{"$f":"IFERROR(IF(OR(S52=\"\",'Historical scenario - input'!$D37=\"\"),\"\",S52/'Historical scenario - input'!$D37),\"\")","v":18.156520572111813},{"$f":"IFERROR(IF(OR(T52=\"\",'Historical scenario - input'!$D37=\"\"),\"\",T52/'Historical scenario - input'!$D37),\"\")","v":20.626464353789387},{"$f":"IFERROR(IF(OR(U52=\"\",'Historical scenario - input'!$D37=\"\"),\"\",U52/'Historical scenario - input'!$D37),\"\")","v":23.302728805016816},{"$f":"IFERROR(IF(OR(V52=\"\",'Historical scenario - input'!$D37=\"\"),\"\",V52/'Historical scenario - input'!$D37),\"\")","v":26.178849133405556},{"$f":"IFERROR(IF(OR(W52=\"\",'Historical scenario - input'!$D37=\"\"),\"\",W52/'Historical scenario - input'!$D37),\"\")","v":29.244850408918253}]
[{"$f":"IFERROR('Historical scenario - input'!A38,\"\")","v":6},{"$f":"IFERROR('Historical scenario - input'!B38,\"\")","v":"UNDERGROUND CABLES"},{"$f":"IFERROR('Historical scenario - input'!C38,\"\")","v":"> 11 kv & < = 22 kv"},{"$f":"IFERROR(repcalc('Historical scenario - input'!$CV38:$GH38,'Historical scenario - input'!$G38,'Historical scenario - input'!$E38,'Historical scenario - input'!$F38,20,TRUE,TRUE),\"\")","v":29.322150696317649},36.733966820047208,45.546806194329527,55.898499002333857,67.909845145760173,81.677189620964043,97.265540734083018,114.70300015792155,133.9773053022144,155.03521636240504,177.78529620383753,202.10432934725333,227.84722433755422,254.85977997923939,282.9932271203246,312.11905302610825,342.14234668353356,373.01183304639312,404.72493319144837,437.32660501699377,{"$f":"IFERROR(IF(OR(D53=\"\",'Historical scenario - input'!$D38=\"\"),\"\",D53/'Historical scenario - input'!$D38),\"\")","v":3.5253228022347247E-2},{"$f":"IFERROR(IF(OR(E53=\"\",'Historical scenario - input'!$D38=\"\"),\"\",E53/'Historical scenario - input'!$D38),\"\")","v":4.4164253907715251E-2},{"$f":"IFERROR(IF(OR(F53=\"\",'Historical scenario - input'!$D38=\"\"),\"\",F53/'Historical scenario - input'!$D38),\"\")","v":5.4759692121083094E-2},{"$f":"IFERROR(IF(OR(G53=\"\",'Historical scenario - input'!$D38=\"\"),\"\",G53/'Historical scenario - input'!$D38),\"\")","v":6.7205252160568801E-2},{"$f":"IFERROR(IF(OR(H53=\"\",'Historical scenario - input'!$D38=\"\"),\"\",H53/'Historical scenario - input'!$D38),\"\")","v":8.1646168477894923E-2},{"$f":"IFERROR(IF(OR(I53=\"\",'Historical scenario - input'!$D38=\"\"),\"\",I53/'Historical scenario - input'!$D38),\"\")","v":9.8198274054090443E-2},{"$f":"IFERROR(IF(OR(J53=\"\",'Historical scenario - input'!$D38=\"\"),\"\",J53/'Historical scenario - input'!$D38),\"\")","v":0.11693972661582924},{"$f":"IFERROR(IF(OR(K53=\"\",'Historical scenario - input'!$D38=\"\"),\"\",K53/'Historical scenario - input'!$D38),\"\")","v":0.13790431204360301},{"$f":"IFERROR(IF(OR(L53=\"\",'Historical scenario - input'!$D38=\"\"),\"\",L53/'Historical scenario - input'!$D38),\"\")","v":0.16107728735708804},{"$f":"IFERROR(IF(OR(M53=\"\",'Historical scenario - input'!$D38=\"\"),\"\",M53/'Historical scenario - input'!$D38),\"\")","v":0.18639464378048423},{"$f":"IFERROR(IF(OR(N53=\"\",'Historical scenario - input'!$D38=\"\"),\"\",N53/'Historical scenario - input'!$D38),\"\")","v":0.21374644892202671},{"$f":"IFERROR(IF(OR(O53=\"\",'Historical scenario - input'!$D38=\"\"),\"\",O53/'Historical scenario - input'!$D38),\"\")","v":0.24298456414648473},{"$f":"IFERROR(IF(OR(P53=\"\",'Historical scenario - input'!$D38=\"\"),\"\",P53/'Historical scenario - input'!$D38),\"\")","v":0.273934549925065},{"$f":"IFERROR(IF(OR(Q53=\"\",'Historical scenario - input'!$D38=\"\"),\"\",Q53/'Historical scenario - input'!$D38),\"\")","v":0.30641101433469164},{"$f":"IFERROR(IF(OR(R53=\"\",'Historical scenario - input'!$D38=\"\"),\"\",R53/'Historical scenario - input'!$D38),\"\")","v":0.34023509625116177},{"$f":"IFERROR(IF(OR(S53=\"\",'Historical scenario - input'!$D38=\"\"),\"\",S53/'Historical scenario - input'!$D38),\"\")","v":0.3752522882924238},{"$f":"IFERROR(IF(OR(T53=\"\",'Historical scenario - input'!$D38=\"\"),\"\",T53/'Historical scenario - input'!$D38),\"\")","v":0.41134848151675046},{"$f":"IFERROR(IF(OR(U53=\"\",'Historical scenario - input'!$D38=\"\"),\"\",U53/'Historical scenario - input'!$D38),\"\")","v":0.44846202932411822},{"$f":"IFERROR(IF(OR(V53=\"\",'Historical scenario - input'!$D38=\"\"),\"\",V53/'Historical scenario - input'!$D38),\"\")","v":0.4865898311449296},{"$f":"IFERROR(IF(OR(W53=\"\",'Historical scenario - input'!$D38=\"\"),\"\",W53/'Historical scenario - input'!$D38),\"\")","v":0.5257859386432796}]
[{"$f":"IFERROR('Historical scenario - input'!A39,\"\")","v":6},{"$f":"IFERROR('Historical scenario - input'!B39,\"\")","v":"UNDERGROUND CABLES"},{"$f":"IFERROR('Historical scenario - input'!C39,\"\")","v":"> 22 kv & < = 33 kv"},{"$f":"IFERROR(repcalc('Historical scenario - input'!$CV39:$GH39,'Historical scenario - input'!$G39,'Historical scenario - input'!$E39,'Historical scenario - input'!$F39,20,TRUE,TRUE),\"\")","v":1484.3713730346369},1505.7301165552838,1508.791819586145,1494.4340579982816,1464.3259064456452,1420.7916229097909,1366.6302481829387,1304.9106868001077,1238.7637407881246,1171.1916729622983,1104.912383118374,1042.2497694229046,985.07517943118887,934.79802854463219,892.39765503102933,858.48409732361108,833.37324533783305,817.16191003314123,809.79059700421897,811.08567522456758,{"$f":"IFERROR(IF(OR(D54=\"\",'Historical scenario - input'!$D39=\"\"),\"\",D54/'Historical scenario - input'!$D39),\"\")","v":2.0423623070359453},{"$f":"IFERROR(IF(OR(E54=\"\",'Historical scenario - input'!$D39=\"\"),\"\",E54/'Historical scenario - input'!$D39),\"\")","v":2.0717500286564694},{"$f":"IFERROR(IF(OR(F54=\"\",'Historical scenario - input'!$D39=\"\"),\"\",F54/'Historical scenario - input'!$D39),\"\")","v":2.0759626583117998},{"$f":"IFERROR(IF(OR(G54=\"\",'Historical scenario - input'!$D39=\"\"),\"\",G54/'Historical scenario - input'!$D39),\"\")","v":2.0562076619455523},{"$f":"IFERROR(IF(OR(H54=\"\",'Historical scenario - input'!$D39=\"\"),\"\",H54/'Historical scenario - input'!$D39),\"\")","v":2.0147815370668991},{"$f":"IFERROR(IF(OR(I54=\"\",'Historical scenario - input'!$D39=\"\"),\"\",I54/'Historical scenario - input'!$D39),\"\")","v":1.9548822548706444},{"$f":"IFERROR(IF(OR(J54=\"\",'Historical scenario - input'!$D39=\"\"),\"\",J54/'Historical scenario - input'!$D39),\"\")","v":1.880361045253655},{"$f":"IFERROR(IF(OR(K54=\"\",'Historical scenario - input'!$D39=\"\"),\"\",K54/'Historical scenario - input'!$D39),\"\")","v":1.7954404464971712},{"$f":"IFERROR(IF(OR(L54=\"\",'Historical scenario - input'!$D39=\"\"),\"\",L54/'Historical scenario - input'!$D39),\"\")","v":1.7044281622975461},{"$f":"IFERROR(IF(OR(M54=\"\",'Historical scenario - input'!$D39=\"\"),\"\",M54/'Historical scenario - input'!$D39),\"\")","v":1.6114550378874437},{"$f":"IFERROR(IF(OR(N54=\"\",'Historical scenario - input'!$D39=\"\"),\"\",N54/'Historical scenario - input'!$D39),\"\")","v":1.5202606604065581},{"$f":"IFERROR(IF(OR(O54=\"\",'Historical scenario - input'!$D39=\"\"),\"\",O54/'Historical scenario - input'!$D39),\"\")","v":1.4340425059764168},{"$f":"IFERROR(IF(OR(P54=\"\",'Historical scenario - input'!$D39=\"\"),\"\",P54/'Historical scenario - input'!$D39),\"\")","v":1.3553753815353218},{"$f":"IFERROR(IF(OR(Q54=\"\",'Historical scenario - input'!$D39=\"\"),\"\",Q54/'Historical scenario - input'!$D39),\"\")","v":1.2861985166743837},{"$f":"IFERROR(IF(OR(R54=\"\",'Historical scenario - input'!$D39=\"\"),\"\",R54/'Historical scenario - input'!$D39),\"\")","v":1.2278593932976039},{"$f":"IFERROR(IF(OR(S54=\"\",'Historical scenario - input'!$D39=\"\"),\"\",S54/'Historical scenario - input'!$D39),\"\")","v":1.1811973697518945},{"$f":"IFERROR(IF(OR(T54=\"\",'Historical scenario - input'!$D39=\"\"),\"\",T54/'Historical scenario - input'!$D39),\"\")","v":1.1466470823204788},{"$f":"IFERROR(IF(OR(U54=\"\",'Historical scenario - input'!$D39=\"\"),\"\",U54/'Historical scenario - input'!$D39),\"\")","v":1.1243417342286903},{"$f":"IFERROR(IF(OR(V54=\"\",'Historical scenario - input'!$D39=\"\"),\"\",V54/'Historical scenario - input'!$D39),\"\")","v":1.1141994664935913},{"$f":"IFERROR(IF(OR(W54=\"\",'Historical scenario - input'!$D39=\"\"),\"\",W54/'Historical scenario - input'!$D39),\"\")","v":1.1159813783452701}]
[{"$f":"IFERROR('Historical scenario - input'!A40,\"\")","v":6},{"$f":"IFERROR('Historical scenario - input'!B40,\"\")","v":"UNDERGROUND CABLES"},{"$f":"IFERROR('Historical scenario - input'!C40,\"\")","v":"> 33 kv & < = 66 kv"},{"$f":"IFERROR(repcalc('Historical scenario - input'!$CV40:$GH40,'Historical scenario - input'!$G40,'Historical scenario - input'!$E40,'Historical scenario - input'!$F40,20,TRUE,TRUE),\"\")","v":284.23444040867838},331.33870416919729,381.7272482733228,434.63040947499582,489.0744216191494,543.90344876219103,597.81672164363215,649.42020870568399,697.29092193234237,740.05060440567331,776.44430382547193,805.41834678267014,826.19162970912816,838.31404980510899,841.70638950030002,836.67706306180753,823.91278967472226,804.44235905344931,779.57502290737216,750.81744662891344,{"$f":"IFERROR(IF(OR(D55=\"\",'Historical scenario - input'!$D40=\"\"),\"\",D55/'Historical scenario - input'!$D40),\"\")","v":0.39108117954696869},{"$f":"IFERROR(IF(OR(E55=\"\",'Historical scenario - input'!$D40=\"\"),\"\",E55/'Historical scenario - input'!$D40),\"\")","v":0.4558924353774314},{"$f":"IFERROR(IF(OR(F55=\"\",'Historical scenario - input'!$D40=\"\"),\"\",F55/'Historical scenario - input'!$D40),\"\")","v":0.52522256734723116},{"$f":"IFERROR(IF(OR(G55=\"\",'Historical scenario - input'!$D40=\"\"),\"\",G55/'Historical scenario - input'!$D40),\"\")","v":0.59801258763740428},{"$f":"IFERROR(IF(OR(H55=\"\",'Historical scenario - input'!$D40=\"\"),\"\",H55/'Historical scenario - input'!$D40),\"\")","v":0.67292268107291808},{"$f":"IFERROR(IF(OR(I55=\"\",'Historical scenario - input'!$D40=\"\"),\"\",I55/'Historical scenario - input'!$D40),\"\")","v":0.74836252072670129},{"$f":"IFERROR(IF(OR(J55=\"\",'Historical scenario - input'!$D40=\"\"),\"\",J55/'Historical scenario - input'!$D40),\"\")","v":0.82254236438461936},{"$f":"IFERROR(IF(OR(K55=\"\",'Historical scenario - input'!$D40=\"\"),\"\",K55/'Historical scenario - input'!$D40),\"\")","v":0.89354414924906811},{"$f":"IFERROR(IF(OR(L55=\"\",'Historical scenario - input'!$D40=\"\"),\"\",L55/'Historical scenario - input'!$D40),\"\")","v":0.95940997102463588},{"$f":"IFERROR(IF(OR(M55=\"\",'Historical scenario - input'!$D40=\"\"),\"\",M55/'Historical scenario - input'!$D40),\"\")","v":1.0182434714079114},{"$f":"IFERROR(IF(OR(N55=\"\",'Historical scenario - input'!$D40=\"\"),\"\",N55/'Historical scenario - input'!$D40),\"\")","v":1.0683179482260912},{"$f":"IFERROR(IF(OR(O55=\"\",'Historical scenario - input'!$D40=\"\"),\"\",O55/'Historical scenario - input'!$D40),\"\")","v":1.1081836410663162},{"$f":"IFERROR(IF(OR(P55=\"\",'Historical scenario - input'!$D40=\"\"),\"\",P55/'Historical scenario - input'!$D40),\"\")","v":1.1367658212492004},{"$f":"IFERROR(IF(OR(Q55=\"\",'Historical scenario - input'!$D40=\"\"),\"\",Q55/'Historical scenario - input'!$D40),\"\")","v":1.1534451875613321},{"$f":"IFERROR(IF(OR(R55=\"\",'Historical scenario - input'!$D40=\"\"),\"\",R55/'Historical scenario - input'!$D40),\"\")","v":1.1581127437079826},{"$f":"IFERROR(IF(OR(S55=\"\",'Historical scenario - input'!$D40=\"\"),\"\",S55/'Historical scenario - input'!$D40),\"\")","v":1.1511928401485674},{"$f":"IFERROR(IF(OR(T55=\"\",'Historical scenario - input'!$D40=\"\"),\"\",T55/'Historical scenario - input'!$D40),\"\")","v":1.1336303410893265},{"$f":"IFERROR(IF(OR(U55=\"\",'Historical scenario - input'!$D40=\"\"),\"\",U55/'Historical scenario - input'!$D40),\"\")","v":1.1068407692038558},{"$f":"IFERROR(IF(OR(V55=\"\",'Historical scenario - input'!$D40=\"\"),\"\",V55/'Historical scenario - input'!$D40),\"\")","v":1.0726255377976412},{"$f":"IFERROR(IF(OR(W55=\"\",'Historical scenario - input'!$D40=\"\"),\"\",W55/'Historical scenario - input'!$D40),\"\")","v":1.0330576837553196}]
[{"$f":"IFERROR('Historical scenario - input'!A41,\"\")","v":""},{"$f":"IFERROR('Historical scenario - input'!B41,\"\")","v":0},{"$f":"IFERROR('Historical scenario - input'!C41,\"\")","v":0},{"$f":"IFERROR(repcalc('Historical scenario - input'!$CV41:$GH41,'Historical scenario - input'!$G41,'Historical scenario - input'!$E41,'Historical scenario - input'!$F41,20,TRUE,TRUE),\"\")","v":""},"","","","","","","","","","","","","","","","","","","",{"$f":"IFERROR(IF(OR(D56=\"\",'Historical scenario - input'!$D41=\"\"),\"\",D56/'Historical scenario - input'!$D41),\"\")","v":""},{"$f":"IFERROR(IF(OR(E56=\"\",'Historical scenario - input'!$D41=\"\"),\"\",E56/'Historical scenario - input'!$D41),\"\")","v":""},{"$f":"IFERROR(IF(OR(F56=\"\",'Historical scenario - input'!$D41=\"\"),\"\",F56/'Historical scenario - input'!$D41),\"\")","v":""},{"$f":"IFERROR(IF(OR(G56=\"\",'Historical scenario - input'!$D41=\"\"),\"\",G56/'Historical scenario - input'!$D41),\"\")","v":""},{"$f":"IFERROR(IF(OR(H56=\"\",'Historical scenario - input'!$D41=\"\"),\"\",H56/'Historical scenario - input'!$D41),\"\")","v":""},{"$f":"IFERROR(IF(OR(I56=\"\",'Historical scenario - input'!$D41=\"\"),\"\",I56/'Historical scenario - input'!$D41),\"\")","v":""},{"$f":"IFERROR(IF(OR(J56=\"\",'Historical scenario - input'!$D41=\"\"),\"\",J56/'Historical scenario - input'!$D41),\"\")","v":""},{"$f":"IFERROR(IF(OR(K56=\"\",'Historical scenario - input'!$D41=\"\"),\"\",K56/'Historical scenario - input'!$D41),\"\")","v":""},{"$f":"IFERROR(IF(OR(L56=\"\",'Historical scenario - input'!$D41=\"\"),\"\",L56/'Historical scenario - input'!$D41),\"\")","v":""},{"$f":"IFERROR(IF(OR(M56=\"\",'Historical scenario - input'!$D41=\"\"),\"\",M56/'Historical scenario - input'!$D41),\"\")","v":""},{"$f":"IFERROR(IF(OR(N56=\"\",'Historical scenario - input'!$D41=\"\"),\"\",N56/'Historical scenario - input'!$D41),\"\")","v":""},{"$f":"IFERROR(IF(OR(O56=\"\",'Historical scenario - input'!$D41=\"\"),\"\",O56/'Historical scenario - input'!$D41),\"\")","v":""},{"$f":"IFERROR(IF(OR(P56=\"\",'Historical scenario - input'!$D41=\"\"),\"\",P56/'Historical scenario - input'!$D41),\"\")","v":""},{"$f":"IFERROR(IF(OR(Q56=\"\",'Historical scenario - input'!$D41=\"\"),\"\",Q56/'Historical scenario - input'!$D41),\"\")","v":""},{"$f":"IFERROR(IF(OR(R56=\"\",'Historical scenario - input'!$D41=\"\"),\"\",R56/'Historical scenario - input'!$D41),\"\")","v":""},{"$f":"IFERROR(IF(OR(S56=\"\",'Historical scenario - input'!$D41=\"\"),\"\",S56/'Historical scenario - input'!$D41),\"\")","v":""},{"$f":"IFERROR(IF(OR(T56=\"\",'Historical scenario - input'!$D41=\"\"),\"\",T56/'Historical scenario - input'!$D41),\"\")","v":""},{"$f":"IFERROR(IF(OR(U56=\"\",'Historical scenario - input'!$D41=\"\"),\"\",U56/'Historical scenario - input'!$D41),\"\")","v":""},{"$f":"IFERROR(IF(OR(V56=\"\",'Historical scenario - input'!$D41=\"\"),\"\",V56/'Historical scenario - input'!$D41),\"\")","v":""},{"$f":"IFERROR(IF(OR(W56=\"\",'Historical scenario - input'!$D41=\"\"),\"\",W56/'Historical scenario - input'!$D41),\"\")","v":""}]
[{"$f":"IFERROR('Historical scenario - input'!A42,\"\")","v":""},{"$f":"IFERROR('Historical scenario - input'!B42,\"\")","v":0},{"$f":"IFERROR('Historical scenario - input'!C42,\"\")","v":0},{"$f":"IFERROR(repcalc('Historical scenario - input'!$CV42:$GH42,'Historical scenario - input'!$G42,'Historical scenario - input'!$E42,'Historical scenario - input'!$F42,20,TRUE,TRUE),\"\")","v":""},"","","","","","","","","","","","","","","","","","","",{"$f":"IFERROR(IF(OR(D57=\"\",'Historical scenario - input'!$D42=\"\"),\"\",D57/'Historical scenario - input'!$D42),\"\")","v":""},{"$f":"IFERROR(IF(OR(E57=\"\",'Historical scenario - input'!$D42=\"\"),\"\",E57/'Historical scenario - input'!$D42),\"\")","v":""},{"$f":"IFERROR(IF(OR(F57=\"\",'Historical scenario - input'!$D42=\"\"),\"\",F57/'Historical scenario - input'!$D42),\"\")","v":""},{"$f":"IFERROR(IF(OR(G57=\"\",'Historical scenario - input'!$D42=\"\"),\"\",G57/'Historical scenario - input'!$D42),\"\")","v":""},{"$f":"IFERROR(IF(OR(H57=\"\",'Historical scenario - input'!$D42=\"\"),\"\",H57/'Historical scenario - input'!$D42),\"\")","v":""},{"$f":"IFERROR(IF(OR(I57=\"\",'Historical scenario - input'!$D42=\"\"),\"\",I57/'Historical scenario - input'!$D42),\"\")","v":""},{"$f":"IFERROR(IF(OR(J57=\"\",'Historical scenario - input'!$D42=\"\"),\"\",J57/'Historical scenario - input'!$D42),\"\")","v":""},{"$f":"IFERROR(IF(OR(K57=\"\",'Historical scenario - input'!$D42=\"\"),\"\",K57/'Historical scenario - input'!$D42),\"\")","v":""},{"$f":"IFERROR(IF(OR(L57=\"\",'Historical scenario - input'!$D42=\"\"),\"\",L57/'Historical scenario - input'!$D42),\"\")","v":""},{"$f":"IFERROR(IF(OR(M57=\"\",'Historical scenario - input'!$D42=\"\"),\"\",M57/'Historical scenario - input'!$D42),\"\")","v":""},{"$f":"IFERROR(IF(OR(N57=\"\",'Historical scenario - input'!$D42=\"\"),\"\",N57/'Historical scenario - input'!$D42),\"\")","v":""},{"$f":"IFERROR(IF(OR(O57=\"\",'Historical scenario - input'!$D42=\"\"),\"\",O57/'Historical scenario - input'!$D42),\"\")","v":""},{"$f":"IFERROR(IF(OR(P57=\"\",'Historical scenario - input'!$D42=\"\"),\"\",P57/'Historical scenario - input'!$D42),\"\")","v":""},{"$f":"IFERROR(IF(OR(Q57=\"\",'Historical scenario - input'!$D42=\"\"),\"\",Q57/'Historical scenario - input'!$D42),\"\")","v":""},{"$f":"IFERROR(IF(OR(R57=\"\",'Historical scenario - input'!$D42=\"\"),\"\",R57/'Historical scenario - input'!$D42),\"\")","v":""},{"$f":"IFERROR(IF(OR(S57=\"\",'Historical scenario - input'!$D42=\"\"),\"\",S57/'Historical scenario - input'!$D42),\"\")","v":""},{"$f":"IFERROR(IF(OR(T57=\"\",'Historical scenario - input'!$D42=\"\"),\"\",T57/'Historical scenario - input'!$D42),\"\")","v":""},{"$f":"IFERROR(IF(OR(U57=\"\",'Historical scenario - input'!$D42=\"\"),\"\",U57/'Historical scenario - input'!$D42),\"\")","v":""},{"$f":"IFERROR(IF(OR(V57=\"\",'Historical scenario - input'!$D42=\"\"),\"\",V57/'Historical scenario - input'!$D42),\"\")","v":""},{"$f":"IFERROR(IF(OR(W57=\"\",'Historical scenario - input'!$D42=\"\"),\"\",W57/'Historical scenario - input'!$D42),\"\")","v":""}]
[{"$f":"IFERROR('Historical scenario - input'!A43,\"\")","v":""},{"$f":"IFERROR('Historical scenario - input'!B43,\"\")","v":0},{"$f":"IFERROR('Historical scenario - input'!C43,\"\")","v":0},{"$f":"IFERROR(repcalc('Historical scenario - input'!$CV43:$GH43,'Historical scenario - input'!$G43,'Historical scenario - input'!$E43,'Historical scenario - input'!$F43,20,TRUE,TRUE),\"\")","v":""},"","","","","","","","","","","","","","","","","","","",{"$f":"IFERROR(IF(OR(D58=\"\",'Historical scenario - input'!$D43=\"\"),\"\",D58/'Historical scenario - input'!$D43),\"\")","v":""},{"$f":"IFERROR(IF(OR(E58=\"\",'Historical scenario - input'!$D43=\"\"),\"\",E58/'Historical scenario - input'!$D43),\"\")","v":""},{"$f":"IFERROR(IF(OR(F58=\"\",'Historical scenario - input'!$D43=\"\"),\"\",F58/'Historical scenario - input'!$D43),\"\")","v":""},{"$f":"IFERROR(IF(OR(G58=\"\",'Historical scenario - input'!$D43=\"\"),\"\",G58/'Historical scenario - input'!$D43),\"\")","v":""},{"$f":"IFERROR(IF(OR(H58=\"\",'Historical scenario - input'!$D43=\"\"),\"\",H58/'Historical scenario - input'!$D43),\"\")","v":""},{"$f":"IFERROR(IF(OR(I58=\"\",'Historical scenario - input'!$D43=\"\"),\"\",I58/'Historical scenario - input'!$D43),\"\")","v":""},{"$f":"IFERROR(IF(OR(J58=\"\",'Historical scenario - input'!$D43=\"\"),\"\",J58/'Historical scenario - input'!$D43),\"\")","v":""},{"$f":"IFERROR(IF(OR(K58=\"\",'Historical scenario - input'!$D43=\"\"),\"\",K58/'Historical scenario - input'!$D43),\"\")","v":""},{"$f":"IFERROR(IF(OR(L58=\"\",'Historical scenario - input'!$D43=\"\"),\"\",L58/'Historical scenario - input'!$D43),\"\")","v":""},{"$f":"IFERROR(IF(OR(M58=\"\",'Historical scenario - input'!$D43=\"\"),\"\",M58/'Historical scenario - input'!$D43),\"\")","v":""},{"$f":"IFERROR(IF(OR(N58=\"\",'Historical scenario - input'!$D43=\"\"),\"\",N58/'Historical scenario - input'!$D43),\"\")","v":""},{"$f":"IFERROR(IF(OR(O58=\"\",'Historical scenario - input'!$D43=\"\"),\"\",O58/'Historical scenario - input'!$D43),\"\")","v":""},{"$f":"IFERROR(IF(OR(P58=\"\",'Historical scenario - input'!$D43=\"\"),\"\",P58/'Historical scenario - input'!$D43),\"\")","v":""},{"$f":"IFERROR(IF(OR(Q58=\"\",'Historical scenario - input'!$D43=\"\"),\"\",Q58/'Historical scenario - input'!$D43),\"\")","v":""},{"$f":"IFERROR(IF(OR(R58=\"\",'Historical scenario - input'!$D43=\"\"),\"\",R58/'Historical scenario - input'!$D43),\"\")","v":""},{"$f":"IFERROR(IF(OR(S58=\"\",'Historical scenario - input'!$D43=\"\"),\"\",S58/'Historical scenario - input'!$D43),\"\")","v":""},{"$f":"IFERROR(IF(OR(T58=\"\",'Historical scenario - input'!$D43=\"\"),\"\",T58/'Historical scenario - input'!$D43),\"\")","v":""},{"$f":"IFERROR(IF(OR(U58=\"\",'Historical scenario - input'!$D43=\"\"),\"\",U58/'Historical scenario - input'!$D43),\"\")","v":""},{"$f":"IFERROR(IF(OR(V58=\"\",'Historical scenario - input'!$D43=\"\"),\"\",V58/'Historical scenario - input'!$D43),\"\")","v":""},{"$f":"IFERROR(IF(OR(W58=\"\",'Historical scenario - input'!$D43=\"\"),\"\",W58/'Historical scenario - input'!$D43),\"\")","v":""}]
[{"$f":"IFERROR('Historical scenario - input'!A44,\"\")","v":""},{"$f":"IFERROR('Historical scenario - input'!B44,\"\")","v":0},{"$f":"IFERROR('Historical scenario - input'!C44,\"\")","v":0},{"$f":"IFERROR(repcalc('Historical scenario - input'!$CV44:$GH44,'Historical scenario - input'!$G44,'Historical scenario - input'!$E44,'Historical scenario - input'!$F44,20,TRUE,TRUE),\"\")","v":""},"","","","","","","","","","","","","","","","","","","",{"$f":"IFERROR(IF(OR(D59=\"\",'Historical scenario - input'!$D44=\"\"),\"\",D59/'Historical scenario - input'!$D44),\"\")","v":""},{"$f":"IFERROR(IF(OR(E59=\"\",'Historical scenario - input'!$D44=\"\"),\"\",E59/'Historical scenario - input'!$D44),\"\")","v":""},{"$f":"IFERROR(IF(OR(F59=\"\",'Historical scenario - input'!$D44=\"\"),\"\",F59/'Historical scenario - input'!$D44),\"\")","v":""},{"$f":"IFERROR(IF(OR(G59=\"\",'Historical scenario - input'!$D44=\"\"),\"\",G59/'Historical scenario - input'!$D44),\"\")","v":""},{"$f":"IFERROR(IF(OR(H59=\"\",'Historical scenario - input'!$D44=\"\"),\"\",H59/'Historical scenario - input'!$D44),\"\")","v":""},{"$f":"IFERROR(IF(OR(I59=\"\",'Historical scenario - input'!$D44=\"\"),\"\",I59/'Historical scenario - input'!$D44),\"\")","v":""},{"$f":"IFERROR(IF(OR(J59=\"\",'Historical scenario - input'!$D44=\"\"),\"\",J59/'Historical scenario - input'!$D44),\"\")","v":""},{"$f":"IFERROR(IF(OR(K59=\"\",'Historical scenario - input'!$D44=\"\"),\"\",K59/'Historical scenario - input'!$D44),\"\")","v":""},{"$f":"IFERROR(IF(OR(L59=\"\",'Historical scenario - input'!$D44=\"\"),\"\",L59/'Historical scenario - input'!$D44),\"\")","v":""},{"$f":"IFERROR(IF(OR(M59=\"\",'Historical scenario - input'!$D44=\"\"),\"\",M59/'Historical scenario - input'!$D44),\"\")","v":""},{"$f":"IFERROR(IF(OR(N59=\"\",'Historical scenario - input'!$D44=\"\"),\"\",N59/'Historical scenario - input'!$D44),\"\")","v":""},{"$f":"IFERROR(IF(OR(O59=\"\",'Historical scenario - input'!$D44=\"\"),\"\",O59/'Historical scenario - input'!$D44),\"\")","v":""},{"$f":"IFERROR(IF(OR(P59=\"\",'Historical scenario - input'!$D44=\"\"),\"\",P59/'Historical scenario - input'!$D44),\"\")","v":""},{"$f":"IFERROR(IF(OR(Q59=\"\",'Historical scenario - input'!$D44=\"\"),\"\",Q59/'Historical scenario - input'!$D44),\"\")","v":""},{"$f":"IFERROR(IF(OR(R59=\"\",'Historical scenario - input'!$D44=\"\"),\"\",R59/'Historical scenario - input'!$D44),\"\")","v":""},{"$f":"IFERROR(IF(OR(S59=\"\",'Historical scenario - input'!$D44=\"\"),\"\",S59/'Historical scenario - input'!$D44),\"\")","v":""},{"$f":"IFERROR(IF(OR(T59=\"\",'Historical scenario - input'!$D44=\"\"),\"\",T59/'Historical scenario - input'!$D44),\"\")","v":""},{"$f":"IFERROR(IF(OR(U59=\"\",'Historical scenario - input'!$D44=\"\"),\"\",U59/'Historical scenario - input'!$D44),\"\")","v":""},{"$f":"IFERROR(IF(OR(V59=\"\",'Historical scenario - input'!$D44=\"\"),\"\",V59/'Historical scenario - input'!$D44),\"\")","v":""},{"$f":"IFERROR(IF(OR(W59=\"\",'Historical scenario - input'!$D44=\"\"),\"\",W59/'Historical scenario - input'!$D44),\"\")","v":""}]
[{"$f":"IFERROR('Historical scenario - input'!A45,\"\")","v":""},{"$f":"IFERROR('Historical scenario - input'!B45,\"\")","v":0},{"$f":"IFERROR('Historical scenario - input'!C45,\"\")","v":0},{"$f":"IFERROR(repcalc('Historical scenario - input'!$CV45:$GH45,'Historical scenario - input'!$G45,'Historical scenario - input'!$E45,'Historical scenario - input'!$F45,20,TRUE,TRUE),\"\")","v":""},"","","","","","","","","","","","","","","","","","","",{"$f":"IFERROR(IF(OR(D60=\"\",'Historical scenario - input'!$D45=\"\"),\"\",D60/'Historical scenario - input'!$D45),\"\")","v":""},{"$f":"IFERROR(IF(OR(E60=\"\",'Historical scenario - input'!$D45=\"\"),\"\",E60/'Historical scenario - input'!$D45),\"\")","v":""},{"$f":"IFERROR(IF(OR(F60=\"\",'Historical scenario - input'!$D45=\"\"),\"\",F60/'Historical scenario - input'!$D45),\"\")","v":""},{"$f":"IFERROR(IF(OR(G60=\"\",'Historical scenario - input'!$D45=\"\"),\"\",G60/'Historical scenario - input'!$D45),\"\")","v":""},{"$f":"IFERROR(IF(OR(H60=\"\",'Historical scenario - input'!$D45=\"\"),\"\",H60/'Historical scenario - input'!$D45),\"\")","v":""},{"$f":"IFERROR(IF(OR(I60=\"\",'Historical scenario - input'!$D45=\"\"),\"\",I60/'Historical scenario - input'!$D45),\"\")","v":""},{"$f":"IFERROR(IF(OR(J60=\"\",'Historical scenario - input'!$D45=\"\"),\"\",J60/'Historical scenario - input'!$D45),\"\")","v":""},{"$f":"IFERROR(IF(OR(K60=\"\",'Historical scenario - input'!$D45=\"\"),\"\",K60/'Historical scenario - input'!$D45),\"\")","v":""},{"$f":"IFERROR(IF(OR(L60=\"\",'Historical scenario - input'!$D45=\"\"),\"\",L60/'Historical scenario - input'!$D45),\"\")","v":""},{"$f":"IFERROR(IF(OR(M60=\"\",'Historical scenario - input'!$D45=\"\"),\"\",M60/'Historical scenario - input'!$D45),\"\")","v":""},{"$f":"IFERROR(IF(OR(N60=\"\",'Historical scenario - input'!$D45=\"\"),\"\",N60/'Historical scenario - input'!$D45),\"\")","v":""},{"$f":"IFERROR(IF(OR(O60=\"\",'Historical scenario - input'!$D45=\"\"),\"\",O60/'Historical scenario - input'!$D45),\"\")","v":""},{"$f":"IFERROR(IF(OR(P60=\"\",'Historical scenario - input'!$D45=\"\"),\"\",P60/'Historical scenario - input'!$D45),\"\")","v":""},{"$f":"IFERROR(IF(OR(Q60=\"\",'Historical scenario - input'!$D45=\"\"),\"\",Q60/'Historical scenario - input'!$D45),\"\")","v":""},{"$f":"IFERROR(IF(OR(R60=\"\",'Historical scenario - input'!$D45=\"\"),\"\",R60/'Historical scenario - input'!$D45),\"\")","v":""},{"$f":"IFERROR(IF(OR(S60=\"\",'Historical scenario - input'!$D45=\"\"),\"\",S60/'Historical scenario - input'!$D45),\"\")","v":""},{"$f":"IFERROR(IF(OR(T60=\"\",'Historical scenario - input'!$D45=\"\"),\"\",T60/'Historical scenario - input'!$D45),\"\")","v":""},{"$f":"IFERROR(IF(OR(U60=\"\",'Historical scenario - input'!$D45=\"\"),\"\",U60/'Historical scenario - input'!$D45),\"\")","v":""},{"$f":"IFERROR(IF(OR(V60=\"\",'Historical scenario - input'!$D45=\"\"),\"\",V60/'Historical scenario - input'!$D45),\"\")","v":""},{"$f":"IFERROR(IF(OR(W60=\"\",'Historical scenario - input'!$D45=\"\"),\"\",W60/'Historical scenario - input'!$D45),\"\")","v":""}]
[{"$f":"IFERROR('Historical scenario - input'!A46,\"\")","v":""},{"$f":"IFERROR('Historical scenario - input'!B46,\"\")","v":0},{"$f":"IFERROR('Historical scenario - input'!C46,\"\")","v":0},{"$f":"IFERROR(repcalc('Historical scenario - input'!$CV46:$GH46,'Historical scenario - input'!$G46,'Historical scenario - input'!$E46,'Historical scenario - input'!$F46,20,TRUE,TRUE),\"\")","v":""},"","","","","","","","","","","","","","","","","","","",{"$f":"IFERROR(IF(OR(D61=\"\",'Historical scenario - input'!$D46=\"\"),\"\",D61/'Historical scenario - input'!$D46),\"\")","v":""},{"$f":"IFERROR(IF(OR(E61=\"\",'Historical scenario - input'!$D46=\"\"),\"\",E61/'Historical scenario - input'!$D46),\"\")","v":""},{"$f":"IFERROR(IF(OR(F61=\"\",'Historical scenario - input'!$D46=\"\"),\"\",F61/'Historical scenario - input'!$D46),\"\")","v":""},{"$f":"IFERROR(IF(OR(G61=\"\",'Historical scenario - input'!$D46=\"\"),\"\",G61/'Historical scenario - input'!$D46),\"\")","v":""},{"$f":"IFERROR(IF(OR(H61=\"\",'Historical scenario - input'!$D46=\"\"),\"\",H61/'Historical scenario - input'!$D46),\"\")","v":""},{"$f":"IFERROR(IF(OR(I61=\"\",'Historical scenario - input'!$D46=\"\"),\"\",I61/'Historical scenario - input'!$D46),\"\")","v":""},{"$f":"IFERROR(IF(OR(J61=\"\",'Historical scenario - input'!$D46=\"\"),\"\",J61/'Historical scenario - input'!$D46),\"\")","v":""},{"$f":"IFERROR(IF(OR(K61=\"\",'Historical scenario - input'!$D46=\"\"),\"\",K61/'Historical scenario - input'!$D46),\"\")","v":""},{"$f":"IFERROR(IF(OR(L61=\"\",'Historical scenario - input'!$D46=\"\"),\"\",L61/'Historical scenario - input'!$D46),\"\")","v":""},{"$f":"IFERROR(IF(OR(M61=\"\",'Historical scenario - input'!$D46=\"\"),\"\",M61/'Historical scenario - input'!$D46),\"\")","v":""},{"$f":"IFERROR(IF(OR(N61=\"\",'Historical scenario - input'!$D46=\"\"),\"\",N61/'Historical scenario - input'!$D46),\"\")","v":""},{"$f":"IFERROR(IF(OR(O61=\"\",'Historical scenario - input'!$D46=\"\"),\"\",O61/'Historical scenario - input'!$D46),\"\")","v":""},{"$f":"IFERROR(IF(OR(P61=\"\",'Historical scenario - input'!$D46=\"\"),\"\",P61/'Historical scenario - input'!$D46),\"\")","v":""},{"$f":"IFERROR(IF(OR(Q61=\"\",'Historical scenario - input'!$D46=\"\"),\"\",Q61/'Historical scenario - input'!$D46),\"\")","v":""},{"$f":"IFERROR(IF(OR(R61=\"\",'Historical scenario - input'!$D46=\"\"),\"\",R61/'Historical scenario - input'!$D46),\"\")","v":""},{"$f":"IFERROR(IF(OR(S61=\"\",'Historical scenario - input'!$D46=\"\"),\"\",S61/'Historical scenario - input'!$D46),\"\")","v":""},{"$f":"IFERROR(IF(OR(T61=\"\",'Historical scenario - input'!$D46=\"\"),\"\",T61/'Historical scenario - input'!$D46),\"\")","v":""},{"$f":"IFERROR(IF(OR(U61=\"\",'Historical scenario - input'!$D46=\"\"),\"\",U61/'Historical scenario - input'!$D46),\"\")","v":""},{"$f":"IFERROR(IF(OR(V61=\"\",'Historical scenario - input'!$D46=\"\"),\"\",V61/'Historical scenario - input'!$D46),\"\")","v":""},{"$f":"IFERROR(IF(OR(W61=\"\",'Historical scenario - input'!$D46=\"\"),\"\",W61/'Historical scenario - input'!$D46),\"\")","v":""}]
[{"$f":"IFERROR('Historical scenario - input'!A47,\"\")","v":""},{"$f":"IFERROR('Historical scenario - input'!B47,\"\")","v":0},{"$f":"IFERROR('Historical scenario - input'!C47,\"\")","v":0},{"$f":"IFERROR(repcalc('Historical scenario - input'!$CV47:$GH47,'Historical scenario - input'!$G47,'Historical scenario - input'!$E47,'Historical scenario - input'!$F47,20,TRUE,TRUE),\"\")","v":""},"","","","","","","","","","","","","","","","","","","",{"$f":"IFERROR(IF(OR(D62=\"\",'Historical scenario - input'!$D47=\"\"),\"\",D62/'Historical scenario - input'!$D47),\"\")","v":""},{"$f":"IFERROR(IF(OR(E62=\"\",'Historical scenario - input'!$D47=\"\"),\"\",E62/'Historical scenario - input'!$D47),\"\")","v":""},{"$f":"IFERROR(IF(OR(F62=\"\",'Historical scenario - input'!$D47=\"\"),\"\",F62/'Historical scenario - input'!$D47),\"\")","v":""},{"$f":"IFERROR(IF(OR(G62=\"\",'Historical scenario - input'!$D47=\"\"),\"\",G62/'Historical scenario - input'!$D47),\"\")","v":""},{"$f":"IFERROR(IF(OR(H62=\"\",'Historical scenario - input'!$D47=\"\"),\"\",H62/'Historical scenario - input'!$D47),\"\")","v":""},{"$f":"IFERROR(IF(OR(I62=\"\",'Historical scenario - input'!$D47=\"\"),\"\",I62/'Historical scenario - input'!$D47),\"\")","v":""},{"$f":"IFERROR(IF(OR(J62=\"\",'Historical scenario - input'!$D47=\"\"),\"\",J62/'Historical scenario - input'!$D47),\"\")","v":""},{"$f":"IFERROR(IF(OR(K62=\"\",'Historical scenario - input'!$D47=\"\"),\"\",K62/'Historical scenario - input'!$D47),\"\")","v":""},{"$f":"IFERROR(IF(OR(L62=\"\",'Historical scenario - input'!$D47=\"\"),\"\",L62/'Historical scenario - input'!$D47),\"\")","v":""},{"$f":"IFERROR(IF(OR(M62=\"\",'Historical scenario - input'!$D47=\"\"),\"\",M62/'Historical scenario - input'!$D47),\"\")","v":""},{"$f":"IFERROR(IF(OR(N62=\"\",'Historical scenario - input'!$D47=\"\"),\"\",N62/'Historical scenario - input'!$D47),\"\")","v":""},{"$f":"IFERROR(IF(OR(O62=\"\",'Historical scenario - input'!$D47=\"\"),\"\",O62/'Historical scenario - input'!$D47),\"\")","v":""},{"$f":"IFERROR(IF(OR(P62=\"\",'Historical scenario - input'!$D47=\"\"),\"\",P62/'Historical scenario - input'!$D47),\"\")","v":""},{"$f":"IFERROR(IF(OR(Q62=\"\",'Historical scenario - input'!$D47=\"\"),\"\",Q62/'Historical scenario - input'!$D47),\"\")","v":""},{"$f":"IFERROR(IF(OR(R62=\"\",'Historical scenario - input'!$D47=\"\"),\"\",R62/'Historical scenario - input'!$D47),\"\")","v":""},{"$f":"IFERROR(IF(OR(S62=\"\",'Historical scenario - input'!$D47=\"\"),\"\",S62/'Historical scenario - input'!$D47),\"\")","v":""},{"$f":"IFERROR(IF(OR(T62=\"\",'Historical scenario - input'!$D47=\"\"),\"\",T62/'Historical scenario - input'!$D47),\"\")","v":""},{"$f":"IFERROR(IF(OR(U62=\"\",'Historical scenario - input'!$D47=\"\"),\"\",U62/'Historical scenario - input'!$D47),\"\")","v":""},{"$f":"IFERROR(IF(OR(V62=\"\",'Historical scenario - input'!$D47=\"\"),\"\",V62/'Historical scenario - input'!$D47),\"\")","v":""},{"$f":"IFERROR(IF(OR(W62=\"\",'Historical scenario - input'!$D47=\"\"),\"\",W62/'Historical scenario - input'!$D47),\"\")","v":""}]
[{"$f":"IFERROR('Historical scenario - input'!A48,\"\")","v":""},{"$f":"IFERROR('Historical scenario - input'!B48,\"\")","v":0},{"$f":"IFERROR('Historical scenario - input'!C48,\"\")","v":0},{"$f":"IFERROR(repcalc('Historical scenario - input'!$CV48:$GH48,'Historical scenario - input'!$G48,'Historical scenario - input'!$E48,'Historical scenario - input'!$F48,20,TRUE,TRUE),\"\")","v":""},"","","","","","","","","","","","","","","","","","","",{"$f":"IFERROR(IF(OR(D63=\"\",'Historical scenario - input'!$D48=\"\"),\"\",D63/'Historical scenario - input'!$D48),\"\")","v":""},{"$f":"IFERROR(IF(OR(E63=\"\",'Historical scenario - input'!$D48=\"\"),\"\",E63/'Historical scenario - input'!$D48),\"\")","v":""},{"$f":"IFERROR(IF(OR(F63=\"\",'Historical scenario - input'!$D48=\"\"),\"\",F63/'Historical scenario - input'!$D48),\"\")","v":""},{"$f":"IFERROR(IF(OR(G63=\"\",'Historical scenario - input'!$D48=\"\"),\"\",G63/'Historical scenario - input'!$D48),\"\")","v":""},{"$f":"IFERROR(IF(OR(H63=\"\",'Historical scenario - input'!$D48=\"\"),\"\",H63/'Historical scenario - input'!$D48),\"\")","v":""},{"$f":"IFERROR(IF(OR(I63=\"\",'Historical scenario - input'!$D48=\"\"),\"\",I63/'Historical scenario - input'!$D48),\"\")","v":""},{"$f":"IFERROR(IF(OR(J63=\"\",'Historical scenario - input'!$D48=\"\"),\"\",J63/'Historical scenario - input'!$D48),\"\")","v":""},{"$f":"IFERROR(IF(OR(K63=\"\",'Historical scenario - input'!$D48=\"\"),\"\",K63/'Historical scenario - input'!$D48),\"\")","v":""},{"$f":"IFERROR(IF(OR(L63=\"\",'Historical scenario - input'!$D48=\"\"),\"\",L63/'Historical scenario - input'!$D48),\"\")","v":""},{"$f":"IFERROR(IF(OR(M63=\"\",'Historical scenario - input'!$D48=\"\"),\"\",M63/'Historical scenario - input'!$D48),\"\")","v":""},{"$f":"IFERROR(IF(OR(N63=\"\",'Historical scenario - input'!$D48=\"\"),\"\",N63/'Historical scenario - input'!$D48),\"\")","v":""},{"$f":"IFERROR(IF(OR(O63=\"\",'Historical scenario - input'!$D48=\"\"),\"\",O63/'Historical scenario - input'!$D48),\"\")","v":""},{"$f":"IFERROR(IF(OR(P63=\"\",'Historical scenario - input'!$D48=\"\"),\"\",P63/'Historical scenario - input'!$D48),\"\")","v":""},{"$f":"IFERROR(IF(OR(Q63=\"\",'Historical scenario - input'!$D48=\"\"),\"\",Q63/'Historical scenario - input'!$D48),\"\")","v":""},{"$f":"IFERROR(IF(OR(R63=\"\",'Historical scenario - input'!$D48=\"\"),\"\",R63/'Historical scenario - input'!$D48),\"\")","v":""},{"$f":"IFERROR(IF(OR(S63=\"\",'Historical scenario - input'!$D48=\"\"),\"\",S63/'Historical scenario - input'!$D48),\"\")","v":""},{"$f":"IFERROR(IF(OR(T63=\"\",'Historical scenario - input'!$D48=\"\"),\"\",T63/'Historical scenario - input'!$D48),\"\")","v":""},{"$f":"IFERROR(IF(OR(U63=\"\",'Historical scenario - input'!$D48=\"\"),\"\",U63/'Historical scenario - input'!$D48),\"\")","v":""},{"$f":"IFERROR(IF(OR(V63=\"\",'Historical scenario - input'!$D48=\"\"),\"\",V63/'Historical scenario - input'!$D48),\"\")","v":""},{"$f":"IFERROR(IF(OR(W63=\"\",'Historical scenario - input'!$D48=\"\"),\"\",W63/'Historical scenario - input'!$D48),\"\")","v":""}]
[{"$f":"IFERROR('Historical scenario - input'!A49,\"\")","v":""},{"$f":"IFERROR('Historical scenario - input'!B49,\"\")","v":0},{"$f":"IFERROR('Historical scenario - input'!C49,\"\")","v":0},{"$f":"IFERROR(repcalc('Historical scenario - input'!$CV49:$GH49,'Historical scenario - input'!$G49,'Historical scenario - input'!$E49,'Historical scenario - input'!$F49,20,TRUE,TRUE),\"\")","v":""},"","","","","","","","","","","","","","","","","","","",{"$f":"IFERROR(IF(OR(D64=\"\",'Historical scenario - input'!$D49=\"\"),\"\",D64/'Historical scenario - input'!$D49),\"\")","v":""},{"$f":"IFERROR(IF(OR(E64=\"\",'Historical scenario - input'!$D49=\"\"),\"\",E64/'Historical scenario - input'!$D49),\"\")","v":""},{"$f":"IFERROR(IF(OR(F64=\"\",'Historical scenario - input'!$D49=\"\"),\"\",F64/'Historical scenario - input'!$D49),\"\")","v":""},{"$f":"IFERROR(IF(OR(G64=\"\",'Historical scenario - input'!$D49=\"\"),\"\",G64/'Historical scenario - input'!$D49),\"\")","v":""},{"$f":"IFERROR(IF(OR(H64=\"\",'Historical scenario - input'!$D49=\"\"),\"\",H64/'Historical scenario - input'!$D49),\"\")","v":""},{"$f":"IFERROR(IF(OR(I64=\"\",'Historical scenario - input'!$D49=\"\"),\"\",I64/'Historical scenario - input'!$D49),\"\")","v":""},{"$f":"IFERROR(IF(OR(J64=\"\",'Historical scenario - input'!$D49=\"\"),\"\",J64/'Historical scenario - input'!$D49),\"\")","v":""},{"$f":"IFERROR(IF(OR(K64=\"\",'Historical scenario - input'!$D49=\"\"),\"\",K64/'Historical scenario - input'!$D49),\"\")","v":""},{"$f":"IFERROR(IF(OR(L64=\"\",'Historical scenario - input'!$D49=\"\"),\"\",L64/'Historical scenario - input'!$D49),\"\")","v":""},{"$f":"IFERROR(IF(OR(M64=\"\",'Historical scenario - input'!$D49=\"\"),\"\",M64/'Historical scenario - input'!$D49),\"\")","v":""},{"$f":"IFERROR(IF(OR(N64=\"\",'Historical scenario - input'!$D49=\"\"),\"\",N64/'Historical scenario - input'!$D49),\"\")","v":""},{"$f":"IFERROR(IF(OR(O64=\"\",'Historical scenario - input'!$D49=\"\"),\"\",O64/'Historical scenario - input'!$D49),\"\")","v":""},{"$f":"IFERROR(IF(OR(P64=\"\",'Historical scenario - input'!$D49=\"\"),\"\",P64/'Historical scenario - input'!$D49),\"\")","v":""},{"$f":"IFERROR(IF(OR(Q64=\"\",'Historical scenario - input'!$D49=\"\"),\"\",Q64/'Historical scenario - input'!$D49),\"\")","v":""},{"$f":"IFERROR(IF(OR(R64=\"\",'Historical scenario - input'!$D49=\"\"),\"\",R64/'Historical scenario - input'!$D49),\"\")","v":""},{"$f":"IFERROR(IF(OR(S64=\"\",'Historical scenario - input'!$D49=\"\"),\"\",S64/'Historical scenario - input'!$D49),\"\")","v":""},{"$f":"IFERROR(IF(OR(T64=\"\",'Historical scenario - input'!$D49=\"\"),\"\",T64/'Historical scenario - input'!$D49),\"\")","v":""},{"$f":"IFERROR(IF(OR(U64=\"\",'Historical scenario - input'!$D49=\"\"),\"\",U64/'Historical scenario - input'!$D49),\"\")","v":""},{"$f":"IFERROR(IF(OR(V64=\"\",'Historical scenario - input'!$D49=\"\"),\"\",V64/'Historical scenario - input'!$D49),\"\")","v":""},{"$f":"IFERROR(IF(OR(W64=\"\",'Historical scenario - input'!$D49=\"\"),\"\",W64/'Historical scenario - input'!$D49),\"\")","v":""}]
[{"$f":"IFERROR('Historical scenario - input'!A50,\"\")","v":""},{"$f":"IFERROR('Historical scenario - input'!B50,\"\")","v":0},{"$f":"IFERROR('Historical scenario - input'!C50,\"\")","v":0},{"$f":"IFERROR(repcalc('Historical scenario - input'!$CV50:$GH50,'Historical scenario - input'!$G50,'Historical scenario - input'!$E50,'Historical scenario - input'!$F50,20,TRUE,TRUE),\"\")","v":""},"","","","","","","","","","","","","","","","","","","",{"$f":"IFERROR(IF(OR(D65=\"\",'Historical scenario - input'!$D50=\"\"),\"\",D65/'Historical scenario - input'!$D50),\"\")","v":""},{"$f":"IFERROR(IF(OR(E65=\"\",'Historical scenario - input'!$D50=\"\"),\"\",E65/'Historical scenario - input'!$D50),\"\")","v":""},{"$f":"IFERROR(IF(OR(F65=\"\",'Historical scenario - input'!$D50=\"\"),\"\",F65/'Historical scenario - input'!$D50),\"\")","v":""},{"$f":"IFERROR(IF(OR(G65=\"\",'Historical scenario - input'!$D50=\"\"),\"\",G65/'Historical scenario - input'!$D50),\"\")","v":""},{"$f":"IFERROR(IF(OR(H65=\"\",'Historical scenario - input'!$D50=\"\"),\"\",H65/'Historical scenario - input'!$D50),\"\")","v":""},{"$f":"IFERROR(IF(OR(I65=\"\",'Historical scenario - input'!$D50=\"\"),\"\",I65/'Historical scenario - input'!$D50),\"\")","v":""},{"$f":"IFERROR(IF(OR(J65=\"\",'Historical scenario - input'!$D50=\"\"),\"\",J65/'Historical scenario - input'!$D50),\"\")","v":""},{"$f":"IFERROR(IF(OR(K65=\"\",'Historical scenario - input'!$D50=\"\"),\"\",K65/'Historical scenario - input'!$D50),\"\")","v":""},{"$f":"IFERROR(IF(OR(L65=\"\",'Historical scenario - input'!$D50=\"\"),\"\",L65/'Historical scenario - input'!$D50),\"\")","v":""},{"$f":"IFERROR(IF(OR(M65=\"\",'Historical scenario - input'!$D50=\"\"),\"\",M65/'Historical scenario - input'!$D50),\"\")","v":""},{"$f":"IFERROR(IF(OR(N65=\"\",'Historical scenario - input'!$D50=\"\"),\"\",N65/'Historical scenario - input'!$D50),\"\")","v":""},{"$f":"IFERROR(IF(OR(O65=\"\",'Historical scenario - input'!$D50=\"\"),\"\",O65/'Historical scenario - input'!$D50),\"\")","v":""},{"$f":"IFERROR(IF(OR(P65=\"\",'Historical scenario - input'!$D50=\"\"),\"\",P65/'Historical scenario - input'!$D50),\"\")","v":""},{"$f":"IFERROR(IF(OR(Q65=\"\",'Historical scenario - input'!$D50=\"\"),\"\",Q65/'Historical scenario - input'!$D50),\"\")","v":""},{"$f":"IFERROR(IF(OR(R65=\"\",'Historical scenario - input'!$D50=\"\"),\"\",R65/'Historical scenario - input'!$D50),\"\")","v":""},{"$f":"IFERROR(IF(OR(S65=\"\",'Historical scenario - input'!$D50=\"\"),\"\",S65/'Historical scenario - input'!$D50),\"\")","v":""},{"$f":"IFERROR(IF(OR(T65=\"\",'Historical scenario - input'!$D50=\"\"),\"\",T65/'Historical scenario - input'!$D50),\"\")","v":""},{"$f":"IFERROR(IF(OR(U65=\"\",'Historical scenario - input'!$D50=\"\"),\"\",U65/'Historical scenario - input'!$D50),\"\")","v":""},{"$f":"IFERROR(IF(OR(V65=\"\",'Historical scenario - input'!$D50=\"\"),\"\",V65/'Historical scenario - input'!$D50),\"\")","v":""},{"$f":"IFERROR(IF(OR(W65=\"\",'Historical scenario - input'!$D50=\"\"),\"\",W65/'Historical scenario - input'!$D50),\"\")","v":""}]
[{"$f":"IFERROR('Historical scenario - input'!A51,\"\")","v":""},{"$f":"IFERROR('Historical scenario - input'!B51,\"\")","v":0},{"$f":"IFERROR('Historical scenario - input'!C51,\"\")","v":0},{"$f":"IFERROR(repcalc('Historical scenario - input'!$CV51:$GH51,'Historical scenario - input'!$G51,'Historical scenario - input'!$E51,'Historical scenario - input'!$F51,20,TRUE,TRUE),\"\")","v":""},"","","","","","","","","","","","","","","","","","","",{"$f":"IFERROR(IF(OR(D66=\"\",'Historical scenario - input'!$D51=\"\"),\"\",D66/'Historical scenario - input'!$D51),\"\")","v":""},{"$f":"IFERROR(IF(OR(E66=\"\",'Historical scenario - input'!$D51=\"\"),\"\",E66/'Historical scenario - input'!$D51),\"\")","v":""},{"$f":"IFERROR(IF(OR(F66=\"\",'Historical scenario - input'!$D51=\"\"),\"\",F66/'Historical scenario - input'!$D51),\"\")","v":""},{"$f":"IFERROR(IF(OR(G66=\"\",'Historical scenario - input'!$D51=\"\"),\"\",G66/'Historical scenario - input'!$D51),\"\")","v":""},{"$f":"IFERROR(IF(OR(H66=\"\",'Historical scenario - input'!$D51=\"\"),\"\",H66/'Historical scenario - input'!$D51),\"\")","v":""},{"$f":"IFERROR(IF(OR(I66=\"\",'Historical scenario - input'!$D51=\"\"),\"\",I66/'Historical scenario - input'!$D51),\"\")","v":""},{"$f":"IFERROR(IF(OR(J66=\"\",'Historical scenario - input'!$D51=\"\"),\"\",J66/'Historical scenario - input'!$D51),\"\")","v":""},{"$f":"IFERROR(IF(OR(K66=\"\",'Historical scenario - input'!$D51=\"\"),\"\",K66/'Historical scenario - input'!$D51),\"\")","v":""},{"$f":"IFERROR(IF(OR(L66=\"\",'Historical scenario - input'!$D51=\"\"),\"\",L66/'Historical scenario - input'!$D51),\"\")","v":""},{"$f":"IFERROR(IF(OR(M66=\"\",'Historical scenario - input'!$D51=\"\"),\"\",M66/'Historical scenario - input'!$D51),\"\")","v":""},{"$f":"IFERROR(IF(OR(N66=\"\",'Historical scenario - input'!$D51=\"\"),\"\",N66/'Historical scenario - input'!$D51),\"\")","v":""},{"$f":"IFERROR(IF(OR(O66=\"\",'Historical scenario - input'!$D51=\"\"),\"\",O66/'Historical scenario - input'!$D51),\"\")","v":""},{"$f":"IFERROR(IF(OR(P66=\"\",'Historical scenario - input'!$D51=\"\"),\"\",P66/'Historical scenario - input'!$D51),\"\")","v":""},{"$f":"IFERROR(IF(OR(Q66=\"\",'Historical scenario - input'!$D51=\"\"),\"\",Q66/'Historical scenario - input'!$D51),\"\")","v":""},{"$f":"IFERROR(IF(OR(R66=\"\",'Historical scenario - input'!$D51=\"\"),\"\",R66/'Historical scenario - input'!$D51),\"\")","v":""},{"$f":"IFERROR(IF(OR(S66=\"\",'Historical scenario - input'!$D51=\"\"),\"\",S66/'Historical scenario - input'!$D51),\"\")","v":""},{"$f":"IFERROR(IF(OR(T66=\"\",'Historical scenario - input'!$D51=\"\"),\"\",T66/'Historical scenario - input'!$D51),\"\")","v":""},{"$f":"IFERROR(IF(OR(U66=\"\",'Historical scenario - input'!$D51=\"\"),\"\",U66/'Historical scenario - input'!$D51),\"\")","v":""},{"$f":"IFERROR(IF(OR(V66=\"\",'Historical scenario - input'!$D51=\"\"),\"\",V66/'Historical scenario - input'!$D51),\"\")","v":""},{"$f":"IFERROR(IF(OR(W66=\"\",'Historical scenario - input'!$D51=\"\"),\"\",W66/'Historical scenario - input'!$D51),\"\")","v":""}]
[{"$f":"IFERROR('Historical scenario - input'!A52,\"\")","v":""},{"$f":"IFERROR('Historical scenario - input'!B52,\"\")","v":0},{"$f":"IFERROR('Historical scenario - input'!C52,\"\")","v":0},{"$f":"IFERROR(repcalc('Historical scenario - input'!$CV52:$GH52,'Historical scenario - input'!$G52,'Historical scenario - input'!$E52,'Historical scenario - input'!$F52,20,TRUE,TRUE),\"\")","v":""},"","","","","","","","","","","","","","","","","","","",{"$f":"IFERROR(IF(OR(D67=\"\",'Historical scenario - input'!$D52=\"\"),\"\",D67/'Historical scenario - input'!$D52),\"\")","v":""},{"$f":"IFERROR(IF(OR(E67=\"\",'Historical scenario - input'!$D52=\"\"),\"\",E67/'Historical scenario - input'!$D52),\"\")","v":""},{"$f":"IFERROR(IF(OR(F67=\"\",'Historical scenario - input'!$D52=\"\"),\"\",F67/'Historical scenario - input'!$D52),\"\")","v":""},{"$f":"IFERROR(IF(OR(G67=\"\",'Historical scenario - input'!$D52=\"\"),\"\",G67/'Historical scenario - input'!$D52),\"\")","v":""},{"$f":"IFERROR(IF(OR(H67=\"\",'Historical scenario - input'!$D52=\"\"),\"\",H67/'Historical scenario - input'!$D52),\"\")","v":""},{"$f":"IFERROR(IF(OR(I67=\"\",'Historical scenario - input'!$D52=\"\"),\"\",I67/'Historical scenario - input'!$D52),\"\")","v":""},{"$f":"IFERROR(IF(OR(J67=\"\",'Historical scenario - input'!$D52=\"\"),\"\",J67/'Historical scenario - input'!$D52),\"\")","v":""},{"$f":"IFERROR(IF(OR(K67=\"\",'Historical scenario - input'!$D52=\"\"),\"\",K67/'Historical scenario - input'!$D52),\"\")","v":""},{"$f":"IFERROR(IF(OR(L67=\"\",'Historical scenario - input'!$D52=\"\"),\"\",L67/'Historical scenario - input'!$D52),\"\")","v":""},{"$f":"IFERROR(IF(OR(M67=\"\",'Historical scenario - input'!$D52=\"\"),\"\",M67/'Historical scenario - input'!$D52),\"\")","v":""},{"$f":"IFERROR(IF(OR(N67=\"\",'Historical scenario - input'!$D52=\"\"),\"\",N67/'Historical scenario - input'!$D52),\"\")","v":""},{"$f":"IFERROR(IF(OR(O67=\"\",'Historical scenario - input'!$D52=\"\"),\"\",O67/'Historical scenario - input'!$D52),\"\")","v":""},{"$f":"IFERROR(IF(OR(P67=\"\",'Historical scenario - input'!$D52=\"\"),\"\",P67/'Historical scenario - input'!$D52),\"\")","v":""},{"$f":"IFERROR(IF(OR(Q67=\"\",'Historical scenario - input'!$D52=\"\"),\"\",Q67/'Historical scenario - input'!$D52),\"\")","v":""},{"$f":"IFERROR(IF(OR(R67=\"\",'Historical scenario - input'!$D52=\"\"),\"\",R67/'Historical scenario - input'!$D52),\"\")","v":""},{"$f":"IFERROR(IF(OR(S67=\"\",'Historical scenario - input'!$D52=\"\"),\"\",S67/'Historical scenario - input'!$D52),\"\")","v":""},{"$f":"IFERROR(IF(OR(T67=\"\",'Historical scenario - input'!$D52=\"\"),\"\",T67/'Historical scenario - input'!$D52),\"\")","v":""},{"$f":"IFERROR(IF(OR(U67=\"\",'Historical scenario - input'!$D52=\"\"),\"\",U67/'Historical scenario - input'!$D52),\"\")","v":""},{"$f":"IFERROR(IF(OR(V67=\"\",'Historical scenario - input'!$D52=\"\"),\"\",V67/'Historical scenario - input'!$D52),\"\")","v":""},{"$f":"IFERROR(IF(OR(W67=\"\",'Historical scenario - input'!$D52=\"\"),\"\",W67/'Historical scenario - input'!$D52),\"\")","v":""}]
[{"$f":"IFERROR('Historical scenario - input'!A53,\"\")","v":""},{"$f":"IFERROR('Historical scenario - input'!B53,\"\")","v":0},{"$f":"IFERROR('Historical scenario - input'!C53,\"\")","v":0},{"$f":"IFERROR(repcalc('Historical scenario - input'!$CV53:$GH53,'Historical scenario - input'!$G53,'Historical scenario - input'!$E53,'Historical scenario - input'!$F53,20,TRUE,TRUE),\"\")","v":""},"","","","","","","","","","","","","","","","","","","",{"$f":"IFERROR(IF(OR(D68=\"\",'Historical scenario - input'!$D53=\"\"),\"\",D68/'Historical scenario - input'!$D53),\"\")","v":""},{"$f":"IFERROR(IF(OR(E68=\"\",'Historical scenario - input'!$D53=\"\"),\"\",E68/'Historical scenario - input'!$D53),\"\")","v":""},{"$f":"IFERROR(IF(OR(F68=\"\",'Historical scenario - input'!$D53=\"\"),\"\",F68/'Historical scenario - input'!$D53),\"\")","v":""},{"$f":"IFERROR(IF(OR(G68=\"\",'Historical scenario - input'!$D53=\"\"),\"\",G68/'Historical scenario - input'!$D53),\"\")","v":""},{"$f":"IFERROR(IF(OR(H68=\"\",'Historical scenario - input'!$D53=\"\"),\"\",H68/'Historical scenario - input'!$D53),\"\")","v":""},{"$f":"IFERROR(IF(OR(I68=\"\",'Historical scenario - input'!$D53=\"\"),\"\",I68/'Historical scenario - input'!$D53),\"\")","v":""},{"$f":"IFERROR(IF(OR(J68=\"\",'Historical scenario - input'!$D53=\"\"),\"\",J68/'Historical scenario - input'!$D53),\"\")","v":""},{"$f":"IFERROR(IF(OR(K68=\"\",'Historical scenario - input'!$D53=\"\"),\"\",K68/'Historical scenario - input'!$D53),\"\")","v":""},{"$f":"IFERROR(IF(OR(L68=\"\",'Historical scenario - input'!$D53=\"\"),\"\",L68/'Historical scenario - input'!$D53),\"\")","v":""},{"$f":"IFERROR(IF(OR(M68=\"\",'Historical scenario - input'!$D53=\"\"),\"\",M68/'Historical scenario - input'!$D53),\"\")","v":""},{"$f":"IFERROR(IF(OR(N68=\"\",'Historical scenario - input'!$D53=\"\"),\"\",N68/'Historical scenario - input'!$D53),\"\")","v":""},{"$f":"IFERROR(IF(OR(O68=\"\",'Historical scenario - input'!$D53=\"\"),\"\",O68/'Historical scenario - input'!$D53),\"\")","v":""},{"$f":"IFERROR(IF(OR(P68=\"\",'Historical scenario - input'!$D53=\"\"),\"\",P68/'Historical scenario - input'!$D53),\"\")","v":""},{"$f":"IFERROR(IF(OR(Q68=\"\",'Historical scenario - input'!$D53=\"\"),\"\",Q68/'Historical scenario - input'!$D53),\"\")","v":""},{"$f":"IFERROR(IF(OR(R68=\"\",'Historical scenario - input'!$D53=\"\"),\"\",R68/'Historical scenario - input'!$D53),\"\")","v":""},{"$f":"IFERROR(IF(OR(S68=\"\",'Historical scenario - input'!$D53=\"\"),\"\",S68/'Historical scenario - input'!$D53),\"\")","v":""},{"$f":"IFERROR(IF(OR(T68=\"\",'Historical scenario - input'!$D53=\"\"),\"\",T68/'Historical scenario - input'!$D53),\"\")","v":""},{"$f":"IFERROR(IF(OR(U68=\"\",'Historical scenario - input'!$D53=\"\"),\"\",U68/'Historical scenario - input'!$D53),\"\")","v":""},{"$f":"IFERROR(IF(OR(V68=\"\",'Historical scenario - input'!$D53=\"\"),\"\",V68/'Historical scenario - input'!$D53),\"\")","v":""},{"$f":"IFERROR(IF(OR(W68=\"\",'Historical scenario - input'!$D53=\"\"),\"\",W68/'Historical scenario - input'!$D53),\"\")","v":""}]
[{"$f":"IFERROR('Historical scenario - input'!A54,\"\")","v":""},{"$f":"IFERROR('Historical scenario - input'!B54,\"\")","v":0},{"$f":"IFERROR('Historical scenario - input'!C54,\"\")","v":0},{"$f":"IFERROR(repcalc('Historical scenario - input'!$CV54:$GH54,'Historical scenario - input'!$G54,'Historical scenario - input'!$E54,'Historical scenario - input'!$F54,20,TRUE,TRUE),\"\")","v":""},"","","","","","","","","","","","","","","","","","","",{"$f":"IFERROR(IF(OR(D69=\"\",'Historical scenario - input'!$D54=\"\"),\"\",D69/'Historical scenario - input'!$D54),\"\")","v":""},{"$f":"IFERROR(IF(OR(E69=\"\",'Historical scenario - input'!$D54=\"\"),\"\",E69/'Historical scenario - input'!$D54),\"\")","v":""},{"$f":"IFERROR(IF(OR(F69=\"\",'Historical scenario - input'!$D54=\"\"),\"\",F69/'Historical scenario - input'!$D54),\"\")","v":""},{"$f":"IFERROR(IF(OR(G69=\"\",'Historical scenario - input'!$D54=\"\"),\"\",G69/'Historical scenario - input'!$D54),\"\")","v":""},{"$f":"IFERROR(IF(OR(H69=\"\",'Historical scenario - input'!$D54=\"\"),\"\",H69/'Historical scenario - input'!$D54),\"\")","v":""},{"$f":"IFERROR(IF(OR(I69=\"\",'Historical scenario - input'!$D54=\"\"),\"\",I69/'Historical scenario - input'!$D54),\"\")","v":""},{"$f":"IFERROR(IF(OR(J69=\"\",'Historical scenario - input'!$D54=\"\"),\"\",J69/'Historical scenario - input'!$D54),\"\")","v":""},{"$f":"IFERROR(IF(OR(K69=\"\",'Historical scenario - input'!$D54=\"\"),\"\",K69/'Historical scenario - input'!$D54),\"\")","v":""},{"$f":"IFERROR(IF(OR(L69=\"\",'Historical scenario - input'!$D54=\"\"),\"\",L69/'Historical scenario - input'!$D54),\"\")","v":""},{"$f":"IFERROR(IF(OR(M69=\"\",'Historical scenario - input'!$D54=\"\"),\"\",M69/'Historical scenario - input'!$D54),\"\")","v":""},{"$f":"IFERROR(IF(OR(N69=\"\",'Historical scenario - input'!$D54=\"\"),\"\",N69/'Historical scenario - input'!$D54),\"\")","v":""},{"$f":"IFERROR(IF(OR(O69=\"\",'Historical scenario - input'!$D54=\"\"),\"\",O69/'Historical scenario - input'!$D54),\"\")","v":""},{"$f":"IFERROR(IF(OR(P69=\"\",'Historical scenario - input'!$D54=\"\"),\"\",P69/'Historical scenario - input'!$D54),\"\")","v":""},{"$f":"IFERROR(IF(OR(Q69=\"\",'Historical scenario - input'!$D54=\"\"),\"\",Q69/'Historical scenario - input'!$D54),\"\")","v":""},{"$f":"IFERROR(IF(OR(R69=\"\",'Historical scenario - input'!$D54=\"\"),\"\",R69/'Historical scenario - input'!$D54),\"\")","v":""},{"$f":"IFERROR(IF(OR(S69=\"\",'Historical scenario - input'!$D54=\"\"),\"\",S69/'Historical scenario - input'!$D54),\"\")","v":""},{"$f":"IFERROR(IF(OR(T69=\"\",'Historical scenario - input'!$D54=\"\"),\"\",T69/'Historical scenario - input'!$D54),\"\")","v":""},{"$f":"IFERROR(IF(OR(U69=\"\",'Historical scenario - input'!$D54=\"\"),\"\",U69/'Historical scenario - input'!$D54),\"\")","v":""},{"$f":"IFERROR(IF(OR(V69=\"\",'Historical scenario - input'!$D54=\"\"),\"\",V69/'Historical scenario - input'!$D54),\"\")","v":""},{"$f":"IFERROR(IF(OR(W69=\"\",'Historical scenario - input'!$D54=\"\"),\"\",W69/'Historical scenario - input'!$D54),\"\")","v":""}]
[{"$f":"IFERROR('Historical scenario - input'!A55,\"\")","v":""},{"$f":"IFERROR('Historical scenario - input'!B55,\"\")","v":0},{"$f":"IFERROR('Historical scenario - input'!C55,\"\")","v":0},{"$f":"IFERROR(repcalc('Historical scenario - input'!$CV55:$GH55,'Historical scenario - input'!$G55,'Historical scenario - input'!$E55,'Historical scenario - input'!$F55,20,TRUE,TRUE),\"\")","v":""},"","","","","","","","","","","","","","","","","","","",{"$f":"IFERROR(IF(OR(D70=\"\",'Historical scenario - input'!$D55=\"\"),\"\",D70/'Historical scenario - input'!$D55),\"\")","v":""},{"$f":"IFERROR(IF(OR(E70=\"\",'Historical scenario - input'!$D55=\"\"),\"\",E70/'Historical scenario - input'!$D55),\"\")","v":""},{"$f":"IFERROR(IF(OR(F70=\"\",'Historical scenario - input'!$D55=\"\"),\"\",F70/'Historical scenario - input'!$D55),\"\")","v":""},{"$f":"IFERROR(IF(OR(G70=\"\",'Historical scenario - input'!$D55=\"\"),\"\",G70/'Historical scenario - input'!$D55),\"\")","v":""},{"$f":"IFERROR(IF(OR(H70=\"\",'Historical scenario - input'!$D55=\"\"),\"\",H70/'Historical scenario - input'!$D55),\"\")","v":""},{"$f":"IFERROR(IF(OR(I70=\"\",'Historical scenario - input'!$D55=\"\"),\"\",I70/'Historical scenario - input'!$D55),\"\")","v":""},{"$f":"IFERROR(IF(OR(J70=\"\",'Historical scenario - input'!$D55=\"\"),\"\",J70/'Historical scenario - input'!$D55),\"\")","v":""},{"$f":"IFERROR(IF(OR(K70=\"\",'Historical scenario - input'!$D55=\"\"),\"\",K70/'Historical scenario - input'!$D55),\"\")","v":""},{"$f":"IFERROR(IF(OR(L70=\"\",'Historical scenario - input'!$D55=\"\"),\"\",L70/'Historical scenario - input'!$D55),\"\")","v":""},{"$f":"IFERROR(IF(OR(M70=\"\",'Historical scenario - input'!$D55=\"\"),\"\",M70/'Historical scenario - input'!$D55),\"\")","v":""},{"$f":"IFERROR(IF(OR(N70=\"\",'Historical scenario - input'!$D55=\"\"),\"\",N70/'Historical scenario - input'!$D55),\"\")","v":""},{"$f":"IFERROR(IF(OR(O70=\"\",'Historical scenario - input'!$D55=\"\"),\"\",O70/'Historical scenario - input'!$D55),\"\")","v":""},{"$f":"IFERROR(IF(OR(P70=\"\",'Historical scenario - input'!$D55=\"\"),\"\",P70/'Historical scenario - input'!$D55),\"\")","v":""},{"$f":"IFERROR(IF(OR(Q70=\"\",'Historical scenario - input'!$D55=\"\"),\"\",Q70/'Historical scenario - input'!$D55),\"\")","v":""},{"$f":"IFERROR(IF(OR(R70=\"\",'Historical scenario - input'!$D55=\"\"),\"\",R70/'Historical scenario - input'!$D55),\"\")","v":""},{"$f":"IFERROR(IF(OR(S70=\"\",'Historical scenario - input'!$D55=\"\"),\"\",S70/'Historical scenario - input'!$D55),\"\")","v":""},{"$f":"IFERROR(IF(OR(T70=\"\",'Historical scenario - input'!$D55=\"\"),\"\",T70/'Historical scenario - input'!$D55),\"\")","v":""},{"$f":"IFERROR(IF(OR(U70=\"\",'Historical scenario - input'!$D55=\"\"),\"\",U70/'Historical scenario - input'!$D55),\"\")","v":""},{"$f":"IFERROR(IF(OR(V70=\"\",'Historical scenario - input'!$D55=\"\"),\"\",V70/'Historical scenario - input'!$D55),\"\")","v":""},{"$f":"IFERROR(IF(OR(W70=\"\",'Historical scenario - input'!$D55=\"\"),\"\",W70/'Historical scenario - input'!$D55),\"\")","v":""}]
[{"$f":"IFERROR('Historical scenario - input'!A56,\"\")","v":""},{"$f":"IFERROR('Historical scenario - input'!B56,\"\")","v":0},{"$f":"IFERROR('Historical scenario - input'!C56,\"\")","v":0},{"$f":"IFERROR(repcalc('Historical scenario - input'!$CV56:$GH56,'Historical scenario - input'!$G56,'Historical scenario - input'!$E56,'Historical scenario - input'!$F56,20,TRUE,TRUE),\"\")","v":""},"","","","","","","","","","","","","","","","","","","",{"$f":"IFERROR(IF(OR(D71=\"\",'Historical scenario - input'!$D56=\"\"),\"\",D71/'Historical scenario - input'!$D56),\"\")","v":""},{"$f":"IFERROR(IF(OR(E71=\"\",'Historical scenario - input'!$D56=\"\"),\"\",E71/'Historical scenario - input'!$D56),\"\")","v":""},{"$f":"IFERROR(IF(OR(F71=\"\",'Historical scenario - input'!$D56=\"\"),\"\",F71/'Historical scenario - input'!$D56),\"\")","v":""},{"$f":"IFERROR(IF(OR(G71=\"\",'Historical scenario - input'!$D56=\"\"),\"\",G71/'Historical scenario - input'!$D56),\"\")","v":""},{"$f":"IFERROR(IF(OR(H71=\"\",'Historical scenario - input'!$D56=\"\"),\"\",H71/'Historical scenario - input'!$D56),\"\")","v":""},{"$f":"IFERROR(IF(OR(I71=\"\",'Historical scenario - input'!$D56=\"\"),\"\",I71/'Historical scenario - input'!$D56),\"\")","v":""},{"$f":"IFERROR(IF(OR(J71=\"\",'Historical scenario - input'!$D56=\"\"),\"\",J71/'Historical scenario - input'!$D56),\"\")","v":""},{"$f":"IFERROR(IF(OR(K71=\"\",'Historical scenario - input'!$D56=\"\"),\"\",K71/'Historical scenario - input'!$D56),\"\")","v":""},{"$f":"IFERROR(IF(OR(L71=\"\",'Historical scenario - input'!$D56=\"\"),\"\",L71/'Historical scenario - input'!$D56),\"\")","v":""},{"$f":"IFERROR(IF(OR(M71=\"\",'Historical scenario - input'!$D56=\"\"),\"\",M71/'Historical scenario - input'!$D56),\"\")","v":""},{"$f":"IFERROR(IF(OR(N71=\"\",'Historical scenario - input'!$D56=\"\"),\"\",N71/'Historical scenario - input'!$D56),\"\")","v":""},{"$f":"IFERROR(IF(OR(O71=\"\",'Historical scenario - input'!$D56=\"\"),\"\",O71/'Historical scenario - input'!$D56),\"\")","v":""},{"$f":"IFERROR(IF(OR(P71=\"\",'Historical scenario - input'!$D56=\"\"),\"\",P71/'Historical scenario - input'!$D56),\"\")","v":""},{"$f":"IFERROR(IF(OR(Q71=\"\",'Historical scenario - input'!$D56=\"\"),\"\",Q71/'Historical scenario - input'!$D56),\"\")","v":""},{"$f":"IFERROR(IF(OR(R71=\"\",'Historical scenario - input'!$D56=\"\"),\"\",R71/'Historical scenario - input'!$D56),\"\")","v":""},{"$f":"IFERROR(IF(OR(S71=\"\",'Historical scenario - input'!$D56=\"\"),\"\",S71/'Historical scenario - input'!$D56),\"\")","v":""},{"$f":"IFERROR(IF(OR(T71=\"\",'Historical scenario - input'!$D56=\"\"),\"\",T71/'Historical scenario - input'!$D56),\"\")","v":""},{"$f":"IFERROR(IF(OR(U71=\"\",'Historical scenario - input'!$D56=\"\"),\"\",U71/'Historical scenario - input'!$D56),\"\")","v":""},{"$f":"IFERROR(IF(OR(V71=\"\",'Historical scenario - input'!$D56=\"\"),\"\",V71/'Historical scenario - input'!$D56),\"\")","v":""},{"$f":"IFERROR(IF(OR(W71=\"\",'Historical scenario - input'!$D56=\"\"),\"\",W71/'Historical scenario - input'!$D56),\"\")","v":""}]
[{"$f":"IFERROR('Historical scenario - input'!A57,\"\")","v":""},{"$f":"IFERROR('Historical scenario - input'!B57,\"\")","v":0},{"$f":"IFERROR('Historical scenario - input'!C57,\"\")","v":0},{"$f":"IFERROR(repcalc('Historical scenario - input'!$CV57:$GH57,'Historical scenario - input'!$G57,'Historical scenario - input'!$E57,'Historical scenario - input'!$F57,20,TRUE,TRUE),\"\")","v":""},"","","","","","","","","","","","","","","","","","","",{"$f":"IFERROR(IF(OR(D72=\"\",'Historical scenario - input'!$D57=\"\"),\"\",D72/'Historical scenario - input'!$D57),\"\")","v":""},{"$f":"IFERROR(IF(OR(E72=\"\",'Historical scenario - input'!$D57=\"\"),\"\",E72/'Historical scenario - input'!$D57),\"\")","v":""},{"$f":"IFERROR(IF(OR(F72=\"\",'Historical scenario - input'!$D57=\"\"),\"\",F72/'Historical scenario - input'!$D57),\"\")","v":""},{"$f":"IFERROR(IF(OR(G72=\"\",'Historical scenario - input'!$D57=\"\"),\"\",G72/'Historical scenario - input'!$D57),\"\")","v":""},{"$f":"IFERROR(IF(OR(H72=\"\",'Historical scenario - input'!$D57=\"\"),\"\",H72/'Historical scenario - input'!$D57),\"\")","v":""},{"$f":"IFERROR(IF(OR(I72=\"\",'Historical scenario - input'!$D57=\"\"),\"\",I72/'Historical scenario - input'!$D57),\"\")","v":""},{"$f":"IFERROR(IF(OR(J72=\"\",'Historical scenario - input'!$D57=\"\"),\"\",J72/'Historical scenario - input'!$D57),\"\")","v":""},{"$f":"IFERROR(IF(OR(K72=\"\",'Historical scenario - input'!$D57=\"\"),\"\",K72/'Historical scenario - input'!$D57),\"\")","v":""},{"$f":"IFERROR(IF(OR(L72=\"\",'Historical scenario - input'!$D57=\"\"),\"\",L72/'Historical scenario - input'!$D57),\"\")","v":""},{"$f":"IFERROR(IF(OR(M72=\"\",'Historical scenario - input'!$D57=\"\"),\"\",M72/'Historical scenario - input'!$D57),\"\")","v":""},{"$f":"IFERROR(IF(OR(N72=\"\",'Historical scenario - input'!$D57=\"\"),\"\",N72/'Historical scenario - input'!$D57),\"\")","v":""},{"$f":"IFERROR(IF(OR(O72=\"\",'Historical scenario - input'!$D57=\"\"),\"\",O72/'Historical scenario - input'!$D57),\"\")","v":""},{"$f":"IFERROR(IF(OR(P72=\"\",'Historical scenario - input'!$D57=\"\"),\"\",P72/'Historical scenario - input'!$D57),\"\")","v":""},{"$f":"IFERROR(IF(OR(Q72=\"\",'Historical scenario - input'!$D57=\"\"),\"\",Q72/'Historical scenario - input'!$D57),\"\")","v":""},{"$f":"IFERROR(IF(OR(R72=\"\",'Historical scenario - input'!$D57=\"\"),\"\",R72/'Historical scenario - input'!$D57),\"\")","v":""},{"$f":"IFERROR(IF(OR(S72=\"\",'Historical scenario - input'!$D57=\"\"),\"\",S72/'Historical scenario - input'!$D57),\"\")","v":""},{"$f":"IFERROR(IF(OR(T72=\"\",'Historical scenario - input'!$D57=\"\"),\"\",T72/'Historical scenario - input'!$D57),\"\")","v":""},{"$f":"IFERROR(IF(OR(U72=\"\",'Historical scenario - input'!$D57=\"\"),\"\",U72/'Historical scenario - input'!$D57),\"\")","v":""},{"$f":"IFERROR(IF(OR(V72=\"\",'Historical scenario - input'!$D57=\"\"),\"\",V72/'Historical scenario - input'!$D57),\"\")","v":""},{"$f":"IFERROR(IF(OR(W72=\"\",'Historical scenario - input'!$D57=\"\"),\"\",W72/'Historical scenario - input'!$D57),\"\")","v":""}]
[{"$f":"IFERROR('Historical scenario - input'!A58,\"\")","v":""},{"$f":"IFERROR('Historical scenario - input'!B58,\"\")","v":0},{"$f":"IFERROR('Historical scenario - input'!C58,\"\")","v":0},{"$f":"IFERROR(repcalc('Historical scenario - input'!$CV58:$GH58,'Historical scenario - input'!$G58,'Historical scenario - input'!$E58,'Historical scenario - input'!$F58,20,TRUE,TRUE),\"\")","v":""},"","","","","","","","","","","","","","","","","","","",{"$f":"IFERROR(IF(OR(D73=\"\",'Historical scenario - input'!$D58=\"\"),\"\",D73/'Historical scenario - input'!$D58),\"\")","v":""},{"$f":"IFERROR(IF(OR(E73=\"\",'Historical scenario - input'!$D58=\"\"),\"\",E73/'Historical scenario - input'!$D58),\"\")","v":""},{"$f":"IFERROR(IF(OR(F73=\"\",'Historical scenario - input'!$D58=\"\"),\"\",F73/'Historical scenario - input'!$D58),\"\")","v":""},{"$f":"IFERROR(IF(OR(G73=\"\",'Historical scenario - input'!$D58=\"\"),\"\",G73/'Historical scenario - input'!$D58),\"\")","v":""},{"$f":"IFERROR(IF(OR(H73=\"\",'Historical scenario - input'!$D58=\"\"),\"\",H73/'Historical scenario - input'!$D58),\"\")","v":""},{"$f":"IFERROR(IF(OR(I73=\"\",'Historical scenario - input'!$D58=\"\"),\"\",I73/'Historical scenario - input'!$D58),\"\")","v":""},{"$f":"IFERROR(IF(OR(J73=\"\",'Historical scenario - input'!$D58=\"\"),\"\",J73/'Historical scenario - input'!$D58),\"\")","v":""},{"$f":"IFERROR(IF(OR(K73=\"\",'Historical scenario - input'!$D58=\"\"),\"\",K73/'Historical scenario - input'!$D58),\"\")","v":""},{"$f":"IFERROR(IF(OR(L73=\"\",'Historical scenario - input'!$D58=\"\"),\"\",L73/'Historical scenario - input'!$D58),\"\")","v":""},{"$f":"IFERROR(IF(OR(M73=\"\",'Historical scenario - input'!$D58=\"\"),\"\",M73/'Historical scenario - input'!$D58),\"\")","v":""},{"$f":"IFERROR(IF(OR(N73=\"\",'Historical scenario - input'!$D58=\"\"),\"\",N73/'Historical scenario - input'!$D58),\"\")","v":""},{"$f":"IFERROR(IF(OR(O73=\"\",'Historical scenario - input'!$D58=\"\"),\"\",O73/'Historical scenario - input'!$D58),\"\")","v":""},{"$f":"IFERROR(IF(OR(P73=\"\",'Historical scenario - input'!$D58=\"\"),\"\",P73/'Historical scenario - input'!$D58),\"\")","v":""},{"$f":"IFERROR(IF(OR(Q73=\"\",'Historical scenario - input'!$D58=\"\"),\"\",Q73/'Historical scenario - input'!$D58),\"\")","v":""},{"$f":"IFERROR(IF(OR(R73=\"\",'Historical scenario - input'!$D58=\"\"),\"\",R73/'Historical scenario - input'!$D58),\"\")","v":""},{"$f":"IFERROR(IF(OR(S73=\"\",'Historical scenario - input'!$D58=\"\"),\"\",S73/'Historical scenario - input'!$D58),\"\")","v":""},{"$f":"IFERROR(IF(OR(T73=\"\",'Historical scenario - input'!$D58=\"\"),\"\",T73/'Historical scenario - input'!$D58),\"\")","v":""},{"$f":"IFERROR(IF(OR(U73=\"\",'Historical scenario - input'!$D58=\"\"),\"\",U73/'Historical scenario - input'!$D58),\"\")","v":""},{"$f":"IFERROR(IF(OR(V73=\"\",'Historical scenario - input'!$D58=\"\"),\"\",V73/'Historical scenario - input'!$D58),\"\")","v":""},{"$f":"IFERROR(IF(OR(W73=\"\",'Historical scenario - input'!$D58=\"\"),\"\",W73/'Historical scenario - input'!$D58),\"\")","v":""}]
[{"$f":"IFERROR('Historical scenario - input'!A59,\"\")","v":""},{"$f":"IFERROR('Historical scenario - input'!B59,\"\")","v":0},{"$f":"IFERROR('Historical scenario - input'!C59,\"\")","v":0},{"$f":"IFERROR(repcalc('Historical scenario - input'!$CV59:$GH59,'Historical scenario - input'!$G59,'Historical scenario - input'!$E59,'Historical scenario - input'!$F59,20,TRUE,TRUE),\"\")","v":""},"","","","","","","","","","","","","","","","","","","",{"$f":"IFERROR(IF(OR(D74=\"\",'Historical scenario - input'!$D59=\"\"),\"\",D74/'Historical scenario - input'!$D59),\"\")","v":""},{"$f":"IFERROR(IF(OR(E74=\"\",'Historical scenario - input'!$D59=\"\"),\"\",E74/'Historical scenario - input'!$D59),\"\")","v":""},{"$f":"IFERROR(IF(OR(F74=\"\",'Historical scenario - input'!$D59=\"\"),\"\",F74/'Historical scenario - input'!$D59),\"\")","v":""},{"$f":"IFERROR(IF(OR(G74=\"\",'Historical scenario - input'!$D59=\"\"),\"\",G74/'Historical scenario - input'!$D59),\"\")","v":""},{"$f":"IFERROR(IF(OR(H74=\"\",'Historical scenario - input'!$D59=\"\"),\"\",H74/'Historical scenario - input'!$D59),\"\")","v":""},{"$f":"IFERROR(IF(OR(I74=\"\",'Historical scenario - input'!$D59=\"\"),\"\",I74/'Historical scenario - input'!$D59),\"\")","v":""},{"$f":"IFERROR(IF(OR(J74=\"\",'Historical scenario - input'!$D59=\"\"),\"\",J74/'Historical scenario - input'!$D59),\"\")","v":""},{"$f":"IFERROR(IF(OR(K74=\"\",'Historical scenario - input'!$D59=\"\"),\"\",K74/'Historical scenario - input'!$D59),\"\")","v":""},{"$f":"IFERROR(IF(OR(L74=\"\",'Historical scenario - input'!$D59=\"\"),\"\",L74/'Historical scenario - input'!$D59),\"\")","v":""},{"$f":"IFERROR(IF(OR(M74=\"\",'Historical scenario - input'!$D59=\"\"),\"\",M74/'Historical scenario - input'!$D59),\"\")","v":""},{"$f":"IFERROR(IF(OR(N74=\"\",'Historical scenario - input'!$D59=\"\"),\"\",N74/'Historical scenario - input'!$D59),\"\")","v":""},{"$f":"IFERROR(IF(OR(O74=\"\",'Historical scenario - input'!$D59=\"\"),\"\",O74/'Historical scenario - input'!$D59),\"\")","v":""},{"$f":"IFERROR(IF(OR(P74=\"\",'Historical scenario - input'!$D59=\"\"),\"\",P74/'Historical scenario - input'!$D59),\"\")","v":""},{"$f":"IFERROR(IF(OR(Q74=\"\",'Historical scenario - input'!$D59=\"\"),\"\",Q74/'Historical scenario - input'!$D59),\"\")","v":""},{"$f":"IFERROR(IF(OR(R74=\"\",'Historical scenario - input'!$D59=\"\"),\"\",R74/'Historical scenario - input'!$D59),\"\")","v":""},{"$f":"IFERROR(IF(OR(S74=\"\",'Historical scenario - input'!$D59=\"\"),\"\",S74/'Historical scenario - input'!$D59),\"\")","v":""},{"$f":"IFERROR(IF(OR(T74=\"\",'Historical scenario - input'!$D59=\"\"),\"\",T74/'Historical scenario - input'!$D59),\"\")","v":""},{"$f":"IFERROR(IF(OR(U74=\"\",'Historical scenario - input'!$D59=\"\"),\"\",U74/'Historical scenario - input'!$D59),\"\")","v":""},{"$f":"IFERROR(IF(OR(V74=\"\",'Historical scenario - input'!$D59=\"\"),\"\",V74/'Historical scenario - input'!$D59),\"\")","v":""},{"$f":"IFERROR(IF(OR(W74=\"\",'Historical scenario - input'!$D59=\"\"),\"\",W74/'Historical scenario - input'!$D59),\"\")","v":""}]
[{"$f":"IFERROR('Historical scenario - input'!A60,\"\")","v":""},{"$f":"IFERROR('Historical scenario - input'!B60,\"\")","v":0},{"$f":"IFERROR('Historical scenario - input'!C60,\"\")","v":0},{"$f":"IFERROR(repcalc('Historical scenario - input'!$CV60:$GH60,'Historical scenario - input'!$G60,'Historical scenario - input'!$E60,'Historical scenario - input'!$F60,20,TRUE,TRUE),\"\")","v":""},"","","","","","","","","","","","","","","","","","","",{"$f":"IFERROR(IF(OR(D75=\"\",'Historical scenario - input'!$D60=\"\"),\"\",D75/'Historical scenario - input'!$D60),\"\")","v":""},{"$f":"IFERROR(IF(OR(E75=\"\",'Historical scenario - input'!$D60=\"\"),\"\",E75/'Historical scenario - input'!$D60),\"\")","v":""},{"$f":"IFERROR(IF(OR(F75=\"\",'Historical scenario - input'!$D60=\"\"),\"\",F75/'Historical scenario - input'!$D60),\"\")","v":""},{"$f":"IFERROR(IF(OR(G75=\"\",'Historical scenario - input'!$D60=\"\"),\"\",G75/'Historical scenario - input'!$D60),\"\")","v":""},{"$f":"IFERROR(IF(OR(H75=\"\",'Historical scenario - input'!$D60=\"\"),\"\",H75/'Historical scenario - input'!$D60),\"\")","v":""},{"$f":"IFERROR(IF(OR(I75=\"\",'Historical scenario - input'!$D60=\"\"),\"\",I75/'Historical scenario - input'!$D60),\"\")","v":""},{"$f":"IFERROR(IF(OR(J75=\"\",'Historical scenario - input'!$D60=\"\"),\"\",J75/'Historical scenario - input'!$D60),\"\")","v":""},{"$f":"IFERROR(IF(OR(K75=\"\",'Historical scenario - input'!$D60=\"\"),\"\",K75/'Historical scenario - input'!$D60),\"\")","v":""},{"$f":"IFERROR(IF(OR(L75=\"\",'Historical scenario - input'!$D60=\"\"),\"\",L75/'Historical scenario - input'!$D60),\"\")","v":""},{"$f":"IFERROR(IF(OR(M75=\"\",'Historical scenario - input'!$D60=\"\"),\"\",M75/'Historical scenario - input'!$D60),\"\")","v":""},{"$f":"IFERROR(IF(OR(N75=\"\",'Historical scenario - input'!$D60=\"\"),\"\",N75/'Historical scenario - input'!$D60),\"\")","v":""},{"$f":"IFERROR(IF(OR(O75=\"\",'Historical scenario - input'!$D60=\"\"),\"\",O75/'Historical scenario - input'!$D60),\"\")","v":""},{"$f":"IFERROR(IF(OR(P75=\"\",'Historical scenario - input'!$D60=\"\"),\"\",P75/'Historical scenario - input'!$D60),\"\")","v":""},{"$f":"IFERROR(IF(OR(Q75=\"\",'Historical scenario - input'!$D60=\"\"),\"\",Q75/'Historical scenario - input'!$D60),\"\")","v":""},{"$f":"IFERROR(IF(OR(R75=\"\",'Historical scenario - input'!$D60=\"\"),\"\",R75/'Historical scenario - input'!$D60),\"\")","v":""},{"$f":"IFERROR(IF(OR(S75=\"\",'Historical scenario - input'!$D60=\"\"),\"\",S75/'Historical scenario - input'!$D60),\"\")","v":""},{"$f":"IFERROR(IF(OR(T75=\"\",'Historical scenario - input'!$D60=\"\"),\"\",T75/'Historical scenario - input'!$D60),\"\")","v":""},{"$f":"IFERROR(IF(OR(U75=\"\",'Historical scenario - input'!$D60=\"\"),\"\",U75/'Historical scenario - input'!$D60),\"\")","v":""},{"$f":"IFERROR(IF(OR(V75=\"\",'Historical scenario - input'!$D60=\"\"),\"\",V75/'Historical scenario - input'!$D60),\"\")","v":""},{"$f":"IFERROR(IF(OR(W75=\"\",'Historical scenario - input'!$D60=\"\"),\"\",W75/'Historical scenario - input'!$D60),\"\")","v":""}]
[{"$f":"IFERROR('Historical scenario - input'!A61,\"\")","v":""},{"$f":"IFERROR('Historical scenario - input'!B61,\"\")","v":0},{"$f":"IFERROR('Historical scenario - input'!C61,\"\")","v":0},{"$f":"IFERROR(repcalc('Historical scenario - input'!$CV61:$GH61,'Historical scenario - input'!$G61,'Historical scenario - input'!$E61,'Historical scenario - input'!$F61,20,TRUE,TRUE),\"\")","v":""},"","","","","","","","","","","","","","","","","","","",{"$f":"IFERROR(IF(OR(D76=\"\",'Historical scenario - input'!$D61=\"\"),\"\",D76/'Historical scenario - input'!$D61),\"\")","v":""},{"$f":"IFERROR(IF(OR(E76=\"\",'Historical scenario - input'!$D61=\"\"),\"\",E76/'Historical scenario - input'!$D61),\"\")","v":""},{"$f":"IFERROR(IF(OR(F76=\"\",'Historical scenario - input'!$D61=\"\"),\"\",F76/'Historical scenario - input'!$D61),\"\")","v":""},{"$f":"IFERROR(IF(OR(G76=\"\",'Historical scenario - input'!$D61=\"\"),\"\",G76/'Historical scenario - input'!$D61),\"\")","v":""},{"$f":"IFERROR(IF(OR(H76=\"\",'Historical scenario - input'!$D61=\"\"),\"\",H76/'Historical scenario - input'!$D61),\"\")","v":""},{"$f":"IFERROR(IF(OR(I76=\"\",'Historical scenario - input'!$D61=\"\"),\"\",I76/'Historical scenario - input'!$D61),\"\")","v":""},{"$f":"IFERROR(IF(OR(J76=\"\",'Historical scenario - input'!$D61=\"\"),\"\",J76/'Historical scenario - input'!$D61),\"\")","v":""},{"$f":"IFERROR(IF(OR(K76=\"\",'Historical scenario - input'!$D61=\"\"),\"\",K76/'Historical scenario - input'!$D61),\"\")","v":""},{"$f":"IFERROR(IF(OR(L76=\"\",'Historical scenario - input'!$D61=\"\"),\"\",L76/'Historical scenario - input'!$D61),\"\")","v":""},{"$f":"IFERROR(IF(OR(M76=\"\",'Historical scenario - input'!$D61=\"\"),\"\",M76/'Historical scenario - input'!$D61),\"\")","v":""},{"$f":"IFERROR(IF(OR(N76=\"\",'Historical scenario - input'!$D61=\"\"),\"\",N76/'Historical scenario - input'!$D61),\"\")","v":""},{"$f":"IFERROR(IF(OR(O76=\"\",'Historical scenario - input'!$D61=\"\"),\"\",O76/'Historical scenario - input'!$D61),\"\")","v":""},{"$f":"IFERROR(IF(OR(P76=\"\",'Historical scenario - input'!$D61=\"\"),\"\",P76/'Historical scenario - input'!$D61),\"\")","v":""},{"$f":"IFERROR(IF(OR(Q76=\"\",'Historical scenario - input'!$D61=\"\"),\"\",Q76/'Historical scenario - input'!$D61),\"\")","v":""},{"$f":"IFERROR(IF(OR(R76=\"\",'Historical scenario - input'!$D61=\"\"),\"\",R76/'Historical scenario - input'!$D61),\"\")","v":""},{"$f":"IFERROR(IF(OR(S76=\"\",'Historical scenario - input'!$D61=\"\"),\"\",S76/'Historical scenario - input'!$D61),\"\")","v":""},{"$f":"IFERROR(IF(OR(T76=\"\",'Historical scenario - input'!$D61=\"\"),\"\",T76/'Historical scenario - input'!$D61),\"\")","v":""},{"$f":"IFERROR(IF(OR(U76=\"\",'Historical scenario - input'!$D61=\"\"),\"\",U76/'Historical scenario - input'!$D61),\"\")","v":""},{"$f":"IFERROR(IF(OR(V76=\"\",'Historical scenario - input'!$D61=\"\"),\"\",V76/'Historical scenario - input'!$D61),\"\")","v":""},{"$f":"IFERROR(IF(OR(W76=\"\",'Historical scenario - input'!$D61=\"\"),\"\",W76/'Historical scenario - input'!$D61),\"\")","v":""}]
[{"$f":"IFERROR('Historical scenario - input'!A62,\"\")","v":""},{"$f":"IFERROR('Historical scenario - input'!B62,\"\")","v":0},{"$f":"IFERROR('Historical scenario - input'!C62,\"\")","v":0},{"$f":"IFERROR(repcalc('Historical scenario - input'!$CV62:$GH62,'Historical scenario - input'!$G62,'Historical scenario - input'!$E62,'Historical scenario - input'!$F62,20,TRUE,TRUE),\"\")","v":""},"","","","","","","","","","","","","","","","","","","",{"$f":"IFERROR(IF(OR(D77=\"\",'Historical scenario - input'!$D62=\"\"),\"\",D77/'Historical scenario - input'!$D62),\"\")","v":""},{"$f":"IFERROR(IF(OR(E77=\"\",'Historical scenario - input'!$D62=\"\"),\"\",E77/'Historical scenario - input'!$D62),\"\")","v":""},{"$f":"IFERROR(IF(OR(F77=\"\",'Historical scenario - input'!$D62=\"\"),\"\",F77/'Historical scenario - input'!$D62),\"\")","v":""},{"$f":"IFERROR(IF(OR(G77=\"\",'Historical scenario - input'!$D62=\"\"),\"\",G77/'Historical scenario - input'!$D62),\"\")","v":""},{"$f":"IFERROR(IF(OR(H77=\"\",'Historical scenario - input'!$D62=\"\"),\"\",H77/'Historical scenario - input'!$D62),\"\")","v":""},{"$f":"IFERROR(IF(OR(I77=\"\",'Historical scenario - input'!$D62=\"\"),\"\",I77/'Historical scenario - input'!$D62),\"\")","v":""},{"$f":"IFERROR(IF(OR(J77=\"\",'Historical scenario - input'!$D62=\"\"),\"\",J77/'Historical scenario - input'!$D62),\"\")","v":""},{"$f":"IFERROR(IF(OR(K77=\"\",'Historical scenario - input'!$D62=\"\"),\"\",K77/'Historical scenario - input'!$D62),\"\")","v":""},{"$f":"IFERROR(IF(OR(L77=\"\",'Historical scenario - input'!$D62=\"\"),\"\",L77/'Historical scenario - input'!$D62),\"\")","v":""},{"$f":"IFERROR(IF(OR(M77=\"\",'Historical scenario - input'!$D62=\"\"),\"\",M77/'Historical scenario - input'!$D62),\"\")","v":""},{"$f":"IFERROR(IF(OR(N77=\"\",'Historical scenario - input'!$D62=\"\"),\"\",N77/'Historical scenario - input'!$D62),\"\")","v":""},{"$f":"IFERROR(IF(OR(O77=\"\",'Historical scenario - input'!$D62=\"\"),\"\",O77/'Historical scenario - input'!$D62),\"\")","v":""},{"$f":"IFERROR(IF(OR(P77=\"\",'Historical scenario - input'!$D62=\"\"),\"\",P77/'Historical scenario - input'!$D62),\"\")","v":""},{"$f":"IFERROR(IF(OR(Q77=\"\",'Historical scenario - input'!$D62=\"\"),\"\",Q77/'Historical scenario - input'!$D62),\"\")","v":""},{"$f":"IFERROR(IF(OR(R77=\"\",'Historical scenario - input'!$D62=\"\"),\"\",R77/'Historical scenario - input'!$D62),\"\")","v":""},{"$f":"IFERROR(IF(OR(S77=\"\",'Historical scenario - input'!$D62=\"\"),\"\",S77/'Historical scenario - input'!$D62),\"\")","v":""},{"$f":"IFERROR(IF(OR(T77=\"\",'Historical scenario - input'!$D62=\"\"),\"\",T77/'Historical scenario - input'!$D62),\"\")","v":""},{"$f":"IFERROR(IF(OR(U77=\"\",'Historical scenario - input'!$D62=\"\"),\"\",U77/'Historical scenario - input'!$D62),\"\")","v":""},{"$f":"IFERROR(IF(OR(V77=\"\",'Historical scenario - input'!$D62=\"\"),\"\",V77/'Historical scenario - input'!$D62),\"\")","v":""},{"$f":"IFERROR(IF(OR(W77=\"\",'Historical scenario - input'!$D62=\"\"),\"\",W77/'Historical scenario - input'!$D62),\"\")","v":""}]
[{"$f":"IFERROR('Historical scenario - input'!A63,\"\")","v":""},{"$f":"IFERROR('Historical scenario - input'!B63,\"\")","v":0},{"$f":"IFERROR('Historical scenario - input'!C63,\"\")","v":0},{"$f":"IFERROR(repcalc('Historical scenario - input'!$CV63:$GH63,'Historical scenario - input'!$G63,'Historical scenario - input'!$E63,'Historical scenario - input'!$F63,20,TRUE,TRUE),\"\")","v":""},"","","","","","","","","","","","","","","","","","","",{"$f":"IFERROR(IF(OR(D78=\"\",'Historical scenario - input'!$D63=\"\"),\"\",D78/'Historical scenario - input'!$D63),\"\")","v":""},{"$f":"IFERROR(IF(OR(E78=\"\",'Historical scenario - input'!$D63=\"\"),\"\",E78/'Historical scenario - input'!$D63),\"\")","v":""},{"$f":"IFERROR(IF(OR(F78=\"\",'Historical scenario - input'!$D63=\"\"),\"\",F78/'Historical scenario - input'!$D63),\"\")","v":""},{"$f":"IFERROR(IF(OR(G78=\"\",'Historical scenario - input'!$D63=\"\"),\"\",G78/'Historical scenario - input'!$D63),\"\")","v":""},{"$f":"IFERROR(IF(OR(H78=\"\",'Historical scenario - input'!$D63=\"\"),\"\",H78/'Historical scenario - input'!$D63),\"\")","v":""},{"$f":"IFERROR(IF(OR(I78=\"\",'Historical scenario - input'!$D63=\"\"),\"\",I78/'Historical scenario - input'!$D63),\"\")","v":""},{"$f":"IFERROR(IF(OR(J78=\"\",'Historical scenario - input'!$D63=\"\"),\"\",J78/'Historical scenario - input'!$D63),\"\")","v":""},{"$f":"IFERROR(IF(OR(K78=\"\",'Historical scenario - input'!$D63=\"\"),\"\",K78/'Historical scenario - input'!$D63),\"\")","v":""},{"$f":"IFERROR(IF(OR(L78=\"\",'Historical scenario - input'!$D63=\"\"),\"\",L78/'Historical scenario - input'!$D63),\"\")","v":""},{"$f":"IFERROR(IF(OR(M78=\"\",'Historical scenario - input'!$D63=\"\"),\"\",M78/'Historical scenario - input'!$D63),\"\")","v":""},{"$f":"IFERROR(IF(OR(N78=\"\",'Historical scenario - input'!$D63=\"\"),\"\",N78/'Historical scenario - input'!$D63),\"\")","v":""},{"$f":"IFERROR(IF(OR(O78=\"\",'Historical scenario - input'!$D63=\"\"),\"\",O78/'Historical scenario - input'!$D63),\"\")","v":""},{"$f":"IFERROR(IF(OR(P78=\"\",'Historical scenario - input'!$D63=\"\"),\"\",P78/'Historical scenario - input'!$D63),\"\")","v":""},{"$f":"IFERROR(IF(OR(Q78=\"\",'Historical scenario - input'!$D63=\"\"),\"\",Q78/'Historical scenario - input'!$D63),\"\")","v":""},{"$f":"IFERROR(IF(OR(R78=\"\",'Historical scenario - input'!$D63=\"\"),\"\",R78/'Historical scenario - input'!$D63),\"\")","v":""},{"$f":"IFERROR(IF(OR(S78=\"\",'Historical scenario - input'!$D63=\"\"),\"\",S78/'Historical scenario - input'!$D63),\"\")","v":""},{"$f":"IFERROR(IF(OR(T78=\"\",'Historical scenario - input'!$D63=\"\"),\"\",T78/'Historical scenario - input'!$D63),\"\")","v":""},{"$f":"IFERROR(IF(OR(U78=\"\",'Historical scenario - input'!$D63=\"\"),\"\",U78/'Historical scenario - input'!$D63),\"\")","v":""},{"$f":"IFERROR(IF(OR(V78=\"\",'Historical scenario - input'!$D63=\"\"),\"\",V78/'Historical scenario - input'!$D63),\"\")","v":""},{"$f":"IFERROR(IF(OR(W78=\"\",'Historical scenario - input'!$D63=\"\"),\"\",W78/'Historical scenario - input'!$D63),\"\")","v":""}]
[{"$f":"IFERROR('Historical scenario - input'!A64,\"\")","v":""},{"$f":"IFERROR('Historical scenario - input'!B64,\"\")","v":0},{"$f":"IFERROR('Historical scenario - input'!C64,\"\")","v":0},{"$f":"IFERROR(repcalc('Historical scenario - input'!$CV64:$GH64,'Historical scenario - input'!$G64,'Historical scenario - input'!$E64,'Historical scenario - input'!$F64,20,TRUE,TRUE),\"\")","v":""},"","","","","","","","","","","","","","","","","","","",{"$f":"IFERROR(IF(OR(D79=\"\",'Historical scenario - input'!$D64=\"\"),\"\",D79/'Historical scenario - input'!$D64),\"\")","v":""},{"$f":"IFERROR(IF(OR(E79=\"\",'Historical scenario - input'!$D64=\"\"),\"\",E79/'Historical scenario - input'!$D64),\"\")","v":""},{"$f":"IFERROR(IF(OR(F79=\"\",'Historical scenario - input'!$D64=\"\"),\"\",F79/'Historical scenario - input'!$D64),\"\")","v":""},{"$f":"IFERROR(IF(OR(G79=\"\",'Historical scenario - input'!$D64=\"\"),\"\",G79/'Historical scenario - input'!$D64),\"\")","v":""},{"$f":"IFERROR(IF(OR(H79=\"\",'Historical scenario - input'!$D64=\"\"),\"\",H79/'Historical scenario - input'!$D64),\"\")","v":""},{"$f":"IFERROR(IF(OR(I79=\"\",'Historical scenario - input'!$D64=\"\"),\"\",I79/'Historical scenario - input'!$D64),\"\")","v":""},{"$f":"IFERROR(IF(OR(J79=\"\",'Historical scenario - input'!$D64=\"\"),\"\",J79/'Historical scenario - input'!$D64),\"\")","v":""},{"$f":"IFERROR(IF(OR(K79=\"\",'Historical scenario - input'!$D64=\"\"),\"\",K79/'Historical scenario - input'!$D64),\"\")","v":""},{"$f":"IFERROR(IF(OR(L79=\"\",'Historical scenario - input'!$D64=\"\"),\"\",L79/'Historical scenario - input'!$D64),\"\")","v":""},{"$f":"IFERROR(IF(OR(M79=\"\",'Historical scenario - input'!$D64=\"\"),\"\",M79/'Historical scenario - input'!$D64),\"\")","v":""},{"$f":"IFERROR(IF(OR(N79=\"\",'Historical scenario - input'!$D64=\"\"),\"\",N79/'Historical scenario - input'!$D64),\"\")","v":""},{"$f":"IFERROR(IF(OR(O79=\"\",'Historical scenario - input'!$D64=\"\"),\"\",O79/'Historical scenario - input'!$D64),\"\")","v":""},{"$f":"IFERROR(IF(OR(P79=\"\",'Historical scenario - input'!$D64=\"\"),\"\",P79/'Historical scenario - input'!$D64),\"\")","v":""},{"$f":"IFERROR(IF(OR(Q79=\"\",'Historical scenario - input'!$D64=\"\"),\"\",Q79/'Historical scenario - input'!$D64),\"\")","v":""},{"$f":"IFERROR(IF(OR(R79=\"\",'Historical scenario - input'!$D64=\"\"),\"\",R79/'Historical scenario - input'!$D64),\"\")","v":""},{"$f":"IFERROR(IF(OR(S79=\"\",'Historical scenario - input'!$D64=\"\"),\"\",S79/'Historical scenario - input'!$D64),\"\")","v":""},{"$f":"IFERROR(IF(OR(T79=\"\",'Historical scenario - input'!$D64=\"\"),\"\",T79/'Historical scenario - input'!$D64),\"\")","v":""},{"$f":"IFERROR(IF(OR(U79=\"\",'Historical scenario - input'!$D64=\"\"),\"\",U79/'Historical scenario - input'!$D64),\"\")","v":""},{"$f":"IFERROR(IF(OR(V79=\"\",'Historical scenario - input'!$D64=\"\"),\"\",V79/'Historical scenario - input'!$D64),\"\")","v":""},{"$f":"IFERROR(IF(OR(W79=\"\",'Historical scenario - input'!$D64=\"\"),\"\",W79/'Historical scenario - input'!$D64),\"\")","v":""}]
[{"$f":"IFERROR('Historical scenario - input'!A65,\"\")","v":""},{"$f":"IFERROR('Historical scenario - input'!B65,\"\")","v":0},{"$f":"IFERROR('Historical scenario - input'!C65,\"\")","v":0},{"$f":"IFERROR(repcalc('Historical scenario - input'!$CV65:$GH65,'Historical scenario - input'!$G65,'Historical scenario - input'!$E65,'Historical scenario - input'!$F65,20,TRUE,TRUE),\"\")","v":""},"","","","","","","","","","","","","","","","","","","",{"$f":"IFERROR(IF(OR(D80=\"\",'Historical scenario - input'!$D65=\"\"),\"\",D80/'Historical scenario - input'!$D65),\"\")","v":""},{"$f":"IFERROR(IF(OR(E80=\"\",'Historical scenario - input'!$D65=\"\"),\"\",E80/'Historical scenario - input'!$D65),\"\")","v":""},{"$f":"IFERROR(IF(OR(F80=\"\",'Historical scenario - input'!$D65=\"\"),\"\",F80/'Historical scenario - input'!$D65),\"\")","v":""},{"$f":"IFERROR(IF(OR(G80=\"\",'Historical scenario - input'!$D65=\"\"),\"\",G80/'Historical scenario - input'!$D65),\"\")","v":""},{"$f":"IFERROR(IF(OR(H80=\"\",'Historical scenario - input'!$D65=\"\"),\"\",H80/'Historical scenario - input'!$D65),\"\")","v":""},{"$f":"IFERROR(IF(OR(I80=\"\",'Historical scenario - input'!$D65=\"\"),\"\",I80/'Historical scenario - input'!$D65),\"\")","v":""},{"$f":"IFERROR(IF(OR(J80=\"\",'Historical scenario - input'!$D65=\"\"),\"\",J80/'Historical scenario - input'!$D65),\"\")","v":""},{"$f":"IFERROR(IF(OR(K80=\"\",'Historical scenario - input'!$D65=\"\"),\"\",K80/'Historical scenario - input'!$D65),\"\")","v":""},{"$f":"IFERROR(IF(OR(L80=\"\",'Historical scenario - input'!$D65=\"\"),\"\",L80/'Historical scenario - input'!$D65),\"\")","v":""},{"$f":"IFERROR(IF(OR(M80=\"\",'Historical scenario - input'!$D65=\"\"),\"\",M80/'Historical scenario - input'!$D65),\"\")","v":""},{"$f":"IFERROR(IF(OR(N80=\"\",'Historical scenario - input'!$D65=\"\"),\"\",N80/'Historical scenario - input'!$D65),\"\")","v":""},{"$f":"IFERROR(IF(OR(O80=\"\",'Historical scenario - input'!$D65=\"\"),\"\",O80/'Historical scenario - input'!$D65),\"\")","v":""},{"$f":"IFERROR(IF(OR(P80=\"\",'Historical scenario - input'!$D65=\"\"),\"\",P80/'Historical scenario - input'!$D65),\"\")","v":""},{"$f":"IFERROR(IF(OR(Q80=\"\",'Historical scenario - input'!$D65=\"\"),\"\",Q80/'Historical scenario - input'!$D65),\"\")","v":""},{"$f":"IFERROR(IF(OR(R80=\"\",'Historical scenario - input'!$D65=\"\"),\"\",R80/'Historical scenario - input'!$D65),\"\")","v":""},{"$f":"IFERROR(IF(OR(S80=\"\",'Historical scenario - input'!$D65=\"\"),\"\",S80/'Historical scenario - input'!$D65),\"\")","v":""},{"$f":"IFERROR(IF(OR(T80=\"\",'Historical scenario - input'!$D65=\"\"),\"\",T80/'Historical scenario - input'!$D65),\"\")","v":""},{"$f":"IFERROR(IF(OR(U80=\"\",'Historical scenario - input'!$D65=\"\"),\"\",U80/'Historical scenario - input'!$D65),\"\")","v":""},{"$f":"IFERROR(IF(OR(V80=\"\",'Historical scenario - input'!$D65=\"\"),\"\",V80/'Historical scenario - input'!$D65),\"\")","v":""},{"$f":"IFERROR(IF(OR(W80=\"\",'Historical scenario - input'!$D65=\"\"),\"\",W80/'Historical scenario - input'!$D65),\"\")","v":""}]
[{"$f":"IFERROR('Historical scenario - input'!A66,\"\")","v":""},{"$f":"IFERROR('Historical scenario - input'!B66,\"\")","v":0},{"$f":"IFERROR('Historical scenario - input'!C66,\"\")","v":0},{"$f":"IFERROR(repcalc('Historical scenario - input'!$CV66:$GH66,'Historical scenario - input'!$G66,'Historical scenario - input'!$E66,'Historical scenario - input'!$F66,20,TRUE,TRUE),\"\")","v":""},"","","","","","","","","","","","","","","","","","","",{"$f":"IFERROR(IF(OR(D81=\"\",'Historical scenario - input'!$D66=\"\"),\"\",D81/'Historical scenario - input'!$D66),\"\")","v":""},{"$f":"IFERROR(IF(OR(E81=\"\",'Historical scenario - input'!$D66=\"\"),\"\",E81/'Historical scenario - input'!$D66),\"\")","v":""},{"$f":"IFERROR(IF(OR(F81=\"\",'Historical scenario - input'!$D66=\"\"),\"\",F81/'Historical scenario - input'!$D66),\"\")","v":""},{"$f":"IFERROR(IF(OR(G81=\"\",'Historical scenario - input'!$D66=\"\"),\"\",G81/'Historical scenario - input'!$D66),\"\")","v":""},{"$f":"IFERROR(IF(OR(H81=\"\",'Historical scenario - input'!$D66=\"\"),\"\",H81/'Historical scenario - input'!$D66),\"\")","v":""},{"$f":"IFERROR(IF(OR(I81=\"\",'Historical scenario - input'!$D66=\"\"),\"\",I81/'Historical scenario - input'!$D66),\"\")","v":""},{"$f":"IFERROR(IF(OR(J81=\"\",'Historical scenario - input'!$D66=\"\"),\"\",J81/'Historical scenario - input'!$D66),\"\")","v":""},{"$f":"IFERROR(IF(OR(K81=\"\",'Historical scenario - input'!$D66=\"\"),\"\",K81/'Historical scenario - input'!$D66),\"\")","v":""},{"$f":"IFERROR(IF(OR(L81=\"\",'Historical scenario - input'!$D66=\"\"),\"\",L81/'Historical scenario - input'!$D66),\"\")","v":""},{"$f":"IFERROR(IF(OR(M81=\"\",'Historical scenario - input'!$D66=\"\"),\"\",M81/'Historical scenario - input'!$D66),\"\")","v":""},{"$f":"IFERROR(IF(OR(N81=\"\",'Historical scenario - input'!$D66=\"\"),\"\",N81/'Historical scenario - input'!$D66),\"\")","v":""},{"$f":"IFERROR(IF(OR(O81=\"\",'Historical scenario - input'!$D66=\"\"),\"\",O81/'Historical scenario - input'!$D66),\"\")","v":""},{"$f":"IFERROR(IF(OR(P81=\"\",'Historical scenario - input'!$D66=\"\"),\"\",P81/'Historical scenario - input'!$D66),\"\")","v":""},{"$f":"IFERROR(IF(OR(Q81=\"\",'Historical scenario - input'!$D66=\"\"),\"\",Q81/'Historical scenario - input'!$D66),\"\")","v":""},{"$f":"IFERROR(IF(OR(R81=\"\",'Historical scenario - input'!$D66=\"\"),\"\",R81/'Historical scenario - input'!$D66),\"\")","v":""},{"$f":"IFERROR(IF(OR(S81=\"\",'Historical scenario - input'!$D66=\"\"),\"\",S81/'Historical scenario - input'!$D66),\"\")","v":""},{"$f":"IFERROR(IF(OR(T81=\"\",'Historical scenario - input'!$D66=\"\"),\"\",T81/'Historical scenario - input'!$D66),\"\")","v":""},{"$f":"IFERROR(IF(OR(U81=\"\",'Historical scenario - input'!$D66=\"\"),\"\",U81/'Historical scenario - input'!$D66),\"\")","v":""},{"$f":"IFERROR(IF(OR(V81=\"\",'Historical scenario - input'!$D66=\"\"),\"\",V81/'Historical scenario - input'!$D66),\"\")","v":""},{"$f":"IFERROR(IF(OR(W81=\"\",'Historical scenario - input'!$D66=\"\"),\"\",W81/'Historical scenario - input'!$D66),\"\")","v":""}]
[{"$f":"IFERROR('Historical scenario - input'!A67,\"\")","v":""},{"$f":"IFERROR('Historical scenario - input'!B67,\"\")","v":0},{"$f":"IFERROR('Historical scenario - input'!C67,\"\")","v":0},{"$f":"IFERROR(repcalc('Historical scenario - input'!$CV67:$GH67,'Historical scenario - input'!$G67,'Historical scenario - input'!$E67,'Historical scenario - input'!$F67,20,TRUE,TRUE),\"\")","v":""},"","","","","","","","","","","","","","","","","","","",{"$f":"IFERROR(IF(OR(D82=\"\",'Historical scenario - input'!$D67=\"\"),\"\",D82/'Historical scenario - input'!$D67),\"\")","v":""},{"$f":"IFERROR(IF(OR(E82=\"\",'Historical scenario - input'!$D67=\"\"),\"\",E82/'Historical scenario - input'!$D67),\"\")","v":""},{"$f":"IFERROR(IF(OR(F82=\"\",'Historical scenario - input'!$D67=\"\"),\"\",F82/'Historical scenario - input'!$D67),\"\")","v":""},{"$f":"IFERROR(IF(OR(G82=\"\",'Historical scenario - input'!$D67=\"\"),\"\",G82/'Historical scenario - input'!$D67),\"\")","v":""},{"$f":"IFERROR(IF(OR(H82=\"\",'Historical scenario - input'!$D67=\"\"),\"\",H82/'Historical scenario - input'!$D67),\"\")","v":""},{"$f":"IFERROR(IF(OR(I82=\"\",'Historical scenario - input'!$D67=\"\"),\"\",I82/'Historical scenario - input'!$D67),\"\")","v":""},{"$f":"IFERROR(IF(OR(J82=\"\",'Historical scenario - input'!$D67=\"\"),\"\",J82/'Historical scenario - input'!$D67),\"\")","v":""},{"$f":"IFERROR(IF(OR(K82=\"\",'Historical scenario - input'!$D67=\"\"),\"\",K82/'Historical scenario - input'!$D67),\"\")","v":""},{"$f":"IFERROR(IF(OR(L82=\"\",'Historical scenario - input'!$D67=\"\"),\"\",L82/'Historical scenario - input'!$D67),\"\")","v":""},{"$f":"IFERROR(IF(OR(M82=\"\",'Historical scenario - input'!$D67=\"\"),\"\",M82/'Historical scenario - input'!$D67),\"\")","v":""},{"$f":"IFERROR(IF(OR(N82=\"\",'Historical scenario - input'!$D67=\"\"),\"\",N82/'Historical scenario - input'!$D67),\"\")","v":""},{"$f":"IFERROR(IF(OR(O82=\"\",'Historical scenario - input'!$D67=\"\"),\"\",O82/'Historical scenario - input'!$D67),\"\")","v":""},{"$f":"IFERROR(IF(OR(P82=\"\",'Historical scenario - input'!$D67=\"\"),\"\",P82/'Historical scenario - input'!$D67),\"\")","v":""},{"$f":"IFERROR(IF(OR(Q82=\"\",'Historical scenario - input'!$D67=\"\"),\"\",Q82/'Historical scenario - input'!$D67),\"\")","v":""},{"$f":"IFERROR(IF(OR(R82=\"\",'Historical scenario - input'!$D67=\"\"),\"\",R82/'Historical scenario - input'!$D67),\"\")","v":""},{"$f":"IFERROR(IF(OR(S82=\"\",'Historical scenario - input'!$D67=\"\"),\"\",S82/'Historical scenario - input'!$D67),\"\")","v":""},{"$f":"IFERROR(IF(OR(T82=\"\",'Historical scenario - input'!$D67=\"\"),\"\",T82/'Historical scenario - input'!$D67),\"\")","v":""},{"$f":"IFERROR(IF(OR(U82=\"\",'Historical scenario - input'!$D67=\"\"),\"\",U82/'Historical scenario - input'!$D67),\"\")","v":""},{"$f":"IFERROR(IF(OR(V82=\"\",'Historical scenario - input'!$D67=\"\"),\"\",V82/'Historical scenario - input'!$D67),\"\")","v":""},{"$f":"IFERROR(IF(OR(W82=\"\",'Historical scenario - input'!$D67=\"\"),\"\",W82/'Historical scenario - input'!$D67),\"\")","v":""}]
[{"$f":"IFERROR('Historical scenario - input'!A68,\"\")","v":""},{"$f":"IFERROR('Historical scenario - input'!B68,\"\")","v":0},{"$f":"IFERROR('Historical scenario - input'!C68,\"\")","v":0},{"$f":"IFERROR(repcalc('Historical scenario - input'!$CV68:$GH68,'Historical scenario - input'!$G68,'Historical scenario - input'!$E68,'Historical scenario - input'!$F68,20,TRUE,TRUE),\"\")","v":""},"","","","","","","","","","","","","","","","","","","",{"$f":"IFERROR(IF(OR(D83=\"\",'Historical scenario - input'!$D68=\"\"),\"\",D83/'Historical scenario - input'!$D68),\"\")","v":""},{"$f":"IFERROR(IF(OR(E83=\"\",'Historical scenario - input'!$D68=\"\"),\"\",E83/'Historical scenario - input'!$D68),\"\")","v":""},{"$f":"IFERROR(IF(OR(F83=\"\",'Historical scenario - input'!$D68=\"\"),\"\",F83/'Historical scenario - input'!$D68),\"\")","v":""},{"$f":"IFERROR(IF(OR(G83=\"\",'Historical scenario - input'!$D68=\"\"),\"\",G83/'Historical scenario - input'!$D68),\"\")","v":""},{"$f":"IFERROR(IF(OR(H83=\"\",'Historical scenario - input'!$D68=\"\"),\"\",H83/'Historical scenario - input'!$D68),\"\")","v":""},{"$f":"IFERROR(IF(OR(I83=\"\",'Historical scenario - input'!$D68=\"\"),\"\",I83/'Historical scenario - input'!$D68),\"\")","v":""},{"$f":"IFERROR(IF(OR(J83=\"\",'Historical scenario - input'!$D68=\"\"),\"\",J83/'Historical scenario - input'!$D68),\"\")","v":""},{"$f":"IFERROR(IF(OR(K83=\"\",'Historical scenario - input'!$D68=\"\"),\"\",K83/'Historical scenario - input'!$D68),\"\")","v":""},{"$f":"IFERROR(IF(OR(L83=\"\",'Historical scenario - input'!$D68=\"\"),\"\",L83/'Historical scenario - input'!$D68),\"\")","v":""},{"$f":"IFERROR(IF(OR(M83=\"\",'Historical scenario - input'!$D68=\"\"),\"\",M83/'Historical scenario - input'!$D68),\"\")","v":""},{"$f":"IFERROR(IF(OR(N83=\"\",'Historical scenario - input'!$D68=\"\"),\"\",N83/'Historical scenario - input'!$D68),\"\")","v":""},{"$f":"IFERROR(IF(OR(O83=\"\",'Historical scenario - input'!$D68=\"\"),\"\",O83/'Historical scenario - input'!$D68),\"\")","v":""},{"$f":"IFERROR(IF(OR(P83=\"\",'Historical scenario - input'!$D68=\"\"),\"\",P83/'Historical scenario - input'!$D68),\"\")","v":""},{"$f":"IFERROR(IF(OR(Q83=\"\",'Historical scenario - input'!$D68=\"\"),\"\",Q83/'Historical scenario - input'!$D68),\"\")","v":""},{"$f":"IFERROR(IF(OR(R83=\"\",'Historical scenario - input'!$D68=\"\"),\"\",R83/'Historical scenario - input'!$D68),\"\")","v":""},{"$f":"IFERROR(IF(OR(S83=\"\",'Historical scenario - input'!$D68=\"\"),\"\",S83/'Historical scenario - input'!$D68),\"\")","v":""},{"$f":"IFERROR(IF(OR(T83=\"\",'Historical scenario - input'!$D68=\"\"),\"\",T83/'Historical scenario - input'!$D68),\"\")","v":""},{"$f":"IFERROR(IF(OR(U83=\"\",'Historical scenario - input'!$D68=\"\"),\"\",U83/'Historical scenario - input'!$D68),\"\")","v":""},{"$f":"IFERROR(IF(OR(V83=\"\",'Historical scenario - input'!$D68=\"\"),\"\",V83/'Historical scenario - input'!$D68),\"\")","v":""},{"$f":"IFERROR(IF(OR(W83=\"\",'Historical scenario - input'!$D68=\"\"),\"\",W83/'Historical scenario - input'!$D68),\"\")","v":""}]
[{"$f":"IFERROR('Historical scenario - input'!A69,\"\")","v":""},{"$f":"IFERROR('Historical scenario - input'!B69,\"\")","v":0},{"$f":"IFERROR('Historical scenario - input'!C69,\"\")","v":0},{"$f":"IFERROR(repcalc('Historical scenario - input'!$CV69:$GH69,'Historical scenario - input'!$G69,'Historical scenario - input'!$E69,'Historical scenario - input'!$F69,20,TRUE,TRUE),\"\")","v":""},"","","","","","","","","","","","","","","","","","","",{"$f":"IFERROR(IF(OR(D84=\"\",'Historical scenario - input'!$D69=\"\"),\"\",D84/'Historical scenario - input'!$D69),\"\")","v":""},{"$f":"IFERROR(IF(OR(E84=\"\",'Historical scenario - input'!$D69=\"\"),\"\",E84/'Historical scenario - input'!$D69),\"\")","v":""},{"$f":"IFERROR(IF(OR(F84=\"\",'Historical scenario - input'!$D69=\"\"),\"\",F84/'Historical scenario - input'!$D69),\"\")","v":""},{"$f":"IFERROR(IF(OR(G84=\"\",'Historical scenario - input'!$D69=\"\"),\"\",G84/'Historical scenario - input'!$D69),\"\")","v":""},{"$f":"IFERROR(IF(OR(H84=\"\",'Historical scenario - input'!$D69=\"\"),\"\",H84/'Historical scenario - input'!$D69),\"\")","v":""},{"$f":"IFERROR(IF(OR(I84=\"\",'Historical scenario - input'!$D69=\"\"),\"\",I84/'Historical scenario - input'!$D69),\"\")","v":""},{"$f":"IFERROR(IF(OR(J84=\"\",'Historical scenario - input'!$D69=\"\"),\"\",J84/'Historical scenario - input'!$D69),\"\")","v":""},{"$f":"IFERROR(IF(OR(K84=\"\",'Historical scenario - input'!$D69=\"\"),\"\",K84/'Historical scenario - input'!$D69),\"\")","v":""},{"$f":"IFERROR(IF(OR(L84=\"\",'Historical scenario - input'!$D69=\"\"),\"\",L84/'Historical scenario - input'!$D69),\"\")","v":""},{"$f":"IFERROR(IF(OR(M84=\"\",'Historical scenario - input'!$D69=\"\"),\"\",M84/'Historical scenario - input'!$D69),\"\")","v":""},{"$f":"IFERROR(IF(OR(N84=\"\",'Historical scenario - input'!$D69=\"\"),\"\",N84/'Historical scenario - input'!$D69),\"\")","v":""},{"$f":"IFERROR(IF(OR(O84=\"\",'Historical scenario - input'!$D69=\"\"),\"\",O84/'Historical scenario - input'!$D69),\"\")","v":""},{"$f":"IFERROR(IF(OR(P84=\"\",'Historical scenario - input'!$D69=\"\"),\"\",P84/'Historical scenario - input'!$D69),\"\")","v":""},{"$f":"IFERROR(IF(OR(Q84=\"\",'Historical scenario - input'!$D69=\"\"),\"\",Q84/'Historical scenario - input'!$D69),\"\")","v":""},{"$f":"IFERROR(IF(OR(R84=\"\",'Historical scenario - input'!$D69=\"\"),\"\",R84/'Historical scenario - input'!$D69),\"\")","v":""},{"$f":"IFERROR(IF(OR(S84=\"\",'Historical scenario - input'!$D69=\"\"),\"\",S84/'Historical scenario - input'!$D69),\"\")","v":""},{"$f":"IFERROR(IF(OR(T84=\"\",'Historical scenario - input'!$D69=\"\"),\"\",T84/'Historical scenario - input'!$D69),\"\")","v":""},{"$f":"IFERROR(IF(OR(U84=\"\",'Historical scenario - input'!$D69=\"\"),\"\",U84/'Historical scenario - input'!$D69),\"\")","v":""},{"$f":"IFERROR(IF(OR(V84=\"\",'Historical scenario - input'!$D69=\"\"),\"\",V84/'Historical scenario - input'!$D69),\"\")","v":""},{"$f":"IFERROR(IF(OR(W84=\"\",'Historical scenario - input'!$D69=\"\"),\"\",W84/'Historical scenario - input'!$D69),\"\")","v":""}]
[{"$f":"IFERROR('Historical scenario - input'!A70,\"\")","v":""},{"$f":"IFERROR('Historical scenario - input'!B70,\"\")","v":0},{"$f":"IFERROR('Historical scenario - input'!C70,\"\")","v":0},{"$f":"IFERROR(repcalc('Historical scenario - input'!$CV70:$GH70,'Historical scenario - input'!$G70,'Historical scenario - input'!$E70,'Historical scenario - input'!$F70,20,TRUE,TRUE),\"\")","v":""},"","","","","","","","","","","","","","","","","","","",{"$f":"IFERROR(IF(OR(D85=\"\",'Historical scenario - input'!$D70=\"\"),\"\",D85/'Historical scenario - input'!$D70),\"\")","v":""},{"$f":"IFERROR(IF(OR(E85=\"\",'Historical scenario - input'!$D70=\"\"),\"\",E85/'Historical scenario - input'!$D70),\"\")","v":""},{"$f":"IFERROR(IF(OR(F85=\"\",'Historical scenario - input'!$D70=\"\"),\"\",F85/'Historical scenario - input'!$D70),\"\")","v":""},{"$f":"IFERROR(IF(OR(G85=\"\",'Historical scenario - input'!$D70=\"\"),\"\",G85/'Historical scenario - input'!$D70),\"\")","v":""},{"$f":"IFERROR(IF(OR(H85=\"\",'Historical scenario - input'!$D70=\"\"),\"\",H85/'Historical scenario - input'!$D70),\"\")","v":""},{"$f":"IFERROR(IF(OR(I85=\"\",'Historical scenario - input'!$D70=\"\"),\"\",I85/'Historical scenario - input'!$D70),\"\")","v":""},{"$f":"IFERROR(IF(OR(J85=\"\",'Historical scenario - input'!$D70=\"\"),\"\",J85/'Historical scenario - input'!$D70),\"\")","v":""},{"$f":"IFERROR(IF(OR(K85=\"\",'Historical scenario - input'!$D70=\"\"),\"\",K85/'Historical scenario - input'!$D70),\"\")","v":""},{"$f":"IFERROR(IF(OR(L85=\"\",'Historical scenario - input'!$D70=\"\"),\"\",L85/'Historical scenario - input'!$D70),\"\")","v":""},{"$f":"IFERROR(IF(OR(M85=\"\",'Historical scenario - input'!$D70=\"\"),\"\",M85/'Historical scenario - input'!$D70),\"\")","v":""},{"$f":"IFERROR(IF(OR(N85=\"\",'Historical scenario - input'!$D70=\"\"),\"\",N85/'Historical scenario - input'!$D70),\"\")","v":""},{"$f":"IFERROR(IF(OR(O85=\"\",'Historical scenario - input'!$D70=\"\"),\"\",O85/'Historical scenario - input'!$D70),\"\")","v":""},{"$f":"IFERROR(IF(OR(P85=\"\",'Historical scenario - input'!$D70=\"\"),\"\",P85/'Historical scenario - input'!$D70),\"\")","v":""},{"$f":"IFERROR(IF(OR(Q85=\"\",'Historical scenario - input'!$D70=\"\"),\"\",Q85/'Historical scenario - input'!$D70),\"\")","v":""},{"$f":"IFERROR(IF(OR(R85=\"\",'Historical scenario - input'!$D70=\"\"),\"\",R85/'Historical scenario - input'!$D70),\"\")","v":""},{"$f":"IFERROR(IF(OR(S85=\"\",'Historical scenario - input'!$D70=\"\"),\"\",S85/'Historical scenario - input'!$D70),\"\")","v":""},{"$f":"IFERROR(IF(OR(T85=\"\",'Historical scenario - input'!$D70=\"\"),\"\",T85/'Historical scenario - input'!$D70),\"\")","v":""},{"$f":"IFERROR(IF(OR(U85=\"\",'Historical scenario - input'!$D70=\"\"),\"\",U85/'Historical scenario - input'!$D70),\"\")","v":""},{"$f":"IFERROR(IF(OR(V85=\"\",'Historical scenario - input'!$D70=\"\"),\"\",V85/'Historical scenario - input'!$D70),\"\")","v":""},{"$f":"IFERROR(IF(OR(W85=\"\",'Historical scenario - input'!$D70=\"\"),\"\",W85/'Historical scenario - input'!$D70),\"\")","v":""}]
[{"$f":"IFERROR('Historical scenario - input'!A71,\"\")","v":""},{"$f":"IFERROR('Historical scenario - input'!B71,\"\")","v":0},{"$f":"IFERROR('Historical scenario - input'!C71,\"\")","v":0},{"$f":"IFERROR(repcalc('Historical scenario - input'!$CV71:$GH71,'Historical scenario - input'!$G71,'Historical scenario - input'!$E71,'Historical scenario - input'!$F71,20,TRUE,TRUE),\"\")","v":""},"","","","","","","","","","","","","","","","","","","",{"$f":"IFERROR(IF(OR(D86=\"\",'Historical scenario - input'!$D71=\"\"),\"\",D86/'Historical scenario - input'!$D71),\"\")","v":""},{"$f":"IFERROR(IF(OR(E86=\"\",'Historical scenario - input'!$D71=\"\"),\"\",E86/'Historical scenario - input'!$D71),\"\")","v":""},{"$f":"IFERROR(IF(OR(F86=\"\",'Historical scenario - input'!$D71=\"\"),\"\",F86/'Historical scenario - input'!$D71),\"\")","v":""},{"$f":"IFERROR(IF(OR(G86=\"\",'Historical scenario - input'!$D71=\"\"),\"\",G86/'Historical scenario - input'!$D71),\"\")","v":""},{"$f":"IFERROR(IF(OR(H86=\"\",'Historical scenario - input'!$D71=\"\"),\"\",H86/'Historical scenario - input'!$D71),\"\")","v":""},{"$f":"IFERROR(IF(OR(I86=\"\",'Historical scenario - input'!$D71=\"\"),\"\",I86/'Historical scenario - input'!$D71),\"\")","v":""},{"$f":"IFERROR(IF(OR(J86=\"\",'Historical scenario - input'!$D71=\"\"),\"\",J86/'Historical scenario - input'!$D71),\"\")","v":""},{"$f":"IFERROR(IF(OR(K86=\"\",'Historical scenario - input'!$D71=\"\"),\"\",K86/'Historical scenario - input'!$D71),\"\")","v":""},{"$f":"IFERROR(IF(OR(L86=\"\",'Historical scenario - input'!$D71=\"\"),\"\",L86/'Historical scenario - input'!$D71),\"\")","v":""},{"$f":"IFERROR(IF(OR(M86=\"\",'Historical scenario - input'!$D71=\"\"),\"\",M86/'Historical scenario - input'!$D71),\"\")","v":""},{"$f":"IFERROR(IF(OR(N86=\"\",'Historical scenario - input'!$D71=\"\"),\"\",N86/'Historical scenario - input'!$D71),\"\")","v":""},{"$f":"IFERROR(IF(OR(O86=\"\",'Historical scenario - input'!$D71=\"\"),\"\",O86/'Historical scenario - input'!$D71),\"\")","v":""},{"$f":"IFERROR(IF(OR(P86=\"\",'Historical scenario - input'!$D71=\"\"),\"\",P86/'Historical scenario - input'!$D71),\"\")","v":""},{"$f":"IFERROR(IF(OR(Q86=\"\",'Historical scenario - input'!$D71=\"\"),\"\",Q86/'Historical scenario - input'!$D71),\"\")","v":""},{"$f":"IFERROR(IF(OR(R86=\"\",'Historical scenario - input'!$D71=\"\"),\"\",R86/'Historical scenario - input'!$D71),\"\")","v":""},{"$f":"IFERROR(IF(OR(S86=\"\",'Historical scenario - input'!$D71=\"\"),\"\",S86/'Historical scenario - input'!$D71),\"\")","v":""},{"$f":"IFERROR(IF(OR(T86=\"\",'Historical scenario - input'!$D71=\"\"),\"\",T86/'Historical scenario - input'!$D71),\"\")","v":""},{"$f":"IFERROR(IF(OR(U86=\"\",'Historical scenario - input'!$D71=\"\"),\"\",U86/'Historical scenario - input'!$D71),\"\")","v":""},{"$f":"IFERROR(IF(OR(V86=\"\",'Historical scenario - input'!$D71=\"\"),\"\",V86/'Historical scenario - input'!$D71),\"\")","v":""},{"$f":"IFERROR(IF(OR(W86=\"\",'Historical scenario - input'!$D71=\"\"),\"\",W86/'Historical scenario - input'!$D71),\"\")","v":""}]
[{"$f":"IFERROR('Historical scenario - input'!A72,\"\")","v":""},{"$f":"IFERROR('Historical scenario - input'!B72,\"\")","v":0},{"$f":"IFERROR('Historical scenario - input'!C72,\"\")","v":0},{"$f":"IFERROR(repcalc('Historical scenario - input'!$CV72:$GH72,'Historical scenario - input'!$G72,'Historical scenario - input'!$E72,'Historical scenario - input'!$F72,20,TRUE,TRUE),\"\")","v":""},"","","","","","","","","","","","","","","","","","","",{"$f":"IFERROR(IF(OR(D87=\"\",'Historical scenario - input'!$D72=\"\"),\"\",D87/'Historical scenario - input'!$D72),\"\")","v":""},{"$f":"IFERROR(IF(OR(E87=\"\",'Historical scenario - input'!$D72=\"\"),\"\",E87/'Historical scenario - input'!$D72),\"\")","v":""},{"$f":"IFERROR(IF(OR(F87=\"\",'Historical scenario - input'!$D72=\"\"),\"\",F87/'Historical scenario - input'!$D72),\"\")","v":""},{"$f":"IFERROR(IF(OR(G87=\"\",'Historical scenario - input'!$D72=\"\"),\"\",G87/'Historical scenario - input'!$D72),\"\")","v":""},{"$f":"IFERROR(IF(OR(H87=\"\",'Historical scenario - input'!$D72=\"\"),\"\",H87/'Historical scenario - input'!$D72),\"\")","v":""},{"$f":"IFERROR(IF(OR(I87=\"\",'Historical scenario - input'!$D72=\"\"),\"\",I87/'Historical scenario - input'!$D72),\"\")","v":""},{"$f":"IFERROR(IF(OR(J87=\"\",'Historical scenario - input'!$D72=\"\"),\"\",J87/'Historical scenario - input'!$D72),\"\")","v":""},{"$f":"IFERROR(IF(OR(K87=\"\",'Historical scenario - input'!$D72=\"\"),\"\",K87/'Historical scenario - input'!$D72),\"\")","v":""},{"$f":"IFERROR(IF(OR(L87=\"\",'Historical scenario - input'!$D72=\"\"),\"\",L87/'Historical scenario - input'!$D72),\"\")","v":""},{"$f":"IFERROR(IF(OR(M87=\"\",'Historical scenario - input'!$D72=\"\"),\"\",M87/'Historical scenario - input'!$D72),\"\")","v":""},{"$f":"IFERROR(IF(OR(N87=\"\",'Historical scenario - input'!$D72=\"\"),\"\",N87/'Historical scenario - input'!$D72),\"\")","v":""},{"$f":"IFERROR(IF(OR(O87=\"\",'Historical scenario - input'!$D72=\"\"),\"\",O87/'Historical scenario - input'!$D72),\"\")","v":""},{"$f":"IFERROR(IF(OR(P87=\"\",'Historical scenario - input'!$D72=\"\"),\"\",P87/'Historical scenario - input'!$D72),\"\")","v":""},{"$f":"IFERROR(IF(OR(Q87=\"\",'Historical scenario - input'!$D72=\"\"),\"\",Q87/'Historical scenario - input'!$D72),\"\")","v":""},{"$f":"IFERROR(IF(OR(R87=\"\",'Historical scenario - input'!$D72=\"\"),\"\",R87/'Historical scenario - input'!$D72),\"\")","v":""},{"$f":"IFERROR(IF(OR(S87=\"\",'Historical scenario - input'!$D72=\"\"),\"\",S87/'Historical scenario - input'!$D72),\"\")","v":""},{"$f":"IFERROR(IF(OR(T87=\"\",'Historical scenario - input'!$D72=\"\"),\"\",T87/'Historical scenario - input'!$D72),\"\")","v":""},{"$f":"IFERROR(IF(OR(U87=\"\",'Historical scenario - input'!$D72=\"\"),\"\",U87/'Historical scenario - input'!$D72),\"\")","v":""},{"$f":"IFERROR(IF(OR(V87=\"\",'Historical scenario - input'!$D72=\"\"),\"\",V87/'Historical scenario - input'!$D72),\"\")","v":""},{"$f":"IFERROR(IF(OR(W87=\"\",'Historical scenario - input'!$D72=\"\"),\"\",W87/'Historical scenario - input'!$D72),\"\")","v":""}]
[{"$f":"IFERROR('Historical scenario - input'!A73,\"\")","v":""},{"$f":"IFERROR('Historical scenario - input'!B73,\"\")","v":0},{"$f":"IFERROR('Historical scenario - input'!C73,\"\")","v":0},{"$f":"IFERROR(repcalc('Historical scenario - input'!$CV73:$GH73,'Historical scenario - input'!$G73,'Historical scenario - input'!$E73,'Historical scenario - input'!$F73,20,TRUE,TRUE),\"\")","v":""},"","","","","","","","","","","","","","","","","","","",{"$f":"IFERROR(IF(OR(D88=\"\",'Historical scenario - input'!$D73=\"\"),\"\",D88/'Historical scenario - input'!$D73),\"\")","v":""},{"$f":"IFERROR(IF(OR(E88=\"\",'Historical scenario - input'!$D73=\"\"),\"\",E88/'Historical scenario - input'!$D73),\"\")","v":""},{"$f":"IFERROR(IF(OR(F88=\"\",'Historical scenario - input'!$D73=\"\"),\"\",F88/'Historical scenario - input'!$D73),\"\")","v":""},{"$f":"IFERROR(IF(OR(G88=\"\",'Historical scenario - input'!$D73=\"\"),\"\",G88/'Historical scenario - input'!$D73),\"\")","v":""},{"$f":"IFERROR(IF(OR(H88=\"\",'Historical scenario - input'!$D73=\"\"),\"\",H88/'Historical scenario - input'!$D73),\"\")","v":""},{"$f":"IFERROR(IF(OR(I88=\"\",'Historical scenario - input'!$D73=\"\"),\"\",I88/'Historical scenario - input'!$D73),\"\")","v":""},{"$f":"IFERROR(IF(OR(J88=\"\",'Historical scenario - input'!$D73=\"\"),\"\",J88/'Historical scenario - input'!$D73),\"\")","v":""},{"$f":"IFERROR(IF(OR(K88=\"\",'Historical scenario - input'!$D73=\"\"),\"\",K88/'Historical scenario - input'!$D73),\"\")","v":""},{"$f":"IFERROR(IF(OR(L88=\"\",'Historical scenario - input'!$D73=\"\"),\"\",L88/'Historical scenario - input'!$D73),\"\")","v":""},{"$f":"IFERROR(IF(OR(M88=\"\",'Historical scenario - input'!$D73=\"\"),\"\",M88/'Historical scenario - input'!$D73),\"\")","v":""},{"$f":"IFERROR(IF(OR(N88=\"\",'Historical scenario - input'!$D73=\"\"),\"\",N88/'Historical scenario - input'!$D73),\"\")","v":""},{"$f":"IFERROR(IF(OR(O88=\"\",'Historical scenario - input'!$D73=\"\"),\"\",O88/'Historical scenario - input'!$D73),\"\")","v":""},{"$f":"IFERROR(IF(OR(P88=\"\",'Historical scenario - input'!$D73=\"\"),\"\",P88/'Historical scenario - input'!$D73),\"\")","v":""},{"$f":"IFERROR(IF(OR(Q88=\"\",'Historical scenario - input'!$D73=\"\"),\"\",Q88/'Historical scenario - input'!$D73),\"\")","v":""},{"$f":"IFERROR(IF(OR(R88=\"\",'Historical scenario - input'!$D73=\"\"),\"\",R88/'Historical scenario - input'!$D73),\"\")","v":""},{"$f":"IFERROR(IF(OR(S88=\"\",'Historical scenario - input'!$D73=\"\"),\"\",S88/'Historical scenario - input'!$D73),\"\")","v":""},{"$f":"IFERROR(IF(OR(T88=\"\",'Historical scenario - input'!$D73=\"\"),\"\",T88/'Historical scenario - input'!$D73),\"\")","v":""},{"$f":"IFERROR(IF(OR(U88=\"\",'Historical scenario - input'!$D73=\"\"),\"\",U88/'Historical scenario - input'!$D73),\"\")","v":""},{"$f":"IFERROR(IF(OR(V88=\"\",'Historical scenario - input'!$D73=\"\"),\"\",V88/'Historical scenario - input'!$D73),\"\")","v":""},{"$f":"IFERROR(IF(OR(W88=\"\",'Historical scenario - input'!$D73=\"\"),\"\",W88/'Historical scenario - input'!$D73),\"\")","v":""}]
[{"$f":"IFERROR('Historical scenario - input'!A74,\"\")","v":""},{"$f":"IFERROR('Historical scenario - input'!B74,\"\")","v":0},{"$f":"IFERROR('Historical scenario - input'!C74,\"\")","v":0},{"$f":"IFERROR(repcalc('Historical scenario - input'!$CV74:$GH74,'Historical scenario - input'!$G74,'Historical scenario - input'!$E74,'Historical scenario - input'!$F74,20,TRUE,TRUE),\"\")","v":""},"","","","","","","","","","","","","","","","","","","",{"$f":"IFERROR(IF(OR(D89=\"\",'Historical scenario - input'!$D74=\"\"),\"\",D89/'Historical scenario - input'!$D74),\"\")","v":""},{"$f":"IFERROR(IF(OR(E89=\"\",'Historical scenario - input'!$D74=\"\"),\"\",E89/'Historical scenario - input'!$D74),\"\")","v":""},{"$f":"IFERROR(IF(OR(F89=\"\",'Historical scenario - input'!$D74=\"\"),\"\",F89/'Historical scenario - input'!$D74),\"\")","v":""},{"$f":"IFERROR(IF(OR(G89=\"\",'Historical scenario - input'!$D74=\"\"),\"\",G89/'Historical scenario - input'!$D74),\"\")","v":""},{"$f":"IFERROR(IF(OR(H89=\"\",'Historical scenario - input'!$D74=\"\"),\"\",H89/'Historical scenario - input'!$D74),\"\")","v":""},{"$f":"IFERROR(IF(OR(I89=\"\",'Historical scenario - input'!$D74=\"\"),\"\",I89/'Historical scenario - input'!$D74),\"\")","v":""},{"$f":"IFERROR(IF(OR(J89=\"\",'Historical scenario - input'!$D74=\"\"),\"\",J89/'Historical scenario - input'!$D74),\"\")","v":""},{"$f":"IFERROR(IF(OR(K89=\"\",'Historical scenario - input'!$D74=\"\"),\"\",K89/'Historical scenario - input'!$D74),\"\")","v":""},{"$f":"IFERROR(IF(OR(L89=\"\",'Historical scenario - input'!$D74=\"\"),\"\",L89/'Historical scenario - input'!$D74),\"\")","v":""},{"$f":"IFERROR(IF(OR(M89=\"\",'Historical scenario - input'!$D74=\"\"),\"\",M89/'Historical scenario - input'!$D74),\"\")","v":""},{"$f":"IFERROR(IF(OR(N89=\"\",'Historical scenario - input'!$D74=\"\"),\"\",N89/'Historical scenario - input'!$D74),\"\")","v":""},{"$f":"IFERROR(IF(OR(O89=\"\",'Historical scenario - input'!$D74=\"\"),\"\",O89/'Historical scenario - input'!$D74),\"\")","v":""},{"$f":"IFERROR(IF(OR(P89=\"\",'Historical scenario - input'!$D74=\"\"),\"\",P89/'Historical scenario - input'!$D74),\"\")","v":""},{"$f":"IFERROR(IF(OR(Q89=\"\",'Historical scenario - input'!$D74=\"\"),\"\",Q89/'Historical scenario - input'!$D74),\"\")","v":""},{"$f":"IFERROR(IF(OR(R89=\"\",'Historical scenario - input'!$D74=\"\"),\"\",R89/'Historical scenario - input'!$D74),\"\")","v":""},{"$f":"IFERROR(IF(OR(S89=\"\",'Historical scenario - input'!$D74=\"\"),\"\",S89/'Historical scenario - input'!$D74),\"\")","v":""},{"$f":"IFERROR(IF(OR(T89=\"\",'Historical scenario - input'!$D74=\"\"),\"\",T89/'Historical scenario - input'!$D74),\"\")","v":""},{"$f":"IFERROR(IF(OR(U89=\"\",'Historical scenario - input'!$D74=\"\"),\"\",U89/'Historical scenario - input'!$D74),\"\")","v":""},{"$f":"IFERROR(IF(OR(V89=\"\",'Historical scenario - input'!$D74=\"\"),\"\",V89/'Historical scenario - input'!$D74),\"\")","v":""},{"$f":"IFERROR(IF(OR(W89=\"\",'Historical scenario - input'!$D74=\"\"),\"\",W89/'Historical scenario - input'!$D74),\"\")","v":""}]
[{"$f":"IFERROR('Historical scenario - input'!A75,\"\")","v":""},{"$f":"IFERROR('Historical scenario - input'!B75,\"\")","v":0},{"$f":"IFERROR('Historical scenario - input'!C75,\"\")","v":0},{"$f":"IFERROR(repcalc('Historical scenario - input'!$CV75:$GH75,'Historical scenario - input'!$G75,'Historical scenario - input'!$E75,'Historical scenario - input'!$F75,20,TRUE,TRUE),\"\")","v":""},"","","","","","","","","","","","","","","","","","","",{"$f":"IFERROR(IF(OR(D90=\"\",'Historical scenario - input'!$D75=\"\"),\"\",D90/'Historical scenario - input'!$D75),\"\")","v":""},{"$f":"IFERROR(IF(OR(E90=\"\",'Historical scenario - input'!$D75=\"\"),\"\",E90/'Historical scenario - input'!$D75),\"\")","v":""},{"$f":"IFERROR(IF(OR(F90=\"\",'Historical scenario - input'!$D75=\"\"),\"\",F90/'Historical scenario - input'!$D75),\"\")","v":""},{"$f":"IFERROR(IF(OR(G90=\"\",'Historical scenario - input'!$D75=\"\"),\"\",G90/'Historical scenario - input'!$D75),\"\")","v":""},{"$f":"IFERROR(IF(OR(H90=\"\",'Historical scenario - input'!$D75=\"\"),\"\",H90/'Historical scenario - input'!$D75),\"\")","v":""},{"$f":"IFERROR(IF(OR(I90=\"\",'Historical scenario - input'!$D75=\"\"),\"\",I90/'Historical scenario - input'!$D75),\"\")","v":""},{"$f":"IFERROR(IF(OR(J90=\"\",'Historical scenario - input'!$D75=\"\"),\"\",J90/'Historical scenario - input'!$D75),\"\")","v":""},{"$f":"IFERROR(IF(OR(K90=\"\",'Historical scenario - input'!$D75=\"\"),\"\",K90/'Historical scenario - input'!$D75),\"\")","v":""},{"$f":"IFERROR(IF(OR(L90=\"\",'Historical scenario - input'!$D75=\"\"),\"\",L90/'Historical scenario - input'!$D75),\"\")","v":""},{"$f":"IFERROR(IF(OR(M90=\"\",'Historical scenario - input'!$D75=\"\"),\"\",M90/'Historical scenario - input'!$D75),\"\")","v":""},{"$f":"IFERROR(IF(OR(N90=\"\",'Historical scenario - input'!$D75=\"\"),\"\",N90/'Historical scenario - input'!$D75),\"\")","v":""},{"$f":"IFERROR(IF(OR(O90=\"\",'Historical scenario - input'!$D75=\"\"),\"\",O90/'Historical scenario - input'!$D75),\"\")","v":""},{"$f":"IFERROR(IF(OR(P90=\"\",'Historical scenario - input'!$D75=\"\"),\"\",P90/'Historical scenario - input'!$D75),\"\")","v":""},{"$f":"IFERROR(IF(OR(Q90=\"\",'Historical scenario - input'!$D75=\"\"),\"\",Q90/'Historical scenario - input'!$D75),\"\")","v":""},{"$f":"IFERROR(IF(OR(R90=\"\",'Historical scenario - input'!$D75=\"\"),\"\",R90/'Historical scenario - input'!$D75),\"\")","v":""},{"$f":"IFERROR(IF(OR(S90=\"\",'Historical scenario - input'!$D75=\"\"),\"\",S90/'Historical scenario - input'!$D75),\"\")","v":""},{"$f":"IFERROR(IF(OR(T90=\"\",'Historical scenario - input'!$D75=\"\"),\"\",T90/'Historical scenario - input'!$D75),\"\")","v":""},{"$f":"IFERROR(IF(OR(U90=\"\",'Historical scenario - input'!$D75=\"\"),\"\",U90/'Historical scenario - input'!$D75),\"\")","v":""},{"$f":"IFERROR(IF(OR(V90=\"\",'Historical scenario - input'!$D75=\"\"),\"\",V90/'Historical scenario - input'!$D75),\"\")","v":""},{"$f":"IFERROR(IF(OR(W90=\"\",'Historical scenario - input'!$D75=\"\"),\"\",W90/'Historical scenario - input'!$D75),\"\")","v":""}]
[{"$f":"IFERROR('Historical scenario - input'!A76,\"\")","v":""},{"$f":"IFERROR('Historical scenario - input'!B76,\"\")","v":0},{"$f":"IFERROR('Historical scenario - input'!C76,\"\")","v":0},{"$f":"IFERROR(repcalc('Historical scenario - input'!$CV76:$GH76,'Historical scenario - input'!$G76,'Historical scenario - input'!$E76,'Historical scenario - input'!$F76,20,TRUE,TRUE),\"\")","v":""},"","","","","","","","","","","","","","","","","","","",{"$f":"IFERROR(IF(OR(D91=\"\",'Historical scenario - input'!$D76=\"\"),\"\",D91/'Historical scenario - input'!$D76),\"\")","v":""},{"$f":"IFERROR(IF(OR(E91=\"\",'Historical scenario - input'!$D76=\"\"),\"\",E91/'Historical scenario - input'!$D76),\"\")","v":""},{"$f":"IFERROR(IF(OR(F91=\"\",'Historical scenario - input'!$D76=\"\"),\"\",F91/'Historical scenario - input'!$D76),\"\")","v":""},{"$f":"IFERROR(IF(OR(G91=\"\",'Historical scenario - input'!$D76=\"\"),\"\",G91/'Historical scenario - input'!$D76),\"\")","v":""},{"$f":"IFERROR(IF(OR(H91=\"\",'Historical scenario - input'!$D76=\"\"),\"\",H91/'Historical scenario - input'!$D76),\"\")","v":""},{"$f":"IFERROR(IF(OR(I91=\"\",'Historical scenario - input'!$D76=\"\"),\"\",I91/'Historical scenario - input'!$D76),\"\")","v":""},{"$f":"IFERROR(IF(OR(J91=\"\",'Historical scenario - input'!$D76=\"\"),\"\",J91/'Historical scenario - input'!$D76),\"\")","v":""},{"$f":"IFERROR(IF(OR(K91=\"\",'Historical scenario - input'!$D76=\"\"),\"\",K91/'Historical scenario - input'!$D76),\"\")","v":""},{"$f":"IFERROR(IF(OR(L91=\"\",'Historical scenario - input'!$D76=\"\"),\"\",L91/'Historical scenario - input'!$D76),\"\")","v":""},{"$f":"IFERROR(IF(OR(M91=\"\",'Historical scenario - input'!$D76=\"\"),\"\",M91/'Historical scenario - input'!$D76),\"\")","v":""},{"$f":"IFERROR(IF(OR(N91=\"\",'Historical scenario - input'!$D76=\"\"),\"\",N91/'Historical scenario - input'!$D76),\"\")","v":""},{"$f":"IFERROR(IF(OR(O91=\"\",'Historical scenario - input'!$D76=\"\"),\"\",O91/'Historical scenario - input'!$D76),\"\")","v":""},{"$f":"IFERROR(IF(OR(P91=\"\",'Historical scenario - input'!$D76=\"\"),\"\",P91/'Historical scenario - input'!$D76),\"\")","v":""},{"$f":"IFERROR(IF(OR(Q91=\"\",'Historical scenario - input'!$D76=\"\"),\"\",Q91/'Historical scenario - input'!$D76),\"\")","v":""},{"$f":"IFERROR(IF(OR(R91=\"\",'Historical scenario - input'!$D76=\"\"),\"\",R91/'Historical scenario - input'!$D76),\"\")","v":""},{"$f":"IFERROR(IF(OR(S91=\"\",'Historical scenario - input'!$D76=\"\"),\"\",S91/'Historical scenario - input'!$D76),\"\")","v":""},{"$f":"IFERROR(IF(OR(T91=\"\",'Historical scenario - input'!$D76=\"\"),\"\",T91/'Historical scenario - input'!$D76),\"\")","v":""},{"$f":"IFERROR(IF(OR(U91=\"\",'Historical scenario - input'!$D76=\"\"),\"\",U91/'Historical scenario - input'!$D76),\"\")","v":""},{"$f":"IFERROR(IF(OR(V91=\"\",'Historical scenario - input'!$D76=\"\"),\"\",V91/'Historical scenario - input'!$D76),\"\")","v":""},{"$f":"IFERROR(IF(OR(W91=\"\",'Historical scenario - input'!$D76=\"\"),\"\",W91/'Historical scenario - input'!$D76),\"\")","v":""}]
[{"$f":"IFERROR('Historical scenario - input'!A77,\"\")","v":""},{"$f":"IFERROR('Historical scenario - input'!B77,\"\")","v":0},{"$f":"IFERROR('Historical scenario - input'!C77,\"\")","v":0},{"$f":"IFERROR(repcalc('Historical scenario - input'!$CV77:$GH77,'Historical scenario - input'!$G77,'Historical scenario - input'!$E77,'Historical scenario - input'!$F77,20,TRUE,TRUE),\"\")","v":""},"","","","","","","","","","","","","","","","","","","",{"$f":"IFERROR(IF(OR(D92=\"\",'Historical scenario - input'!$D77=\"\"),\"\",D92/'Historical scenario - input'!$D77),\"\")","v":""},{"$f":"IFERROR(IF(OR(E92=\"\",'Historical scenario - input'!$D77=\"\"),\"\",E92/'Historical scenario - input'!$D77),\"\")","v":""},{"$f":"IFERROR(IF(OR(F92=\"\",'Historical scenario - input'!$D77=\"\"),\"\",F92/'Historical scenario - input'!$D77),\"\")","v":""},{"$f":"IFERROR(IF(OR(G92=\"\",'Historical scenario - input'!$D77=\"\"),\"\",G92/'Historical scenario - input'!$D77),\"\")","v":""},{"$f":"IFERROR(IF(OR(H92=\"\",'Historical scenario - input'!$D77=\"\"),\"\",H92/'Historical scenario - input'!$D77),\"\")","v":""},{"$f":"IFERROR(IF(OR(I92=\"\",'Historical scenario - input'!$D77=\"\"),\"\",I92/'Historical scenario - input'!$D77),\"\")","v":""},{"$f":"IFERROR(IF(OR(J92=\"\",'Historical scenario - input'!$D77=\"\"),\"\",J92/'Historical scenario - input'!$D77),\"\")","v":""},{"$f":"IFERROR(IF(OR(K92=\"\",'Historical scenario - input'!$D77=\"\"),\"\",K92/'Historical scenario - input'!$D77),\"\")","v":""},{"$f":"IFERROR(IF(OR(L92=\"\",'Historical scenario - input'!$D77=\"\"),\"\",L92/'Historical scenario - input'!$D77),\"\")","v":""},{"$f":"IFERROR(IF(OR(M92=\"\",'Historical scenario - input'!$D77=\"\"),\"\",M92/'Historical scenario - input'!$D77),\"\")","v":""},{"$f":"IFERROR(IF(OR(N92=\"\",'Historical scenario - input'!$D77=\"\"),\"\",N92/'Historical scenario - input'!$D77),\"\")","v":""},{"$f":"IFERROR(IF(OR(O92=\"\",'Historical scenario - input'!$D77=\"\"),\"\",O92/'Historical scenario - input'!$D77),\"\")","v":""},{"$f":"IFERROR(IF(OR(P92=\"\",'Historical scenario - input'!$D77=\"\"),\"\",P92/'Historical scenario - input'!$D77),\"\")","v":""},{"$f":"IFERROR(IF(OR(Q92=\"\",'Historical scenario - input'!$D77=\"\"),\"\",Q92/'Historical scenario - input'!$D77),\"\")","v":""},{"$f":"IFERROR(IF(OR(R92=\"\",'Historical scenario - input'!$D77=\"\"),\"\",R92/'Historical scenario - input'!$D77),\"\")","v":""},{"$f":"IFERROR(IF(OR(S92=\"\",'Historical scenario - input'!$D77=\"\"),\"\",S92/'Historical scenario - input'!$D77),\"\")","v":""},{"$f":"IFERROR(IF(OR(T92=\"\",'Historical scenario - input'!$D77=\"\"),\"\",T92/'Historical scenario - input'!$D77),\"\")","v":""},{"$f":"IFERROR(IF(OR(U92=\"\",'Historical scenario - input'!$D77=\"\"),\"\",U92/'Historical scenario - input'!$D77),\"\")","v":""},{"$f":"IFERROR(IF(OR(V92=\"\",'Historical scenario - input'!$D77=\"\"),\"\",V92/'Historical scenario - input'!$D77),\"\")","v":""},{"$f":"IFERROR(IF(OR(W92=\"\",'Historical scenario - input'!$D77=\"\"),\"\",W92/'Historical scenario - input'!$D77),\"\")","v":""}]
[{"$f":"IFERROR('Historical scenario - input'!A78,\"\")","v":""},{"$f":"IFERROR('Historical scenario - input'!B78,\"\")","v":0},{"$f":"IFERROR('Historical scenario - input'!C78,\"\")","v":0},{"$f":"IFERROR(repcalc('Historical scenario - input'!$CV78:$GH78,'Historical scenario - input'!$G78,'Historical scenario - input'!$E78,'Historical scenario - input'!$F78,20,TRUE,TRUE),\"\")","v":""},"","","","","","","","","","","","","","","","","","","",{"$f":"IFERROR(IF(OR(D93=\"\",'Historical scenario - input'!$D78=\"\"),\"\",D93/'Historical scenario - input'!$D78),\"\")","v":""},{"$f":"IFERROR(IF(OR(E93=\"\",'Historical scenario - input'!$D78=\"\"),\"\",E93/'Historical scenario - input'!$D78),\"\")","v":""},{"$f":"IFERROR(IF(OR(F93=\"\",'Historical scenario - input'!$D78=\"\"),\"\",F93/'Historical scenario - input'!$D78),\"\")","v":""},{"$f":"IFERROR(IF(OR(G93=\"\",'Historical scenario - input'!$D78=\"\"),\"\",G93/'Historical scenario - input'!$D78),\"\")","v":""},{"$f":"IFERROR(IF(OR(H93=\"\",'Historical scenario - input'!$D78=\"\"),\"\",H93/'Historical scenario - input'!$D78),\"\")","v":""},{"$f":"IFERROR(IF(OR(I93=\"\",'Historical scenario - input'!$D78=\"\"),\"\",I93/'Historical scenario - input'!$D78),\"\")","v":""},{"$f":"IFERROR(IF(OR(J93=\"\",'Historical scenario - input'!$D78=\"\"),\"\",J93/'Historical scenario - input'!$D78),\"\")","v":""},{"$f":"IFERROR(IF(OR(K93=\"\",'Historical scenario - input'!$D78=\"\"),\"\",K93/'Historical scenario - input'!$D78),\"\")","v":""},{"$f":"IFERROR(IF(OR(L93=\"\",'Historical scenario - input'!$D78=\"\"),\"\",L93/'Historical scenario - input'!$D78),\"\")","v":""},{"$f":"IFERROR(IF(OR(M93=\"\",'Historical scenario - input'!$D78=\"\"),\"\",M93/'Historical scenario - input'!$D78),\"\")","v":""},{"$f":"IFERROR(IF(OR(N93=\"\",'Historical scenario - input'!$D78=\"\"),\"\",N93/'Historical scenario - input'!$D78),\"\")","v":""},{"$f":"IFERROR(IF(OR(O93=\"\",'Historical scenario - input'!$D78=\"\"),\"\",O93/'Historical scenario - input'!$D78),\"\")","v":""},{"$f":"IFERROR(IF(OR(P93=\"\",'Historical scenario - input'!$D78=\"\"),\"\",P93/'Historical scenario - input'!$D78),\"\")","v":""},{"$f":"IFERROR(IF(OR(Q93=\"\",'Historical scenario - input'!$D78=\"\"),\"\",Q93/'Historical scenario - input'!$D78),\"\")","v":""},{"$f":"IFERROR(IF(OR(R93=\"\",'Historical scenario - input'!$D78=\"\"),\"\",R93/'Historical scenario - input'!$D78),\"\")","v":""},{"$f":"IFERROR(IF(OR(S93=\"\",'Historical scenario - input'!$D78=\"\"),\"\",S93/'Historical scenario - input'!$D78),\"\")","v":""},{"$f":"IFERROR(IF(OR(T93=\"\",'Historical scenario - input'!$D78=\"\"),\"\",T93/'Historical scenario - input'!$D78),\"\")","v":""},{"$f":"IFERROR(IF(OR(U93=\"\",'Historical scenario - input'!$D78=\"\"),\"\",U93/'Historical scenario - input'!$D78),\"\")","v":""},{"$f":"IFERROR(IF(OR(V93=\"\",'Historical scenario - input'!$D78=\"\"),\"\",V93/'Historical scenario - input'!$D78),\"\")","v":""},{"$f":"IFERROR(IF(OR(W93=\"\",'Historical scenario - input'!$D78=\"\"),\"\",W93/'Historical scenario - input'!$D78),\"\")","v":""}]
[{"$f":"IFERROR('Historical scenario - input'!A79,\"\")","v":""},{"$f":"IFERROR('Historical scenario - input'!B79,\"\")","v":0},{"$f":"IFERROR('Historical scenario - input'!C79,\"\")","v":0},{"$f":"IFERROR(repcalc('Historical scenario - input'!$CV79:$GH79,'Historical scenario - input'!$G79,'Historical scenario - input'!$E79,'Historical scenario - input'!$F79,20,TRUE,TRUE),\"\")","v":""},"","","","","","","","","","","","","","","","","","","",{"$f":"IFERROR(IF(OR(D94=\"\",'Historical scenario - input'!$D79=\"\"),\"\",D94/'Historical scenario - input'!$D79),\"\")","v":""},{"$f":"IFERROR(IF(OR(E94=\"\",'Historical scenario - input'!$D79=\"\"),\"\",E94/'Historical scenario - input'!$D79),\"\")","v":""},{"$f":"IFERROR(IF(OR(F94=\"\",'Historical scenario - input'!$D79=\"\"),\"\",F94/'Historical scenario - input'!$D79),\"\")","v":""},{"$f":"IFERROR(IF(OR(G94=\"\",'Historical scenario - input'!$D79=\"\"),\"\",G94/'Historical scenario - input'!$D79),\"\")","v":""},{"$f":"IFERROR(IF(OR(H94=\"\",'Historical scenario - input'!$D79=\"\"),\"\",H94/'Historical scenario - input'!$D79),\"\")","v":""},{"$f":"IFERROR(IF(OR(I94=\"\",'Historical scenario - input'!$D79=\"\"),\"\",I94/'Historical scenario - input'!$D79),\"\")","v":""},{"$f":"IFERROR(IF(OR(J94=\"\",'Historical scenario - input'!$D79=\"\"),\"\",J94/'Historical scenario - input'!$D79),\"\")","v":""},{"$f":"IFERROR(IF(OR(K94=\"\",'Historical scenario - input'!$D79=\"\"),\"\",K94/'Historical scenario - input'!$D79),\"\")","v":""},{"$f":"IFERROR(IF(OR(L94=\"\",'Historical scenario - input'!$D79=\"\"),\"\",L94/'Historical scenario - input'!$D79),\"\")","v":""},{"$f":"IFERROR(IF(OR(M94=\"\",'Historical scenario - input'!$D79=\"\"),\"\",M94/'Historical scenario - input'!$D79),\"\")","v":""},{"$f":"IFERROR(IF(OR(N94=\"\",'Historical scenario - input'!$D79=\"\"),\"\",N94/'Historical scenario - input'!$D79),\"\")","v":""},{"$f":"IFERROR(IF(OR(O94=\"\",'Historical scenario - input'!$D79=\"\"),\"\",O94/'Historical scenario - input'!$D79),\"\")","v":""},{"$f":"IFERROR(IF(OR(P94=\"\",'Historical scenario - input'!$D79=\"\"),\"\",P94/'Historical scenario - input'!$D79),\"\")","v":""},{"$f":"IFERROR(IF(OR(Q94=\"\",'Historical scenario - input'!$D79=\"\"),\"\",Q94/'Historical scenario - input'!$D79),\"\")","v":""},{"$f":"IFERROR(IF(OR(R94=\"\",'Historical scenario - input'!$D79=\"\"),\"\",R94/'Historical scenario - input'!$D79),\"\")","v":""},{"$f":"IFERROR(IF(OR(S94=\"\",'Historical scenario - input'!$D79=\"\"),\"\",S94/'Historical scenario - input'!$D79),\"\")","v":""},{"$f":"IFERROR(IF(OR(T94=\"\",'Historical scenario - input'!$D79=\"\"),\"\",T94/'Historical scenario - input'!$D79),\"\")","v":""},{"$f":"IFERROR(IF(OR(U94=\"\",'Historical scenario - input'!$D79=\"\"),\"\",U94/'Historical scenario - input'!$D79),\"\")","v":""},{"$f":"IFERROR(IF(OR(V94=\"\",'Historical scenario - input'!$D79=\"\"),\"\",V94/'Historical scenario - input'!$D79),\"\")","v":""},{"$f":"IFERROR(IF(OR(W94=\"\",'Historical scenario - input'!$D79=\"\"),\"\",W94/'Historical scenario - input'!$D79),\"\")","v":""}]
[{"$f":"IFERROR('Historical scenario - input'!A80,\"\")","v":""},{"$f":"IFERROR('Historical scenario - input'!B80,\"\")","v":0},{"$f":"IFERROR('Historical scenario - input'!C80,\"\")","v":0},{"$f":"IFERROR(repcalc('Historical scenario - input'!$CV80:$GH80,'Historical scenario - input'!$G80,'Historical scenario - input'!$E80,'Historical scenario - input'!$F80,20,TRUE,TRUE),\"\")","v":""},"","","","","","","","","","","","","","","","","","","",{"$f":"IFERROR(IF(OR(D95=\"\",'Historical scenario - input'!$D80=\"\"),\"\",D95/'Historical scenario - input'!$D80),\"\")","v":""},{"$f":"IFERROR(IF(OR(E95=\"\",'Historical scenario - input'!$D80=\"\"),\"\",E95/'Historical scenario - input'!$D80),\"\")","v":""},{"$f":"IFERROR(IF(OR(F95=\"\",'Historical scenario - input'!$D80=\"\"),\"\",F95/'Historical scenario - input'!$D80),\"\")","v":""},{"$f":"IFERROR(IF(OR(G95=\"\",'Historical scenario - input'!$D80=\"\"),\"\",G95/'Historical scenario - input'!$D80),\"\")","v":""},{"$f":"IFERROR(IF(OR(H95=\"\",'Historical scenario - input'!$D80=\"\"),\"\",H95/'Historical scenario - input'!$D80),\"\")","v":""},{"$f":"IFERROR(IF(OR(I95=\"\",'Historical scenario - input'!$D80=\"\"),\"\",I95/'Historical scenario - input'!$D80),\"\")","v":""},{"$f":"IFERROR(IF(OR(J95=\"\",'Historical scenario - input'!$D80=\"\"),\"\",J95/'Historical scenario - input'!$D80),\"\")","v":""},{"$f":"IFERROR(IF(OR(K95=\"\",'Historical scenario - input'!$D80=\"\"),\"\",K95/'Historical scenario - input'!$D80),\"\")","v":""},{"$f":"IFERROR(IF(OR(L95=\"\",'Historical scenario - input'!$D80=\"\"),\"\",L95/'Historical scenario - input'!$D80),\"\")","v":""},{"$f":"IFERROR(IF(OR(M95=\"\",'Historical scenario - input'!$D80=\"\"),\"\",M95/'Historical scenario - input'!$D80),\"\")","v":""},{"$f":"IFERROR(IF(OR(N95=\"\",'Historical scenario - input'!$D80=\"\"),\"\",N95/'Historical scenario - input'!$D80),\"\")","v":""},{"$f":"IFERROR(IF(OR(O95=\"\",'Historical scenario - input'!$D80=\"\"),\"\",O95/'Historical scenario - input'!$D80),\"\")","v":""},{"$f":"IFERROR(IF(OR(P95=\"\",'Historical scenario - input'!$D80=\"\"),\"\",P95/'Historical scenario - input'!$D80),\"\")","v":""},{"$f":"IFERROR(IF(OR(Q95=\"\",'Historical scenario - input'!$D80=\"\"),\"\",Q95/'Historical scenario - input'!$D80),\"\")","v":""},{"$f":"IFERROR(IF(OR(R95=\"\",'Historical scenario - input'!$D80=\"\"),\"\",R95/'Historical scenario - input'!$D80),\"\")","v":""},{"$f":"IFERROR(IF(OR(S95=\"\",'Historical scenario - input'!$D80=\"\"),\"\",S95/'Historical scenario - input'!$D80),\"\")","v":""},{"$f":"IFERROR(IF(OR(T95=\"\",'Historical scenario - input'!$D80=\"\"),\"\",T95/'Historical scenario - input'!$D80),\"\")","v":""},{"$f":"IFERROR(IF(OR(U95=\"\",'Historical scenario - input'!$D80=\"\"),\"\",U95/'Historical scenario - input'!$D80),\"\")","v":""},{"$f":"IFERROR(IF(OR(V95=\"\",'Historical scenario - input'!$D80=\"\"),\"\",V95/'Historical scenario - input'!$D80),\"\")","v":""},{"$f":"IFERROR(IF(OR(W95=\"\",'Historical scenario - input'!$D80=\"\"),\"\",W95/'Historical scenario - input'!$D80),\"\")","v":""}]
[{"$f":"IFERROR('Historical scenario - input'!A81,\"\")","v":""},{"$f":"IFERROR('Historical scenario - input'!B81,\"\")","v":0},{"$f":"IFERROR('Historical scenario - input'!C81,\"\")","v":0},{"$f":"IFERROR(repcalc('Historical scenario - input'!$CV81:$GH81,'Historical scenario - input'!$G81,'Historical scenario - input'!$E81,'Historical scenario - input'!$F81,20,TRUE,TRUE),\"\")","v":""},"","","","","","","","","","","","","","","","","","","",{"$f":"IFERROR(IF(OR(D96=\"\",'Historical scenario - input'!$D81=\"\"),\"\",D96/'Historical scenario - input'!$D81),\"\")","v":""},{"$f":"IFERROR(IF(OR(E96=\"\",'Historical scenario - input'!$D81=\"\"),\"\",E96/'Historical scenario - input'!$D81),\"\")","v":""},{"$f":"IFERROR(IF(OR(F96=\"\",'Historical scenario - input'!$D81=\"\"),\"\",F96/'Historical scenario - input'!$D81),\"\")","v":""},{"$f":"IFERROR(IF(OR(G96=\"\",'Historical scenario - input'!$D81=\"\"),\"\",G96/'Historical scenario - input'!$D81),\"\")","v":""},{"$f":"IFERROR(IF(OR(H96=\"\",'Historical scenario - input'!$D81=\"\"),\"\",H96/'Historical scenario - input'!$D81),\"\")","v":""},{"$f":"IFERROR(IF(OR(I96=\"\",'Historical scenario - input'!$D81=\"\"),\"\",I96/'Historical scenario - input'!$D81),\"\")","v":""},{"$f":"IFERROR(IF(OR(J96=\"\",'Historical scenario - input'!$D81=\"\"),\"\",J96/'Historical scenario - input'!$D81),\"\")","v":""},{"$f":"IFERROR(IF(OR(K96=\"\",'Historical scenario - input'!$D81=\"\"),\"\",K96/'Historical scenario - input'!$D81),\"\")","v":""},{"$f":"IFERROR(IF(OR(L96=\"\",'Historical scenario - input'!$D81=\"\"),\"\",L96/'Historical scenario - input'!$D81),\"\")","v":""},{"$f":"IFERROR(IF(OR(M96=\"\",'Historical scenario - input'!$D81=\"\"),\"\",M96/'Historical scenario - input'!$D81),\"\")","v":""},{"$f":"IFERROR(IF(OR(N96=\"\",'Historical scenario - input'!$D81=\"\"),\"\",N96/'Historical scenario - input'!$D81),\"\")","v":""},{"$f":"IFERROR(IF(OR(O96=\"\",'Historical scenario - input'!$D81=\"\"),\"\",O96/'Historical scenario - input'!$D81),\"\")","v":""},{"$f":"IFERROR(IF(OR(P96=\"\",'Historical scenario - input'!$D81=\"\"),\"\",P96/'Historical scenario - input'!$D81),\"\")","v":""},{"$f":"IFERROR(IF(OR(Q96=\"\",'Historical scenario - input'!$D81=\"\"),\"\",Q96/'Historical scenario - input'!$D81),\"\")","v":""},{"$f":"IFERROR(IF(OR(R96=\"\",'Historical scenario - input'!$D81=\"\"),\"\",R96/'Historical scenario - input'!$D81),\"\")","v":""},{"$f":"IFERROR(IF(OR(S96=\"\",'Historical scenario - input'!$D81=\"\"),\"\",S96/'Historical scenario - input'!$D81),\"\")","v":""},{"$f":"IFERROR(IF(OR(T96=\"\",'Historical scenario - input'!$D81=\"\"),\"\",T96/'Historical scenario - input'!$D81),\"\")","v":""},{"$f":"IFERROR(IF(OR(U96=\"\",'Historical scenario - input'!$D81=\"\"),\"\",U96/'Historical scenario - input'!$D81),\"\")","v":""},{"$f":"IFERROR(IF(OR(V96=\"\",'Historical scenario - input'!$D81=\"\"),\"\",V96/'Historical scenario - input'!$D81),\"\")","v":""},{"$f":"IFERROR(IF(OR(W96=\"\",'Historical scenario - input'!$D81=\"\"),\"\",W96/'Historical scenario - input'!$D81),\"\")","v":""}]
[{"$f":"IFERROR('Historical scenario - input'!A82,\"\")","v":""},{"$f":"IFERROR('Historical scenario - input'!B82,\"\")","v":0},{"$f":"IFERROR('Historical scenario - input'!C82,\"\")","v":0},{"$f":"IFERROR(repcalc('Historical scenario - input'!$CV82:$GH82,'Historical scenario - input'!$G82,'Historical scenario - input'!$E82,'Historical scenario - input'!$F82,20,TRUE,TRUE),\"\")","v":""},"","","","","","","","","","","","","","","","","","","",{"$f":"IFERROR(IF(OR(D97=\"\",'Historical scenario - input'!$D82=\"\"),\"\",D97/'Historical scenario - input'!$D82),\"\")","v":""},{"$f":"IFERROR(IF(OR(E97=\"\",'Historical scenario - input'!$D82=\"\"),\"\",E97/'Historical scenario - input'!$D82),\"\")","v":""},{"$f":"IFERROR(IF(OR(F97=\"\",'Historical scenario - input'!$D82=\"\"),\"\",F97/'Historical scenario - input'!$D82),\"\")","v":""},{"$f":"IFERROR(IF(OR(G97=\"\",'Historical scenario - input'!$D82=\"\"),\"\",G97/'Historical scenario - input'!$D82),\"\")","v":""},{"$f":"IFERROR(IF(OR(H97=\"\",'Historical scenario - input'!$D82=\"\"),\"\",H97/'Historical scenario - input'!$D82),\"\")","v":""},{"$f":"IFERROR(IF(OR(I97=\"\",'Historical scenario - input'!$D82=\"\"),\"\",I97/'Historical scenario - input'!$D82),\"\")","v":""},{"$f":"IFERROR(IF(OR(J97=\"\",'Historical scenario - input'!$D82=\"\"),\"\",J97/'Historical scenario - input'!$D82),\"\")","v":""},{"$f":"IFERROR(IF(OR(K97=\"\",'Historical scenario - input'!$D82=\"\"),\"\",K97/'Historical scenario - input'!$D82),\"\")","v":""},{"$f":"IFERROR(IF(OR(L97=\"\",'Historical scenario - input'!$D82=\"\"),\"\",L97/'Historical scenario - input'!$D82),\"\")","v":""},{"$f":"IFERROR(IF(OR(M97=\"\",'Historical scenario - input'!$D82=\"\"),\"\",M97/'Historical scenario - input'!$D82),\"\")","v":""},{"$f":"IFERROR(IF(OR(N97=\"\",'Historical scenario - input'!$D82=\"\"),\"\",N97/'Historical scenario - input'!$D82),\"\")","v":""},{"$f":"IFERROR(IF(OR(O97=\"\",'Historical scenario - input'!$D82=\"\"),\"\",O97/'Historical scenario - input'!$D82),\"\")","v":""},{"$f":"IFERROR(IF(OR(P97=\"\",'Historical scenario - input'!$D82=\"\"),\"\",P97/'Historical scenario - input'!$D82),\"\")","v":""},{"$f":"IFERROR(IF(OR(Q97=\"\",'Historical scenario - input'!$D82=\"\"),\"\",Q97/'Historical scenario - input'!$D82),\"\")","v":""},{"$f":"IFERROR(IF(OR(R97=\"\",'Historical scenario - input'!$D82=\"\"),\"\",R97/'Historical scenario - input'!$D82),\"\")","v":""},{"$f":"IFERROR(IF(OR(S97=\"\",'Historical scenario - input'!$D82=\"\"),\"\",S97/'Historical scenario - input'!$D82),\"\")","v":""},{"$f":"IFERROR(IF(OR(T97=\"\",'Historical scenario - input'!$D82=\"\"),\"\",T97/'Historical scenario - input'!$D82),\"\")","v":""},{"$f":"IFERROR(IF(OR(U97=\"\",'Historical scenario - input'!$D82=\"\"),\"\",U97/'Historical scenario - input'!$D82),\"\")","v":""},{"$f":"IFERROR(IF(OR(V97=\"\",'Historical scenario - input'!$D82=\"\"),\"\",V97/'Historical scenario - input'!$D82),\"\")","v":""},{"$f":"IFERROR(IF(OR(W97=\"\",'Historical scenario - input'!$D82=\"\"),\"\",W97/'Historical scenario - input'!$D82),\"\")","v":""}]
[{"$f":"IFERROR('Historical scenario - input'!A83,\"\")","v":""},{"$f":"IFERROR('Historical scenario - input'!B83,\"\")","v":0},{"$f":"IFERROR('Historical scenario - input'!C83,\"\")","v":0},{"$f":"IFERROR(repcalc('Historical scenario - input'!$CV83:$GH83,'Historical scenario - input'!$G83,'Historical scenario - input'!$E83,'Historical scenario - input'!$F83,20,TRUE,TRUE),\"\")","v":""},"","","","","","","","","","","","","","","","","","","",{"$f":"IFERROR(IF(OR(D98=\"\",'Historical scenario - input'!$D83=\"\"),\"\",D98/'Historical scenario - input'!$D83),\"\")","v":""},{"$f":"IFERROR(IF(OR(E98=\"\",'Historical scenario - input'!$D83=\"\"),\"\",E98/'Historical scenario - input'!$D83),\"\")","v":""},{"$f":"IFERROR(IF(OR(F98=\"\",'Historical scenario - input'!$D83=\"\"),\"\",F98/'Historical scenario - input'!$D83),\"\")","v":""},{"$f":"IFERROR(IF(OR(G98=\"\",'Historical scenario - input'!$D83=\"\"),\"\",G98/'Historical scenario - input'!$D83),\"\")","v":""},{"$f":"IFERROR(IF(OR(H98=\"\",'Historical scenario - input'!$D83=\"\"),\"\",H98/'Historical scenario - input'!$D83),\"\")","v":""},{"$f":"IFERROR(IF(OR(I98=\"\",'Historical scenario - input'!$D83=\"\"),\"\",I98/'Historical scenario - input'!$D83),\"\")","v":""},{"$f":"IFERROR(IF(OR(J98=\"\",'Historical scenario - input'!$D83=\"\"),\"\",J98/'Historical scenario - input'!$D83),\"\")","v":""},{"$f":"IFERROR(IF(OR(K98=\"\",'Historical scenario - input'!$D83=\"\"),\"\",K98/'Historical scenario - input'!$D83),\"\")","v":""},{"$f":"IFERROR(IF(OR(L98=\"\",'Historical scenario - input'!$D83=\"\"),\"\",L98/'Historical scenario - input'!$D83),\"\")","v":""},{"$f":"IFERROR(IF(OR(M98=\"\",'Historical scenario - input'!$D83=\"\"),\"\",M98/'Historical scenario - input'!$D83),\"\")","v":""},{"$f":"IFERROR(IF(OR(N98=\"\",'Historical scenario - input'!$D83=\"\"),\"\",N98/'Historical scenario - input'!$D83),\"\")","v":""},{"$f":"IFERROR(IF(OR(O98=\"\",'Historical scenario - input'!$D83=\"\"),\"\",O98/'Historical scenario - input'!$D83),\"\")","v":""},{"$f":"IFERROR(IF(OR(P98=\"\",'Historical scenario - input'!$D83=\"\"),\"\",P98/'Historical scenario - input'!$D83),\"\")","v":""},{"$f":"IFERROR(IF(OR(Q98=\"\",'Historical scenario - input'!$D83=\"\"),\"\",Q98/'Historical scenario - input'!$D83),\"\")","v":""},{"$f":"IFERROR(IF(OR(R98=\"\",'Historical scenario - input'!$D83=\"\"),\"\",R98/'Historical scenario - input'!$D83),\"\")","v":""},{"$f":"IFERROR(IF(OR(S98=\"\",'Historical scenario - input'!$D83=\"\"),\"\",S98/'Historical scenario - input'!$D83),\"\")","v":""},{"$f":"IFERROR(IF(OR(T98=\"\",'Historical scenario - input'!$D83=\"\"),\"\",T98/'Historical scenario - input'!$D83),\"\")","v":""},{"$f":"IFERROR(IF(OR(U98=\"\",'Historical scenario - input'!$D83=\"\"),\"\",U98/'Historical scenario - input'!$D83),\"\")","v":""},{"$f":"IFERROR(IF(OR(V98=\"\",'Historical scenario - input'!$D83=\"\"),\"\",V98/'Historical scenario - input'!$D83),\"\")","v":""},{"$f":"IFERROR(IF(OR(W98=\"\",'Historical scenario - input'!$D83=\"\"),\"\",W98/'Historical scenario - input'!$D83),\"\")","v":""}]
[{"$f":"IFERROR('Historical scenario - input'!A84,\"\")","v":""},{"$f":"IFERROR('Historical scenario - input'!B84,\"\")","v":0},{"$f":"IFERROR('Historical scenario - input'!C84,\"\")","v":0},{"$f":"IFERROR(repcalc('Historical scenario - input'!$CV84:$GH84,'Historical scenario - input'!$G84,'Historical scenario - input'!$E84,'Historical scenario - input'!$F84,20,TRUE,TRUE),\"\")","v":""},"","","","","","","","","","","","","","","","","","","",{"$f":"IFERROR(IF(OR(D99=\"\",'Historical scenario - input'!$D84=\"\"),\"\",D99/'Historical scenario - input'!$D84),\"\")","v":""},{"$f":"IFERROR(IF(OR(E99=\"\",'Historical scenario - input'!$D84=\"\"),\"\",E99/'Historical scenario - input'!$D84),\"\")","v":""},{"$f":"IFERROR(IF(OR(F99=\"\",'Historical scenario - input'!$D84=\"\"),\"\",F99/'Historical scenario - input'!$D84),\"\")","v":""},{"$f":"IFERROR(IF(OR(G99=\"\",'Historical scenario - input'!$D84=\"\"),\"\",G99/'Historical scenario - input'!$D84),\"\")","v":""},{"$f":"IFERROR(IF(OR(H99=\"\",'Historical scenario - input'!$D84=\"\"),\"\",H99/'Historical scenario - input'!$D84),\"\")","v":""},{"$f":"IFERROR(IF(OR(I99=\"\",'Historical scenario - input'!$D84=\"\"),\"\",I99/'Historical scenario - input'!$D84),\"\")","v":""},{"$f":"IFERROR(IF(OR(J99=\"\",'Historical scenario - input'!$D84=\"\"),\"\",J99/'Historical scenario - input'!$D84),\"\")","v":""},{"$f":"IFERROR(IF(OR(K99=\"\",'Historical scenario - input'!$D84=\"\"),\"\",K99/'Historical scenario - input'!$D84),\"\")","v":""},{"$f":"IFERROR(IF(OR(L99=\"\",'Historical scenario - input'!$D84=\"\"),\"\",L99/'Historical scenario - input'!$D84),\"\")","v":""},{"$f":"IFERROR(IF(OR(M99=\"\",'Historical scenario - input'!$D84=\"\"),\"\",M99/'Historical scenario - input'!$D84),\"\")","v":""},{"$f":"IFERROR(IF(OR(N99=\"\",'Historical scenario - input'!$D84=\"\"),\"\",N99/'Historical scenario - input'!$D84),\"\")","v":""},{"$f":"IFERROR(IF(OR(O99=\"\",'Historical scenario - input'!$D84=\"\"),\"\",O99/'Historical scenario - input'!$D84),\"\")","v":""},{"$f":"IFERROR(IF(OR(P99=\"\",'Historical scenario - input'!$D84=\"\"),\"\",P99/'Historical scenario - input'!$D84),\"\")","v":""},{"$f":"IFERROR(IF(OR(Q99=\"\",'Historical scenario - input'!$D84=\"\"),\"\",Q99/'Historical scenario - input'!$D84),\"\")","v":""},{"$f":"IFERROR(IF(OR(R99=\"\",'Historical scenario - input'!$D84=\"\"),\"\",R99/'Historical scenario - input'!$D84),\"\")","v":""},{"$f":"IFERROR(IF(OR(S99=\"\",'Historical scenario - input'!$D84=\"\"),\"\",S99/'Historical scenario - input'!$D84),\"\")","v":""},{"$f":"IFERROR(IF(OR(T99=\"\",'Historical scenario - input'!$D84=\"\"),\"\",T99/'Historical scenario - input'!$D84),\"\")","v":""},{"$f":"IFERROR(IF(OR(U99=\"\",'Historical scenario - input'!$D84=\"\"),\"\",U99/'Historical scenario - input'!$D84),\"\")","v":""},{"$f":"IFERROR(IF(OR(V99=\"\",'Historical scenario - input'!$D84=\"\"),\"\",V99/'Historical scenario - input'!$D84),\"\")","v":""},{"$f":"IFERROR(IF(OR(W99=\"\",'Historical scenario - input'!$D84=\"\"),\"\",W99/'Historical scenario - input'!$D84),\"\")","v":""}]
[{"$f":"IFERROR('Historical scenario - input'!A85,\"\")","v":""},{"$f":"IFERROR('Historical scenario - input'!B85,\"\")","v":0},{"$f":"IFERROR('Historical scenario - input'!C85,\"\")","v":0},{"$f":"IFERROR(repcalc('Historical scenario - input'!$CV85:$GH85,'Historical scenario - input'!$G85,'Historical scenario - input'!$E85,'Historical scenario - input'!$F85,20,TRUE,TRUE),\"\")","v":""},"","","","","","","","","","","","","","","","","","","",{"$f":"IFERROR(IF(OR(D100=\"\",'Historical scenario - input'!$D85=\"\"),\"\",D100/'Historical scenario - input'!$D85),\"\")","v":""},{"$f":"IFERROR(IF(OR(E100=\"\",'Historical scenario - input'!$D85=\"\"),\"\",E100/'Historical scenario - input'!$D85),\"\")","v":""},{"$f":"IFERROR(IF(OR(F100=\"\",'Historical scenario - input'!$D85=\"\"),\"\",F100/'Historical scenario - input'!$D85),\"\")","v":""},{"$f":"IFERROR(IF(OR(G100=\"\",'Historical scenario - input'!$D85=\"\"),\"\",G100/'Historical scenario - input'!$D85),\"\")","v":""},{"$f":"IFERROR(IF(OR(H100=\"\",'Historical scenario - input'!$D85=\"\"),\"\",H100/'Historical scenario - input'!$D85),\"\")","v":""},{"$f":"IFERROR(IF(OR(I100=\"\",'Historical scenario - input'!$D85=\"\"),\"\",I100/'Historical scenario - input'!$D85),\"\")","v":""},{"$f":"IFERROR(IF(OR(J100=\"\",'Historical scenario - input'!$D85=\"\"),\"\",J100/'Historical scenario - input'!$D85),\"\")","v":""},{"$f":"IFERROR(IF(OR(K100=\"\",'Historical scenario - input'!$D85=\"\"),\"\",K100/'Historical scenario - input'!$D85),\"\")","v":""},{"$f":"IFERROR(IF(OR(L100=\"\",'Historical scenario - input'!$D85=\"\"),\"\",L100/'Historical scenario - input'!$D85),\"\")","v":""},{"$f":"IFERROR(IF(OR(M100=\"\",'Historical scenario - input'!$D85=\"\"),\"\",M100/'Historical scenario - input'!$D85),\"\")","v":""},{"$f":"IFERROR(IF(OR(N100=\"\",'Historical scenario - input'!$D85=\"\"),\"\",N100/'Historical scenario - input'!$D85),\"\")","v":""},{"$f":"IFERROR(IF(OR(O100=\"\",'Historical scenario - input'!$D85=\"\"),\"\",O100/'Historical scenario - input'!$D85),\"\")","v":""},{"$f":"IFERROR(IF(OR(P100=\"\",'Historical scenario - input'!$D85=\"\"),\"\",P100/'Historical scenario - input'!$D85),\"\")","v":""},{"$f":"IFERROR(IF(OR(Q100=\"\",'Historical scenario - input'!$D85=\"\"),\"\",Q100/'Historical scenario - input'!$D85),\"\")","v":""},{"$f":"IFERROR(IF(OR(R100=\"\",'Historical scenario - input'!$D85=\"\"),\"\",R100/'Historical scenario - input'!$D85),\"\")","v":""},{"$f":"IFERROR(IF(OR(S100=\"\",'Historical scenario - input'!$D85=\"\"),\"\",S100/'Historical scenario - input'!$D85),\"\")","v":""},{"$f":"IFERROR(IF(OR(T100=\"\",'Historical scenario - input'!$D85=\"\"),\"\",T100/'Historical scenario - input'!$D85),\"\")","v":""},{"$f":"IFERROR(IF(OR(U100=\"\",'Historical scenario - input'!$D85=\"\"),\"\",U100/'Historical scenario - input'!$D85),\"\")","v":""},{"$f":"IFERROR(IF(OR(V100=\"\",'Historical scenario - input'!$D85=\"\"),\"\",V100/'Historical scenario - input'!$D85),\"\")","v":""},{"$f":"IFERROR(IF(OR(W100=\"\",'Historical scenario - input'!$D85=\"\"),\"\",W100/'Historical scenario - input'!$D85),\"\")","v":""}]
[{"$f":"IFERROR('Historical scenario - input'!A86,\"\")","v":""},{"$f":"IFERROR('Historical scenario - input'!B86,\"\")","v":0},{"$f":"IFERROR('Historical scenario - input'!C86,\"\")","v":0},{"$f":"IFERROR(repcalc('Historical scenario - input'!$CV86:$GH86,'Historical scenario - input'!$G86,'Historical scenario - input'!$E86,'Historical scenario - input'!$F86,20,TRUE,TRUE),\"\")","v":""},"","","","","","","","","","","","","","","","","","","",{"$f":"IFERROR(IF(OR(D101=\"\",'Historical scenario - input'!$D86=\"\"),\"\",D101/'Historical scenario - input'!$D86),\"\")","v":""},{"$f":"IFERROR(IF(OR(E101=\"\",'Historical scenario - input'!$D86=\"\"),\"\",E101/'Historical scenario - input'!$D86),\"\")","v":""},{"$f":"IFERROR(IF(OR(F101=\"\",'Historical scenario - input'!$D86=\"\"),\"\",F101/'Historical scenario - input'!$D86),\"\")","v":""},{"$f":"IFERROR(IF(OR(G101=\"\",'Historical scenario - input'!$D86=\"\"),\"\",G101/'Historical scenario - input'!$D86),\"\")","v":""},{"$f":"IFERROR(IF(OR(H101=\"\",'Historical scenario - input'!$D86=\"\"),\"\",H101/'Historical scenario - input'!$D86),\"\")","v":""},{"$f":"IFERROR(IF(OR(I101=\"\",'Historical scenario - input'!$D86=\"\"),\"\",I101/'Historical scenario - input'!$D86),\"\")","v":""},{"$f":"IFERROR(IF(OR(J101=\"\",'Historical scenario - input'!$D86=\"\"),\"\",J101/'Historical scenario - input'!$D86),\"\")","v":""},{"$f":"IFERROR(IF(OR(K101=\"\",'Historical scenario - input'!$D86=\"\"),\"\",K101/'Historical scenario - input'!$D86),\"\")","v":""},{"$f":"IFERROR(IF(OR(L101=\"\",'Historical scenario - input'!$D86=\"\"),\"\",L101/'Historical scenario - input'!$D86),\"\")","v":""},{"$f":"IFERROR(IF(OR(M101=\"\",'Historical scenario - input'!$D86=\"\"),\"\",M101/'Historical scenario - input'!$D86),\"\")","v":""},{"$f":"IFERROR(IF(OR(N101=\"\",'Historical scenario - input'!$D86=\"\"),\"\",N101/'Historical scenario - input'!$D86),\"\")","v":""},{"$f":"IFERROR(IF(OR(O101=\"\",'Historical scenario - input'!$D86=\"\"),\"\",O101/'Historical scenario - input'!$D86),\"\")","v":""},{"$f":"IFERROR(IF(OR(P101=\"\",'Historical scenario - input'!$D86=\"\"),\"\",P101/'Historical scenario - input'!$D86),\"\")","v":""},{"$f":"IFERROR(IF(OR(Q101=\"\",'Historical scenario - input'!$D86=\"\"),\"\",Q101/'Historical scenario - input'!$D86),\"\")","v":""},{"$f":"IFERROR(IF(OR(R101=\"\",'Historical scenario - input'!$D86=\"\"),\"\",R101/'Historical scenario - input'!$D86),\"\")","v":""},{"$f":"IFERROR(IF(OR(S101=\"\",'Historical scenario - input'!$D86=\"\"),\"\",S101/'Historical scenario - input'!$D86),\"\")","v":""},{"$f":"IFERROR(IF(OR(T101=\"\",'Historical scenario - input'!$D86=\"\"),\"\",T101/'Historical scenario - input'!$D86),\"\")","v":""},{"$f":"IFERROR(IF(OR(U101=\"\",'Historical scenario - input'!$D86=\"\"),\"\",U101/'Historical scenario - input'!$D86),\"\")","v":""},{"$f":"IFERROR(IF(OR(V101=\"\",'Historical scenario - input'!$D86=\"\"),\"\",V101/'Historical scenario - input'!$D86),\"\")","v":""},{"$f":"IFERROR(IF(OR(W101=\"\",'Historical scenario - input'!$D86=\"\"),\"\",W101/'Historical scenario - input'!$D86),\"\")","v":""}]
[{"$f":"IFERROR('Historical scenario - input'!A87,\"\")","v":""},{"$f":"IFERROR('Historical scenario - input'!B87,\"\")","v":0},{"$f":"IFERROR('Historical scenario - input'!C87,\"\")","v":0},{"$f":"IFERROR(repcalc('Historical scenario - input'!$CV87:$GH87,'Historical scenario - input'!$G87,'Historical scenario - input'!$E87,'Historical scenario - input'!$F87,20,TRUE,TRUE),\"\")","v":""},"","","","","","","","","","","","","","","","","","","",{"$f":"IFERROR(IF(OR(D102=\"\",'Historical scenario - input'!$D87=\"\"),\"\",D102/'Historical scenario - input'!$D87),\"\")","v":""},{"$f":"IFERROR(IF(OR(E102=\"\",'Historical scenario - input'!$D87=\"\"),\"\",E102/'Historical scenario - input'!$D87),\"\")","v":""},{"$f":"IFERROR(IF(OR(F102=\"\",'Historical scenario - input'!$D87=\"\"),\"\",F102/'Historical scenario - input'!$D87),\"\")","v":""},{"$f":"IFERROR(IF(OR(G102=\"\",'Historical scenario - input'!$D87=\"\"),\"\",G102/'Historical scenario - input'!$D87),\"\")","v":""},{"$f":"IFERROR(IF(OR(H102=\"\",'Historical scenario - input'!$D87=\"\"),\"\",H102/'Historical scenario - input'!$D87),\"\")","v":""},{"$f":"IFERROR(IF(OR(I102=\"\",'Historical scenario - input'!$D87=\"\"),\"\",I102/'Historical scenario - input'!$D87),\"\")","v":""},{"$f":"IFERROR(IF(OR(J102=\"\",'Historical scenario - input'!$D87=\"\"),\"\",J102/'Historical scenario - input'!$D87),\"\")","v":""},{"$f":"IFERROR(IF(OR(K102=\"\",'Historical scenario - input'!$D87=\"\"),\"\",K102/'Historical scenario - input'!$D87),\"\")","v":""},{"$f":"IFERROR(IF(OR(L102=\"\",'Historical scenario - input'!$D87=\"\"),\"\",L102/'Historical scenario - input'!$D87),\"\")","v":""},{"$f":"IFERROR(IF(OR(M102=\"\",'Historical scenario - input'!$D87=\"\"),\"\",M102/'Historical scenario - input'!$D87),\"\")","v":""},{"$f":"IFERROR(IF(OR(N102=\"\",'Historical scenario - input'!$D87=\"\"),\"\",N102/'Historical scenario - input'!$D87),\"\")","v":""},{"$f":"IFERROR(IF(OR(O102=\"\",'Historical scenario - input'!$D87=\"\"),\"\",O102/'Historical scenario - input'!$D87),\"\")","v":""},{"$f":"IFERROR(IF(OR(P102=\"\",'Historical scenario - input'!$D87=\"\"),\"\",P102/'Historical scenario - input'!$D87),\"\")","v":""},{"$f":"IFERROR(IF(OR(Q102=\"\",'Historical scenario - input'!$D87=\"\"),\"\",Q102/'Historical scenario - input'!$D87),\"\")","v":""},{"$f":"IFERROR(IF(OR(R102=\"\",'Historical scenario - input'!$D87=\"\"),\"\",R102/'Historical scenario - input'!$D87),\"\")","v":""},{"$f":"IFERROR(IF(OR(S102=\"\",'Historical scenario - input'!$D87=\"\"),\"\",S102/'Historical scenario - input'!$D87),\"\")","v":""},{"$f":"IFERROR(IF(OR(T102=\"\",'Historical scenario - input'!$D87=\"\"),\"\",T102/'Historical scenario - input'!$D87),\"\")","v":""},{"$f":"IFERROR(IF(OR(U102=\"\",'Historical scenario - input'!$D87=\"\"),\"\",U102/'Historical scenario - input'!$D87),\"\")","v":""},{"$f":"IFERROR(IF(OR(V102=\"\",'Historical scenario - input'!$D87=\"\"),\"\",V102/'Historical scenario - input'!$D87),\"\")","v":""},{"$f":"IFERROR(IF(OR(W102=\"\",'Historical scenario - input'!$D87=\"\"),\"\",W102/'Historical scenario - input'!$D87),\"\")","v":""}]
[{"$f":"IFERROR('Historical scenario - input'!A88,\"\")","v":""},{"$f":"IFERROR('Historical scenario - input'!B88,\"\")","v":0},{"$f":"IFERROR('Historical scenario - input'!C88,\"\")","v":0},{"$f":"IFERROR(repcalc('Historical scenario - input'!$CV88:$GH88,'Historical scenario - input'!$G88,'Historical scenario - input'!$E88,'Historical scenario - input'!$F88,20,TRUE,TRUE),\"\")","v":""},"","","","","","","","","","","","","","","","","","","",{"$f":"IFERROR(IF(OR(D103=\"\",'Historical scenario - input'!$D88=\"\"),\"\",D103/'Historical scenario - input'!$D88),\"\")","v":""},{"$f":"IFERROR(IF(OR(E103=\"\",'Historical scenario - input'!$D88=\"\"),\"\",E103/'Historical scenario - input'!$D88),\"\")","v":""},{"$f":"IFERROR(IF(OR(F103=\"\",'Historical scenario - input'!$D88=\"\"),\"\",F103/'Historical scenario - input'!$D88),\"\")","v":""},{"$f":"IFERROR(IF(OR(G103=\"\",'Historical scenario - input'!$D88=\"\"),\"\",G103/'Historical scenario - input'!$D88),\"\")","v":""},{"$f":"IFERROR(IF(OR(H103=\"\",'Historical scenario - input'!$D88=\"\"),\"\",H103/'Historical scenario - input'!$D88),\"\")","v":""},{"$f":"IFERROR(IF(OR(I103=\"\",'Historical scenario - input'!$D88=\"\"),\"\",I103/'Historical scenario - input'!$D88),\"\")","v":""},{"$f":"IFERROR(IF(OR(J103=\"\",'Historical scenario - input'!$D88=\"\"),\"\",J103/'Historical scenario - input'!$D88),\"\")","v":""},{"$f":"IFERROR(IF(OR(K103=\"\",'Historical scenario - input'!$D88=\"\"),\"\",K103/'Historical scenario - input'!$D88),\"\")","v":""},{"$f":"IFERROR(IF(OR(L103=\"\",'Historical scenario - input'!$D88=\"\"),\"\",L103/'Historical scenario - input'!$D88),\"\")","v":""},{"$f":"IFERROR(IF(OR(M103=\"\",'Historical scenario - input'!$D88=\"\"),\"\",M103/'Historical scenario - input'!$D88),\"\")","v":""},{"$f":"IFERROR(IF(OR(N103=\"\",'Historical scenario - input'!$D88=\"\"),\"\",N103/'Historical scenario - input'!$D88),\"\")","v":""},{"$f":"IFERROR(IF(OR(O103=\"\",'Historical scenario - input'!$D88=\"\"),\"\",O103/'Historical scenario - input'!$D88),\"\")","v":""},{"$f":"IFERROR(IF(OR(P103=\"\",'Historical scenario - input'!$D88=\"\"),\"\",P103/'Historical scenario - input'!$D88),\"\")","v":""},{"$f":"IFERROR(IF(OR(Q103=\"\",'Historical scenario - input'!$D88=\"\"),\"\",Q103/'Historical scenario - input'!$D88),\"\")","v":""},{"$f":"IFERROR(IF(OR(R103=\"\",'Historical scenario - input'!$D88=\"\"),\"\",R103/'Historical scenario - input'!$D88),\"\")","v":""},{"$f":"IFERROR(IF(OR(S103=\"\",'Historical scenario - input'!$D88=\"\"),\"\",S103/'Historical scenario - input'!$D88),\"\")","v":""},{"$f":"IFERROR(IF(OR(T103=\"\",'Historical scenario - input'!$D88=\"\"),\"\",T103/'Historical scenario - input'!$D88),\"\")","v":""},{"$f":"IFERROR(IF(OR(U103=\"\",'Historical scenario - input'!$D88=\"\"),\"\",U103/'Historical scenario - input'!$D88),\"\")","v":""},{"$f":"IFERROR(IF(OR(V103=\"\",'Historical scenario - input'!$D88=\"\"),\"\",V103/'Historical scenario - input'!$D88),\"\")","v":""},{"$f":"IFERROR(IF(OR(W103=\"\",'Historical scenario - input'!$D88=\"\"),\"\",W103/'Historical scenario - input'!$D88),\"\")","v":""}]
[{"$f":"IFERROR('Historical scenario - input'!A89,\"\")","v":""},{"$f":"IFERROR('Historical scenario - input'!B89,\"\")","v":0},{"$f":"IFERROR('Historical scenario - input'!C89,\"\")","v":0},{"$f":"IFERROR(repcalc('Historical scenario - input'!$CV89:$GH89,'Historical scenario - input'!$G89,'Historical scenario - input'!$E89,'Historical scenario - input'!$F89,20,TRUE,TRUE),\"\")","v":""},"","","","","","","","","","","","","","","","","","","",{"$f":"IFERROR(IF(OR(D104=\"\",'Historical scenario - input'!$D89=\"\"),\"\",D104/'Historical scenario - input'!$D89),\"\")","v":""},{"$f":"IFERROR(IF(OR(E104=\"\",'Historical scenario - input'!$D89=\"\"),\"\",E104/'Historical scenario - input'!$D89),\"\")","v":""},{"$f":"IFERROR(IF(OR(F104=\"\",'Historical scenario - input'!$D89=\"\"),\"\",F104/'Historical scenario - input'!$D89),\"\")","v":""},{"$f":"IFERROR(IF(OR(G104=\"\",'Historical scenario - input'!$D89=\"\"),\"\",G104/'Historical scenario - input'!$D89),\"\")","v":""},{"$f":"IFERROR(IF(OR(H104=\"\",'Historical scenario - input'!$D89=\"\"),\"\",H104/'Historical scenario - input'!$D89),\"\")","v":""},{"$f":"IFERROR(IF(OR(I104=\"\",'Historical scenario - input'!$D89=\"\"),\"\",I104/'Historical scenario - input'!$D89),\"\")","v":""},{"$f":"IFERROR(IF(OR(J104=\"\",'Historical scenario - input'!$D89=\"\"),\"\",J104/'Historical scenario - input'!$D89),\"\")","v":""},{"$f":"IFERROR(IF(OR(K104=\"\",'Historical scenario - input'!$D89=\"\"),\"\",K104/'Historical scenario - input'!$D89),\"\")","v":""},{"$f":"IFERROR(IF(OR(L104=\"\",'Historical scenario - input'!$D89=\"\"),\"\",L104/'Historical scenario - input'!$D89),\"\")","v":""},{"$f":"IFERROR(IF(OR(M104=\"\",'Historical scenario - input'!$D89=\"\"),\"\",M104/'Historical scenario - input'!$D89),\"\")","v":""},{"$f":"IFERROR(IF(OR(N104=\"\",'Historical scenario - input'!$D89=\"\"),\"\",N104/'Historical scenario - input'!$D89),\"\")","v":""},{"$f":"IFERROR(IF(OR(O104=\"\",'Historical scenario - input'!$D89=\"\"),\"\",O104/'Historical scenario - input'!$D89),\"\")","v":""},{"$f":"IFERROR(IF(OR(P104=\"\",'Historical scenario - input'!$D89=\"\"),\"\",P104/'Historical scenario - input'!$D89),\"\")","v":""},{"$f":"IFERROR(IF(OR(Q104=\"\",'Historical scenario - input'!$D89=\"\"),\"\",Q104/'Historical scenario - input'!$D89),\"\")","v":""},{"$f":"IFERROR(IF(OR(R104=\"\",'Historical scenario - input'!$D89=\"\"),\"\",R104/'Historical scenario - input'!$D89),\"\")","v":""},{"$f":"IFERROR(IF(OR(S104=\"\",'Historical scenario - input'!$D89=\"\"),\"\",S104/'Historical scenario - input'!$D89),\"\")","v":""},{"$f":"IFERROR(IF(OR(T104=\"\",'Historical scenario - input'!$D89=\"\"),\"\",T104/'Historical scenario - input'!$D89),\"\")","v":""},{"$f":"IFERROR(IF(OR(U104=\"\",'Historical scenario - input'!$D89=\"\"),\"\",U104/'Historical scenario - input'!$D89),\"\")","v":""},{"$f":"IFERROR(IF(OR(V104=\"\",'Historical scenario - input'!$D89=\"\"),\"\",V104/'Historical scenario - input'!$D89),\"\")","v":""},{"$f":"IFERROR(IF(OR(W104=\"\",'Historical scenario - input'!$D89=\"\"),\"\",W104/'Historical scenario - input'!$D89),\"\")","v":""}]
[{"$f":"IFERROR('Historical scenario - input'!A90,\"\")","v":""},{"$f":"IFERROR('Historical scenario - input'!B90,\"\")","v":0},{"$f":"IFERROR('Historical scenario - input'!C90,\"\")","v":0},{"$f":"IFERROR(repcalc('Historical scenario - input'!$CV90:$GH90,'Historical scenario - input'!$G90,'Historical scenario - input'!$E90,'Historical scenario - input'!$F90,20,TRUE,TRUE),\"\")","v":""},"","","","","","","","","","","","","","","","","","","",{"$f":"IFERROR(IF(OR(D105=\"\",'Historical scenario - input'!$D90=\"\"),\"\",D105/'Historical scenario - input'!$D90),\"\")","v":""},{"$f":"IFERROR(IF(OR(E105=\"\",'Historical scenario - input'!$D90=\"\"),\"\",E105/'Historical scenario - input'!$D90),\"\")","v":""},{"$f":"IFERROR(IF(OR(F105=\"\",'Historical scenario - input'!$D90=\"\"),\"\",F105/'Historical scenario - input'!$D90),\"\")","v":""},{"$f":"IFERROR(IF(OR(G105=\"\",'Historical scenario - input'!$D90=\"\"),\"\",G105/'Historical scenario - input'!$D90),\"\")","v":""},{"$f":"IFERROR(IF(OR(H105=\"\",'Historical scenario - input'!$D90=\"\"),\"\",H105/'Historical scenario - input'!$D90),\"\")","v":""},{"$f":"IFERROR(IF(OR(I105=\"\",'Historical scenario - input'!$D90=\"\"),\"\",I105/'Historical scenario - input'!$D90),\"\")","v":""},{"$f":"IFERROR(IF(OR(J105=\"\",'Historical scenario - input'!$D90=\"\"),\"\",J105/'Historical scenario - input'!$D90),\"\")","v":""},{"$f":"IFERROR(IF(OR(K105=\"\",'Historical scenario - input'!$D90=\"\"),\"\",K105/'Historical scenario - input'!$D90),\"\")","v":""},{"$f":"IFERROR(IF(OR(L105=\"\",'Historical scenario - input'!$D90=\"\"),\"\",L105/'Historical scenario - input'!$D90),\"\")","v":""},{"$f":"IFERROR(IF(OR(M105=\"\",'Historical scenario - input'!$D90=\"\"),\"\",M105/'Historical scenario - input'!$D90),\"\")","v":""},{"$f":"IFERROR(IF(OR(N105=\"\",'Historical scenario - input'!$D90=\"\"),\"\",N105/'Historical scenario - input'!$D90),\"\")","v":""},{"$f":"IFERROR(IF(OR(O105=\"\",'Historical scenario - input'!$D90=\"\"),\"\",O105/'Historical scenario - input'!$D90),\"\")","v":""},{"$f":"IFERROR(IF(OR(P105=\"\",'Historical scenario - input'!$D90=\"\"),\"\",P105/'Historical scenario - input'!$D90),\"\")","v":""},{"$f":"IFERROR(IF(OR(Q105=\"\",'Historical scenario - input'!$D90=\"\"),\"\",Q105/'Historical scenario - input'!$D90),\"\")","v":""},{"$f":"IFERROR(IF(OR(R105=\"\",'Historical scenario - input'!$D90=\"\"),\"\",R105/'Historical scenario - input'!$D90),\"\")","v":""},{"$f":"IFERROR(IF(OR(S105=\"\",'Historical scenario - input'!$D90=\"\"),\"\",S105/'Historical scenario - input'!$D90),\"\")","v":""},{"$f":"IFERROR(IF(OR(T105=\"\",'Historical scenario - input'!$D90=\"\"),\"\",T105/'Historical scenario - input'!$D90),\"\")","v":""},{"$f":"IFERROR(IF(OR(U105=\"\",'Historical scenario - input'!$D90=\"\"),\"\",U105/'Historical scenario - input'!$D90),\"\")","v":""},{"$f":"IFERROR(IF(OR(V105=\"\",'Historical scenario - input'!$D90=\"\"),\"\",V105/'Historical scenario - input'!$D90),\"\")","v":""},{"$f":"IFERROR(IF(OR(W105=\"\",'Historical scenario - input'!$D90=\"\"),\"\",W105/'Historical scenario - input'!$D90),\"\")","v":""}]
[{"$f":"IFERROR('Historical scenario - input'!A91,\"\")","v":""},{"$f":"IFERROR('Historical scenario - input'!B91,\"\")","v":0},{"$f":"IFERROR('Historical scenario - input'!C91,\"\")","v":0},{"$f":"IFERROR(repcalc('Historical scenario - input'!$CV91:$GH91,'Historical scenario - input'!$G91,'Historical scenario - input'!$E91,'Historical scenario - input'!$F91,20,TRUE,TRUE),\"\")","v":""},"","","","","","","","","","","","","","","","","","","",{"$f":"IFERROR(IF(OR(D106=\"\",'Historical scenario - input'!$D91=\"\"),\"\",D106/'Historical scenario - input'!$D91),\"\")","v":""},{"$f":"IFERROR(IF(OR(E106=\"\",'Historical scenario - input'!$D91=\"\"),\"\",E106/'Historical scenario - input'!$D91),\"\")","v":""},{"$f":"IFERROR(IF(OR(F106=\"\",'Historical scenario - input'!$D91=\"\"),\"\",F106/'Historical scenario - input'!$D91),\"\")","v":""},{"$f":"IFERROR(IF(OR(G106=\"\",'Historical scenario - input'!$D91=\"\"),\"\",G106/'Historical scenario - input'!$D91),\"\")","v":""},{"$f":"IFERROR(IF(OR(H106=\"\",'Historical scenario - input'!$D91=\"\"),\"\",H106/'Historical scenario - input'!$D91),\"\")","v":""},{"$f":"IFERROR(IF(OR(I106=\"\",'Historical scenario - input'!$D91=\"\"),\"\",I106/'Historical scenario - input'!$D91),\"\")","v":""},{"$f":"IFERROR(IF(OR(J106=\"\",'Historical scenario - input'!$D91=\"\"),\"\",J106/'Historical scenario - input'!$D91),\"\")","v":""},{"$f":"IFERROR(IF(OR(K106=\"\",'Historical scenario - input'!$D91=\"\"),\"\",K106/'Historical scenario - input'!$D91),\"\")","v":""},{"$f":"IFERROR(IF(OR(L106=\"\",'Historical scenario - input'!$D91=\"\"),\"\",L106/'Historical scenario - input'!$D91),\"\")","v":""},{"$f":"IFERROR(IF(OR(M106=\"\",'Historical scenario - input'!$D91=\"\"),\"\",M106/'Historical scenario - input'!$D91),\"\")","v":""},{"$f":"IFERROR(IF(OR(N106=\"\",'Historical scenario - input'!$D91=\"\"),\"\",N106/'Historical scenario - input'!$D91),\"\")","v":""},{"$f":"IFERROR(IF(OR(O106=\"\",'Historical scenario - input'!$D91=\"\"),\"\",O106/'Historical scenario - input'!$D91),\"\")","v":""},{"$f":"IFERROR(IF(OR(P106=\"\",'Historical scenario - input'!$D91=\"\"),\"\",P106/'Historical scenario - input'!$D91),\"\")","v":""},{"$f":"IFERROR(IF(OR(Q106=\"\",'Historical scenario - input'!$D91=\"\"),\"\",Q106/'Historical scenario - input'!$D91),\"\")","v":""},{"$f":"IFERROR(IF(OR(R106=\"\",'Historical scenario - input'!$D91=\"\"),\"\",R106/'Historical scenario - input'!$D91),\"\")","v":""},{"$f":"IFERROR(IF(OR(S106=\"\",'Historical scenario - input'!$D91=\"\"),\"\",S106/'Historical scenario - input'!$D91),\"\")","v":""},{"$f":"IFERROR(IF(OR(T106=\"\",'Historical scenario - input'!$D91=\"\"),\"\",T106/'Historical scenario - input'!$D91),\"\")","v":""},{"$f":"IFERROR(IF(OR(U106=\"\",'Historical scenario - input'!$D91=\"\"),\"\",U106/'Historical scenario - input'!$D91),\"\")","v":""},{"$f":"IFERROR(IF(OR(V106=\"\",'Historical scenario - input'!$D91=\"\"),\"\",V106/'Historical scenario - input'!$D91),\"\")","v":""},{"$f":"IFERROR(IF(OR(W106=\"\",'Historical scenario - input'!$D91=\"\"),\"\",W106/'Historical scenario - input'!$D91),\"\")","v":""}]
[{"$f":"IFERROR('Historical scenario - input'!A92,\"\")","v":""},{"$f":"IFERROR('Historical scenario - input'!B92,\"\")","v":0},{"$f":"IFERROR('Historical scenario - input'!C92,\"\")","v":0},{"$f":"IFERROR(repcalc('Historical scenario - input'!$CV92:$GH92,'Historical scenario - input'!$G92,'Historical scenario - input'!$E92,'Historical scenario - input'!$F92,20,TRUE,TRUE),\"\")","v":""},"","","","","","","","","","","","","","","","","","","",{"$f":"IFERROR(IF(OR(D107=\"\",'Historical scenario - input'!$D92=\"\"),\"\",D107/'Historical scenario - input'!$D92),\"\")","v":""},{"$f":"IFERROR(IF(OR(E107=\"\",'Historical scenario - input'!$D92=\"\"),\"\",E107/'Historical scenario - input'!$D92),\"\")","v":""},{"$f":"IFERROR(IF(OR(F107=\"\",'Historical scenario - input'!$D92=\"\"),\"\",F107/'Historical scenario - input'!$D92),\"\")","v":""},{"$f":"IFERROR(IF(OR(G107=\"\",'Historical scenario - input'!$D92=\"\"),\"\",G107/'Historical scenario - input'!$D92),\"\")","v":""},{"$f":"IFERROR(IF(OR(H107=\"\",'Historical scenario - input'!$D92=\"\"),\"\",H107/'Historical scenario - input'!$D92),\"\")","v":""},{"$f":"IFERROR(IF(OR(I107=\"\",'Historical scenario - input'!$D92=\"\"),\"\",I107/'Historical scenario - input'!$D92),\"\")","v":""},{"$f":"IFERROR(IF(OR(J107=\"\",'Historical scenario - input'!$D92=\"\"),\"\",J107/'Historical scenario - input'!$D92),\"\")","v":""},{"$f":"IFERROR(IF(OR(K107=\"\",'Historical scenario - input'!$D92=\"\"),\"\",K107/'Historical scenario - input'!$D92),\"\")","v":""},{"$f":"IFERROR(IF(OR(L107=\"\",'Historical scenario - input'!$D92=\"\"),\"\",L107/'Historical scenario - input'!$D92),\"\")","v":""},{"$f":"IFERROR(IF(OR(M107=\"\",'Historical scenario - input'!$D92=\"\"),\"\",M107/'Historical scenario - input'!$D92),\"\")","v":""},{"$f":"IFERROR(IF(OR(N107=\"\",'Historical scenario - input'!$D92=\"\"),\"\",N107/'Historical scenario - input'!$D92),\"\")","v":""},{"$f":"IFERROR(IF(OR(O107=\"\",'Historical scenario - input'!$D92=\"\"),\"\",O107/'Historical scenario - input'!$D92),\"\")","v":""},{"$f":"IFERROR(IF(OR(P107=\"\",'Historical scenario - input'!$D92=\"\"),\"\",P107/'Historical scenario - input'!$D92),\"\")","v":""},{"$f":"IFERROR(IF(OR(Q107=\"\",'Historical scenario - input'!$D92=\"\"),\"\",Q107/'Historical scenario - input'!$D92),\"\")","v":""},{"$f":"IFERROR(IF(OR(R107=\"\",'Historical scenario - input'!$D92=\"\"),\"\",R107/'Historical scenario - input'!$D92),\"\")","v":""},{"$f":"IFERROR(IF(OR(S107=\"\",'Historical scenario - input'!$D92=\"\"),\"\",S107/'Historical scenario - input'!$D92),\"\")","v":""},{"$f":"IFERROR(IF(OR(T107=\"\",'Historical scenario - input'!$D92=\"\"),\"\",T107/'Historical scenario - input'!$D92),\"\")","v":""},{"$f":"IFERROR(IF(OR(U107=\"\",'Historical scenario - input'!$D92=\"\"),\"\",U107/'Historical scenario - input'!$D92),\"\")","v":""},{"$f":"IFERROR(IF(OR(V107=\"\",'Historical scenario - input'!$D92=\"\"),\"\",V107/'Historical scenario - input'!$D92),\"\")","v":""},{"$f":"IFERROR(IF(OR(W107=\"\",'Historical scenario - input'!$D92=\"\"),\"\",W107/'Historical scenario - input'!$D92),\"\")","v":""}]
[{"$f":"IFERROR('Historical scenario - input'!A93,\"\")","v":""},{"$f":"IFERROR('Historical scenario - input'!B93,\"\")","v":0},{"$f":"IFERROR('Historical scenario - input'!C93,\"\")","v":0},{"$f":"IFERROR(repcalc('Historical scenario - input'!$CV93:$GH93,'Historical scenario - input'!$G93,'Historical scenario - input'!$E93,'Historical scenario - input'!$F93,20,TRUE,TRUE),\"\")","v":""},"","","","","","","","","","","","","","","","","","","",{"$f":"IFERROR(IF(OR(D108=\"\",'Historical scenario - input'!$D93=\"\"),\"\",D108/'Historical scenario - input'!$D93),\"\")","v":""},{"$f":"IFERROR(IF(OR(E108=\"\",'Historical scenario - input'!$D93=\"\"),\"\",E108/'Historical scenario - input'!$D93),\"\")","v":""},{"$f":"IFERROR(IF(OR(F108=\"\",'Historical scenario - input'!$D93=\"\"),\"\",F108/'Historical scenario - input'!$D93),\"\")","v":""},{"$f":"IFERROR(IF(OR(G108=\"\",'Historical scenario - input'!$D93=\"\"),\"\",G108/'Historical scenario - input'!$D93),\"\")","v":""},{"$f":"IFERROR(IF(OR(H108=\"\",'Historical scenario - input'!$D93=\"\"),\"\",H108/'Historical scenario - input'!$D93),\"\")","v":""},{"$f":"IFERROR(IF(OR(I108=\"\",'Historical scenario - input'!$D93=\"\"),\"\",I108/'Historical scenario - input'!$D93),\"\")","v":""},{"$f":"IFERROR(IF(OR(J108=\"\",'Historical scenario - input'!$D93=\"\"),\"\",J108/'Historical scenario - input'!$D93),\"\")","v":""},{"$f":"IFERROR(IF(OR(K108=\"\",'Historical scenario - input'!$D93=\"\"),\"\",K108/'Historical scenario - input'!$D93),\"\")","v":""},{"$f":"IFERROR(IF(OR(L108=\"\",'Historical scenario - input'!$D93=\"\"),\"\",L108/'Historical scenario - input'!$D93),\"\")","v":""},{"$f":"IFERROR(IF(OR(M108=\"\",'Historical scenario - input'!$D93=\"\"),\"\",M108/'Historical scenario - input'!$D93),\"\")","v":""},{"$f":"IFERROR(IF(OR(N108=\"\",'Historical scenario - input'!$D93=\"\"),\"\",N108/'Historical scenario - input'!$D93),\"\")","v":""},{"$f":"IFERROR(IF(OR(O108=\"\",'Historical scenario - input'!$D93=\"\"),\"\",O108/'Historical scenario - input'!$D93),\"\")","v":""},{"$f":"IFERROR(IF(OR(P108=\"\",'Historical scenario - input'!$D93=\"\"),\"\",P108/'Historical scenario - input'!$D93),\"\")","v":""},{"$f":"IFERROR(IF(OR(Q108=\"\",'Historical scenario - input'!$D93=\"\"),\"\",Q108/'Historical scenario - input'!$D93),\"\")","v":""},{"$f":"IFERROR(IF(OR(R108=\"\",'Historical scenario - input'!$D93=\"\"),\"\",R108/'Historical scenario - input'!$D93),\"\")","v":""},{"$f":"IFERROR(IF(OR(S108=\"\",'Historical scenario - input'!$D93=\"\"),\"\",S108/'Historical scenario - input'!$D93),\"\")","v":""},{"$f":"IFERROR(IF(OR(T108=\"\",'Historical scenario - input'!$D93=\"\"),\"\",T108/'Historical scenario - input'!$D93),\"\")","v":""},{"$f":"IFERROR(IF(OR(U108=\"\",'Historical scenario - input'!$D93=\"\"),\"\",U108/'Historical scenario - input'!$D93),\"\")","v":""},{"$f":"IFERROR(IF(OR(V108=\"\",'Historical scenario - input'!$D93=\"\"),\"\",V108/'Historical scenario - input'!$D93),\"\")","v":""},{"$f":"IFERROR(IF(OR(W108=\"\",'Historical scenario - input'!$D93=\"\"),\"\",W108/'Historical scenario - input'!$D93),\"\")","v":""}]
[{"$f":"IFERROR('Historical scenario - input'!A94,\"\")","v":""},{"$f":"IFERROR('Historical scenario - input'!B94,\"\")","v":0},{"$f":"IFERROR('Historical scenario - input'!C94,\"\")","v":0},{"$f":"IFERROR(repcalc('Historical scenario - input'!$CV94:$GH94,'Historical scenario - input'!$G94,'Historical scenario - input'!$E94,'Historical scenario - input'!$F94,20,TRUE,TRUE),\"\")","v":""},"","","","","","","","","","","","","","","","","","","",{"$f":"IFERROR(IF(OR(D109=\"\",'Historical scenario - input'!$D94=\"\"),\"\",D109/'Historical scenario - input'!$D94),\"\")","v":""},{"$f":"IFERROR(IF(OR(E109=\"\",'Historical scenario - input'!$D94=\"\"),\"\",E109/'Historical scenario - input'!$D94),\"\")","v":""},{"$f":"IFERROR(IF(OR(F109=\"\",'Historical scenario - input'!$D94=\"\"),\"\",F109/'Historical scenario - input'!$D94),\"\")","v":""},{"$f":"IFERROR(IF(OR(G109=\"\",'Historical scenario - input'!$D94=\"\"),\"\",G109/'Historical scenario - input'!$D94),\"\")","v":""},{"$f":"IFERROR(IF(OR(H109=\"\",'Historical scenario - input'!$D94=\"\"),\"\",H109/'Historical scenario - input'!$D94),\"\")","v":""},{"$f":"IFERROR(IF(OR(I109=\"\",'Historical scenario - input'!$D94=\"\"),\"\",I109/'Historical scenario - input'!$D94),\"\")","v":""},{"$f":"IFERROR(IF(OR(J109=\"\",'Historical scenario - input'!$D94=\"\"),\"\",J109/'Historical scenario - input'!$D94),\"\")","v":""},{"$f":"IFERROR(IF(OR(K109=\"\",'Historical scenario - input'!$D94=\"\"),\"\",K109/'Historical scenario - input'!$D94),\"\")","v":""},{"$f":"IFERROR(IF(OR(L109=\"\",'Historical scenario - input'!$D94=\"\"),\"\",L109/'Historical scenario - input'!$D94),\"\")","v":""},{"$f":"IFERROR(IF(OR(M109=\"\",'Historical scenario - input'!$D94=\"\"),\"\",M109/'Historical scenario - input'!$D94),\"\")","v":""},{"$f":"IFERROR(IF(OR(N109=\"\",'Historical scenario - input'!$D94=\"\"),\"\",N109/'Historical scenario - input'!$D94),\"\")","v":""},{"$f":"IFERROR(IF(OR(O109=\"\",'Historical scenario - input'!$D94=\"\"),\"\",O109/'Historical scenario - input'!$D94),\"\")","v":""},{"$f":"IFERROR(IF(OR(P109=\"\",'Historical scenario - input'!$D94=\"\"),\"\",P109/'Historical scenario - input'!$D94),\"\")","v":""},{"$f":"IFERROR(IF(OR(Q109=\"\",'Historical scenario - input'!$D94=\"\"),\"\",Q109/'Historical scenario - input'!$D94),\"\")","v":""},{"$f":"IFERROR(IF(OR(R109=\"\",'Historical scenario - input'!$D94=\"\"),\"\",R109/'Historical scenario - input'!$D94),\"\")","v":""},{"$f":"IFERROR(IF(OR(S109=\"\",'Historical scenario - input'!$D94=\"\"),\"\",S109/'Historical scenario - input'!$D94),\"\")","v":""},{"$f":"IFERROR(IF(OR(T109=\"\",'Historical scenario - input'!$D94=\"\"),\"\",T109/'Historical scenario - input'!$D94),\"\")","v":""},{"$f":"IFERROR(IF(OR(U109=\"\",'Historical scenario - input'!$D94=\"\"),\"\",U109/'Historical scenario - input'!$D94),\"\")","v":""},{"$f":"IFERROR(IF(OR(V109=\"\",'Historical scenario - input'!$D94=\"\"),\"\",V109/'Historical scenario - input'!$D94),\"\")","v":""},{"$f":"IFERROR(IF(OR(W109=\"\",'Historical scenario - input'!$D94=\"\"),\"\",W109/'Historical scenario - input'!$D94),\"\")","v":""}]
[{"$f":"IFERROR('Historical scenario - input'!A95,\"\")","v":""},{"$f":"IFERROR('Historical scenario - input'!B95,\"\")","v":0},{"$f":"IFERROR('Historical scenario - input'!C95,\"\")","v":0},{"$f":"IFERROR(repcalc('Historical scenario - input'!$CV95:$GH95,'Historical scenario - input'!$G95,'Historical scenario - input'!$E95,'Historical scenario - input'!$F95,20,TRUE,TRUE),\"\")","v":""},"","","","","","","","","","","","","","","","","","","",{"$f":"IFERROR(IF(OR(D110=\"\",'Historical scenario - input'!$D95=\"\"),\"\",D110/'Historical scenario - input'!$D95),\"\")","v":""},{"$f":"IFERROR(IF(OR(E110=\"\",'Historical scenario - input'!$D95=\"\"),\"\",E110/'Historical scenario - input'!$D95),\"\")","v":""},{"$f":"IFERROR(IF(OR(F110=\"\",'Historical scenario - input'!$D95=\"\"),\"\",F110/'Historical scenario - input'!$D95),\"\")","v":""},{"$f":"IFERROR(IF(OR(G110=\"\",'Historical scenario - input'!$D95=\"\"),\"\",G110/'Historical scenario - input'!$D95),\"\")","v":""},{"$f":"IFERROR(IF(OR(H110=\"\",'Historical scenario - input'!$D95=\"\"),\"\",H110/'Historical scenario - input'!$D95),\"\")","v":""},{"$f":"IFERROR(IF(OR(I110=\"\",'Historical scenario - input'!$D95=\"\"),\"\",I110/'Historical scenario - input'!$D95),\"\")","v":""},{"$f":"IFERROR(IF(OR(J110=\"\",'Historical scenario - input'!$D95=\"\"),\"\",J110/'Historical scenario - input'!$D95),\"\")","v":""},{"$f":"IFERROR(IF(OR(K110=\"\",'Historical scenario - input'!$D95=\"\"),\"\",K110/'Historical scenario - input'!$D95),\"\")","v":""},{"$f":"IFERROR(IF(OR(L110=\"\",'Historical scenario - input'!$D95=\"\"),\"\",L110/'Historical scenario - input'!$D95),\"\")","v":""},{"$f":"IFERROR(IF(OR(M110=\"\",'Historical scenario - input'!$D95=\"\"),\"\",M110/'Historical scenario - input'!$D95),\"\")","v":""},{"$f":"IFERROR(IF(OR(N110=\"\",'Historical scenario - input'!$D95=\"\"),\"\",N110/'Historical scenario - input'!$D95),\"\")","v":""},{"$f":"IFERROR(IF(OR(O110=\"\",'Historical scenario - input'!$D95=\"\"),\"\",O110/'Historical scenario - input'!$D95),\"\")","v":""},{"$f":"IFERROR(IF(OR(P110=\"\",'Historical scenario - input'!$D95=\"\"),\"\",P110/'Historical scenario - input'!$D95),\"\")","v":""},{"$f":"IFERROR(IF(OR(Q110=\"\",'Historical scenario - input'!$D95=\"\"),\"\",Q110/'Historical scenario - input'!$D95),\"\")","v":""},{"$f":"IFERROR(IF(OR(R110=\"\",'Historical scenario - input'!$D95=\"\"),\"\",R110/'Historical scenario - input'!$D95),\"\")","v":""},{"$f":"IFERROR(IF(OR(S110=\"\",'Historical scenario - input'!$D95=\"\"),\"\",S110/'Historical scenario - input'!$D95),\"\")","v":""},{"$f":"IFERROR(IF(OR(T110=\"\",'Historical scenario - input'!$D95=\"\"),\"\",T110/'Historical scenario - input'!$D95),\"\")","v":""},{"$f":"IFERROR(IF(OR(U110=\"\",'Historical scenario - input'!$D95=\"\"),\"\",U110/'Historical scenario - input'!$D95),\"\")","v":""},{"$f":"IFERROR(IF(OR(V110=\"\",'Historical scenario - input'!$D95=\"\"),\"\",V110/'Historical scenario - input'!$D95),\"\")","v":""},{"$f":"IFERROR(IF(OR(W110=\"\",'Historical scenario - input'!$D95=\"\"),\"\",W110/'Historical scenario - input'!$D95),\"\")","v":""}]
[{"$f":"IFERROR('Historical scenario - input'!A96,\"\")","v":""},{"$f":"IFERROR('Historical scenario - input'!B96,\"\")","v":0},{"$f":"IFERROR('Historical scenario - input'!C96,\"\")","v":0},{"$f":"IFERROR(repcalc('Historical scenario - input'!$CV96:$GH96,'Historical scenario - input'!$G96,'Historical scenario - input'!$E96,'Historical scenario - input'!$F96,20,TRUE,TRUE),\"\")","v":""},"","","","","","","","","","","","","","","","","","","",{"$f":"IFERROR(IF(OR(D111=\"\",'Historical scenario - input'!$D96=\"\"),\"\",D111/'Historical scenario - input'!$D96),\"\")","v":""},{"$f":"IFERROR(IF(OR(E111=\"\",'Historical scenario - input'!$D96=\"\"),\"\",E111/'Historical scenario - input'!$D96),\"\")","v":""},{"$f":"IFERROR(IF(OR(F111=\"\",'Historical scenario - input'!$D96=\"\"),\"\",F111/'Historical scenario - input'!$D96),\"\")","v":""},{"$f":"IFERROR(IF(OR(G111=\"\",'Historical scenario - input'!$D96=\"\"),\"\",G111/'Historical scenario - input'!$D96),\"\")","v":""},{"$f":"IFERROR(IF(OR(H111=\"\",'Historical scenario - input'!$D96=\"\"),\"\",H111/'Historical scenario - input'!$D96),\"\")","v":""},{"$f":"IFERROR(IF(OR(I111=\"\",'Historical scenario - input'!$D96=\"\"),\"\",I111/'Historical scenario - input'!$D96),\"\")","v":""},{"$f":"IFERROR(IF(OR(J111=\"\",'Historical scenario - input'!$D96=\"\"),\"\",J111/'Historical scenario - input'!$D96),\"\")","v":""},{"$f":"IFERROR(IF(OR(K111=\"\",'Historical scenario - input'!$D96=\"\"),\"\",K111/'Historical scenario - input'!$D96),\"\")","v":""},{"$f":"IFERROR(IF(OR(L111=\"\",'Historical scenario - input'!$D96=\"\"),\"\",L111/'Historical scenario - input'!$D96),\"\")","v":""},{"$f":"IFERROR(IF(OR(M111=\"\",'Historical scenario - input'!$D96=\"\"),\"\",M111/'Historical scenario - input'!$D96),\"\")","v":""},{"$f":"IFERROR(IF(OR(N111=\"\",'Historical scenario - input'!$D96=\"\"),\"\",N111/'Historical scenario - input'!$D96),\"\")","v":""},{"$f":"IFERROR(IF(OR(O111=\"\",'Historical scenario - input'!$D96=\"\"),\"\",O111/'Historical scenario - input'!$D96),\"\")","v":""},{"$f":"IFERROR(IF(OR(P111=\"\",'Historical scenario - input'!$D96=\"\"),\"\",P111/'Historical scenario - input'!$D96),\"\")","v":""},{"$f":"IFERROR(IF(OR(Q111=\"\",'Historical scenario - input'!$D96=\"\"),\"\",Q111/'Historical scenario - input'!$D96),\"\")","v":""},{"$f":"IFERROR(IF(OR(R111=\"\",'Historical scenario - input'!$D96=\"\"),\"\",R111/'Historical scenario - input'!$D96),\"\")","v":""},{"$f":"IFERROR(IF(OR(S111=\"\",'Historical scenario - input'!$D96=\"\"),\"\",S111/'Historical scenario - input'!$D96),\"\")","v":""},{"$f":"IFERROR(IF(OR(T111=\"\",'Historical scenario - input'!$D96=\"\"),\"\",T111/'Historical scenario - input'!$D96),\"\")","v":""},{"$f":"IFERROR(IF(OR(U111=\"\",'Historical scenario - input'!$D96=\"\"),\"\",U111/'Historical scenario - input'!$D96),\"\")","v":""},{"$f":"IFERROR(IF(OR(V111=\"\",'Historical scenario - input'!$D96=\"\"),\"\",V111/'Historical scenario - input'!$D96),\"\")","v":""},{"$f":"IFERROR(IF(OR(W111=\"\",'Historical scenario - input'!$D96=\"\"),\"\",W111/'Historical scenario - input'!$D96),\"\")","v":""}]
[{"$f":"IFERROR('Historical scenario - input'!A97,\"\")","v":""},{"$f":"IFERROR('Historical scenario - input'!B97,\"\")","v":0},{"$f":"IFERROR('Historical scenario - input'!C97,\"\")","v":0},{"$f":"IFERROR(repcalc('Historical scenario - input'!$CV97:$GH97,'Historical scenario - input'!$G97,'Historical scenario - input'!$E97,'Historical scenario - input'!$F97,20,TRUE,TRUE),\"\")","v":""},"","","","","","","","","","","","","","","","","","","",{"$f":"IFERROR(IF(OR(D112=\"\",'Historical scenario - input'!$D97=\"\"),\"\",D112/'Historical scenario - input'!$D97),\"\")","v":""},{"$f":"IFERROR(IF(OR(E112=\"\",'Historical scenario - input'!$D97=\"\"),\"\",E112/'Historical scenario - input'!$D97),\"\")","v":""},{"$f":"IFERROR(IF(OR(F112=\"\",'Historical scenario - input'!$D97=\"\"),\"\",F112/'Historical scenario - input'!$D97),\"\")","v":""},{"$f":"IFERROR(IF(OR(G112=\"\",'Historical scenario - input'!$D97=\"\"),\"\",G112/'Historical scenario - input'!$D97),\"\")","v":""},{"$f":"IFERROR(IF(OR(H112=\"\",'Historical scenario - input'!$D97=\"\"),\"\",H112/'Historical scenario - input'!$D97),\"\")","v":""},{"$f":"IFERROR(IF(OR(I112=\"\",'Historical scenario - input'!$D97=\"\"),\"\",I112/'Historical scenario - input'!$D97),\"\")","v":""},{"$f":"IFERROR(IF(OR(J112=\"\",'Historical scenario - input'!$D97=\"\"),\"\",J112/'Historical scenario - input'!$D97),\"\")","v":""},{"$f":"IFERROR(IF(OR(K112=\"\",'Historical scenario - input'!$D97=\"\"),\"\",K112/'Historical scenario - input'!$D97),\"\")","v":""},{"$f":"IFERROR(IF(OR(L112=\"\",'Historical scenario - input'!$D97=\"\"),\"\",L112/'Historical scenario - input'!$D97),\"\")","v":""},{"$f":"IFERROR(IF(OR(M112=\"\",'Historical scenario - input'!$D97=\"\"),\"\",M112/'Historical scenario - input'!$D97),\"\")","v":""},{"$f":"IFERROR(IF(OR(N112=\"\",'Historical scenario - input'!$D97=\"\"),\"\",N112/'Historical scenario - input'!$D97),\"\")","v":""},{"$f":"IFERROR(IF(OR(O112=\"\",'Historical scenario - input'!$D97=\"\"),\"\",O112/'Historical scenario - input'!$D97),\"\")","v":""},{"$f":"IFERROR(IF(OR(P112=\"\",'Historical scenario - input'!$D97=\"\"),\"\",P112/'Historical scenario - input'!$D97),\"\")","v":""},{"$f":"IFERROR(IF(OR(Q112=\"\",'Historical scenario - input'!$D97=\"\"),\"\",Q112/'Historical scenario - input'!$D97),\"\")","v":""},{"$f":"IFERROR(IF(OR(R112=\"\",'Historical scenario - input'!$D97=\"\"),\"\",R112/'Historical scenario - input'!$D97),\"\")","v":""},{"$f":"IFERROR(IF(OR(S112=\"\",'Historical scenario - input'!$D97=\"\"),\"\",S112/'Historical scenario - input'!$D97),\"\")","v":""},{"$f":"IFERROR(IF(OR(T112=\"\",'Historical scenario - input'!$D97=\"\"),\"\",T112/'Historical scenario - input'!$D97),\"\")","v":""},{"$f":"IFERROR(IF(OR(U112=\"\",'Historical scenario - input'!$D97=\"\"),\"\",U112/'Historical scenario - input'!$D97),\"\")","v":""},{"$f":"IFERROR(IF(OR(V112=\"\",'Historical scenario - input'!$D97=\"\"),\"\",V112/'Historical scenario - input'!$D97),\"\")","v":""},{"$f":"IFERROR(IF(OR(W112=\"\",'Historical scenario - input'!$D97=\"\"),\"\",W112/'Historical scenario - input'!$D97),\"\")","v":""}]
[{"$f":"IFERROR('Historical scenario - input'!A98,\"\")","v":""},{"$f":"IFERROR('Historical scenario - input'!B98,\"\")","v":0},{"$f":"IFERROR('Historical scenario - input'!C98,\"\")","v":0},{"$f":"IFERROR(repcalc('Historical scenario - input'!$CV98:$GH98,'Historical scenario - input'!$G98,'Historical scenario - input'!$E98,'Historical scenario - input'!$F98,20,TRUE,TRUE),\"\")","v":""},"","","","","","","","","","","","","","","","","","","",{"$f":"IFERROR(IF(OR(D113=\"\",'Historical scenario - input'!$D98=\"\"),\"\",D113/'Historical scenario - input'!$D98),\"\")","v":""},{"$f":"IFERROR(IF(OR(E113=\"\",'Historical scenario - input'!$D98=\"\"),\"\",E113/'Historical scenario - input'!$D98),\"\")","v":""},{"$f":"IFERROR(IF(OR(F113=\"\",'Historical scenario - input'!$D98=\"\"),\"\",F113/'Historical scenario - input'!$D98),\"\")","v":""},{"$f":"IFERROR(IF(OR(G113=\"\",'Historical scenario - input'!$D98=\"\"),\"\",G113/'Historical scenario - input'!$D98),\"\")","v":""},{"$f":"IFERROR(IF(OR(H113=\"\",'Historical scenario - input'!$D98=\"\"),\"\",H113/'Historical scenario - input'!$D98),\"\")","v":""},{"$f":"IFERROR(IF(OR(I113=\"\",'Historical scenario - input'!$D98=\"\"),\"\",I113/'Historical scenario - input'!$D98),\"\")","v":""},{"$f":"IFERROR(IF(OR(J113=\"\",'Historical scenario - input'!$D98=\"\"),\"\",J113/'Historical scenario - input'!$D98),\"\")","v":""},{"$f":"IFERROR(IF(OR(K113=\"\",'Historical scenario - input'!$D98=\"\"),\"\",K113/'Historical scenario - input'!$D98),\"\")","v":""},{"$f":"IFERROR(IF(OR(L113=\"\",'Historical scenario - input'!$D98=\"\"),\"\",L113/'Historical scenario - input'!$D98),\"\")","v":""},{"$f":"IFERROR(IF(OR(M113=\"\",'Historical scenario - input'!$D98=\"\"),\"\",M113/'Historical scenario - input'!$D98),\"\")","v":""},{"$f":"IFERROR(IF(OR(N113=\"\",'Historical scenario - input'!$D98=\"\"),\"\",N113/'Historical scenario - input'!$D98),\"\")","v":""},{"$f":"IFERROR(IF(OR(O113=\"\",'Historical scenario - input'!$D98=\"\"),\"\",O113/'Historical scenario - input'!$D98),\"\")","v":""},{"$f":"IFERROR(IF(OR(P113=\"\",'Historical scenario - input'!$D98=\"\"),\"\",P113/'Historical scenario - input'!$D98),\"\")","v":""},{"$f":"IFERROR(IF(OR(Q113=\"\",'Historical scenario - input'!$D98=\"\"),\"\",Q113/'Historical scenario - input'!$D98),\"\")","v":""},{"$f":"IFERROR(IF(OR(R113=\"\",'Historical scenario - input'!$D98=\"\"),\"\",R113/'Historical scenario - input'!$D98),\"\")","v":""},{"$f":"IFERROR(IF(OR(S113=\"\",'Historical scenario - input'!$D98=\"\"),\"\",S113/'Historical scenario - input'!$D98),\"\")","v":""},{"$f":"IFERROR(IF(OR(T113=\"\",'Historical scenario - input'!$D98=\"\"),\"\",T113/'Historical scenario - input'!$D98),\"\")","v":""},{"$f":"IFERROR(IF(OR(U113=\"\",'Historical scenario - input'!$D98=\"\"),\"\",U113/'Historical scenario - input'!$D98),\"\")","v":""},{"$f":"IFERROR(IF(OR(V113=\"\",'Historical scenario - input'!$D98=\"\"),\"\",V113/'Historical scenario - input'!$D98),\"\")","v":""},{"$f":"IFERROR(IF(OR(W113=\"\",'Historical scenario - input'!$D98=\"\"),\"\",W113/'Historical scenario - input'!$D98),\"\")","v":""}]
[{"$f":"IFERROR('Historical scenario - input'!A99,\"\")","v":""},{"$f":"IFERROR('Historical scenario - input'!B99,\"\")","v":0},{"$f":"IFERROR('Historical scenario - input'!C99,\"\")","v":0},{"$f":"IFERROR(repcalc('Historical scenario - input'!$CV99:$GH99,'Historical scenario - input'!$G99,'Historical scenario - input'!$E99,'Historical scenario - input'!$F99,20,TRUE,TRUE),\"\")","v":""},"","","","","","","","","","","","","","","","","","","",{"$f":"IFERROR(IF(OR(D114=\"\",'Historical scenario - input'!$D99=\"\"),\"\",D114/'Historical scenario - input'!$D99),\"\")","v":""},{"$f":"IFERROR(IF(OR(E114=\"\",'Historical scenario - input'!$D99=\"\"),\"\",E114/'Historical scenario - input'!$D99),\"\")","v":""},{"$f":"IFERROR(IF(OR(F114=\"\",'Historical scenario - input'!$D99=\"\"),\"\",F114/'Historical scenario - input'!$D99),\"\")","v":""},{"$f":"IFERROR(IF(OR(G114=\"\",'Historical scenario - input'!$D99=\"\"),\"\",G114/'Historical scenario - input'!$D99),\"\")","v":""},{"$f":"IFERROR(IF(OR(H114=\"\",'Historical scenario - input'!$D99=\"\"),\"\",H114/'Historical scenario - input'!$D99),\"\")","v":""},{"$f":"IFERROR(IF(OR(I114=\"\",'Historical scenario - input'!$D99=\"\"),\"\",I114/'Historical scenario - input'!$D99),\"\")","v":""},{"$f":"IFERROR(IF(OR(J114=\"\",'Historical scenario - input'!$D99=\"\"),\"\",J114/'Historical scenario - input'!$D99),\"\")","v":""},{"$f":"IFERROR(IF(OR(K114=\"\",'Historical scenario - input'!$D99=\"\"),\"\",K114/'Historical scenario - input'!$D99),\"\")","v":""},{"$f":"IFERROR(IF(OR(L114=\"\",'Historical scenario - input'!$D99=\"\"),\"\",L114/'Historical scenario - input'!$D99),\"\")","v":""},{"$f":"IFERROR(IF(OR(M114=\"\",'Historical scenario - input'!$D99=\"\"),\"\",M114/'Historical scenario - input'!$D99),\"\")","v":""},{"$f":"IFERROR(IF(OR(N114=\"\",'Historical scenario - input'!$D99=\"\"),\"\",N114/'Historical scenario - input'!$D99),\"\")","v":""},{"$f":"IFERROR(IF(OR(O114=\"\",'Historical scenario - input'!$D99=\"\"),\"\",O114/'Historical scenario - input'!$D99),\"\")","v":""},{"$f":"IFERROR(IF(OR(P114=\"\",'Historical scenario - input'!$D99=\"\"),\"\",P114/'Historical scenario - input'!$D99),\"\")","v":""},{"$f":"IFERROR(IF(OR(Q114=\"\",'Historical scenario - input'!$D99=\"\"),\"\",Q114/'Historical scenario - input'!$D99),\"\")","v":""},{"$f":"IFERROR(IF(OR(R114=\"\",'Historical scenario - input'!$D99=\"\"),\"\",R114/'Historical scenario - input'!$D99),\"\")","v":""},{"$f":"IFERROR(IF(OR(S114=\"\",'Historical scenario - input'!$D99=\"\"),\"\",S114/'Historical scenario - input'!$D99),\"\")","v":""},{"$f":"IFERROR(IF(OR(T114=\"\",'Historical scenario - input'!$D99=\"\"),\"\",T114/'Historical scenario - input'!$D99),\"\")","v":""},{"$f":"IFERROR(IF(OR(U114=\"\",'Historical scenario - input'!$D99=\"\"),\"\",U114/'Historical scenario - input'!$D99),\"\")","v":""},{"$f":"IFERROR(IF(OR(V114=\"\",'Historical scenario - input'!$D99=\"\"),\"\",V114/'Historical scenario - input'!$D99),\"\")","v":""},{"$f":"IFERROR(IF(OR(W114=\"\",'Historical scenario - input'!$D99=\"\"),\"\",W114/'Historical scenario - input'!$D99),\"\")","v":""}]
[{"$f":"IFERROR('Historical scenario - input'!A100,\"\")","v":""},{"$f":"IFERROR('Historical scenario - input'!B100,\"\")","v":0},{"$f":"IFERROR('Historical scenario - input'!C100,\"\")","v":0},{"$f":"IFERROR(repcalc('Historical scenario - input'!$CV100:$GH100,'Historical scenario - input'!$G100,'Historical scenario - input'!$E100,'Historical scenario - input'!$F100,20,TRUE,TRUE),\"\")","v":""},"","","","","","","","","","","","","","","","","","","",{"$f":"IFERROR(IF(OR(D115=\"\",'Historical scenario - input'!$D100=\"\"),\"\",D115/'Historical scenario - input'!$D100),\"\")","v":""},{"$f":"IFERROR(IF(OR(E115=\"\",'Historical scenario - input'!$D100=\"\"),\"\",E115/'Historical scenario - input'!$D100),\"\")","v":""},{"$f":"IFERROR(IF(OR(F115=\"\",'Historical scenario - input'!$D100=\"\"),\"\",F115/'Historical scenario - input'!$D100),\"\")","v":""},{"$f":"IFERROR(IF(OR(G115=\"\",'Historical scenario - input'!$D100=\"\"),\"\",G115/'Historical scenario - input'!$D100),\"\")","v":""},{"$f":"IFERROR(IF(OR(H115=\"\",'Historical scenario - input'!$D100=\"\"),\"\",H115/'Historical scenario - input'!$D100),\"\")","v":""},{"$f":"IFERROR(IF(OR(I115=\"\",'Historical scenario - input'!$D100=\"\"),\"\",I115/'Historical scenario - input'!$D100),\"\")","v":""},{"$f":"IFERROR(IF(OR(J115=\"\",'Historical scenario - input'!$D100=\"\"),\"\",J115/'Historical scenario - input'!$D100),\"\")","v":""},{"$f":"IFERROR(IF(OR(K115=\"\",'Historical scenario - input'!$D100=\"\"),\"\",K115/'Historical scenario - input'!$D100),\"\")","v":""},{"$f":"IFERROR(IF(OR(L115=\"\",'Historical scenario - input'!$D100=\"\"),\"\",L115/'Historical scenario - input'!$D100),\"\")","v":""},{"$f":"IFERROR(IF(OR(M115=\"\",'Historical scenario - input'!$D100=\"\"),\"\",M115/'Historical scenario - input'!$D100),\"\")","v":""},{"$f":"IFERROR(IF(OR(N115=\"\",'Historical scenario - input'!$D100=\"\"),\"\",N115/'Historical scenario - input'!$D100),\"\")","v":""},{"$f":"IFERROR(IF(OR(O115=\"\",'Historical scenario - input'!$D100=\"\"),\"\",O115/'Historical scenario - input'!$D100),\"\")","v":""},{"$f":"IFERROR(IF(OR(P115=\"\",'Historical scenario - input'!$D100=\"\"),\"\",P115/'Historical scenario - input'!$D100),\"\")","v":""},{"$f":"IFERROR(IF(OR(Q115=\"\",'Historical scenario - input'!$D100=\"\"),\"\",Q115/'Historical scenario - input'!$D100),\"\")","v":""},{"$f":"IFERROR(IF(OR(R115=\"\",'Historical scenario - input'!$D100=\"\"),\"\",R115/'Historical scenario - input'!$D100),\"\")","v":""},{"$f":"IFERROR(IF(OR(S115=\"\",'Historical scenario - input'!$D100=\"\"),\"\",S115/'Historical scenario - input'!$D100),\"\")","v":""},{"$f":"IFERROR(IF(OR(T115=\"\",'Historical scenario - input'!$D100=\"\"),\"\",T115/'Historical scenario - input'!$D100),\"\")","v":""},{"$f":"IFERROR(IF(OR(U115=\"\",'Historical scenario - input'!$D100=\"\"),\"\",U115/'Historical scenario - input'!$D100),\"\")","v":""},{"$f":"IFERROR(IF(OR(V115=\"\",'Historical scenario - input'!$D100=\"\"),\"\",V115/'Historical scenario - input'!$D100),\"\")","v":""},{"$f":"IFERROR(IF(OR(W115=\"\",'Historical scenario - input'!$D100=\"\"),\"\",W115/'Historical scenario - input'!$D100),\"\")","v":""}]
[{"$f":"IFERROR('Historical scenario - input'!A101,\"\")","v":""},{"$f":"IFERROR('Historical scenario - input'!B101,\"\")","v":0},{"$f":"IFERROR('Historical scenario - input'!C101,\"\")","v":0},{"$f":"IFERROR(repcalc('Historical scenario - input'!$CV101:$GH101,'Historical scenario - input'!$G101,'Historical scenario - input'!$E101,'Historical scenario - input'!$F101,20,TRUE,TRUE),\"\")","v":""},"","","","","","","","","","","","","","","","","","","",{"$f":"IFERROR(IF(OR(D116=\"\",'Historical scenario - input'!$D101=\"\"),\"\",D116/'Historical scenario - input'!$D101),\"\")","v":""},{"$f":"IFERROR(IF(OR(E116=\"\",'Historical scenario - input'!$D101=\"\"),\"\",E116/'Historical scenario - input'!$D101),\"\")","v":""},{"$f":"IFERROR(IF(OR(F116=\"\",'Historical scenario - input'!$D101=\"\"),\"\",F116/'Historical scenario - input'!$D101),\"\")","v":""},{"$f":"IFERROR(IF(OR(G116=\"\",'Historical scenario - input'!$D101=\"\"),\"\",G116/'Historical scenario - input'!$D101),\"\")","v":""},{"$f":"IFERROR(IF(OR(H116=\"\",'Historical scenario - input'!$D101=\"\"),\"\",H116/'Historical scenario - input'!$D101),\"\")","v":""},{"$f":"IFERROR(IF(OR(I116=\"\",'Historical scenario - input'!$D101=\"\"),\"\",I116/'Historical scenario - input'!$D101),\"\")","v":""},{"$f":"IFERROR(IF(OR(J116=\"\",'Historical scenario - input'!$D101=\"\"),\"\",J116/'Historical scenario - input'!$D101),\"\")","v":""},{"$f":"IFERROR(IF(OR(K116=\"\",'Historical scenario - input'!$D101=\"\"),\"\",K116/'Historical scenario - input'!$D101),\"\")","v":""},{"$f":"IFERROR(IF(OR(L116=\"\",'Historical scenario - input'!$D101=\"\"),\"\",L116/'Historical scenario - input'!$D101),\"\")","v":""},{"$f":"IFERROR(IF(OR(M116=\"\",'Historical scenario - input'!$D101=\"\"),\"\",M116/'Historical scenario - input'!$D101),\"\")","v":""},{"$f":"IFERROR(IF(OR(N116=\"\",'Historical scenario - input'!$D101=\"\"),\"\",N116/'Historical scenario - input'!$D101),\"\")","v":""},{"$f":"IFERROR(IF(OR(O116=\"\",'Historical scenario - input'!$D101=\"\"),\"\",O116/'Historical scenario - input'!$D101),\"\")","v":""},{"$f":"IFERROR(IF(OR(P116=\"\",'Historical scenario - input'!$D101=\"\"),\"\",P116/'Historical scenario - input'!$D101),\"\")","v":""},{"$f":"IFERROR(IF(OR(Q116=\"\",'Historical scenario - input'!$D101=\"\"),\"\",Q116/'Historical scenario - input'!$D101),\"\")","v":""},{"$f":"IFERROR(IF(OR(R116=\"\",'Historical scenario - input'!$D101=\"\"),\"\",R116/'Historical scenario - input'!$D101),\"\")","v":""},{"$f":"IFERROR(IF(OR(S116=\"\",'Historical scenario - input'!$D101=\"\"),\"\",S116/'Historical scenario - input'!$D101),\"\")","v":""},{"$f":"IFERROR(IF(OR(T116=\"\",'Historical scenario - input'!$D101=\"\"),\"\",T116/'Historical scenario - input'!$D101),\"\")","v":""},{"$f":"IFERROR(IF(OR(U116=\"\",'Historical scenario - input'!$D101=\"\"),\"\",U116/'Historical scenario - input'!$D101),\"\")","v":""},{"$f":"IFERROR(IF(OR(V116=\"\",'Historical scenario - input'!$D101=\"\"),\"\",V116/'Historical scenario - input'!$D101),\"\")","v":""},{"$f":"IFERROR(IF(OR(W116=\"\",'Historical scenario - input'!$D101=\"\"),\"\",W116/'Historical scenario - input'!$D101),\"\")","v":""}]
[{"$f":"IFERROR('Historical scenario - input'!A102,\"\")","v":""},{"$f":"IFERROR('Historical scenario - input'!B102,\"\")","v":0},{"$f":"IFERROR('Historical scenario - input'!C102,\"\")","v":0},{"$f":"IFERROR(repcalc('Historical scenario - input'!$CV102:$GH102,'Historical scenario - input'!$G102,'Historical scenario - input'!$E102,'Historical scenario - input'!$F102,20,TRUE,TRUE),\"\")","v":""},"","","","","","","","","","","","","","","","","","","",{"$f":"IFERROR(IF(OR(D117=\"\",'Historical scenario - input'!$D102=\"\"),\"\",D117/'Historical scenario - input'!$D102),\"\")","v":""},{"$f":"IFERROR(IF(OR(E117=\"\",'Historical scenario - input'!$D102=\"\"),\"\",E117/'Historical scenario - input'!$D102),\"\")","v":""},{"$f":"IFERROR(IF(OR(F117=\"\",'Historical scenario - input'!$D102=\"\"),\"\",F117/'Historical scenario - input'!$D102),\"\")","v":""},{"$f":"IFERROR(IF(OR(G117=\"\",'Historical scenario - input'!$D102=\"\"),\"\",G117/'Historical scenario - input'!$D102),\"\")","v":""},{"$f":"IFERROR(IF(OR(H117=\"\",'Historical scenario - input'!$D102=\"\"),\"\",H117/'Historical scenario - input'!$D102),\"\")","v":""},{"$f":"IFERROR(IF(OR(I117=\"\",'Historical scenario - input'!$D102=\"\"),\"\",I117/'Historical scenario - input'!$D102),\"\")","v":""},{"$f":"IFERROR(IF(OR(J117=\"\",'Historical scenario - input'!$D102=\"\"),\"\",J117/'Historical scenario - input'!$D102),\"\")","v":""},{"$f":"IFERROR(IF(OR(K117=\"\",'Historical scenario - input'!$D102=\"\"),\"\",K117/'Historical scenario - input'!$D102),\"\")","v":""},{"$f":"IFERROR(IF(OR(L117=\"\",'Historical scenario - input'!$D102=\"\"),\"\",L117/'Historical scenario - input'!$D102),\"\")","v":""},{"$f":"IFERROR(IF(OR(M117=\"\",'Historical scenario - input'!$D102=\"\"),\"\",M117/'Historical scenario - input'!$D102),\"\")","v":""},{"$f":"IFERROR(IF(OR(N117=\"\",'Historical scenario - input'!$D102=\"\"),\"\",N117/'Historical scenario - input'!$D102),\"\")","v":""},{"$f":"IFERROR(IF(OR(O117=\"\",'Historical scenario - input'!$D102=\"\"),\"\",O117/'Historical scenario - input'!$D102),\"\")","v":""},{"$f":"IFERROR(IF(OR(P117=\"\",'Historical scenario - input'!$D102=\"\"),\"\",P117/'Historical scenario - input'!$D102),\"\")","v":""},{"$f":"IFERROR(IF(OR(Q117=\"\",'Historical scenario - input'!$D102=\"\"),\"\",Q117/'Historical scenario - input'!$D102),\"\")","v":""},{"$f":"IFERROR(IF(OR(R117=\"\",'Historical scenario - input'!$D102=\"\"),\"\",R117/'Historical scenario - input'!$D102),\"\")","v":""},{"$f":"IFERROR(IF(OR(S117=\"\",'Historical scenario - input'!$D102=\"\"),\"\",S117/'Historical scenario - input'!$D102),\"\")","v":""},{"$f":"IFERROR(IF(OR(T117=\"\",'Historical scenario - input'!$D102=\"\"),\"\",T117/'Historical scenario - input'!$D102),\"\")","v":""},{"$f":"IFERROR(IF(OR(U117=\"\",'Historical scenario - input'!$D102=\"\"),\"\",U117/'Historical scenario - input'!$D102),\"\")","v":""},{"$f":"IFERROR(IF(OR(V117=\"\",'Historical scenario - input'!$D102=\"\"),\"\",V117/'Historical scenario - input'!$D102),\"\")","v":""},{"$f":"IFERROR(IF(OR(W117=\"\",'Historical scenario - input'!$D102=\"\"),\"\",W117/'Historical scenario - input'!$D102),\"\")","v":""}]
[{"$f":"IFERROR('Historical scenario - input'!A103,\"\")","v":""},{"$f":"IFERROR('Historical scenario - input'!B103,\"\")","v":0},{"$f":"IFERROR('Historical scenario - input'!C103,\"\")","v":0},{"$f":"IFERROR(repcalc('Historical scenario - input'!$CV103:$GH103,'Historical scenario - input'!$G103,'Historical scenario - input'!$E103,'Historical scenario - input'!$F103,20,TRUE,TRUE),\"\")","v":""},"","","","","","","","","","","","","","","","","","","",{"$f":"IFERROR(IF(OR(D118=\"\",'Historical scenario - input'!$D103=\"\"),\"\",D118/'Historical scenario - input'!$D103),\"\")","v":""},{"$f":"IFERROR(IF(OR(E118=\"\",'Historical scenario - input'!$D103=\"\"),\"\",E118/'Historical scenario - input'!$D103),\"\")","v":""},{"$f":"IFERROR(IF(OR(F118=\"\",'Historical scenario - input'!$D103=\"\"),\"\",F118/'Historical scenario - input'!$D103),\"\")","v":""},{"$f":"IFERROR(IF(OR(G118=\"\",'Historical scenario - input'!$D103=\"\"),\"\",G118/'Historical scenario - input'!$D103),\"\")","v":""},{"$f":"IFERROR(IF(OR(H118=\"\",'Historical scenario - input'!$D103=\"\"),\"\",H118/'Historical scenario - input'!$D103),\"\")","v":""},{"$f":"IFERROR(IF(OR(I118=\"\",'Historical scenario - input'!$D103=\"\"),\"\",I118/'Historical scenario - input'!$D103),\"\")","v":""},{"$f":"IFERROR(IF(OR(J118=\"\",'Historical scenario - input'!$D103=\"\"),\"\",J118/'Historical scenario - input'!$D103),\"\")","v":""},{"$f":"IFERROR(IF(OR(K118=\"\",'Historical scenario - input'!$D103=\"\"),\"\",K118/'Historical scenario - input'!$D103),\"\")","v":""},{"$f":"IFERROR(IF(OR(L118=\"\",'Historical scenario - input'!$D103=\"\"),\"\",L118/'Historical scenario - input'!$D103),\"\")","v":""},{"$f":"IFERROR(IF(OR(M118=\"\",'Historical scenario - input'!$D103=\"\"),\"\",M118/'Historical scenario - input'!$D103),\"\")","v":""},{"$f":"IFERROR(IF(OR(N118=\"\",'Historical scenario - input'!$D103=\"\"),\"\",N118/'Historical scenario - input'!$D103),\"\")","v":""},{"$f":"IFERROR(IF(OR(O118=\"\",'Historical scenario - input'!$D103=\"\"),\"\",O118/'Historical scenario - input'!$D103),\"\")","v":""},{"$f":"IFERROR(IF(OR(P118=\"\",'Historical scenario - input'!$D103=\"\"),\"\",P118/'Historical scenario - input'!$D103),\"\")","v":""},{"$f":"IFERROR(IF(OR(Q118=\"\",'Historical scenario - input'!$D103=\"\"),\"\",Q118/'Historical scenario - input'!$D103),\"\")","v":""},{"$f":"IFERROR(IF(OR(R118=\"\",'Historical scenario - input'!$D103=\"\"),\"\",R118/'Historical scenario - input'!$D103),\"\")","v":""},{"$f":"IFERROR(IF(OR(S118=\"\",'Historical scenario - input'!$D103=\"\"),\"\",S118/'Historical scenario - input'!$D103),\"\")","v":""},{"$f":"IFERROR(IF(OR(T118=\"\",'Historical scenario - input'!$D103=\"\"),\"\",T118/'Historical scenario - input'!$D103),\"\")","v":""},{"$f":"IFERROR(IF(OR(U118=\"\",'Historical scenario - input'!$D103=\"\"),\"\",U118/'Historical scenario - input'!$D103),\"\")","v":""},{"$f":"IFERROR(IF(OR(V118=\"\",'Historical scenario - input'!$D103=\"\"),\"\",V118/'Historical scenario - input'!$D103),\"\")","v":""},{"$f":"IFERROR(IF(OR(W118=\"\",'Historical scenario - input'!$D103=\"\"),\"\",W118/'Historical scenario - input'!$D103),\"\")","v":""}]
[{"$f":"IFERROR('Historical scenario - input'!A104,\"\")","v":""},{"$f":"IFERROR('Historical scenario - input'!B104,\"\")","v":0},{"$f":"IFERROR('Historical scenario - input'!C104,\"\")","v":0},{"$f":"IFERROR(repcalc('Historical scenario - input'!$CV104:$GH104,'Historical scenario - input'!$G104,'Historical scenario - input'!$E104,'Historical scenario - input'!$F104,20,TRUE,TRUE),\"\")","v":""},"","","","","","","","","","","","","","","","","","","",{"$f":"IFERROR(IF(OR(D119=\"\",'Historical scenario - input'!$D104=\"\"),\"\",D119/'Historical scenario - input'!$D104),\"\")","v":""},{"$f":"IFERROR(IF(OR(E119=\"\",'Historical scenario - input'!$D104=\"\"),\"\",E119/'Historical scenario - input'!$D104),\"\")","v":""},{"$f":"IFERROR(IF(OR(F119=\"\",'Historical scenario - input'!$D104=\"\"),\"\",F119/'Historical scenario - input'!$D104),\"\")","v":""},{"$f":"IFERROR(IF(OR(G119=\"\",'Historical scenario - input'!$D104=\"\"),\"\",G119/'Historical scenario - input'!$D104),\"\")","v":""},{"$f":"IFERROR(IF(OR(H119=\"\",'Historical scenario - input'!$D104=\"\"),\"\",H119/'Historical scenario - input'!$D104),\"\")","v":""},{"$f":"IFERROR(IF(OR(I119=\"\",'Historical scenario - input'!$D104=\"\"),\"\",I119/'Historical scenario - input'!$D104),\"\")","v":""},{"$f":"IFERROR(IF(OR(J119=\"\",'Historical scenario - input'!$D104=\"\"),\"\",J119/'Historical scenario - input'!$D104),\"\")","v":""},{"$f":"IFERROR(IF(OR(K119=\"\",'Historical scenario - input'!$D104=\"\"),\"\",K119/'Historical scenario - input'!$D104),\"\")","v":""},{"$f":"IFERROR(IF(OR(L119=\"\",'Historical scenario - input'!$D104=\"\"),\"\",L119/'Historical scenario - input'!$D104),\"\")","v":""},{"$f":"IFERROR(IF(OR(M119=\"\",'Historical scenario - input'!$D104=\"\"),\"\",M119/'Historical scenario - input'!$D104),\"\")","v":""},{"$f":"IFERROR(IF(OR(N119=\"\",'Historical scenario - input'!$D104=\"\"),\"\",N119/'Historical scenario - input'!$D104),\"\")","v":""},{"$f":"IFERROR(IF(OR(O119=\"\",'Historical scenario - input'!$D104=\"\"),\"\",O119/'Historical scenario - input'!$D104),\"\")","v":""},{"$f":"IFERROR(IF(OR(P119=\"\",'Historical scenario - input'!$D104=\"\"),\"\",P119/'Historical scenario - input'!$D104),\"\")","v":""},{"$f":"IFERROR(IF(OR(Q119=\"\",'Historical scenario - input'!$D104=\"\"),\"\",Q119/'Historical scenario - input'!$D104),\"\")","v":""},{"$f":"IFERROR(IF(OR(R119=\"\",'Historical scenario - input'!$D104=\"\"),\"\",R119/'Historical scenario - input'!$D104),\"\")","v":""},{"$f":"IFERROR(IF(OR(S119=\"\",'Historical scenario - input'!$D104=\"\"),\"\",S119/'Historical scenario - input'!$D104),\"\")","v":""},{"$f":"IFERROR(IF(OR(T119=\"\",'Historical scenario - input'!$D104=\"\"),\"\",T119/'Historical scenario - input'!$D104),\"\")","v":""},{"$f":"IFERROR(IF(OR(U119=\"\",'Historical scenario - input'!$D104=\"\"),\"\",U119/'Historical scenario - input'!$D104),\"\")","v":""},{"$f":"IFERROR(IF(OR(V119=\"\",'Historical scenario - input'!$D104=\"\"),\"\",V119/'Historical scenario - input'!$D104),\"\")","v":""},{"$f":"IFERROR(IF(OR(W119=\"\",'Historical scenario - input'!$D104=\"\"),\"\",W119/'Historical scenario - input'!$D104),\"\")","v":""}]
[{"$f":"IFERROR('Historical scenario - input'!A105,\"\")","v":""},{"$f":"IFERROR('Historical scenario - input'!B105,\"\")","v":0},{"$f":"IFERROR('Historical scenario - input'!C105,\"\")","v":0},{"$f":"IFERROR(repcalc('Historical scenario - input'!$CV105:$GH105,'Historical scenario - input'!$G105,'Historical scenario - input'!$E105,'Historical scenario - input'!$F105,20,TRUE,TRUE),\"\")","v":""},"","","","","","","","","","","","","","","","","","","",{"$f":"IFERROR(IF(OR(D120=\"\",'Historical scenario - input'!$D105=\"\"),\"\",D120/'Historical scenario - input'!$D105),\"\")","v":""},{"$f":"IFERROR(IF(OR(E120=\"\",'Historical scenario - input'!$D105=\"\"),\"\",E120/'Historical scenario - input'!$D105),\"\")","v":""},{"$f":"IFERROR(IF(OR(F120=\"\",'Historical scenario - input'!$D105=\"\"),\"\",F120/'Historical scenario - input'!$D105),\"\")","v":""},{"$f":"IFERROR(IF(OR(G120=\"\",'Historical scenario - input'!$D105=\"\"),\"\",G120/'Historical scenario - input'!$D105),\"\")","v":""},{"$f":"IFERROR(IF(OR(H120=\"\",'Historical scenario - input'!$D105=\"\"),\"\",H120/'Historical scenario - input'!$D105),\"\")","v":""},{"$f":"IFERROR(IF(OR(I120=\"\",'Historical scenario - input'!$D105=\"\"),\"\",I120/'Historical scenario - input'!$D105),\"\")","v":""},{"$f":"IFERROR(IF(OR(J120=\"\",'Historical scenario - input'!$D105=\"\"),\"\",J120/'Historical scenario - input'!$D105),\"\")","v":""},{"$f":"IFERROR(IF(OR(K120=\"\",'Historical scenario - input'!$D105=\"\"),\"\",K120/'Historical scenario - input'!$D105),\"\")","v":""},{"$f":"IFERROR(IF(OR(L120=\"\",'Historical scenario - input'!$D105=\"\"),\"\",L120/'Historical scenario - input'!$D105),\"\")","v":""},{"$f":"IFERROR(IF(OR(M120=\"\",'Historical scenario - input'!$D105=\"\"),\"\",M120/'Historical scenario - input'!$D105),\"\")","v":""},{"$f":"IFERROR(IF(OR(N120=\"\",'Historical scenario - input'!$D105=\"\"),\"\",N120/'Historical scenario - input'!$D105),\"\")","v":""},{"$f":"IFERROR(IF(OR(O120=\"\",'Historical scenario - input'!$D105=\"\"),\"\",O120/'Historical scenario - input'!$D105),\"\")","v":""},{"$f":"IFERROR(IF(OR(P120=\"\",'Historical scenario - input'!$D105=\"\"),\"\",P120/'Historical scenario - input'!$D105),\"\")","v":""},{"$f":"IFERROR(IF(OR(Q120=\"\",'Historical scenario - input'!$D105=\"\"),\"\",Q120/'Historical scenario - input'!$D105),\"\")","v":""},{"$f":"IFERROR(IF(OR(R120=\"\",'Historical scenario - input'!$D105=\"\"),\"\",R120/'Historical scenario - input'!$D105),\"\")","v":""},{"$f":"IFERROR(IF(OR(S120=\"\",'Historical scenario - input'!$D105=\"\"),\"\",S120/'Historical scenario - input'!$D105),\"\")","v":""},{"$f":"IFERROR(IF(OR(T120=\"\",'Historical scenario - input'!$D105=\"\"),\"\",T120/'Historical scenario - input'!$D105),\"\")","v":""},{"$f":"IFERROR(IF(OR(U120=\"\",'Historical scenario - input'!$D105=\"\"),\"\",U120/'Historical scenario - input'!$D105),\"\")","v":""},{"$f":"IFERROR(IF(OR(V120=\"\",'Historical scenario - input'!$D105=\"\"),\"\",V120/'Historical scenario - input'!$D105),\"\")","v":""},{"$f":"IFERROR(IF(OR(W120=\"\",'Historical scenario - input'!$D105=\"\"),\"\",W120/'Historical scenario - input'!$D105),\"\")","v":""}]
[{"$f":"IFERROR('Historical scenario - input'!A106,\"\")","v":""},{"$f":"IFERROR('Historical scenario - input'!B106,\"\")","v":0},{"$f":"IFERROR('Historical scenario - input'!C106,\"\")","v":0},{"$f":"IFERROR(repcalc('Historical scenario - input'!$CV106:$GH106,'Historical scenario - input'!$G106,'Historical scenario - input'!$E106,'Historical scenario - input'!$F106,20,TRUE,TRUE),\"\")","v":""},"","","","","","","","","","","","","","","","","","","",{"$f":"IFERROR(IF(OR(D121=\"\",'Historical scenario - input'!$D106=\"\"),\"\",D121/'Historical scenario - input'!$D106),\"\")","v":""},{"$f":"IFERROR(IF(OR(E121=\"\",'Historical scenario - input'!$D106=\"\"),\"\",E121/'Historical scenario - input'!$D106),\"\")","v":""},{"$f":"IFERROR(IF(OR(F121=\"\",'Historical scenario - input'!$D106=\"\"),\"\",F121/'Historical scenario - input'!$D106),\"\")","v":""},{"$f":"IFERROR(IF(OR(G121=\"\",'Historical scenario - input'!$D106=\"\"),\"\",G121/'Historical scenario - input'!$D106),\"\")","v":""},{"$f":"IFERROR(IF(OR(H121=\"\",'Historical scenario - input'!$D106=\"\"),\"\",H121/'Historical scenario - input'!$D106),\"\")","v":""},{"$f":"IFERROR(IF(OR(I121=\"\",'Historical scenario - input'!$D106=\"\"),\"\",I121/'Historical scenario - input'!$D106),\"\")","v":""},{"$f":"IFERROR(IF(OR(J121=\"\",'Historical scenario - input'!$D106=\"\"),\"\",J121/'Historical scenario - input'!$D106),\"\")","v":""},{"$f":"IFERROR(IF(OR(K121=\"\",'Historical scenario - input'!$D106=\"\"),\"\",K121/'Historical scenario - input'!$D106),\"\")","v":""},{"$f":"IFERROR(IF(OR(L121=\"\",'Historical scenario - input'!$D106=\"\"),\"\",L121/'Historical scenario - input'!$D106),\"\")","v":""},{"$f":"IFERROR(IF(OR(M121=\"\",'Historical scenario - input'!$D106=\"\"),\"\",M121/'Historical scenario - input'!$D106),\"\")","v":""},{"$f":"IFERROR(IF(OR(N121=\"\",'Historical scenario - input'!$D106=\"\"),\"\",N121/'Historical scenario - input'!$D106),\"\")","v":""},{"$f":"IFERROR(IF(OR(O121=\"\",'Historical scenario - input'!$D106=\"\"),\"\",O121/'Historical scenario - input'!$D106),\"\")","v":""},{"$f":"IFERROR(IF(OR(P121=\"\",'Historical scenario - input'!$D106=\"\"),\"\",P121/'Historical scenario - input'!$D106),\"\")","v":""},{"$f":"IFERROR(IF(OR(Q121=\"\",'Historical scenario - input'!$D106=\"\"),\"\",Q121/'Historical scenario - input'!$D106),\"\")","v":""},{"$f":"IFERROR(IF(OR(R121=\"\",'Historical scenario - input'!$D106=\"\"),\"\",R121/'Historical scenario - input'!$D106),\"\")","v":""},{"$f":"IFERROR(IF(OR(S121=\"\",'Historical scenario - input'!$D106=\"\"),\"\",S121/'Historical scenario - input'!$D106),\"\")","v":""},{"$f":"IFERROR(IF(OR(T121=\"\",'Historical scenario - input'!$D106=\"\"),\"\",T121/'Historical scenario - input'!$D106),\"\")","v":""},{"$f":"IFERROR(IF(OR(U121=\"\",'Historical scenario - input'!$D106=\"\"),\"\",U121/'Historical scenario - input'!$D106),\"\")","v":""},{"$f":"IFERROR(IF(OR(V121=\"\",'Historical scenario - input'!$D106=\"\"),\"\",V121/'Historical scenario - input'!$D106),\"\")","v":""},{"$f":"IFERROR(IF(OR(W121=\"\",'Historical scenario - input'!$D106=\"\"),\"\",W121/'Historical scenario - input'!$D106),\"\")","v":""}]
[{"$f":"IFERROR('Historical scenario - input'!A107,\"\")","v":""},{"$f":"IFERROR('Historical scenario - input'!B107,\"\")","v":0},{"$f":"IFERROR('Historical scenario - input'!C107,\"\")","v":0},{"$f":"IFERROR(repcalc('Historical scenario - input'!$CV107:$GH107,'Historical scenario - input'!$G107,'Historical scenario - input'!$E107,'Historical scenario - input'!$F107,20,TRUE,TRUE),\"\")","v":""},"","","","","","","","","","","","","","","","","","","",{"$f":"IFERROR(IF(OR(D122=\"\",'Historical scenario - input'!$D107=\"\"),\"\",D122/'Historical scenario - input'!$D107),\"\")","v":""},{"$f":"IFERROR(IF(OR(E122=\"\",'Historical scenario - input'!$D107=\"\"),\"\",E122/'Historical scenario - input'!$D107),\"\")","v":""},{"$f":"IFERROR(IF(OR(F122=\"\",'Historical scenario - input'!$D107=\"\"),\"\",F122/'Historical scenario - input'!$D107),\"\")","v":""},{"$f":"IFERROR(IF(OR(G122=\"\",'Historical scenario - input'!$D107=\"\"),\"\",G122/'Historical scenario - input'!$D107),\"\")","v":""},{"$f":"IFERROR(IF(OR(H122=\"\",'Historical scenario - input'!$D107=\"\"),\"\",H122/'Historical scenario - input'!$D107),\"\")","v":""},{"$f":"IFERROR(IF(OR(I122=\"\",'Historical scenario - input'!$D107=\"\"),\"\",I122/'Historical scenario - input'!$D107),\"\")","v":""},{"$f":"IFERROR(IF(OR(J122=\"\",'Historical scenario - input'!$D107=\"\"),\"\",J122/'Historical scenario - input'!$D107),\"\")","v":""},{"$f":"IFERROR(IF(OR(K122=\"\",'Historical scenario - input'!$D107=\"\"),\"\",K122/'Historical scenario - input'!$D107),\"\")","v":""},{"$f":"IFERROR(IF(OR(L122=\"\",'Historical scenario - input'!$D107=\"\"),\"\",L122/'Historical scenario - input'!$D107),\"\")","v":""},{"$f":"IFERROR(IF(OR(M122=\"\",'Historical scenario - input'!$D107=\"\"),\"\",M122/'Historical scenario - input'!$D107),\"\")","v":""},{"$f":"IFERROR(IF(OR(N122=\"\",'Historical scenario - input'!$D107=\"\"),\"\",N122/'Historical scenario - input'!$D107),\"\")","v":""},{"$f":"IFERROR(IF(OR(O122=\"\",'Historical scenario - input'!$D107=\"\"),\"\",O122/'Historical scenario - input'!$D107),\"\")","v":""},{"$f":"IFERROR(IF(OR(P122=\"\",'Historical scenario - input'!$D107=\"\"),\"\",P122/'Historical scenario - input'!$D107),\"\")","v":""},{"$f":"IFERROR(IF(OR(Q122=\"\",'Historical scenario - input'!$D107=\"\"),\"\",Q122/'Historical scenario - input'!$D107),\"\")","v":""},{"$f":"IFERROR(IF(OR(R122=\"\",'Historical scenario - input'!$D107=\"\"),\"\",R122/'Historical scenario - input'!$D107),\"\")","v":""},{"$f":"IFERROR(IF(OR(S122=\"\",'Historical scenario - input'!$D107=\"\"),\"\",S122/'Historical scenario - input'!$D107),\"\")","v":""},{"$f":"IFERROR(IF(OR(T122=\"\",'Historical scenario - input'!$D107=\"\"),\"\",T122/'Historical scenario - input'!$D107),\"\")","v":""},{"$f":"IFERROR(IF(OR(U122=\"\",'Historical scenario - input'!$D107=\"\"),\"\",U122/'Historical scenario - input'!$D107),\"\")","v":""},{"$f":"IFERROR(IF(OR(V122=\"\",'Historical scenario - input'!$D107=\"\"),\"\",V122/'Historical scenario - input'!$D107),\"\")","v":""},{"$f":"IFERROR(IF(OR(W122=\"\",'Historical scenario - input'!$D107=\"\"),\"\",W122/'Historical scenario - input'!$D107),\"\")","v":""}]
[{"$f":"IFERROR('Historical scenario - input'!A108,\"\")","v":""},{"$f":"IFERROR('Historical scenario - input'!B108,\"\")","v":0},{"$f":"IFERROR('Historical scenario - input'!C108,\"\")","v":0},{"$f":"IFERROR(repcalc('Historical scenario - input'!$CV108:$GH108,'Historical scenario - input'!$G108,'Historical scenario - input'!$E108,'Historical scenario - input'!$F108,20,TRUE,TRUE),\"\")","v":""},"","","","","","","","","","","","","","","","","","","",{"$f":"IFERROR(IF(OR(D123=\"\",'Historical scenario - input'!$D108=\"\"),\"\",D123/'Historical scenario - input'!$D108),\"\")","v":""},{"$f":"IFERROR(IF(OR(E123=\"\",'Historical scenario - input'!$D108=\"\"),\"\",E123/'Historical scenario - input'!$D108),\"\")","v":""},{"$f":"IFERROR(IF(OR(F123=\"\",'Historical scenario - input'!$D108=\"\"),\"\",F123/'Historical scenario - input'!$D108),\"\")","v":""},{"$f":"IFERROR(IF(OR(G123=\"\",'Historical scenario - input'!$D108=\"\"),\"\",G123/'Historical scenario - input'!$D108),\"\")","v":""},{"$f":"IFERROR(IF(OR(H123=\"\",'Historical scenario - input'!$D108=\"\"),\"\",H123/'Historical scenario - input'!$D108),\"\")","v":""},{"$f":"IFERROR(IF(OR(I123=\"\",'Historical scenario - input'!$D108=\"\"),\"\",I123/'Historical scenario - input'!$D108),\"\")","v":""},{"$f":"IFERROR(IF(OR(J123=\"\",'Historical scenario - input'!$D108=\"\"),\"\",J123/'Historical scenario - input'!$D108),\"\")","v":""},{"$f":"IFERROR(IF(OR(K123=\"\",'Historical scenario - input'!$D108=\"\"),\"\",K123/'Historical scenario - input'!$D108),\"\")","v":""},{"$f":"IFERROR(IF(OR(L123=\"\",'Historical scenario - input'!$D108=\"\"),\"\",L123/'Historical scenario - input'!$D108),\"\")","v":""},{"$f":"IFERROR(IF(OR(M123=\"\",'Historical scenario - input'!$D108=\"\"),\"\",M123/'Historical scenario - input'!$D108),\"\")","v":""},{"$f":"IFERROR(IF(OR(N123=\"\",'Historical scenario - input'!$D108=\"\"),\"\",N123/'Historical scenario - input'!$D108),\"\")","v":""},{"$f":"IFERROR(IF(OR(O123=\"\",'Historical scenario - input'!$D108=\"\"),\"\",O123/'Historical scenario - input'!$D108),\"\")","v":""},{"$f":"IFERROR(IF(OR(P123=\"\",'Historical scenario - input'!$D108=\"\"),\"\",P123/'Historical scenario - input'!$D108),\"\")","v":""},{"$f":"IFERROR(IF(OR(Q123=\"\",'Historical scenario - input'!$D108=\"\"),\"\",Q123/'Historical scenario - input'!$D108),\"\")","v":""},{"$f":"IFERROR(IF(OR(R123=\"\",'Historical scenario - input'!$D108=\"\"),\"\",R123/'Historical scenario - input'!$D108),\"\")","v":""},{"$f":"IFERROR(IF(OR(S123=\"\",'Historical scenario - input'!$D108=\"\"),\"\",S123/'Historical scenario - input'!$D108),\"\")","v":""},{"$f":"IFERROR(IF(OR(T123=\"\",'Historical scenario - input'!$D108=\"\"),\"\",T123/'Historical scenario - input'!$D108),\"\")","v":""},{"$f":"IFERROR(IF(OR(U123=\"\",'Historical scenario - input'!$D108=\"\"),\"\",U123/'Historical scenario - input'!$D108),\"\")","v":""},{"$f":"IFERROR(IF(OR(V123=\"\",'Historical scenario - input'!$D108=\"\"),\"\",V123/'Historical scenario - input'!$D108),\"\")","v":""},{"$f":"IFERROR(IF(OR(W123=\"\",'Historical scenario - input'!$D108=\"\"),\"\",W123/'Historical scenario - input'!$D108),\"\")","v":""}]
[{"$f":"IFERROR('Historical scenario - input'!A109,\"\")","v":""},{"$f":"IFERROR('Historical scenario - input'!B109,\"\")","v":0},{"$f":"IFERROR('Historical scenario - input'!C109,\"\")","v":0},{"$f":"IFERROR(repcalc('Historical scenario - input'!$CV109:$GH109,'Historical scenario - input'!$G109,'Historical scenario - input'!$E109,'Historical scenario - input'!$F109,20,TRUE,TRUE),\"\")","v":""},"","","","","","","","","","","","","","","","","","","",{"$f":"IFERROR(IF(OR(D124=\"\",'Historical scenario - input'!$D109=\"\"),\"\",D124/'Historical scenario - input'!$D109),\"\")","v":""},{"$f":"IFERROR(IF(OR(E124=\"\",'Historical scenario - input'!$D109=\"\"),\"\",E124/'Historical scenario - input'!$D109),\"\")","v":""},{"$f":"IFERROR(IF(OR(F124=\"\",'Historical scenario - input'!$D109=\"\"),\"\",F124/'Historical scenario - input'!$D109),\"\")","v":""},{"$f":"IFERROR(IF(OR(G124=\"\",'Historical scenario - input'!$D109=\"\"),\"\",G124/'Historical scenario - input'!$D109),\"\")","v":""},{"$f":"IFERROR(IF(OR(H124=\"\",'Historical scenario - input'!$D109=\"\"),\"\",H124/'Historical scenario - input'!$D109),\"\")","v":""},{"$f":"IFERROR(IF(OR(I124=\"\",'Historical scenario - input'!$D109=\"\"),\"\",I124/'Historical scenario - input'!$D109),\"\")","v":""},{"$f":"IFERROR(IF(OR(J124=\"\",'Historical scenario - input'!$D109=\"\"),\"\",J124/'Historical scenario - input'!$D109),\"\")","v":""},{"$f":"IFERROR(IF(OR(K124=\"\",'Historical scenario - input'!$D109=\"\"),\"\",K124/'Historical scenario - input'!$D109),\"\")","v":""},{"$f":"IFERROR(IF(OR(L124=\"\",'Historical scenario - input'!$D109=\"\"),\"\",L124/'Historical scenario - input'!$D109),\"\")","v":""},{"$f":"IFERROR(IF(OR(M124=\"\",'Historical scenario - input'!$D109=\"\"),\"\",M124/'Historical scenario - input'!$D109),\"\")","v":""},{"$f":"IFERROR(IF(OR(N124=\"\",'Historical scenario - input'!$D109=\"\"),\"\",N124/'Historical scenario - input'!$D109),\"\")","v":""},{"$f":"IFERROR(IF(OR(O124=\"\",'Historical scenario - input'!$D109=\"\"),\"\",O124/'Historical scenario - input'!$D109),\"\")","v":""},{"$f":"IFERROR(IF(OR(P124=\"\",'Historical scenario - input'!$D109=\"\"),\"\",P124/'Historical scenario - input'!$D109),\"\")","v":""},{"$f":"IFERROR(IF(OR(Q124=\"\",'Historical scenario - input'!$D109=\"\"),\"\",Q124/'Historical scenario - input'!$D109),\"\")","v":""},{"$f":"IFERROR(IF(OR(R124=\"\",'Historical scenario - input'!$D109=\"\"),\"\",R124/'Historical scenario - input'!$D109),\"\")","v":""},{"$f":"IFERROR(IF(OR(S124=\"\",'Historical scenario - input'!$D109=\"\"),\"\",S124/'Historical scenario - input'!$D109),\"\")","v":""},{"$f":"IFERROR(IF(OR(T124=\"\",'Historical scenario - input'!$D109=\"\"),\"\",T124/'Historical scenario - input'!$D109),\"\")","v":""},{"$f":"IFERROR(IF(OR(U124=\"\",'Historical scenario - input'!$D109=\"\"),\"\",U124/'Historical scenario - input'!$D109),\"\")","v":""},{"$f":"IFERROR(IF(OR(V124=\"\",'Historical scenario - input'!$D109=\"\"),\"\",V124/'Historical scenario - input'!$D109),\"\")","v":""},{"$f":"IFERROR(IF(OR(W124=\"\",'Historical scenario - input'!$D109=\"\"),\"\",W124/'Historical scenario - input'!$D109),\"\")","v":""}]
[{"$f":"IFERROR('Historical scenario - input'!A110,\"\")","v":""},{"$f":"IFERROR('Historical scenario - input'!B110,\"\")","v":0},{"$f":"IFERROR('Historical scenario - input'!C110,\"\")","v":0},{"$f":"IFERROR(repcalc('Historical scenario - input'!$CV110:$GH110,'Historical scenario - input'!$G110,'Historical scenario - input'!$E110,'Historical scenario - input'!$F110,20,TRUE,TRUE),\"\")","v":""},"","","","","","","","","","","","","","","","","","","",{"$f":"IFERROR(IF(OR(D125=\"\",'Historical scenario - input'!$D110=\"\"),\"\",D125/'Historical scenario - input'!$D110),\"\")","v":""},{"$f":"IFERROR(IF(OR(E125=\"\",'Historical scenario - input'!$D110=\"\"),\"\",E125/'Historical scenario - input'!$D110),\"\")","v":""},{"$f":"IFERROR(IF(OR(F125=\"\",'Historical scenario - input'!$D110=\"\"),\"\",F125/'Historical scenario - input'!$D110),\"\")","v":""},{"$f":"IFERROR(IF(OR(G125=\"\",'Historical scenario - input'!$D110=\"\"),\"\",G125/'Historical scenario - input'!$D110),\"\")","v":""},{"$f":"IFERROR(IF(OR(H125=\"\",'Historical scenario - input'!$D110=\"\"),\"\",H125/'Historical scenario - input'!$D110),\"\")","v":""},{"$f":"IFERROR(IF(OR(I125=\"\",'Historical scenario - input'!$D110=\"\"),\"\",I125/'Historical scenario - input'!$D110),\"\")","v":""},{"$f":"IFERROR(IF(OR(J125=\"\",'Historical scenario - input'!$D110=\"\"),\"\",J125/'Historical scenario - input'!$D110),\"\")","v":""},{"$f":"IFERROR(IF(OR(K125=\"\",'Historical scenario - input'!$D110=\"\"),\"\",K125/'Historical scenario - input'!$D110),\"\")","v":""},{"$f":"IFERROR(IF(OR(L125=\"\",'Historical scenario - input'!$D110=\"\"),\"\",L125/'Historical scenario - input'!$D110),\"\")","v":""},{"$f":"IFERROR(IF(OR(M125=\"\",'Historical scenario - input'!$D110=\"\"),\"\",M125/'Historical scenario - input'!$D110),\"\")","v":""},{"$f":"IFERROR(IF(OR(N125=\"\",'Historical scenario - input'!$D110=\"\"),\"\",N125/'Historical scenario - input'!$D110),\"\")","v":""},{"$f":"IFERROR(IF(OR(O125=\"\",'Historical scenario - input'!$D110=\"\"),\"\",O125/'Historical scenario - input'!$D110),\"\")","v":""},{"$f":"IFERROR(IF(OR(P125=\"\",'Historical scenario - input'!$D110=\"\"),\"\",P125/'Historical scenario - input'!$D110),\"\")","v":""},{"$f":"IFERROR(IF(OR(Q125=\"\",'Historical scenario - input'!$D110=\"\"),\"\",Q125/'Historical scenario - input'!$D110),\"\")","v":""},{"$f":"IFERROR(IF(OR(R125=\"\",'Historical scenario - input'!$D110=\"\"),\"\",R125/'Historical scenario - input'!$D110),\"\")","v":""},{"$f":"IFERROR(IF(OR(S125=\"\",'Historical scenario - input'!$D110=\"\"),\"\",S125/'Historical scenario - input'!$D110),\"\")","v":""},{"$f":"IFERROR(IF(OR(T125=\"\",'Historical scenario - input'!$D110=\"\"),\"\",T125/'Historical scenario - input'!$D110),\"\")","v":""},{"$f":"IFERROR(IF(OR(U125=\"\",'Historical scenario - input'!$D110=\"\"),\"\",U125/'Historical scenario - input'!$D110),\"\")","v":""},{"$f":"IFERROR(IF(OR(V125=\"\",'Historical scenario - input'!$D110=\"\"),\"\",V125/'Historical scenario - input'!$D110),\"\")","v":""},{"$f":"IFERROR(IF(OR(W125=\"\",'Historical scenario - input'!$D110=\"\"),\"\",W125/'Historical scenario - input'!$D110),\"\")","v":""}]
[{"$f":"IFERROR('Historical scenario - input'!A111,\"\")","v":""},{"$f":"IFERROR('Historical scenario - input'!B111,\"\")","v":0},{"$f":"IFERROR('Historical scenario - input'!C111,\"\")","v":0},{"$f":"IFERROR(repcalc('Historical scenario - input'!$CV111:$GH111,'Historical scenario - input'!$G111,'Historical scenario - input'!$E111,'Historical scenario - input'!$F111,20,TRUE,TRUE),\"\")","v":""},"","","","","","","","","","","","","","","","","","","",{"$f":"IFERROR(IF(OR(D126=\"\",'Historical scenario - input'!$D111=\"\"),\"\",D126/'Historical scenario - input'!$D111),\"\")","v":""},{"$f":"IFERROR(IF(OR(E126=\"\",'Historical scenario - input'!$D111=\"\"),\"\",E126/'Historical scenario - input'!$D111),\"\")","v":""},{"$f":"IFERROR(IF(OR(F126=\"\",'Historical scenario - input'!$D111=\"\"),\"\",F126/'Historical scenario - input'!$D111),\"\")","v":""},{"$f":"IFERROR(IF(OR(G126=\"\",'Historical scenario - input'!$D111=\"\"),\"\",G126/'Historical scenario - input'!$D111),\"\")","v":""},{"$f":"IFERROR(IF(OR(H126=\"\",'Historical scenario - input'!$D111=\"\"),\"\",H126/'Historical scenario - input'!$D111),\"\")","v":""},{"$f":"IFERROR(IF(OR(I126=\"\",'Historical scenario - input'!$D111=\"\"),\"\",I126/'Historical scenario - input'!$D111),\"\")","v":""},{"$f":"IFERROR(IF(OR(J126=\"\",'Historical scenario - input'!$D111=\"\"),\"\",J126/'Historical scenario - input'!$D111),\"\")","v":""},{"$f":"IFERROR(IF(OR(K126=\"\",'Historical scenario - input'!$D111=\"\"),\"\",K126/'Historical scenario - input'!$D111),\"\")","v":""},{"$f":"IFERROR(IF(OR(L126=\"\",'Historical scenario - input'!$D111=\"\"),\"\",L126/'Historical scenario - input'!$D111),\"\")","v":""},{"$f":"IFERROR(IF(OR(M126=\"\",'Historical scenario - input'!$D111=\"\"),\"\",M126/'Historical scenario - input'!$D111),\"\")","v":""},{"$f":"IFERROR(IF(OR(N126=\"\",'Historical scenario - input'!$D111=\"\"),\"\",N126/'Historical scenario - input'!$D111),\"\")","v":""},{"$f":"IFERROR(IF(OR(O126=\"\",'Historical scenario - input'!$D111=\"\"),\"\",O126/'Historical scenario - input'!$D111),\"\")","v":""},{"$f":"IFERROR(IF(OR(P126=\"\",'Historical scenario - input'!$D111=\"\"),\"\",P126/'Historical scenario - input'!$D111),\"\")","v":""},{"$f":"IFERROR(IF(OR(Q126=\"\",'Historical scenario - input'!$D111=\"\"),\"\",Q126/'Historical scenario - input'!$D111),\"\")","v":""},{"$f":"IFERROR(IF(OR(R126=\"\",'Historical scenario - input'!$D111=\"\"),\"\",R126/'Historical scenario - input'!$D111),\"\")","v":""},{"$f":"IFERROR(IF(OR(S126=\"\",'Historical scenario - input'!$D111=\"\"),\"\",S126/'Historical scenario - input'!$D111),\"\")","v":""},{"$f":"IFERROR(IF(OR(T126=\"\",'Historical scenario - input'!$D111=\"\"),\"\",T126/'Historical scenario - input'!$D111),\"\")","v":""},{"$f":"IFERROR(IF(OR(U126=\"\",'Historical scenario - input'!$D111=\"\"),\"\",U126/'Historical scenario - input'!$D111),\"\")","v":""},{"$f":"IFERROR(IF(OR(V126=\"\",'Historical scenario - input'!$D111=\"\"),\"\",V126/'Historical scenario - input'!$D111),\"\")","v":""},{"$f":"IFERROR(IF(OR(W126=\"\",'Historical scenario - input'!$D111=\"\"),\"\",W126/'Historical scenario - input'!$D111),\"\")","v":""}]
[{"$f":"IFERROR('Historical scenario - input'!A112,\"\")","v":""},{"$f":"IFERROR('Historical scenario - input'!B112,\"\")","v":0},{"$f":"IFERROR('Historical scenario - input'!C112,\"\")","v":0},{"$f":"IFERROR(repcalc('Historical scenario - input'!$CV112:$GH112,'Historical scenario - input'!$G112,'Historical scenario - input'!$E112,'Historical scenario - input'!$F112,20,TRUE,TRUE),\"\")","v":""},"","","","","","","","","","","","","","","","","","","",{"$f":"IFERROR(IF(OR(D127=\"\",'Historical scenario - input'!$D112=\"\"),\"\",D127/'Historical scenario - input'!$D112),\"\")","v":""},{"$f":"IFERROR(IF(OR(E127=\"\",'Historical scenario - input'!$D112=\"\"),\"\",E127/'Historical scenario - input'!$D112),\"\")","v":""},{"$f":"IFERROR(IF(OR(F127=\"\",'Historical scenario - input'!$D112=\"\"),\"\",F127/'Historical scenario - input'!$D112),\"\")","v":""},{"$f":"IFERROR(IF(OR(G127=\"\",'Historical scenario - input'!$D112=\"\"),\"\",G127/'Historical scenario - input'!$D112),\"\")","v":""},{"$f":"IFERROR(IF(OR(H127=\"\",'Historical scenario - input'!$D112=\"\"),\"\",H127/'Historical scenario - input'!$D112),\"\")","v":""},{"$f":"IFERROR(IF(OR(I127=\"\",'Historical scenario - input'!$D112=\"\"),\"\",I127/'Historical scenario - input'!$D112),\"\")","v":""},{"$f":"IFERROR(IF(OR(J127=\"\",'Historical scenario - input'!$D112=\"\"),\"\",J127/'Historical scenario - input'!$D112),\"\")","v":""},{"$f":"IFERROR(IF(OR(K127=\"\",'Historical scenario - input'!$D112=\"\"),\"\",K127/'Historical scenario - input'!$D112),\"\")","v":""},{"$f":"IFERROR(IF(OR(L127=\"\",'Historical scenario - input'!$D112=\"\"),\"\",L127/'Historical scenario - input'!$D112),\"\")","v":""},{"$f":"IFERROR(IF(OR(M127=\"\",'Historical scenario - input'!$D112=\"\"),\"\",M127/'Historical scenario - input'!$D112),\"\")","v":""},{"$f":"IFERROR(IF(OR(N127=\"\",'Historical scenario - input'!$D112=\"\"),\"\",N127/'Historical scenario - input'!$D112),\"\")","v":""},{"$f":"IFERROR(IF(OR(O127=\"\",'Historical scenario - input'!$D112=\"\"),\"\",O127/'Historical scenario - input'!$D112),\"\")","v":""},{"$f":"IFERROR(IF(OR(P127=\"\",'Historical scenario - input'!$D112=\"\"),\"\",P127/'Historical scenario - input'!$D112),\"\")","v":""},{"$f":"IFERROR(IF(OR(Q127=\"\",'Historical scenario - input'!$D112=\"\"),\"\",Q127/'Historical scenario - input'!$D112),\"\")","v":""},{"$f":"IFERROR(IF(OR(R127=\"\",'Historical scenario - input'!$D112=\"\"),\"\",R127/'Historical scenario - input'!$D112),\"\")","v":""},{"$f":"IFERROR(IF(OR(S127=\"\",'Historical scenario - input'!$D112=\"\"),\"\",S127/'Historical scenario - input'!$D112),\"\")","v":""},{"$f":"IFERROR(IF(OR(T127=\"\",'Historical scenario - input'!$D112=\"\"),\"\",T127/'Historical scenario - input'!$D112),\"\")","v":""},{"$f":"IFERROR(IF(OR(U127=\"\",'Historical scenario - input'!$D112=\"\"),\"\",U127/'Historical scenario - input'!$D112),\"\")","v":""},{"$f":"IFERROR(IF(OR(V127=\"\",'Historical scenario - input'!$D112=\"\"),\"\",V127/'Historical scenario - input'!$D112),\"\")","v":""},{"$f":"IFERROR(IF(OR(W127=\"\",'Historical scenario - input'!$D112=\"\"),\"\",W127/'Historical scenario - input'!$D112),\"\")","v":""}]
[{"$f":"IFERROR('Historical scenario - input'!A113,\"\")","v":""},{"$f":"IFERROR('Historical scenario - input'!B113,\"\")","v":0},{"$f":"IFERROR('Historical scenario - input'!C113,\"\")","v":0},{"$f":"IFERROR(repcalc('Historical scenario - input'!$CV113:$GH113,'Historical scenario - input'!$G113,'Historical scenario - input'!$E113,'Historical scenario - input'!$F113,20,TRUE,TRUE),\"\")","v":""},"","","","","","","","","","","","","","","","","","","",{"$f":"IFERROR(IF(OR(D128=\"\",'Historical scenario - input'!$D113=\"\"),\"\",D128/'Historical scenario - input'!$D113),\"\")","v":""},{"$f":"IFERROR(IF(OR(E128=\"\",'Historical scenario - input'!$D113=\"\"),\"\",E128/'Historical scenario - input'!$D113),\"\")","v":""},{"$f":"IFERROR(IF(OR(F128=\"\",'Historical scenario - input'!$D113=\"\"),\"\",F128/'Historical scenario - input'!$D113),\"\")","v":""},{"$f":"IFERROR(IF(OR(G128=\"\",'Historical scenario - input'!$D113=\"\"),\"\",G128/'Historical scenario - input'!$D113),\"\")","v":""},{"$f":"IFERROR(IF(OR(H128=\"\",'Historical scenario - input'!$D113=\"\"),\"\",H128/'Historical scenario - input'!$D113),\"\")","v":""},{"$f":"IFERROR(IF(OR(I128=\"\",'Historical scenario - input'!$D113=\"\"),\"\",I128/'Historical scenario - input'!$D113),\"\")","v":""},{"$f":"IFERROR(IF(OR(J128=\"\",'Historical scenario - input'!$D113=\"\"),\"\",J128/'Historical scenario - input'!$D113),\"\")","v":""},{"$f":"IFERROR(IF(OR(K128=\"\",'Historical scenario - input'!$D113=\"\"),\"\",K128/'Historical scenario - input'!$D113),\"\")","v":""},{"$f":"IFERROR(IF(OR(L128=\"\",'Historical scenario - input'!$D113=\"\"),\"\",L128/'Historical scenario - input'!$D113),\"\")","v":""},{"$f":"IFERROR(IF(OR(M128=\"\",'Historical scenario - input'!$D113=\"\"),\"\",M128/'Historical scenario - input'!$D113),\"\")","v":""},{"$f":"IFERROR(IF(OR(N128=\"\",'Historical scenario - input'!$D113=\"\"),\"\",N128/'Historical scenario - input'!$D113),\"\")","v":""},{"$f":"IFERROR(IF(OR(O128=\"\",'Historical scenario - input'!$D113=\"\"),\"\",O128/'Historical scenario - input'!$D113),\"\")","v":""},{"$f":"IFERROR(IF(OR(P128=\"\",'Historical scenario - input'!$D113=\"\"),\"\",P128/'Historical scenario - input'!$D113),\"\")","v":""},{"$f":"IFERROR(IF(OR(Q128=\"\",'Historical scenario - input'!$D113=\"\"),\"\",Q128/'Historical scenario - input'!$D113),\"\")","v":""},{"$f":"IFERROR(IF(OR(R128=\"\",'Historical scenario - input'!$D113=\"\"),\"\",R128/'Historical scenario - input'!$D113),\"\")","v":""},{"$f":"IFERROR(IF(OR(S128=\"\",'Historical scenario - input'!$D113=\"\"),\"\",S128/'Historical scenario - input'!$D113),\"\")","v":""},{"$f":"IFERROR(IF(OR(T128=\"\",'Historical scenario - input'!$D113=\"\"),\"\",T128/'Historical scenario - input'!$D113),\"\")","v":""},{"$f":"IFERROR(IF(OR(U128=\"\",'Historical scenario - input'!$D113=\"\"),\"\",U128/'Historical scenario - input'!$D113),\"\")","v":""},{"$f":"IFERROR(IF(OR(V128=\"\",'Historical scenario - input'!$D113=\"\"),\"\",V128/'Historical scenario - input'!$D113),\"\")","v":""},{"$f":"IFERROR(IF(OR(W128=\"\",'Historical scenario - input'!$D113=\"\"),\"\",W128/'Historical scenario - input'!$D113),\"\")","v":""}]
[{"$f":"IFERROR('Historical scenario - input'!A114,\"\")","v":""},{"$f":"IFERROR('Historical scenario - input'!B114,\"\")","v":0},{"$f":"IFERROR('Historical scenario - input'!C114,\"\")","v":0},{"$f":"IFERROR(repcalc('Historical scenario - input'!$CV114:$GH114,'Historical scenario - input'!$G114,'Historical scenario - input'!$E114,'Historical scenario - input'!$F114,20,TRUE,TRUE),\"\")","v":""},"","","","","","","","","","","","","","","","","","","",{"$f":"IFERROR(IF(OR(D129=\"\",'Historical scenario - input'!$D114=\"\"),\"\",D129/'Historical scenario - input'!$D114),\"\")","v":""},{"$f":"IFERROR(IF(OR(E129=\"\",'Historical scenario - input'!$D114=\"\"),\"\",E129/'Historical scenario - input'!$D114),\"\")","v":""},{"$f":"IFERROR(IF(OR(F129=\"\",'Historical scenario - input'!$D114=\"\"),\"\",F129/'Historical scenario - input'!$D114),\"\")","v":""},{"$f":"IFERROR(IF(OR(G129=\"\",'Historical scenario - input'!$D114=\"\"),\"\",G129/'Historical scenario - input'!$D114),\"\")","v":""},{"$f":"IFERROR(IF(OR(H129=\"\",'Historical scenario - input'!$D114=\"\"),\"\",H129/'Historical scenario - input'!$D114),\"\")","v":""},{"$f":"IFERROR(IF(OR(I129=\"\",'Historical scenario - input'!$D114=\"\"),\"\",I129/'Historical scenario - input'!$D114),\"\")","v":""},{"$f":"IFERROR(IF(OR(J129=\"\",'Historical scenario - input'!$D114=\"\"),\"\",J129/'Historical scenario - input'!$D114),\"\")","v":""},{"$f":"IFERROR(IF(OR(K129=\"\",'Historical scenario - input'!$D114=\"\"),\"\",K129/'Historical scenario - input'!$D114),\"\")","v":""},{"$f":"IFERROR(IF(OR(L129=\"\",'Historical scenario - input'!$D114=\"\"),\"\",L129/'Historical scenario - input'!$D114),\"\")","v":""},{"$f":"IFERROR(IF(OR(M129=\"\",'Historical scenario - input'!$D114=\"\"),\"\",M129/'Historical scenario - input'!$D114),\"\")","v":""},{"$f":"IFERROR(IF(OR(N129=\"\",'Historical scenario - input'!$D114=\"\"),\"\",N129/'Historical scenario - input'!$D114),\"\")","v":""},{"$f":"IFERROR(IF(OR(O129=\"\",'Historical scenario - input'!$D114=\"\"),\"\",O129/'Historical scenario - input'!$D114),\"\")","v":""},{"$f":"IFERROR(IF(OR(P129=\"\",'Historical scenario - input'!$D114=\"\"),\"\",P129/'Historical scenario - input'!$D114),\"\")","v":""},{"$f":"IFERROR(IF(OR(Q129=\"\",'Historical scenario - input'!$D114=\"\"),\"\",Q129/'Historical scenario - input'!$D114),\"\")","v":""},{"$f":"IFERROR(IF(OR(R129=\"\",'Historical scenario - input'!$D114=\"\"),\"\",R129/'Historical scenario - input'!$D114),\"\")","v":""},{"$f":"IFERROR(IF(OR(S129=\"\",'Historical scenario - input'!$D114=\"\"),\"\",S129/'Historical scenario - input'!$D114),\"\")","v":""},{"$f":"IFERROR(IF(OR(T129=\"\",'Historical scenario - input'!$D114=\"\"),\"\",T129/'Historical scenario - input'!$D114),\"\")","v":""},{"$f":"IFERROR(IF(OR(U129=\"\",'Historical scenario - input'!$D114=\"\"),\"\",U129/'Historical scenario - input'!$D114),\"\")","v":""},{"$f":"IFERROR(IF(OR(V129=\"\",'Historical scenario - input'!$D114=\"\"),\"\",V129/'Historical scenario - input'!$D114),\"\")","v":""},{"$f":"IFERROR(IF(OR(W129=\"\",'Historical scenario - input'!$D114=\"\"),\"\",W129/'Historical scenario - input'!$D114),\"\")","v":""}]
[{"$f":"IFERROR('Historical scenario - input'!A115,\"\")","v":""},{"$f":"IFERROR('Historical scenario - input'!B115,\"\")","v":0},{"$f":"IFERROR('Historical scenario - input'!C115,\"\")","v":0},{"$f":"IFERROR(repcalc('Historical scenario - input'!$CV115:$GH115,'Historical scenario - input'!$G115,'Historical scenario - input'!$E115,'Historical scenario - input'!$F115,20,TRUE,TRUE),\"\")","v":""},"","","","","","","","","","","","","","","","","","","",{"$f":"IFERROR(IF(OR(D130=\"\",'Historical scenario - input'!$D115=\"\"),\"\",D130/'Historical scenario - input'!$D115),\"\")","v":""},{"$f":"IFERROR(IF(OR(E130=\"\",'Historical scenario - input'!$D115=\"\"),\"\",E130/'Historical scenario - input'!$D115),\"\")","v":""},{"$f":"IFERROR(IF(OR(F130=\"\",'Historical scenario - input'!$D115=\"\"),\"\",F130/'Historical scenario - input'!$D115),\"\")","v":""},{"$f":"IFERROR(IF(OR(G130=\"\",'Historical scenario - input'!$D115=\"\"),\"\",G130/'Historical scenario - input'!$D115),\"\")","v":""},{"$f":"IFERROR(IF(OR(H130=\"\",'Historical scenario - input'!$D115=\"\"),\"\",H130/'Historical scenario - input'!$D115),\"\")","v":""},{"$f":"IFERROR(IF(OR(I130=\"\",'Historical scenario - input'!$D115=\"\"),\"\",I130/'Historical scenario - input'!$D115),\"\")","v":""},{"$f":"IFERROR(IF(OR(J130=\"\",'Historical scenario - input'!$D115=\"\"),\"\",J130/'Historical scenario - input'!$D115),\"\")","v":""},{"$f":"IFERROR(IF(OR(K130=\"\",'Historical scenario - input'!$D115=\"\"),\"\",K130/'Historical scenario - input'!$D115),\"\")","v":""},{"$f":"IFERROR(IF(OR(L130=\"\",'Historical scenario - input'!$D115=\"\"),\"\",L130/'Historical scenario - input'!$D115),\"\")","v":""},{"$f":"IFERROR(IF(OR(M130=\"\",'Historical scenario - input'!$D115=\"\"),\"\",M130/'Historical scenario - input'!$D115),\"\")","v":""},{"$f":"IFERROR(IF(OR(N130=\"\",'Historical scenario - input'!$D115=\"\"),\"\",N130/'Historical scenario - input'!$D115),\"\")","v":""},{"$f":"IFERROR(IF(OR(O130=\"\",'Historical scenario - input'!$D115=\"\"),\"\",O130/'Historical scenario - input'!$D115),\"\")","v":""},{"$f":"IFERROR(IF(OR(P130=\"\",'Historical scenario - input'!$D115=\"\"),\"\",P130/'Historical scenario - input'!$D115),\"\")","v":""},{"$f":"IFERROR(IF(OR(Q130=\"\",'Historical scenario - input'!$D115=\"\"),\"\",Q130/'Historical scenario - input'!$D115),\"\")","v":""},{"$f":"IFERROR(IF(OR(R130=\"\",'Historical scenario - input'!$D115=\"\"),\"\",R130/'Historical scenario - input'!$D115),\"\")","v":""},{"$f":"IFERROR(IF(OR(S130=\"\",'Historical scenario - input'!$D115=\"\"),\"\",S130/'Historical scenario - input'!$D115),\"\")","v":""},{"$f":"IFERROR(IF(OR(T130=\"\",'Historical scenario - input'!$D115=\"\"),\"\",T130/'Historical scenario - input'!$D115),\"\")","v":""},{"$f":"IFERROR(IF(OR(U130=\"\",'Historical scenario - input'!$D115=\"\"),\"\",U130/'Historical scenario - input'!$D115),\"\")","v":""},{"$f":"IFERROR(IF(OR(V130=\"\",'Historical scenario - input'!$D115=\"\"),\"\",V130/'Historical scenario - input'!$D115),\"\")","v":""},{"$f":"IFERROR(IF(OR(W130=\"\",'Historical scenario - input'!$D115=\"\"),\"\",W130/'Historical scenario - input'!$D115),\"\")","v":""}]
[{"$f":"IFERROR('Historical scenario - input'!A116,\"\")","v":""},{"$f":"IFERROR('Historical scenario - input'!B116,\"\")","v":0},{"$f":"IFERROR('Historical scenario - input'!C116,\"\")","v":0},{"$f":"IFERROR(repcalc('Historical scenario - input'!$CV116:$GH116,'Historical scenario - input'!$G116,'Historical scenario - input'!$E116,'Historical scenario - input'!$F116,20,TRUE,TRUE),\"\")","v":""},"","","","","","","","","","","","","","","","","","","",{"$f":"IFERROR(IF(OR(D131=\"\",'Historical scenario - input'!$D116=\"\"),\"\",D131/'Historical scenario - input'!$D116),\"\")","v":""},{"$f":"IFERROR(IF(OR(E131=\"\",'Historical scenario - input'!$D116=\"\"),\"\",E131/'Historical scenario - input'!$D116),\"\")","v":""},{"$f":"IFERROR(IF(OR(F131=\"\",'Historical scenario - input'!$D116=\"\"),\"\",F131/'Historical scenario - input'!$D116),\"\")","v":""},{"$f":"IFERROR(IF(OR(G131=\"\",'Historical scenario - input'!$D116=\"\"),\"\",G131/'Historical scenario - input'!$D116),\"\")","v":""},{"$f":"IFERROR(IF(OR(H131=\"\",'Historical scenario - input'!$D116=\"\"),\"\",H131/'Historical scenario - input'!$D116),\"\")","v":""},{"$f":"IFERROR(IF(OR(I131=\"\",'Historical scenario - input'!$D116=\"\"),\"\",I131/'Historical scenario - input'!$D116),\"\")","v":""},{"$f":"IFERROR(IF(OR(J131=\"\",'Historical scenario - input'!$D116=\"\"),\"\",J131/'Historical scenario - input'!$D116),\"\")","v":""},{"$f":"IFERROR(IF(OR(K131=\"\",'Historical scenario - input'!$D116=\"\"),\"\",K131/'Historical scenario - input'!$D116),\"\")","v":""},{"$f":"IFERROR(IF(OR(L131=\"\",'Historical scenario - input'!$D116=\"\"),\"\",L131/'Historical scenario - input'!$D116),\"\")","v":""},{"$f":"IFERROR(IF(OR(M131=\"\",'Historical scenario - input'!$D116=\"\"),\"\",M131/'Historical scenario - input'!$D116),\"\")","v":""},{"$f":"IFERROR(IF(OR(N131=\"\",'Historical scenario - input'!$D116=\"\"),\"\",N131/'Historical scenario - input'!$D116),\"\")","v":""},{"$f":"IFERROR(IF(OR(O131=\"\",'Historical scenario - input'!$D116=\"\"),\"\",O131/'Historical scenario - input'!$D116),\"\")","v":""},{"$f":"IFERROR(IF(OR(P131=\"\",'Historical scenario - input'!$D116=\"\"),\"\",P131/'Historical scenario - input'!$D116),\"\")","v":""},{"$f":"IFERROR(IF(OR(Q131=\"\",'Historical scenario - input'!$D116=\"\"),\"\",Q131/'Historical scenario - input'!$D116),\"\")","v":""},{"$f":"IFERROR(IF(OR(R131=\"\",'Historical scenario - input'!$D116=\"\"),\"\",R131/'Historical scenario - input'!$D116),\"\")","v":""},{"$f":"IFERROR(IF(OR(S131=\"\",'Historical scenario - input'!$D116=\"\"),\"\",S131/'Historical scenario - input'!$D116),\"\")","v":""},{"$f":"IFERROR(IF(OR(T131=\"\",'Historical scenario - input'!$D116=\"\"),\"\",T131/'Historical scenario - input'!$D116),\"\")","v":""},{"$f":"IFERROR(IF(OR(U131=\"\",'Historical scenario - input'!$D116=\"\"),\"\",U131/'Historical scenario - input'!$D116),\"\")","v":""},{"$f":"IFERROR(IF(OR(V131=\"\",'Historical scenario - input'!$D116=\"\"),\"\",V131/'Historical scenario - input'!$D116),\"\")","v":""},{"$f":"IFERROR(IF(OR(W131=\"\",'Historical scenario - input'!$D116=\"\"),\"\",W131/'Historical scenario - input'!$D116),\"\")","v":""}]
[{"$f":"IFERROR('Historical scenario - input'!A117,\"\")","v":""},{"$f":"IFERROR('Historical scenario - input'!B117,\"\")","v":0},{"$f":"IFERROR('Historical scenario - input'!C117,\"\")","v":0},{"$f":"IFERROR(repcalc('Historical scenario - input'!$CV117:$GH117,'Historical scenario - input'!$G117,'Historical scenario - input'!$E117,'Historical scenario - input'!$F117,20,TRUE,TRUE),\"\")","v":""},"","","","","","","","","","","","","","","","","","","",{"$f":"IFERROR(IF(OR(D132=\"\",'Historical scenario - input'!$D117=\"\"),\"\",D132/'Historical scenario - input'!$D117),\"\")","v":""},{"$f":"IFERROR(IF(OR(E132=\"\",'Historical scenario - input'!$D117=\"\"),\"\",E132/'Historical scenario - input'!$D117),\"\")","v":""},{"$f":"IFERROR(IF(OR(F132=\"\",'Historical scenario - input'!$D117=\"\"),\"\",F132/'Historical scenario - input'!$D117),\"\")","v":""},{"$f":"IFERROR(IF(OR(G132=\"\",'Historical scenario - input'!$D117=\"\"),\"\",G132/'Historical scenario - input'!$D117),\"\")","v":""},{"$f":"IFERROR(IF(OR(H132=\"\",'Historical scenario - input'!$D117=\"\"),\"\",H132/'Historical scenario - input'!$D117),\"\")","v":""},{"$f":"IFERROR(IF(OR(I132=\"\",'Historical scenario - input'!$D117=\"\"),\"\",I132/'Historical scenario - input'!$D117),\"\")","v":""},{"$f":"IFERROR(IF(OR(J132=\"\",'Historical scenario - input'!$D117=\"\"),\"\",J132/'Historical scenario - input'!$D117),\"\")","v":""},{"$f":"IFERROR(IF(OR(K132=\"\",'Historical scenario - input'!$D117=\"\"),\"\",K132/'Historical scenario - input'!$D117),\"\")","v":""},{"$f":"IFERROR(IF(OR(L132=\"\",'Historical scenario - input'!$D117=\"\"),\"\",L132/'Historical scenario - input'!$D117),\"\")","v":""},{"$f":"IFERROR(IF(OR(M132=\"\",'Historical scenario - input'!$D117=\"\"),\"\",M132/'Historical scenario - input'!$D117),\"\")","v":""},{"$f":"IFERROR(IF(OR(N132=\"\",'Historical scenario - input'!$D117=\"\"),\"\",N132/'Historical scenario - input'!$D117),\"\")","v":""},{"$f":"IFERROR(IF(OR(O132=\"\",'Historical scenario - input'!$D117=\"\"),\"\",O132/'Historical scenario - input'!$D117),\"\")","v":""},{"$f":"IFERROR(IF(OR(P132=\"\",'Historical scenario - input'!$D117=\"\"),\"\",P132/'Historical scenario - input'!$D117),\"\")","v":""},{"$f":"IFERROR(IF(OR(Q132=\"\",'Historical scenario - input'!$D117=\"\"),\"\",Q132/'Historical scenario - input'!$D117),\"\")","v":""},{"$f":"IFERROR(IF(OR(R132=\"\",'Historical scenario - input'!$D117=\"\"),\"\",R132/'Historical scenario - input'!$D117),\"\")","v":""},{"$f":"IFERROR(IF(OR(S132=\"\",'Historical scenario - input'!$D117=\"\"),\"\",S132/'Historical scenario - input'!$D117),\"\")","v":""},{"$f":"IFERROR(IF(OR(T132=\"\",'Historical scenario - input'!$D117=\"\"),\"\",T132/'Historical scenario - input'!$D117),\"\")","v":""},{"$f":"IFERROR(IF(OR(U132=\"\",'Historical scenario - input'!$D117=\"\"),\"\",U132/'Historical scenario - input'!$D117),\"\")","v":""},{"$f":"IFERROR(IF(OR(V132=\"\",'Historical scenario - input'!$D117=\"\"),\"\",V132/'Historical scenario - input'!$D117),\"\")","v":""},{"$f":"IFERROR(IF(OR(W132=\"\",'Historical scenario - input'!$D117=\"\"),\"\",W132/'Historical scenario - input'!$D117),\"\")","v":""}]
[{"$f":"IFERROR('Historical scenario - input'!A118,\"\")","v":""},{"$f":"IFERROR('Historical scenario - input'!B118,\"\")","v":0},{"$f":"IFERROR('Historical scenario - input'!C118,\"\")","v":0},{"$f":"IFERROR(repcalc('Historical scenario - input'!$CV118:$GH118,'Historical scenario - input'!$G118,'Historical scenario - input'!$E118,'Historical scenario - input'!$F118,20,TRUE,TRUE),\"\")","v":""},"","","","","","","","","","","","","","","","","","","",{"$f":"IFERROR(IF(OR(D133=\"\",'Historical scenario - input'!$D118=\"\"),\"\",D133/'Historical scenario - input'!$D118),\"\")","v":""},{"$f":"IFERROR(IF(OR(E133=\"\",'Historical scenario - input'!$D118=\"\"),\"\",E133/'Historical scenario - input'!$D118),\"\")","v":""},{"$f":"IFERROR(IF(OR(F133=\"\",'Historical scenario - input'!$D118=\"\"),\"\",F133/'Historical scenario - input'!$D118),\"\")","v":""},{"$f":"IFERROR(IF(OR(G133=\"\",'Historical scenario - input'!$D118=\"\"),\"\",G133/'Historical scenario - input'!$D118),\"\")","v":""},{"$f":"IFERROR(IF(OR(H133=\"\",'Historical scenario - input'!$D118=\"\"),\"\",H133/'Historical scenario - input'!$D118),\"\")","v":""},{"$f":"IFERROR(IF(OR(I133=\"\",'Historical scenario - input'!$D118=\"\"),\"\",I133/'Historical scenario - input'!$D118),\"\")","v":""},{"$f":"IFERROR(IF(OR(J133=\"\",'Historical scenario - input'!$D118=\"\"),\"\",J133/'Historical scenario - input'!$D118),\"\")","v":""},{"$f":"IFERROR(IF(OR(K133=\"\",'Historical scenario - input'!$D118=\"\"),\"\",K133/'Historical scenario - input'!$D118),\"\")","v":""},{"$f":"IFERROR(IF(OR(L133=\"\",'Historical scenario - input'!$D118=\"\"),\"\",L133/'Historical scenario - input'!$D118),\"\")","v":""},{"$f":"IFERROR(IF(OR(M133=\"\",'Historical scenario - input'!$D118=\"\"),\"\",M133/'Historical scenario - input'!$D118),\"\")","v":""},{"$f":"IFERROR(IF(OR(N133=\"\",'Historical scenario - input'!$D118=\"\"),\"\",N133/'Historical scenario - input'!$D118),\"\")","v":""},{"$f":"IFERROR(IF(OR(O133=\"\",'Historical scenario - input'!$D118=\"\"),\"\",O133/'Historical scenario - input'!$D118),\"\")","v":""},{"$f":"IFERROR(IF(OR(P133=\"\",'Historical scenario - input'!$D118=\"\"),\"\",P133/'Historical scenario - input'!$D118),\"\")","v":""},{"$f":"IFERROR(IF(OR(Q133=\"\",'Historical scenario - input'!$D118=\"\"),\"\",Q133/'Historical scenario - input'!$D118),\"\")","v":""},{"$f":"IFERROR(IF(OR(R133=\"\",'Historical scenario - input'!$D118=\"\"),\"\",R133/'Historical scenario - input'!$D118),\"\")","v":""},{"$f":"IFERROR(IF(OR(S133=\"\",'Historical scenario - input'!$D118=\"\"),\"\",S133/'Historical scenario - input'!$D118),\"\")","v":""},{"$f":"IFERROR(IF(OR(T133=\"\",'Historical scenario - input'!$D118=\"\"),\"\",T133/'Historical scenario - input'!$D118),\"\")","v":""},{"$f":"IFERROR(IF(OR(U133=\"\",'Historical scenario - input'!$D118=\"\"),\"\",U133/'Historical scenario - input'!$D118),\"\")","v":""},{"$f":"IFERROR(IF(OR(V133=\"\",'Historical scenario - input'!$D118=\"\"),\"\",V133/'Historical scenario - input'!$D118),\"\")","v":""},{"$f":"IFERROR(IF(OR(W133=\"\",'Historical scenario - input'!$D118=\"\"),\"\",W133/'Historical scenario - input'!$D118),\"\")","v":""}]
[{"$f":"IFERROR('Historical scenario - input'!A119,\"\")","v":""},{"$f":"IFERROR('Historical scenario - input'!B119,\"\")","v":0},{"$f":"IFERROR('Historical scenario - input'!C119,\"\")","v":0},{"$f":"IFERROR(repcalc('Historical scenario - input'!$CV119:$GH119,'Historical scenario - input'!$G119,'Historical scenario - input'!$E119,'Historical scenario - input'!$F119,20,TRUE,TRUE),\"\")","v":""},"","","","","","","","","","","","","","","","","","","",{"$f":"IFERROR(IF(OR(D134=\"\",'Historical scenario - input'!$D119=\"\"),\"\",D134/'Historical scenario - input'!$D119),\"\")","v":""},{"$f":"IFERROR(IF(OR(E134=\"\",'Historical scenario - input'!$D119=\"\"),\"\",E134/'Historical scenario - input'!$D119),\"\")","v":""},{"$f":"IFERROR(IF(OR(F134=\"\",'Historical scenario - input'!$D119=\"\"),\"\",F134/'Historical scenario - input'!$D119),\"\")","v":""},{"$f":"IFERROR(IF(OR(G134=\"\",'Historical scenario - input'!$D119=\"\"),\"\",G134/'Historical scenario - input'!$D119),\"\")","v":""},{"$f":"IFERROR(IF(OR(H134=\"\",'Historical scenario - input'!$D119=\"\"),\"\",H134/'Historical scenario - input'!$D119),\"\")","v":""},{"$f":"IFERROR(IF(OR(I134=\"\",'Historical scenario - input'!$D119=\"\"),\"\",I134/'Historical scenario - input'!$D119),\"\")","v":""},{"$f":"IFERROR(IF(OR(J134=\"\",'Historical scenario - input'!$D119=\"\"),\"\",J134/'Historical scenario - input'!$D119),\"\")","v":""},{"$f":"IFERROR(IF(OR(K134=\"\",'Historical scenario - input'!$D119=\"\"),\"\",K134/'Historical scenario - input'!$D119),\"\")","v":""},{"$f":"IFERROR(IF(OR(L134=\"\",'Historical scenario - input'!$D119=\"\"),\"\",L134/'Historical scenario - input'!$D119),\"\")","v":""},{"$f":"IFERROR(IF(OR(M134=\"\",'Historical scenario - input'!$D119=\"\"),\"\",M134/'Historical scenario - input'!$D119),\"\")","v":""},{"$f":"IFERROR(IF(OR(N134=\"\",'Historical scenario - input'!$D119=\"\"),\"\",N134/'Historical scenario - input'!$D119),\"\")","v":""},{"$f":"IFERROR(IF(OR(O134=\"\",'Historical scenario - input'!$D119=\"\"),\"\",O134/'Historical scenario - input'!$D119),\"\")","v":""},{"$f":"IFERROR(IF(OR(P134=\"\",'Historical scenario - input'!$D119=\"\"),\"\",P134/'Historical scenario - input'!$D119),\"\")","v":""},{"$f":"IFERROR(IF(OR(Q134=\"\",'Historical scenario - input'!$D119=\"\"),\"\",Q134/'Historical scenario - input'!$D119),\"\")","v":""},{"$f":"IFERROR(IF(OR(R134=\"\",'Historical scenario - input'!$D119=\"\"),\"\",R134/'Historical scenario - input'!$D119),\"\")","v":""},{"$f":"IFERROR(IF(OR(S134=\"\",'Historical scenario - input'!$D119=\"\"),\"\",S134/'Historical scenario - input'!$D119),\"\")","v":""},{"$f":"IFERROR(IF(OR(T134=\"\",'Historical scenario - input'!$D119=\"\"),\"\",T134/'Historical scenario - input'!$D119),\"\")","v":""},{"$f":"IFERROR(IF(OR(U134=\"\",'Historical scenario - input'!$D119=\"\"),\"\",U134/'Historical scenario - input'!$D119),\"\")","v":""},{"$f":"IFERROR(IF(OR(V134=\"\",'Historical scenario - input'!$D119=\"\"),\"\",V134/'Historical scenario - input'!$D119),\"\")","v":""},{"$f":"IFERROR(IF(OR(W134=\"\",'Historical scenario - input'!$D119=\"\"),\"\",W134/'Historical scenario - input'!$D119),\"\")","v":""}]
[{"$f":"IFERROR('Historical scenario - input'!A120,\"\")","v":""},{"$f":"IFERROR('Historical scenario - input'!B120,\"\")","v":0},{"$f":"IFERROR('Historical scenario - input'!C120,\"\")","v":0},{"$f":"IFERROR(repcalc('Historical scenario - input'!$CV120:$GH120,'Historical scenario - input'!$G120,'Historical scenario - input'!$E120,'Historical scenario - input'!$F120,20,TRUE,TRUE),\"\")","v":""},"","","","","","","","","","","","","","","","","","","",{"$f":"IFERROR(IF(OR(D135=\"\",'Historical scenario - input'!$D120=\"\"),\"\",D135/'Historical scenario - input'!$D120),\"\")","v":""},{"$f":"IFERROR(IF(OR(E135=\"\",'Historical scenario - input'!$D120=\"\"),\"\",E135/'Historical scenario - input'!$D120),\"\")","v":""},{"$f":"IFERROR(IF(OR(F135=\"\",'Historical scenario - input'!$D120=\"\"),\"\",F135/'Historical scenario - input'!$D120),\"\")","v":""},{"$f":"IFERROR(IF(OR(G135=\"\",'Historical scenario - input'!$D120=\"\"),\"\",G135/'Historical scenario - input'!$D120),\"\")","v":""},{"$f":"IFERROR(IF(OR(H135=\"\",'Historical scenario - input'!$D120=\"\"),\"\",H135/'Historical scenario - input'!$D120),\"\")","v":""},{"$f":"IFERROR(IF(OR(I135=\"\",'Historical scenario - input'!$D120=\"\"),\"\",I135/'Historical scenario - input'!$D120),\"\")","v":""},{"$f":"IFERROR(IF(OR(J135=\"\",'Historical scenario - input'!$D120=\"\"),\"\",J135/'Historical scenario - input'!$D120),\"\")","v":""},{"$f":"IFERROR(IF(OR(K135=\"\",'Historical scenario - input'!$D120=\"\"),\"\",K135/'Historical scenario - input'!$D120),\"\")","v":""},{"$f":"IFERROR(IF(OR(L135=\"\",'Historical scenario - input'!$D120=\"\"),\"\",L135/'Historical scenario - input'!$D120),\"\")","v":""},{"$f":"IFERROR(IF(OR(M135=\"\",'Historical scenario - input'!$D120=\"\"),\"\",M135/'Historical scenario - input'!$D120),\"\")","v":""},{"$f":"IFERROR(IF(OR(N135=\"\",'Historical scenario - input'!$D120=\"\"),\"\",N135/'Historical scenario - input'!$D120),\"\")","v":""},{"$f":"IFERROR(IF(OR(O135=\"\",'Historical scenario - input'!$D120=\"\"),\"\",O135/'Historical scenario - input'!$D120),\"\")","v":""},{"$f":"IFERROR(IF(OR(P135=\"\",'Historical scenario - input'!$D120=\"\"),\"\",P135/'Historical scenario - input'!$D120),\"\")","v":""},{"$f":"IFERROR(IF(OR(Q135=\"\",'Historical scenario - input'!$D120=\"\"),\"\",Q135/'Historical scenario - input'!$D120),\"\")","v":""},{"$f":"IFERROR(IF(OR(R135=\"\",'Historical scenario - input'!$D120=\"\"),\"\",R135/'Historical scenario - input'!$D120),\"\")","v":""},{"$f":"IFERROR(IF(OR(S135=\"\",'Historical scenario - input'!$D120=\"\"),\"\",S135/'Historical scenario - input'!$D120),\"\")","v":""},{"$f":"IFERROR(IF(OR(T135=\"\",'Historical scenario - input'!$D120=\"\"),\"\",T135/'Historical scenario - input'!$D120),\"\")","v":""},{"$f":"IFERROR(IF(OR(U135=\"\",'Historical scenario - input'!$D120=\"\"),\"\",U135/'Historical scenario - input'!$D120),\"\")","v":""},{"$f":"IFERROR(IF(OR(V135=\"\",'Historical scenario - input'!$D120=\"\"),\"\",V135/'Historical scenario - input'!$D120),\"\")","v":""},{"$f":"IFERROR(IF(OR(W135=\"\",'Historical scenario - input'!$D120=\"\"),\"\",W135/'Historical scenario - input'!$D120),\"\")","v":""}]
[{"$f":"IFERROR('Historical scenario - input'!A121,\"\")","v":""},{"$f":"IFERROR('Historical scenario - input'!B121,\"\")","v":0},{"$f":"IFERROR('Historical scenario - input'!C121,\"\")","v":0},{"$f":"IFERROR(repcalc('Historical scenario - input'!$CV121:$GH121,'Historical scenario - input'!$G121,'Historical scenario - input'!$E121,'Historical scenario - input'!$F121,20,TRUE,TRUE),\"\")","v":""},"","","","","","","","","","","","","","","","","","","",{"$f":"IFERROR(IF(OR(D136=\"\",'Historical scenario - input'!$D121=\"\"),\"\",D136/'Historical scenario - input'!$D121),\"\")","v":""},{"$f":"IFERROR(IF(OR(E136=\"\",'Historical scenario - input'!$D121=\"\"),\"\",E136/'Historical scenario - input'!$D121),\"\")","v":""},{"$f":"IFERROR(IF(OR(F136=\"\",'Historical scenario - input'!$D121=\"\"),\"\",F136/'Historical scenario - input'!$D121),\"\")","v":""},{"$f":"IFERROR(IF(OR(G136=\"\",'Historical scenario - input'!$D121=\"\"),\"\",G136/'Historical scenario - input'!$D121),\"\")","v":""},{"$f":"IFERROR(IF(OR(H136=\"\",'Historical scenario - input'!$D121=\"\"),\"\",H136/'Historical scenario - input'!$D121),\"\")","v":""},{"$f":"IFERROR(IF(OR(I136=\"\",'Historical scenario - input'!$D121=\"\"),\"\",I136/'Historical scenario - input'!$D121),\"\")","v":""},{"$f":"IFERROR(IF(OR(J136=\"\",'Historical scenario - input'!$D121=\"\"),\"\",J136/'Historical scenario - input'!$D121),\"\")","v":""},{"$f":"IFERROR(IF(OR(K136=\"\",'Historical scenario - input'!$D121=\"\"),\"\",K136/'Historical scenario - input'!$D121),\"\")","v":""},{"$f":"IFERROR(IF(OR(L136=\"\",'Historical scenario - input'!$D121=\"\"),\"\",L136/'Historical scenario - input'!$D121),\"\")","v":""},{"$f":"IFERROR(IF(OR(M136=\"\",'Historical scenario - input'!$D121=\"\"),\"\",M136/'Historical scenario - input'!$D121),\"\")","v":""},{"$f":"IFERROR(IF(OR(N136=\"\",'Historical scenario - input'!$D121=\"\"),\"\",N136/'Historical scenario - input'!$D121),\"\")","v":""},{"$f":"IFERROR(IF(OR(O136=\"\",'Historical scenario - input'!$D121=\"\"),\"\",O136/'Historical scenario - input'!$D121),\"\")","v":""},{"$f":"IFERROR(IF(OR(P136=\"\",'Historical scenario - input'!$D121=\"\"),\"\",P136/'Historical scenario - input'!$D121),\"\")","v":""},{"$f":"IFERROR(IF(OR(Q136=\"\",'Historical scenario - input'!$D121=\"\"),\"\",Q136/'Historical scenario - input'!$D121),\"\")","v":""},{"$f":"IFERROR(IF(OR(R136=\"\",'Historical scenario - input'!$D121=\"\"),\"\",R136/'Historical scenario - input'!$D121),\"\")","v":""},{"$f":"IFERROR(IF(OR(S136=\"\",'Historical scenario - input'!$D121=\"\"),\"\",S136/'Historical scenario - input'!$D121),\"\")","v":""},{"$f":"IFERROR(IF(OR(T136=\"\",'Historical scenario - input'!$D121=\"\"),\"\",T136/'Historical scenario - input'!$D121),\"\")","v":""},{"$f":"IFERROR(IF(OR(U136=\"\",'Historical scenario - input'!$D121=\"\"),\"\",U136/'Historical scenario - input'!$D121),\"\")","v":""},{"$f":"IFERROR(IF(OR(V136=\"\",'Historical scenario - input'!$D121=\"\"),\"\",V136/'Historical scenario - input'!$D121),\"\")","v":""},{"$f":"IFERROR(IF(OR(W136=\"\",'Historical scenario - input'!$D121=\"\"),\"\",W136/'Historical scenario - input'!$D121),\"\")","v":""}]
[{"$f":"IFERROR('Historical scenario - input'!A122,\"\")","v":""},{"$f":"IFERROR('Historical scenario - input'!B122,\"\")","v":0},{"$f":"IFERROR('Historical scenario - input'!C122,\"\")","v":0},{"$f":"IFERROR(repcalc('Historical scenario - input'!$CV122:$GH122,'Historical scenario - input'!$G122,'Historical scenario - input'!$E122,'Historical scenario - input'!$F122,20,TRUE,TRUE),\"\")","v":""},"","","","","","","","","","","","","","","","","","","",{"$f":"IFERROR(IF(OR(D137=\"\",'Historical scenario - input'!$D122=\"\"),\"\",D137/'Historical scenario - input'!$D122),\"\")","v":""},{"$f":"IFERROR(IF(OR(E137=\"\",'Historical scenario - input'!$D122=\"\"),\"\",E137/'Historical scenario - input'!$D122),\"\")","v":""},{"$f":"IFERROR(IF(OR(F137=\"\",'Historical scenario - input'!$D122=\"\"),\"\",F137/'Historical scenario - input'!$D122),\"\")","v":""},{"$f":"IFERROR(IF(OR(G137=\"\",'Historical scenario - input'!$D122=\"\"),\"\",G137/'Historical scenario - input'!$D122),\"\")","v":""},{"$f":"IFERROR(IF(OR(H137=\"\",'Historical scenario - input'!$D122=\"\"),\"\",H137/'Historical scenario - input'!$D122),\"\")","v":""},{"$f":"IFERROR(IF(OR(I137=\"\",'Historical scenario - input'!$D122=\"\"),\"\",I137/'Historical scenario - input'!$D122),\"\")","v":""},{"$f":"IFERROR(IF(OR(J137=\"\",'Historical scenario - input'!$D122=\"\"),\"\",J137/'Historical scenario - input'!$D122),\"\")","v":""},{"$f":"IFERROR(IF(OR(K137=\"\",'Historical scenario - input'!$D122=\"\"),\"\",K137/'Historical scenario - input'!$D122),\"\")","v":""},{"$f":"IFERROR(IF(OR(L137=\"\",'Historical scenario - input'!$D122=\"\"),\"\",L137/'Historical scenario - input'!$D122),\"\")","v":""},{"$f":"IFERROR(IF(OR(M137=\"\",'Historical scenario - input'!$D122=\"\"),\"\",M137/'Historical scenario - input'!$D122),\"\")","v":""},{"$f":"IFERROR(IF(OR(N137=\"\",'Historical scenario - input'!$D122=\"\"),\"\",N137/'Historical scenario - input'!$D122),\"\")","v":""},{"$f":"IFERROR(IF(OR(O137=\"\",'Historical scenario - input'!$D122=\"\"),\"\",O137/'Historical scenario - input'!$D122),\"\")","v":""},{"$f":"IFERROR(IF(OR(P137=\"\",'Historical scenario - input'!$D122=\"\"),\"\",P137/'Historical scenario - input'!$D122),\"\")","v":""},{"$f":"IFERROR(IF(OR(Q137=\"\",'Historical scenario - input'!$D122=\"\"),\"\",Q137/'Historical scenario - input'!$D122),\"\")","v":""},{"$f":"IFERROR(IF(OR(R137=\"\",'Historical scenario - input'!$D122=\"\"),\"\",R137/'Historical scenario - input'!$D122),\"\")","v":""},{"$f":"IFERROR(IF(OR(S137=\"\",'Historical scenario - input'!$D122=\"\"),\"\",S137/'Historical scenario - input'!$D122),\"\")","v":""},{"$f":"IFERROR(IF(OR(T137=\"\",'Historical scenario - input'!$D122=\"\"),\"\",T137/'Historical scenario - input'!$D122),\"\")","v":""},{"$f":"IFERROR(IF(OR(U137=\"\",'Historical scenario - input'!$D122=\"\"),\"\",U137/'Historical scenario - input'!$D122),\"\")","v":""},{"$f":"IFERROR(IF(OR(V137=\"\",'Historical scenario - input'!$D122=\"\"),\"\",V137/'Historical scenario - input'!$D122),\"\")","v":""},{"$f":"IFERROR(IF(OR(W137=\"\",'Historical scenario - input'!$D122=\"\"),\"\",W137/'Historical scenario - input'!$D122),\"\")","v":""}]
[{"$f":"IFERROR('Historical scenario - input'!A123,\"\")","v":""},{"$f":"IFERROR('Historical scenario - input'!B123,\"\")","v":0},{"$f":"IFERROR('Historical scenario - input'!C123,\"\")","v":0},{"$f":"IFERROR(repcalc('Historical scenario - input'!$CV123:$GH123,'Historical scenario - input'!$G123,'Historical scenario - input'!$E123,'Historical scenario - input'!$F123,20,TRUE,TRUE),\"\")","v":""},"","","","","","","","","","","","","","","","","","","",{"$f":"IFERROR(IF(OR(D138=\"\",'Historical scenario - input'!$D123=\"\"),\"\",D138/'Historical scenario - input'!$D123),\"\")","v":""},{"$f":"IFERROR(IF(OR(E138=\"\",'Historical scenario - input'!$D123=\"\"),\"\",E138/'Historical scenario - input'!$D123),\"\")","v":""},{"$f":"IFERROR(IF(OR(F138=\"\",'Historical scenario - input'!$D123=\"\"),\"\",F138/'Historical scenario - input'!$D123),\"\")","v":""},{"$f":"IFERROR(IF(OR(G138=\"\",'Historical scenario - input'!$D123=\"\"),\"\",G138/'Historical scenario - input'!$D123),\"\")","v":""},{"$f":"IFERROR(IF(OR(H138=\"\",'Historical scenario - input'!$D123=\"\"),\"\",H138/'Historical scenario - input'!$D123),\"\")","v":""},{"$f":"IFERROR(IF(OR(I138=\"\",'Historical scenario - input'!$D123=\"\"),\"\",I138/'Historical scenario - input'!$D123),\"\")","v":""},{"$f":"IFERROR(IF(OR(J138=\"\",'Historical scenario - input'!$D123=\"\"),\"\",J138/'Historical scenario - input'!$D123),\"\")","v":""},{"$f":"IFERROR(IF(OR(K138=\"\",'Historical scenario - input'!$D123=\"\"),\"\",K138/'Historical scenario - input'!$D123),\"\")","v":""},{"$f":"IFERROR(IF(OR(L138=\"\",'Historical scenario - input'!$D123=\"\"),\"\",L138/'Historical scenario - input'!$D123),\"\")","v":""},{"$f":"IFERROR(IF(OR(M138=\"\",'Historical scenario - input'!$D123=\"\"),\"\",M138/'Historical scenario - input'!$D123),\"\")","v":""},{"$f":"IFERROR(IF(OR(N138=\"\",'Historical scenario - input'!$D123=\"\"),\"\",N138/'Historical scenario - input'!$D123),\"\")","v":""},{"$f":"IFERROR(IF(OR(O138=\"\",'Historical scenario - input'!$D123=\"\"),\"\",O138/'Historical scenario - input'!$D123),\"\")","v":""},{"$f":"IFERROR(IF(OR(P138=\"\",'Historical scenario - input'!$D123=\"\"),\"\",P138/'Historical scenario - input'!$D123),\"\")","v":""},{"$f":"IFERROR(IF(OR(Q138=\"\",'Historical scenario - input'!$D123=\"\"),\"\",Q138/'Historical scenario - input'!$D123),\"\")","v":""},{"$f":"IFERROR(IF(OR(R138=\"\",'Historical scenario - input'!$D123=\"\"),\"\",R138/'Historical scenario - input'!$D123),\"\")","v":""},{"$f":"IFERROR(IF(OR(S138=\"\",'Historical scenario - input'!$D123=\"\"),\"\",S138/'Historical scenario - input'!$D123),\"\")","v":""},{"$f":"IFERROR(IF(OR(T138=\"\",'Historical scenario - input'!$D123=\"\"),\"\",T138/'Historical scenario - input'!$D123),\"\")","v":""},{"$f":"IFERROR(IF(OR(U138=\"\",'Historical scenario - input'!$D123=\"\"),\"\",U138/'Historical scenario - input'!$D123),\"\")","v":""},{"$f":"IFERROR(IF(OR(V138=\"\",'Historical scenario - input'!$D123=\"\"),\"\",V138/'Historical scenario - input'!$D123),\"\")","v":""},{"$f":"IFERROR(IF(OR(W138=\"\",'Historical scenario - input'!$D123=\"\"),\"\",W138/'Historical scenario - input'!$D123),\"\")","v":""}]
[{"$f":"IFERROR('Historical scenario - input'!A124,\"\")","v":""},{"$f":"IFERROR('Historical scenario - input'!B124,\"\")","v":0},{"$f":"IFERROR('Historical scenario - input'!C124,\"\")","v":0},{"$f":"IFERROR(repcalc('Historical scenario - input'!$CV124:$GH124,'Historical scenario - input'!$G124,'Historical scenario - input'!$E124,'Historical scenario - input'!$F124,20,TRUE,TRUE),\"\")","v":""},"","","","","","","","","","","","","","","","","","","",{"$f":"IFERROR(IF(OR(D139=\"\",'Historical scenario - input'!$D124=\"\"),\"\",D139/'Historical scenario - input'!$D124),\"\")","v":""},{"$f":"IFERROR(IF(OR(E139=\"\",'Historical scenario - input'!$D124=\"\"),\"\",E139/'Historical scenario - input'!$D124),\"\")","v":""},{"$f":"IFERROR(IF(OR(F139=\"\",'Historical scenario - input'!$D124=\"\"),\"\",F139/'Historical scenario - input'!$D124),\"\")","v":""},{"$f":"IFERROR(IF(OR(G139=\"\",'Historical scenario - input'!$D124=\"\"),\"\",G139/'Historical scenario - input'!$D124),\"\")","v":""},{"$f":"IFERROR(IF(OR(H139=\"\",'Historical scenario - input'!$D124=\"\"),\"\",H139/'Historical scenario - input'!$D124),\"\")","v":""},{"$f":"IFERROR(IF(OR(I139=\"\",'Historical scenario - input'!$D124=\"\"),\"\",I139/'Historical scenario - input'!$D124),\"\")","v":""},{"$f":"IFERROR(IF(OR(J139=\"\",'Historical scenario - input'!$D124=\"\"),\"\",J139/'Historical scenario - input'!$D124),\"\")","v":""},{"$f":"IFERROR(IF(OR(K139=\"\",'Historical scenario - input'!$D124=\"\"),\"\",K139/'Historical scenario - input'!$D124),\"\")","v":""},{"$f":"IFERROR(IF(OR(L139=\"\",'Historical scenario - input'!$D124=\"\"),\"\",L139/'Historical scenario - input'!$D124),\"\")","v":""},{"$f":"IFERROR(IF(OR(M139=\"\",'Historical scenario - input'!$D124=\"\"),\"\",M139/'Historical scenario - input'!$D124),\"\")","v":""},{"$f":"IFERROR(IF(OR(N139=\"\",'Historical scenario - input'!$D124=\"\"),\"\",N139/'Historical scenario - input'!$D124),\"\")","v":""},{"$f":"IFERROR(IF(OR(O139=\"\",'Historical scenario - input'!$D124=\"\"),\"\",O139/'Historical scenario - input'!$D124),\"\")","v":""},{"$f":"IFERROR(IF(OR(P139=\"\",'Historical scenario - input'!$D124=\"\"),\"\",P139/'Historical scenario - input'!$D124),\"\")","v":""},{"$f":"IFERROR(IF(OR(Q139=\"\",'Historical scenario - input'!$D124=\"\"),\"\",Q139/'Historical scenario - input'!$D124),\"\")","v":""},{"$f":"IFERROR(IF(OR(R139=\"\",'Historical scenario - input'!$D124=\"\"),\"\",R139/'Historical scenario - input'!$D124),\"\")","v":""},{"$f":"IFERROR(IF(OR(S139=\"\",'Historical scenario - input'!$D124=\"\"),\"\",S139/'Historical scenario - input'!$D124),\"\")","v":""},{"$f":"IFERROR(IF(OR(T139=\"\",'Historical scenario - input'!$D124=\"\"),\"\",T139/'Historical scenario - input'!$D124),\"\")","v":""},{"$f":"IFERROR(IF(OR(U139=\"\",'Historical scenario - input'!$D124=\"\"),\"\",U139/'Historical scenario - input'!$D124),\"\")","v":""},{"$f":"IFERROR(IF(OR(V139=\"\",'Historical scenario - input'!$D124=\"\"),\"\",V139/'Historical scenario - input'!$D124),\"\")","v":""},{"$f":"IFERROR(IF(OR(W139=\"\",'Historical scenario - input'!$D124=\"\"),\"\",W139/'Historical scenario - input'!$D124),\"\")","v":""}]
[{"$f":"IFERROR('Historical scenario - input'!A125,\"\")","v":""},{"$f":"IFERROR('Historical scenario - input'!B125,\"\")","v":0},{"$f":"IFERROR('Historical scenario - input'!C125,\"\")","v":0},{"$f":"IFERROR(repcalc('Historical scenario - input'!$CV125:$GH125,'Historical scenario - input'!$G125,'Historical scenario - input'!$E125,'Historical scenario - input'!$F125,20,TRUE,TRUE),\"\")","v":""},"","","","","","","","","","","","","","","","","","","",{"$f":"IFERROR(IF(OR(D140=\"\",'Historical scenario - input'!$D125=\"\"),\"\",D140/'Historical scenario - input'!$D125),\"\")","v":""},{"$f":"IFERROR(IF(OR(E140=\"\",'Historical scenario - input'!$D125=\"\"),\"\",E140/'Historical scenario - input'!$D125),\"\")","v":""},{"$f":"IFERROR(IF(OR(F140=\"\",'Historical scenario - input'!$D125=\"\"),\"\",F140/'Historical scenario - input'!$D125),\"\")","v":""},{"$f":"IFERROR(IF(OR(G140=\"\",'Historical scenario - input'!$D125=\"\"),\"\",G140/'Historical scenario - input'!$D125),\"\")","v":""},{"$f":"IFERROR(IF(OR(H140=\"\",'Historical scenario - input'!$D125=\"\"),\"\",H140/'Historical scenario - input'!$D125),\"\")","v":""},{"$f":"IFERROR(IF(OR(I140=\"\",'Historical scenario - input'!$D125=\"\"),\"\",I140/'Historical scenario - input'!$D125),\"\")","v":""},{"$f":"IFERROR(IF(OR(J140=\"\",'Historical scenario - input'!$D125=\"\"),\"\",J140/'Historical scenario - input'!$D125),\"\")","v":""},{"$f":"IFERROR(IF(OR(K140=\"\",'Historical scenario - input'!$D125=\"\"),\"\",K140/'Historical scenario - input'!$D125),\"\")","v":""},{"$f":"IFERROR(IF(OR(L140=\"\",'Historical scenario - input'!$D125=\"\"),\"\",L140/'Historical scenario - input'!$D125),\"\")","v":""},{"$f":"IFERROR(IF(OR(M140=\"\",'Historical scenario - input'!$D125=\"\"),\"\",M140/'Historical scenario - input'!$D125),\"\")","v":""},{"$f":"IFERROR(IF(OR(N140=\"\",'Historical scenario - input'!$D125=\"\"),\"\",N140/'Historical scenario - input'!$D125),\"\")","v":""},{"$f":"IFERROR(IF(OR(O140=\"\",'Historical scenario - input'!$D125=\"\"),\"\",O140/'Historical scenario - input'!$D125),\"\")","v":""},{"$f":"IFERROR(IF(OR(P140=\"\",'Historical scenario - input'!$D125=\"\"),\"\",P140/'Historical scenario - input'!$D125),\"\")","v":""},{"$f":"IFERROR(IF(OR(Q140=\"\",'Historical scenario - input'!$D125=\"\"),\"\",Q140/'Historical scenario - input'!$D125),\"\")","v":""},{"$f":"IFERROR(IF(OR(R140=\"\",'Historical scenario - input'!$D125=\"\"),\"\",R140/'Historical scenario - input'!$D125),\"\")","v":""},{"$f":"IFERROR(IF(OR(S140=\"\",'Historical scenario - input'!$D125=\"\"),\"\",S140/'Historical scenario - input'!$D125),\"\")","v":""},{"$f":"IFERROR(IF(OR(T140=\"\",'Historical scenario - input'!$D125=\"\"),\"\",T140/'Historical scenario - input'!$D125),\"\")","v":""},{"$f":"IFERROR(IF(OR(U140=\"\",'Historical scenario - input'!$D125=\"\"),\"\",U140/'Historical scenario - input'!$D125),\"\")","v":""},{"$f":"IFERROR(IF(OR(V140=\"\",'Historical scenario - input'!$D125=\"\"),\"\",V140/'Historical scenario - input'!$D125),\"\")","v":""},{"$f":"IFERROR(IF(OR(W140=\"\",'Historical scenario - input'!$D125=\"\"),\"\",W140/'Historical scenario - input'!$D125),\"\")","v":""}]
[{"$f":"IFERROR('Historical scenario - input'!A126,\"\")","v":""},{"$f":"IFERROR('Historical scenario - input'!B126,\"\")","v":0},{"$f":"IFERROR('Historical scenario - input'!C126,\"\")","v":0},{"$f":"IFERROR(repcalc('Historical scenario - input'!$CV126:$GH126,'Historical scenario - input'!$G126,'Historical scenario - input'!$E126,'Historical scenario - input'!$F126,20,TRUE,TRUE),\"\")","v":""},"","","","","","","","","","","","","","","","","","","",{"$f":"IFERROR(IF(OR(D141=\"\",'Historical scenario - input'!$D126=\"\"),\"\",D141/'Historical scenario - input'!$D126),\"\")","v":""},{"$f":"IFERROR(IF(OR(E141=\"\",'Historical scenario - input'!$D126=\"\"),\"\",E141/'Historical scenario - input'!$D126),\"\")","v":""},{"$f":"IFERROR(IF(OR(F141=\"\",'Historical scenario - input'!$D126=\"\"),\"\",F141/'Historical scenario - input'!$D126),\"\")","v":""},{"$f":"IFERROR(IF(OR(G141=\"\",'Historical scenario - input'!$D126=\"\"),\"\",G141/'Historical scenario - input'!$D126),\"\")","v":""},{"$f":"IFERROR(IF(OR(H141=\"\",'Historical scenario - input'!$D126=\"\"),\"\",H141/'Historical scenario - input'!$D126),\"\")","v":""},{"$f":"IFERROR(IF(OR(I141=\"\",'Historical scenario - input'!$D126=\"\"),\"\",I141/'Historical scenario - input'!$D126),\"\")","v":""},{"$f":"IFERROR(IF(OR(J141=\"\",'Historical scenario - input'!$D126=\"\"),\"\",J141/'Historical scenario - input'!$D126),\"\")","v":""},{"$f":"IFERROR(IF(OR(K141=\"\",'Historical scenario - input'!$D126=\"\"),\"\",K141/'Historical scenario - input'!$D126),\"\")","v":""},{"$f":"IFERROR(IF(OR(L141=\"\",'Historical scenario - input'!$D126=\"\"),\"\",L141/'Historical scenario - input'!$D126),\"\")","v":""},{"$f":"IFERROR(IF(OR(M141=\"\",'Historical scenario - input'!$D126=\"\"),\"\",M141/'Historical scenario - input'!$D126),\"\")","v":""},{"$f":"IFERROR(IF(OR(N141=\"\",'Historical scenario - input'!$D126=\"\"),\"\",N141/'Historical scenario - input'!$D126),\"\")","v":""},{"$f":"IFERROR(IF(OR(O141=\"\",'Historical scenario - input'!$D126=\"\"),\"\",O141/'Historical scenario - input'!$D126),\"\")","v":""},{"$f":"IFERROR(IF(OR(P141=\"\",'Historical scenario - input'!$D126=\"\"),\"\",P141/'Historical scenario - input'!$D126),\"\")","v":""},{"$f":"IFERROR(IF(OR(Q141=\"\",'Historical scenario - input'!$D126=\"\"),\"\",Q141/'Historical scenario - input'!$D126),\"\")","v":""},{"$f":"IFERROR(IF(OR(R141=\"\",'Historical scenario - input'!$D126=\"\"),\"\",R141/'Historical scenario - input'!$D126),\"\")","v":""},{"$f":"IFERROR(IF(OR(S141=\"\",'Historical scenario - input'!$D126=\"\"),\"\",S141/'Historical scenario - input'!$D126),\"\")","v":""},{"$f":"IFERROR(IF(OR(T141=\"\",'Historical scenario - input'!$D126=\"\"),\"\",T141/'Historical scenario - input'!$D126),\"\")","v":""},{"$f":"IFERROR(IF(OR(U141=\"\",'Historical scenario - input'!$D126=\"\"),\"\",U141/'Historical scenario - input'!$D126),\"\")","v":""},{"$f":"IFERROR(IF(OR(V141=\"\",'Historical scenario - input'!$D126=\"\"),\"\",V141/'Historical scenario - input'!$D126),\"\")","v":""},{"$f":"IFERROR(IF(OR(W141=\"\",'Historical scenario - input'!$D126=\"\"),\"\",W141/'Historical scenario - input'!$D126),\"\")","v":""}]
[{"$f":"IFERROR('Historical scenario - input'!A127,\"\")","v":""},{"$f":"IFERROR('Historical scenario - input'!B127,\"\")","v":0},{"$f":"IFERROR('Historical scenario - input'!C127,\"\")","v":0},{"$f":"IFERROR(repcalc('Historical scenario - input'!$CV127:$GH127,'Historical scenario - input'!$G127,'Historical scenario - input'!$E127,'Historical scenario - input'!$F127,20,TRUE,TRUE),\"\")","v":""},"","","","","","","","","","","","","","","","","","","",{"$f":"IFERROR(IF(OR(D142=\"\",'Historical scenario - input'!$D127=\"\"),\"\",D142/'Historical scenario - input'!$D127),\"\")","v":""},{"$f":"IFERROR(IF(OR(E142=\"\",'Historical scenario - input'!$D127=\"\"),\"\",E142/'Historical scenario - input'!$D127),\"\")","v":""},{"$f":"IFERROR(IF(OR(F142=\"\",'Historical scenario - input'!$D127=\"\"),\"\",F142/'Historical scenario - input'!$D127),\"\")","v":""},{"$f":"IFERROR(IF(OR(G142=\"\",'Historical scenario - input'!$D127=\"\"),\"\",G142/'Historical scenario - input'!$D127),\"\")","v":""},{"$f":"IFERROR(IF(OR(H142=\"\",'Historical scenario - input'!$D127=\"\"),\"\",H142/'Historical scenario - input'!$D127),\"\")","v":""},{"$f":"IFERROR(IF(OR(I142=\"\",'Historical scenario - input'!$D127=\"\"),\"\",I142/'Historical scenario - input'!$D127),\"\")","v":""},{"$f":"IFERROR(IF(OR(J142=\"\",'Historical scenario - input'!$D127=\"\"),\"\",J142/'Historical scenario - input'!$D127),\"\")","v":""},{"$f":"IFERROR(IF(OR(K142=\"\",'Historical scenario - input'!$D127=\"\"),\"\",K142/'Historical scenario - input'!$D127),\"\")","v":""},{"$f":"IFERROR(IF(OR(L142=\"\",'Historical scenario - input'!$D127=\"\"),\"\",L142/'Historical scenario - input'!$D127),\"\")","v":""},{"$f":"IFERROR(IF(OR(M142=\"\",'Historical scenario - input'!$D127=\"\"),\"\",M142/'Historical scenario - input'!$D127),\"\")","v":""},{"$f":"IFERROR(IF(OR(N142=\"\",'Historical scenario - input'!$D127=\"\"),\"\",N142/'Historical scenario - input'!$D127),\"\")","v":""},{"$f":"IFERROR(IF(OR(O142=\"\",'Historical scenario - input'!$D127=\"\"),\"\",O142/'Historical scenario - input'!$D127),\"\")","v":""},{"$f":"IFERROR(IF(OR(P142=\"\",'Historical scenario - input'!$D127=\"\"),\"\",P142/'Historical scenario - input'!$D127),\"\")","v":""},{"$f":"IFERROR(IF(OR(Q142=\"\",'Historical scenario - input'!$D127=\"\"),\"\",Q142/'Historical scenario - input'!$D127),\"\")","v":""},{"$f":"IFERROR(IF(OR(R142=\"\",'Historical scenario - input'!$D127=\"\"),\"\",R142/'Historical scenario - input'!$D127),\"\")","v":""},{"$f":"IFERROR(IF(OR(S142=\"\",'Historical scenario - input'!$D127=\"\"),\"\",S142/'Historical scenario - input'!$D127),\"\")","v":""},{"$f":"IFERROR(IF(OR(T142=\"\",'Historical scenario - input'!$D127=\"\"),\"\",T142/'Historical scenario - input'!$D127),\"\")","v":""},{"$f":"IFERROR(IF(OR(U142=\"\",'Historical scenario - input'!$D127=\"\"),\"\",U142/'Historical scenario - input'!$D127),\"\")","v":""},{"$f":"IFERROR(IF(OR(V142=\"\",'Historical scenario - input'!$D127=\"\"),\"\",V142/'Historical scenario - input'!$D127),\"\")","v":""},{"$f":"IFERROR(IF(OR(W142=\"\",'Historical scenario - input'!$D127=\"\"),\"\",W142/'Historical scenario - input'!$D127),\"\")","v":""}]
[{"$f":"IFERROR('Historical scenario - input'!A128,\"\")","v":""},{"$f":"IFERROR('Historical scenario - input'!B128,\"\")","v":0},{"$f":"IFERROR('Historical scenario - input'!C128,\"\")","v":0},{"$f":"IFERROR(repcalc('Historical scenario - input'!$CV128:$GH128,'Historical scenario - input'!$G128,'Historical scenario - input'!$E128,'Historical scenario - input'!$F128,20,TRUE,TRUE),\"\")","v":""},"","","","","","","","","","","","","","","","","","","",{"$f":"IFERROR(IF(OR(D143=\"\",'Historical scenario - input'!$D128=\"\"),\"\",D143/'Historical scenario - input'!$D128),\"\")","v":""},{"$f":"IFERROR(IF(OR(E143=\"\",'Historical scenario - input'!$D128=\"\"),\"\",E143/'Historical scenario - input'!$D128),\"\")","v":""},{"$f":"IFERROR(IF(OR(F143=\"\",'Historical scenario - input'!$D128=\"\"),\"\",F143/'Historical scenario - input'!$D128),\"\")","v":""},{"$f":"IFERROR(IF(OR(G143=\"\",'Historical scenario - input'!$D128=\"\"),\"\",G143/'Historical scenario - input'!$D128),\"\")","v":""},{"$f":"IFERROR(IF(OR(H143=\"\",'Historical scenario - input'!$D128=\"\"),\"\",H143/'Historical scenario - input'!$D128),\"\")","v":""},{"$f":"IFERROR(IF(OR(I143=\"\",'Historical scenario - input'!$D128=\"\"),\"\",I143/'Historical scenario - input'!$D128),\"\")","v":""},{"$f":"IFERROR(IF(OR(J143=\"\",'Historical scenario - input'!$D128=\"\"),\"\",J143/'Historical scenario - input'!$D128),\"\")","v":""},{"$f":"IFERROR(IF(OR(K143=\"\",'Historical scenario - input'!$D128=\"\"),\"\",K143/'Historical scenario - input'!$D128),\"\")","v":""},{"$f":"IFERROR(IF(OR(L143=\"\",'Historical scenario - input'!$D128=\"\"),\"\",L143/'Historical scenario - input'!$D128),\"\")","v":""},{"$f":"IFERROR(IF(OR(M143=\"\",'Historical scenario - input'!$D128=\"\"),\"\",M143/'Historical scenario - input'!$D128),\"\")","v":""},{"$f":"IFERROR(IF(OR(N143=\"\",'Historical scenario - input'!$D128=\"\"),\"\",N143/'Historical scenario - input'!$D128),\"\")","v":""},{"$f":"IFERROR(IF(OR(O143=\"\",'Historical scenario - input'!$D128=\"\"),\"\",O143/'Historical scenario - input'!$D128),\"\")","v":""},{"$f":"IFERROR(IF(OR(P143=\"\",'Historical scenario - input'!$D128=\"\"),\"\",P143/'Historical scenario - input'!$D128),\"\")","v":""},{"$f":"IFERROR(IF(OR(Q143=\"\",'Historical scenario - input'!$D128=\"\"),\"\",Q143/'Historical scenario - input'!$D128),\"\")","v":""},{"$f":"IFERROR(IF(OR(R143=\"\",'Historical scenario - input'!$D128=\"\"),\"\",R143/'Historical scenario - input'!$D128),\"\")","v":""},{"$f":"IFERROR(IF(OR(S143=\"\",'Historical scenario - input'!$D128=\"\"),\"\",S143/'Historical scenario - input'!$D128),\"\")","v":""},{"$f":"IFERROR(IF(OR(T143=\"\",'Historical scenario - input'!$D128=\"\"),\"\",T143/'Historical scenario - input'!$D128),\"\")","v":""},{"$f":"IFERROR(IF(OR(U143=\"\",'Historical scenario - input'!$D128=\"\"),\"\",U143/'Historical scenario - input'!$D128),\"\")","v":""},{"$f":"IFERROR(IF(OR(V143=\"\",'Historical scenario - input'!$D128=\"\"),\"\",V143/'Historical scenario - input'!$D128),\"\")","v":""},{"$f":"IFERROR(IF(OR(W143=\"\",'Historical scenario - input'!$D128=\"\"),\"\",W143/'Historical scenario - input'!$D128),\"\")","v":""}]
[{"$f":"IFERROR('Historical scenario - input'!A129,\"\")","v":""},{"$f":"IFERROR('Historical scenario - input'!B129,\"\")","v":0},{"$f":"IFERROR('Historical scenario - input'!C129,\"\")","v":0},{"$f":"IFERROR(repcalc('Historical scenario - input'!$CV129:$GH129,'Historical scenario - input'!$G129,'Historical scenario - input'!$E129,'Historical scenario - input'!$F129,20,TRUE,TRUE),\"\")","v":""},"","","","","","","","","","","","","","","","","","","",{"$f":"IFERROR(IF(OR(D144=\"\",'Historical scenario - input'!$D129=\"\"),\"\",D144/'Historical scenario - input'!$D129),\"\")","v":""},{"$f":"IFERROR(IF(OR(E144=\"\",'Historical scenario - input'!$D129=\"\"),\"\",E144/'Historical scenario - input'!$D129),\"\")","v":""},{"$f":"IFERROR(IF(OR(F144=\"\",'Historical scenario - input'!$D129=\"\"),\"\",F144/'Historical scenario - input'!$D129),\"\")","v":""},{"$f":"IFERROR(IF(OR(G144=\"\",'Historical scenario - input'!$D129=\"\"),\"\",G144/'Historical scenario - input'!$D129),\"\")","v":""},{"$f":"IFERROR(IF(OR(H144=\"\",'Historical scenario - input'!$D129=\"\"),\"\",H144/'Historical scenario - input'!$D129),\"\")","v":""},{"$f":"IFERROR(IF(OR(I144=\"\",'Historical scenario - input'!$D129=\"\"),\"\",I144/'Historical scenario - input'!$D129),\"\")","v":""},{"$f":"IFERROR(IF(OR(J144=\"\",'Historical scenario - input'!$D129=\"\"),\"\",J144/'Historical scenario - input'!$D129),\"\")","v":""},{"$f":"IFERROR(IF(OR(K144=\"\",'Historical scenario - input'!$D129=\"\"),\"\",K144/'Historical scenario - input'!$D129),\"\")","v":""},{"$f":"IFERROR(IF(OR(L144=\"\",'Historical scenario - input'!$D129=\"\"),\"\",L144/'Historical scenario - input'!$D129),\"\")","v":""},{"$f":"IFERROR(IF(OR(M144=\"\",'Historical scenario - input'!$D129=\"\"),\"\",M144/'Historical scenario - input'!$D129),\"\")","v":""},{"$f":"IFERROR(IF(OR(N144=\"\",'Historical scenario - input'!$D129=\"\"),\"\",N144/'Historical scenario - input'!$D129),\"\")","v":""},{"$f":"IFERROR(IF(OR(O144=\"\",'Historical scenario - input'!$D129=\"\"),\"\",O144/'Historical scenario - input'!$D129),\"\")","v":""},{"$f":"IFERROR(IF(OR(P144=\"\",'Historical scenario - input'!$D129=\"\"),\"\",P144/'Historical scenario - input'!$D129),\"\")","v":""},{"$f":"IFERROR(IF(OR(Q144=\"\",'Historical scenario - input'!$D129=\"\"),\"\",Q144/'Historical scenario - input'!$D129),\"\")","v":""},{"$f":"IFERROR(IF(OR(R144=\"\",'Historical scenario - input'!$D129=\"\"),\"\",R144/'Historical scenario - input'!$D129),\"\")","v":""},{"$f":"IFERROR(IF(OR(S144=\"\",'Historical scenario - input'!$D129=\"\"),\"\",S144/'Historical scenario - input'!$D129),\"\")","v":""},{"$f":"IFERROR(IF(OR(T144=\"\",'Historical scenario - input'!$D129=\"\"),\"\",T144/'Historical scenario - input'!$D129),\"\")","v":""},{"$f":"IFERROR(IF(OR(U144=\"\",'Historical scenario - input'!$D129=\"\"),\"\",U144/'Historical scenario - input'!$D129),\"\")","v":""},{"$f":"IFERROR(IF(OR(V144=\"\",'Historical scenario - input'!$D129=\"\"),\"\",V144/'Historical scenario - input'!$D129),\"\")","v":""},{"$f":"IFERROR(IF(OR(W144=\"\",'Historical scenario - input'!$D129=\"\"),\"\",W144/'Historical scenario - input'!$D129),\"\")","v":""}]
[{"$f":"IFERROR('Historical scenario - input'!A130,\"\")","v":""},{"$f":"IFERROR('Historical scenario - input'!B130,\"\")","v":0},{"$f":"IFERROR('Historical scenario - input'!C130,\"\")","v":0},{"$f":"IFERROR(repcalc('Historical scenario - input'!$CV130:$GH130,'Historical scenario - input'!$G130,'Historical scenario - input'!$E130,'Historical scenario - input'!$F130,20,TRUE,TRUE),\"\")","v":""},"","","","","","","","","","","","","","","","","","","",{"$f":"IFERROR(IF(OR(D145=\"\",'Historical scenario - input'!$D130=\"\"),\"\",D145/'Historical scenario - input'!$D130),\"\")","v":""},{"$f":"IFERROR(IF(OR(E145=\"\",'Historical scenario - input'!$D130=\"\"),\"\",E145/'Historical scenario - input'!$D130),\"\")","v":""},{"$f":"IFERROR(IF(OR(F145=\"\",'Historical scenario - input'!$D130=\"\"),\"\",F145/'Historical scenario - input'!$D130),\"\")","v":""},{"$f":"IFERROR(IF(OR(G145=\"\",'Historical scenario - input'!$D130=\"\"),\"\",G145/'Historical scenario - input'!$D130),\"\")","v":""},{"$f":"IFERROR(IF(OR(H145=\"\",'Historical scenario - input'!$D130=\"\"),\"\",H145/'Historical scenario - input'!$D130),\"\")","v":""},{"$f":"IFERROR(IF(OR(I145=\"\",'Historical scenario - input'!$D130=\"\"),\"\",I145/'Historical scenario - input'!$D130),\"\")","v":""},{"$f":"IFERROR(IF(OR(J145=\"\",'Historical scenario - input'!$D130=\"\"),\"\",J145/'Historical scenario - input'!$D130),\"\")","v":""},{"$f":"IFERROR(IF(OR(K145=\"\",'Historical scenario - input'!$D130=\"\"),\"\",K145/'Historical scenario - input'!$D130),\"\")","v":""},{"$f":"IFERROR(IF(OR(L145=\"\",'Historical scenario - input'!$D130=\"\"),\"\",L145/'Historical scenario - input'!$D130),\"\")","v":""},{"$f":"IFERROR(IF(OR(M145=\"\",'Historical scenario - input'!$D130=\"\"),\"\",M145/'Historical scenario - input'!$D130),\"\")","v":""},{"$f":"IFERROR(IF(OR(N145=\"\",'Historical scenario - input'!$D130=\"\"),\"\",N145/'Historical scenario - input'!$D130),\"\")","v":""},{"$f":"IFERROR(IF(OR(O145=\"\",'Historical scenario - input'!$D130=\"\"),\"\",O145/'Historical scenario - input'!$D130),\"\")","v":""},{"$f":"IFERROR(IF(OR(P145=\"\",'Historical scenario - input'!$D130=\"\"),\"\",P145/'Historical scenario - input'!$D130),\"\")","v":""},{"$f":"IFERROR(IF(OR(Q145=\"\",'Historical scenario - input'!$D130=\"\"),\"\",Q145/'Historical scenario - input'!$D130),\"\")","v":""},{"$f":"IFERROR(IF(OR(R145=\"\",'Historical scenario - input'!$D130=\"\"),\"\",R145/'Historical scenario - input'!$D130),\"\")","v":""},{"$f":"IFERROR(IF(OR(S145=\"\",'Historical scenario - input'!$D130=\"\"),\"\",S145/'Historical scenario - input'!$D130),\"\")","v":""},{"$f":"IFERROR(IF(OR(T145=\"\",'Historical scenario - input'!$D130=\"\"),\"\",T145/'Historical scenario - input'!$D130),\"\")","v":""},{"$f":"IFERROR(IF(OR(U145=\"\",'Historical scenario - input'!$D130=\"\"),\"\",U145/'Historical scenario - input'!$D130),\"\")","v":""},{"$f":"IFERROR(IF(OR(V145=\"\",'Historical scenario - input'!$D130=\"\"),\"\",V145/'Historical scenario - input'!$D130),\"\")","v":""},{"$f":"IFERROR(IF(OR(W145=\"\",'Historical scenario - input'!$D130=\"\"),\"\",W145/'Historical scenario - input'!$D130),\"\")","v":""}]
[{"$f":"IFERROR('Historical scenario - input'!A131,\"\")","v":""},{"$f":"IFERROR('Historical scenario - input'!B131,\"\")","v":0},{"$f":"IFERROR('Historical scenario - input'!C131,\"\")","v":0},{"$f":"IFERROR(repcalc('Historical scenario - input'!$CV131:$GH131,'Historical scenario - input'!$G131,'Historical scenario - input'!$E131,'Historical scenario - input'!$F131,20,TRUE,TRUE),\"\")","v":""},"","","","","","","","","","","","","","","","","","","",{"$f":"IFERROR(IF(OR(D146=\"\",'Historical scenario - input'!$D131=\"\"),\"\",D146/'Historical scenario - input'!$D131),\"\")","v":""},{"$f":"IFERROR(IF(OR(E146=\"\",'Historical scenario - input'!$D131=\"\"),\"\",E146/'Historical scenario - input'!$D131),\"\")","v":""},{"$f":"IFERROR(IF(OR(F146=\"\",'Historical scenario - input'!$D131=\"\"),\"\",F146/'Historical scenario - input'!$D131),\"\")","v":""},{"$f":"IFERROR(IF(OR(G146=\"\",'Historical scenario - input'!$D131=\"\"),\"\",G146/'Historical scenario - input'!$D131),\"\")","v":""},{"$f":"IFERROR(IF(OR(H146=\"\",'Historical scenario - input'!$D131=\"\"),\"\",H146/'Historical scenario - input'!$D131),\"\")","v":""},{"$f":"IFERROR(IF(OR(I146=\"\",'Historical scenario - input'!$D131=\"\"),\"\",I146/'Historical scenario - input'!$D131),\"\")","v":""},{"$f":"IFERROR(IF(OR(J146=\"\",'Historical scenario - input'!$D131=\"\"),\"\",J146/'Historical scenario - input'!$D131),\"\")","v":""},{"$f":"IFERROR(IF(OR(K146=\"\",'Historical scenario - input'!$D131=\"\"),\"\",K146/'Historical scenario - input'!$D131),\"\")","v":""},{"$f":"IFERROR(IF(OR(L146=\"\",'Historical scenario - input'!$D131=\"\"),\"\",L146/'Historical scenario - input'!$D131),\"\")","v":""},{"$f":"IFERROR(IF(OR(M146=\"\",'Historical scenario - input'!$D131=\"\"),\"\",M146/'Historical scenario - input'!$D131),\"\")","v":""},{"$f":"IFERROR(IF(OR(N146=\"\",'Historical scenario - input'!$D131=\"\"),\"\",N146/'Historical scenario - input'!$D131),\"\")","v":""},{"$f":"IFERROR(IF(OR(O146=\"\",'Historical scenario - input'!$D131=\"\"),\"\",O146/'Historical scenario - input'!$D131),\"\")","v":""},{"$f":"IFERROR(IF(OR(P146=\"\",'Historical scenario - input'!$D131=\"\"),\"\",P146/'Historical scenario - input'!$D131),\"\")","v":""},{"$f":"IFERROR(IF(OR(Q146=\"\",'Historical scenario - input'!$D131=\"\"),\"\",Q146/'Historical scenario - input'!$D131),\"\")","v":""},{"$f":"IFERROR(IF(OR(R146=\"\",'Historical scenario - input'!$D131=\"\"),\"\",R146/'Historical scenario - input'!$D131),\"\")","v":""},{"$f":"IFERROR(IF(OR(S146=\"\",'Historical scenario - input'!$D131=\"\"),\"\",S146/'Historical scenario - input'!$D131),\"\")","v":""},{"$f":"IFERROR(IF(OR(T146=\"\",'Historical scenario - input'!$D131=\"\"),\"\",T146/'Historical scenario - input'!$D131),\"\")","v":""},{"$f":"IFERROR(IF(OR(U146=\"\",'Historical scenario - input'!$D131=\"\"),\"\",U146/'Historical scenario - input'!$D131),\"\")","v":""},{"$f":"IFERROR(IF(OR(V146=\"\",'Historical scenario - input'!$D131=\"\"),\"\",V146/'Historical scenario - input'!$D131),\"\")","v":""},{"$f":"IFERROR(IF(OR(W146=\"\",'Historical scenario - input'!$D131=\"\"),\"\",W146/'Historical scenario - input'!$D131),\"\")","v":""}]
[{"$f":"IFERROR('Historical scenario - input'!A132,\"\")","v":""},{"$f":"IFERROR('Historical scenario - input'!B132,\"\")","v":0},{"$f":"IFERROR('Historical scenario - input'!C132,\"\")","v":0},{"$f":"IFERROR(repcalc('Historical scenario - input'!$CV132:$GH132,'Historical scenario - input'!$G132,'Historical scenario - input'!$E132,'Historical scenario - input'!$F132,20,TRUE,TRUE),\"\")","v":""},"","","","","","","","","","","","","","","","","","","",{"$f":"IFERROR(IF(OR(D147=\"\",'Historical scenario - input'!$D132=\"\"),\"\",D147/'Historical scenario - input'!$D132),\"\")","v":""},{"$f":"IFERROR(IF(OR(E147=\"\",'Historical scenario - input'!$D132=\"\"),\"\",E147/'Historical scenario - input'!$D132),\"\")","v":""},{"$f":"IFERROR(IF(OR(F147=\"\",'Historical scenario - input'!$D132=\"\"),\"\",F147/'Historical scenario - input'!$D132),\"\")","v":""},{"$f":"IFERROR(IF(OR(G147=\"\",'Historical scenario - input'!$D132=\"\"),\"\",G147/'Historical scenario - input'!$D132),\"\")","v":""},{"$f":"IFERROR(IF(OR(H147=\"\",'Historical scenario - input'!$D132=\"\"),\"\",H147/'Historical scenario - input'!$D132),\"\")","v":""},{"$f":"IFERROR(IF(OR(I147=\"\",'Historical scenario - input'!$D132=\"\"),\"\",I147/'Historical scenario - input'!$D132),\"\")","v":""},{"$f":"IFERROR(IF(OR(J147=\"\",'Historical scenario - input'!$D132=\"\"),\"\",J147/'Historical scenario - input'!$D132),\"\")","v":""},{"$f":"IFERROR(IF(OR(K147=\"\",'Historical scenario - input'!$D132=\"\"),\"\",K147/'Historical scenario - input'!$D132),\"\")","v":""},{"$f":"IFERROR(IF(OR(L147=\"\",'Historical scenario - input'!$D132=\"\"),\"\",L147/'Historical scenario - input'!$D132),\"\")","v":""},{"$f":"IFERROR(IF(OR(M147=\"\",'Historical scenario - input'!$D132=\"\"),\"\",M147/'Historical scenario - input'!$D132),\"\")","v":""},{"$f":"IFERROR(IF(OR(N147=\"\",'Historical scenario - input'!$D132=\"\"),\"\",N147/'Historical scenario - input'!$D132),\"\")","v":""},{"$f":"IFERROR(IF(OR(O147=\"\",'Historical scenario - input'!$D132=\"\"),\"\",O147/'Historical scenario - input'!$D132),\"\")","v":""},{"$f":"IFERROR(IF(OR(P147=\"\",'Historical scenario - input'!$D132=\"\"),\"\",P147/'Historical scenario - input'!$D132),\"\")","v":""},{"$f":"IFERROR(IF(OR(Q147=\"\",'Historical scenario - input'!$D132=\"\"),\"\",Q147/'Historical scenario - input'!$D132),\"\")","v":""},{"$f":"IFERROR(IF(OR(R147=\"\",'Historical scenario - input'!$D132=\"\"),\"\",R147/'Historical scenario - input'!$D132),\"\")","v":""},{"$f":"IFERROR(IF(OR(S147=\"\",'Historical scenario - input'!$D132=\"\"),\"\",S147/'Historical scenario - input'!$D132),\"\")","v":""},{"$f":"IFERROR(IF(OR(T147=\"\",'Historical scenario - input'!$D132=\"\"),\"\",T147/'Historical scenario - input'!$D132),\"\")","v":""},{"$f":"IFERROR(IF(OR(U147=\"\",'Historical scenario - input'!$D132=\"\"),\"\",U147/'Historical scenario - input'!$D132),\"\")","v":""},{"$f":"IFERROR(IF(OR(V147=\"\",'Historical scenario - input'!$D132=\"\"),\"\",V147/'Historical scenario - input'!$D132),\"\")","v":""},{"$f":"IFERROR(IF(OR(W147=\"\",'Historical scenario - input'!$D132=\"\"),\"\",W147/'Historical scenario - input'!$D132),\"\")","v":""}]
[{"$f":"IFERROR('Historical scenario - input'!A133,\"\")","v":""},{"$f":"IFERROR('Historical scenario - input'!B133,\"\")","v":0},{"$f":"IFERROR('Historical scenario - input'!C133,\"\")","v":0},{"$f":"IFERROR(repcalc('Historical scenario - input'!$CV133:$GH133,'Historical scenario - input'!$G133,'Historical scenario - input'!$E133,'Historical scenario - input'!$F133,20,TRUE,TRUE),\"\")","v":""},"","","","","","","","","","","","","","","","","","","",{"$f":"IFERROR(IF(OR(D148=\"\",'Historical scenario - input'!$D133=\"\"),\"\",D148/'Historical scenario - input'!$D133),\"\")","v":""},{"$f":"IFERROR(IF(OR(E148=\"\",'Historical scenario - input'!$D133=\"\"),\"\",E148/'Historical scenario - input'!$D133),\"\")","v":""},{"$f":"IFERROR(IF(OR(F148=\"\",'Historical scenario - input'!$D133=\"\"),\"\",F148/'Historical scenario - input'!$D133),\"\")","v":""},{"$f":"IFERROR(IF(OR(G148=\"\",'Historical scenario - input'!$D133=\"\"),\"\",G148/'Historical scenario - input'!$D133),\"\")","v":""},{"$f":"IFERROR(IF(OR(H148=\"\",'Historical scenario - input'!$D133=\"\"),\"\",H148/'Historical scenario - input'!$D133),\"\")","v":""},{"$f":"IFERROR(IF(OR(I148=\"\",'Historical scenario - input'!$D133=\"\"),\"\",I148/'Historical scenario - input'!$D133),\"\")","v":""},{"$f":"IFERROR(IF(OR(J148=\"\",'Historical scenario - input'!$D133=\"\"),\"\",J148/'Historical scenario - input'!$D133),\"\")","v":""},{"$f":"IFERROR(IF(OR(K148=\"\",'Historical scenario - input'!$D133=\"\"),\"\",K148/'Historical scenario - input'!$D133),\"\")","v":""},{"$f":"IFERROR(IF(OR(L148=\"\",'Historical scenario - input'!$D133=\"\"),\"\",L148/'Historical scenario - input'!$D133),\"\")","v":""},{"$f":"IFERROR(IF(OR(M148=\"\",'Historical scenario - input'!$D133=\"\"),\"\",M148/'Historical scenario - input'!$D133),\"\")","v":""},{"$f":"IFERROR(IF(OR(N148=\"\",'Historical scenario - input'!$D133=\"\"),\"\",N148/'Historical scenario - input'!$D133),\"\")","v":""},{"$f":"IFERROR(IF(OR(O148=\"\",'Historical scenario - input'!$D133=\"\"),\"\",O148/'Historical scenario - input'!$D133),\"\")","v":""},{"$f":"IFERROR(IF(OR(P148=\"\",'Historical scenario - input'!$D133=\"\"),\"\",P148/'Historical scenario - input'!$D133),\"\")","v":""},{"$f":"IFERROR(IF(OR(Q148=\"\",'Historical scenario - input'!$D133=\"\"),\"\",Q148/'Historical scenario - input'!$D133),\"\")","v":""},{"$f":"IFERROR(IF(OR(R148=\"\",'Historical scenario - input'!$D133=\"\"),\"\",R148/'Historical scenario - input'!$D133),\"\")","v":""},{"$f":"IFERROR(IF(OR(S148=\"\",'Historical scenario - input'!$D133=\"\"),\"\",S148/'Historical scenario - input'!$D133),\"\")","v":""},{"$f":"IFERROR(IF(OR(T148=\"\",'Historical scenario - input'!$D133=\"\"),\"\",T148/'Historical scenario - input'!$D133),\"\")","v":""},{"$f":"IFERROR(IF(OR(U148=\"\",'Historical scenario - input'!$D133=\"\"),\"\",U148/'Historical scenario - input'!$D133),\"\")","v":""},{"$f":"IFERROR(IF(OR(V148=\"\",'Historical scenario - input'!$D133=\"\"),\"\",V148/'Historical scenario - input'!$D133),\"\")","v":""},{"$f":"IFERROR(IF(OR(W148=\"\",'Historical scenario - input'!$D133=\"\"),\"\",W148/'Historical scenario - input'!$D133),\"\")","v":""}]
[{"$f":"IFERROR('Historical scenario - input'!A134,\"\")","v":""},{"$f":"IFERROR('Historical scenario - input'!B134,\"\")","v":0},{"$f":"IFERROR('Historical scenario - input'!C134,\"\")","v":0},{"$f":"IFERROR(repcalc('Historical scenario - input'!$CV134:$GH134,'Historical scenario - input'!$G134,'Historical scenario - input'!$E134,'Historical scenario - input'!$F134,20,TRUE,TRUE),\"\")","v":""},"","","","","","","","","","","","","","","","","","","",{"$f":"IFERROR(IF(OR(D149=\"\",'Historical scenario - input'!$D134=\"\"),\"\",D149/'Historical scenario - input'!$D134),\"\")","v":""},{"$f":"IFERROR(IF(OR(E149=\"\",'Historical scenario - input'!$D134=\"\"),\"\",E149/'Historical scenario - input'!$D134),\"\")","v":""},{"$f":"IFERROR(IF(OR(F149=\"\",'Historical scenario - input'!$D134=\"\"),\"\",F149/'Historical scenario - input'!$D134),\"\")","v":""},{"$f":"IFERROR(IF(OR(G149=\"\",'Historical scenario - input'!$D134=\"\"),\"\",G149/'Historical scenario - input'!$D134),\"\")","v":""},{"$f":"IFERROR(IF(OR(H149=\"\",'Historical scenario - input'!$D134=\"\"),\"\",H149/'Historical scenario - input'!$D134),\"\")","v":""},{"$f":"IFERROR(IF(OR(I149=\"\",'Historical scenario - input'!$D134=\"\"),\"\",I149/'Historical scenario - input'!$D134),\"\")","v":""},{"$f":"IFERROR(IF(OR(J149=\"\",'Historical scenario - input'!$D134=\"\"),\"\",J149/'Historical scenario - input'!$D134),\"\")","v":""},{"$f":"IFERROR(IF(OR(K149=\"\",'Historical scenario - input'!$D134=\"\"),\"\",K149/'Historical scenario - input'!$D134),\"\")","v":""},{"$f":"IFERROR(IF(OR(L149=\"\",'Historical scenario - input'!$D134=\"\"),\"\",L149/'Historical scenario - input'!$D134),\"\")","v":""},{"$f":"IFERROR(IF(OR(M149=\"\",'Historical scenario - input'!$D134=\"\"),\"\",M149/'Historical scenario - input'!$D134),\"\")","v":""},{"$f":"IFERROR(IF(OR(N149=\"\",'Historical scenario - input'!$D134=\"\"),\"\",N149/'Historical scenario - input'!$D134),\"\")","v":""},{"$f":"IFERROR(IF(OR(O149=\"\",'Historical scenario - input'!$D134=\"\"),\"\",O149/'Historical scenario - input'!$D134),\"\")","v":""},{"$f":"IFERROR(IF(OR(P149=\"\",'Historical scenario - input'!$D134=\"\"),\"\",P149/'Historical scenario - input'!$D134),\"\")","v":""},{"$f":"IFERROR(IF(OR(Q149=\"\",'Historical scenario - input'!$D134=\"\"),\"\",Q149/'Historical scenario - input'!$D134),\"\")","v":""},{"$f":"IFERROR(IF(OR(R149=\"\",'Historical scenario - input'!$D134=\"\"),\"\",R149/'Historical scenario - input'!$D134),\"\")","v":""},{"$f":"IFERROR(IF(OR(S149=\"\",'Historical scenario - input'!$D134=\"\"),\"\",S149/'Historical scenario - input'!$D134),\"\")","v":""},{"$f":"IFERROR(IF(OR(T149=\"\",'Historical scenario - input'!$D134=\"\"),\"\",T149/'Historical scenario - input'!$D134),\"\")","v":""},{"$f":"IFERROR(IF(OR(U149=\"\",'Historical scenario - input'!$D134=\"\"),\"\",U149/'Historical scenario - input'!$D134),\"\")","v":""},{"$f":"IFERROR(IF(OR(V149=\"\",'Historical scenario - input'!$D134=\"\"),\"\",V149/'Historical scenario - input'!$D134),\"\")","v":""},{"$f":"IFERROR(IF(OR(W149=\"\",'Historical scenario - input'!$D134=\"\"),\"\",W149/'Historical scenario - input'!$D134),\"\")","v":""}]
[{"$f":"IFERROR('Historical scenario - input'!A135,\"\")","v":""},{"$f":"IFERROR('Historical scenario - input'!B135,\"\")","v":0},{"$f":"IFERROR('Historical scenario - input'!C135,\"\")","v":0},{"$f":"IFERROR(repcalc('Historical scenario - input'!$CV135:$GH135,'Historical scenario - input'!$G135,'Historical scenario - input'!$E135,'Historical scenario - input'!$F135,20,TRUE,TRUE),\"\")","v":""},"","","","","","","","","","","","","","","","","","","",{"$f":"IFERROR(IF(OR(D150=\"\",'Historical scenario - input'!$D135=\"\"),\"\",D150/'Historical scenario - input'!$D135),\"\")","v":""},{"$f":"IFERROR(IF(OR(E150=\"\",'Historical scenario - input'!$D135=\"\"),\"\",E150/'Historical scenario - input'!$D135),\"\")","v":""},{"$f":"IFERROR(IF(OR(F150=\"\",'Historical scenario - input'!$D135=\"\"),\"\",F150/'Historical scenario - input'!$D135),\"\")","v":""},{"$f":"IFERROR(IF(OR(G150=\"\",'Historical scenario - input'!$D135=\"\"),\"\",G150/'Historical scenario - input'!$D135),\"\")","v":""},{"$f":"IFERROR(IF(OR(H150=\"\",'Historical scenario - input'!$D135=\"\"),\"\",H150/'Historical scenario - input'!$D135),\"\")","v":""},{"$f":"IFERROR(IF(OR(I150=\"\",'Historical scenario - input'!$D135=\"\"),\"\",I150/'Historical scenario - input'!$D135),\"\")","v":""},{"$f":"IFERROR(IF(OR(J150=\"\",'Historical scenario - input'!$D135=\"\"),\"\",J150/'Historical scenario - input'!$D135),\"\")","v":""},{"$f":"IFERROR(IF(OR(K150=\"\",'Historical scenario - input'!$D135=\"\"),\"\",K150/'Historical scenario - input'!$D135),\"\")","v":""},{"$f":"IFERROR(IF(OR(L150=\"\",'Historical scenario - input'!$D135=\"\"),\"\",L150/'Historical scenario - input'!$D135),\"\")","v":""},{"$f":"IFERROR(IF(OR(M150=\"\",'Historical scenario - input'!$D135=\"\"),\"\",M150/'Historical scenario - input'!$D135),\"\")","v":""},{"$f":"IFERROR(IF(OR(N150=\"\",'Historical scenario - input'!$D135=\"\"),\"\",N150/'Historical scenario - input'!$D135),\"\")","v":""},{"$f":"IFERROR(IF(OR(O150=\"\",'Historical scenario - input'!$D135=\"\"),\"\",O150/'Historical scenario - input'!$D135),\"\")","v":""},{"$f":"IFERROR(IF(OR(P150=\"\",'Historical scenario - input'!$D135=\"\"),\"\",P150/'Historical scenario - input'!$D135),\"\")","v":""},{"$f":"IFERROR(IF(OR(Q150=\"\",'Historical scenario - input'!$D135=\"\"),\"\",Q150/'Historical scenario - input'!$D135),\"\")","v":""},{"$f":"IFERROR(IF(OR(R150=\"\",'Historical scenario - input'!$D135=\"\"),\"\",R150/'Historical scenario - input'!$D135),\"\")","v":""},{"$f":"IFERROR(IF(OR(S150=\"\",'Historical scenario - input'!$D135=\"\"),\"\",S150/'Historical scenario - input'!$D135),\"\")","v":""},{"$f":"IFERROR(IF(OR(T150=\"\",'Historical scenario - input'!$D135=\"\"),\"\",T150/'Historical scenario - input'!$D135),\"\")","v":""},{"$f":"IFERROR(IF(OR(U150=\"\",'Historical scenario - input'!$D135=\"\"),\"\",U150/'Historical scenario - input'!$D135),\"\")","v":""},{"$f":"IFERROR(IF(OR(V150=\"\",'Historical scenario - input'!$D135=\"\"),\"\",V150/'Historical scenario - input'!$D135),\"\")","v":""},{"$f":"IFERROR(IF(OR(W150=\"\",'Historical scenario - input'!$D135=\"\"),\"\",W150/'Historical scenario - input'!$D135),\"\")","v":""}]
[{"$f":"IFERROR('Historical scenario - input'!A136,\"\")","v":""},{"$f":"IFERROR('Historical scenario - input'!B136,\"\")","v":0},{"$f":"IFERROR('Historical scenario - input'!C136,\"\")","v":0},{"$f":"IFERROR(repcalc('Historical scenario - input'!$CV136:$GH136,'Historical scenario - input'!$G136,'Historical scenario - input'!$E136,'Historical scenario - input'!$F136,20,TRUE,TRUE),\"\")","v":""},"","","","","","","","","","","","","","","","","","","",{"$f":"IFERROR(IF(OR(D151=\"\",'Historical scenario - input'!$D136=\"\"),\"\",D151/'Historical scenario - input'!$D136),\"\")","v":""},{"$f":"IFERROR(IF(OR(E151=\"\",'Historical scenario - input'!$D136=\"\"),\"\",E151/'Historical scenario - input'!$D136),\"\")","v":""},{"$f":"IFERROR(IF(OR(F151=\"\",'Historical scenario - input'!$D136=\"\"),\"\",F151/'Historical scenario - input'!$D136),\"\")","v":""},{"$f":"IFERROR(IF(OR(G151=\"\",'Historical scenario - input'!$D136=\"\"),\"\",G151/'Historical scenario - input'!$D136),\"\")","v":""},{"$f":"IFERROR(IF(OR(H151=\"\",'Historical scenario - input'!$D136=\"\"),\"\",H151/'Historical scenario - input'!$D136),\"\")","v":""},{"$f":"IFERROR(IF(OR(I151=\"\",'Historical scenario - input'!$D136=\"\"),\"\",I151/'Historical scenario - input'!$D136),\"\")","v":""},{"$f":"IFERROR(IF(OR(J151=\"\",'Historical scenario - input'!$D136=\"\"),\"\",J151/'Historical scenario - input'!$D136),\"\")","v":""},{"$f":"IFERROR(IF(OR(K151=\"\",'Historical scenario - input'!$D136=\"\"),\"\",K151/'Historical scenario - input'!$D136),\"\")","v":""},{"$f":"IFERROR(IF(OR(L151=\"\",'Historical scenario - input'!$D136=\"\"),\"\",L151/'Historical scenario - input'!$D136),\"\")","v":""},{"$f":"IFERROR(IF(OR(M151=\"\",'Historical scenario - input'!$D136=\"\"),\"\",M151/'Historical scenario - input'!$D136),\"\")","v":""},{"$f":"IFERROR(IF(OR(N151=\"\",'Historical scenario - input'!$D136=\"\"),\"\",N151/'Historical scenario - input'!$D136),\"\")","v":""},{"$f":"IFERROR(IF(OR(O151=\"\",'Historical scenario - input'!$D136=\"\"),\"\",O151/'Historical scenario - input'!$D136),\"\")","v":""},{"$f":"IFERROR(IF(OR(P151=\"\",'Historical scenario - input'!$D136=\"\"),\"\",P151/'Historical scenario - input'!$D136),\"\")","v":""},{"$f":"IFERROR(IF(OR(Q151=\"\",'Historical scenario - input'!$D136=\"\"),\"\",Q151/'Historical scenario - input'!$D136),\"\")","v":""},{"$f":"IFERROR(IF(OR(R151=\"\",'Historical scenario - input'!$D136=\"\"),\"\",R151/'Historical scenario - input'!$D136),\"\")","v":""},{"$f":"IFERROR(IF(OR(S151=\"\",'Historical scenario - input'!$D136=\"\"),\"\",S151/'Historical scenario - input'!$D136),\"\")","v":""},{"$f":"IFERROR(IF(OR(T151=\"\",'Historical scenario - input'!$D136=\"\"),\"\",T151/'Historical scenario - input'!$D136),\"\")","v":""},{"$f":"IFERROR(IF(OR(U151=\"\",'Historical scenario - input'!$D136=\"\"),\"\",U151/'Historical scenario - input'!$D136),\"\")","v":""},{"$f":"IFERROR(IF(OR(V151=\"\",'Historical scenario - input'!$D136=\"\"),\"\",V151/'Historical scenario - input'!$D136),\"\")","v":""},{"$f":"IFERROR(IF(OR(W151=\"\",'Historical scenario - input'!$D136=\"\"),\"\",W151/'Historical scenario - input'!$D136),\"\")","v":""}]
[{"$f":"IFERROR('Historical scenario - input'!A137,\"\")","v":""},{"$f":"IFERROR('Historical scenario - input'!B137,\"\")","v":0},{"$f":"IFERROR('Historical scenario - input'!C137,\"\")","v":0},{"$f":"IFERROR(repcalc('Historical scenario - input'!$CV137:$GH137,'Historical scenario - input'!$G137,'Historical scenario - input'!$E137,'Historical scenario - input'!$F137,20,TRUE,TRUE),\"\")","v":""},"","","","","","","","","","","","","","","","","","","",{"$f":"IFERROR(IF(OR(D152=\"\",'Historical scenario - input'!$D137=\"\"),\"\",D152/'Historical scenario - input'!$D137),\"\")","v":""},{"$f":"IFERROR(IF(OR(E152=\"\",'Historical scenario - input'!$D137=\"\"),\"\",E152/'Historical scenario - input'!$D137),\"\")","v":""},{"$f":"IFERROR(IF(OR(F152=\"\",'Historical scenario - input'!$D137=\"\"),\"\",F152/'Historical scenario - input'!$D137),\"\")","v":""},{"$f":"IFERROR(IF(OR(G152=\"\",'Historical scenario - input'!$D137=\"\"),\"\",G152/'Historical scenario - input'!$D137),\"\")","v":""},{"$f":"IFERROR(IF(OR(H152=\"\",'Historical scenario - input'!$D137=\"\"),\"\",H152/'Historical scenario - input'!$D137),\"\")","v":""},{"$f":"IFERROR(IF(OR(I152=\"\",'Historical scenario - input'!$D137=\"\"),\"\",I152/'Historical scenario - input'!$D137),\"\")","v":""},{"$f":"IFERROR(IF(OR(J152=\"\",'Historical scenario - input'!$D137=\"\"),\"\",J152/'Historical scenario - input'!$D137),\"\")","v":""},{"$f":"IFERROR(IF(OR(K152=\"\",'Historical scenario - input'!$D137=\"\"),\"\",K152/'Historical scenario - input'!$D137),\"\")","v":""},{"$f":"IFERROR(IF(OR(L152=\"\",'Historical scenario - input'!$D137=\"\"),\"\",L152/'Historical scenario - input'!$D137),\"\")","v":""},{"$f":"IFERROR(IF(OR(M152=\"\",'Historical scenario - input'!$D137=\"\"),\"\",M152/'Historical scenario - input'!$D137),\"\")","v":""},{"$f":"IFERROR(IF(OR(N152=\"\",'Historical scenario - input'!$D137=\"\"),\"\",N152/'Historical scenario - input'!$D137),\"\")","v":""},{"$f":"IFERROR(IF(OR(O152=\"\",'Historical scenario - input'!$D137=\"\"),\"\",O152/'Historical scenario - input'!$D137),\"\")","v":""},{"$f":"IFERROR(IF(OR(P152=\"\",'Historical scenario - input'!$D137=\"\"),\"\",P152/'Historical scenario - input'!$D137),\"\")","v":""},{"$f":"IFERROR(IF(OR(Q152=\"\",'Historical scenario - input'!$D137=\"\"),\"\",Q152/'Historical scenario - input'!$D137),\"\")","v":""},{"$f":"IFERROR(IF(OR(R152=\"\",'Historical scenario - input'!$D137=\"\"),\"\",R152/'Historical scenario - input'!$D137),\"\")","v":""},{"$f":"IFERROR(IF(OR(S152=\"\",'Historical scenario - input'!$D137=\"\"),\"\",S152/'Historical scenario - input'!$D137),\"\")","v":""},{"$f":"IFERROR(IF(OR(T152=\"\",'Historical scenario - input'!$D137=\"\"),\"\",T152/'Historical scenario - input'!$D137),\"\")","v":""},{"$f":"IFERROR(IF(OR(U152=\"\",'Historical scenario - input'!$D137=\"\"),\"\",U152/'Historical scenario - input'!$D137),\"\")","v":""},{"$f":"IFERROR(IF(OR(V152=\"\",'Historical scenario - input'!$D137=\"\"),\"\",V152/'Historical scenario - input'!$D137),\"\")","v":""},{"$f":"IFERROR(IF(OR(W152=\"\",'Historical scenario - input'!$D137=\"\"),\"\",W152/'Historical scenario - input'!$D137),\"\")","v":""}]
[{"$f":"IFERROR('Historical scenario - input'!A138,\"\")","v":""},{"$f":"IFERROR('Historical scenario - input'!B138,\"\")","v":0},{"$f":"IFERROR('Historical scenario - input'!C138,\"\")","v":0},{"$f":"IFERROR(repcalc('Historical scenario - input'!$CV138:$GH138,'Historical scenario - input'!$G138,'Historical scenario - input'!$E138,'Historical scenario - input'!$F138,20,TRUE,TRUE),\"\")","v":""},"","","","","","","","","","","","","","","","","","","",{"$f":"IFERROR(IF(OR(D153=\"\",'Historical scenario - input'!$D138=\"\"),\"\",D153/'Historical scenario - input'!$D138),\"\")","v":""},{"$f":"IFERROR(IF(OR(E153=\"\",'Historical scenario - input'!$D138=\"\"),\"\",E153/'Historical scenario - input'!$D138),\"\")","v":""},{"$f":"IFERROR(IF(OR(F153=\"\",'Historical scenario - input'!$D138=\"\"),\"\",F153/'Historical scenario - input'!$D138),\"\")","v":""},{"$f":"IFERROR(IF(OR(G153=\"\",'Historical scenario - input'!$D138=\"\"),\"\",G153/'Historical scenario - input'!$D138),\"\")","v":""},{"$f":"IFERROR(IF(OR(H153=\"\",'Historical scenario - input'!$D138=\"\"),\"\",H153/'Historical scenario - input'!$D138),\"\")","v":""},{"$f":"IFERROR(IF(OR(I153=\"\",'Historical scenario - input'!$D138=\"\"),\"\",I153/'Historical scenario - input'!$D138),\"\")","v":""},{"$f":"IFERROR(IF(OR(J153=\"\",'Historical scenario - input'!$D138=\"\"),\"\",J153/'Historical scenario - input'!$D138),\"\")","v":""},{"$f":"IFERROR(IF(OR(K153=\"\",'Historical scenario - input'!$D138=\"\"),\"\",K153/'Historical scenario - input'!$D138),\"\")","v":""},{"$f":"IFERROR(IF(OR(L153=\"\",'Historical scenario - input'!$D138=\"\"),\"\",L153/'Historical scenario - input'!$D138),\"\")","v":""},{"$f":"IFERROR(IF(OR(M153=\"\",'Historical scenario - input'!$D138=\"\"),\"\",M153/'Historical scenario - input'!$D138),\"\")","v":""},{"$f":"IFERROR(IF(OR(N153=\"\",'Historical scenario - input'!$D138=\"\"),\"\",N153/'Historical scenario - input'!$D138),\"\")","v":""},{"$f":"IFERROR(IF(OR(O153=\"\",'Historical scenario - input'!$D138=\"\"),\"\",O153/'Historical scenario - input'!$D138),\"\")","v":""},{"$f":"IFERROR(IF(OR(P153=\"\",'Historical scenario - input'!$D138=\"\"),\"\",P153/'Historical scenario - input'!$D138),\"\")","v":""},{"$f":"IFERROR(IF(OR(Q153=\"\",'Historical scenario - input'!$D138=\"\"),\"\",Q153/'Historical scenario - input'!$D138),\"\")","v":""},{"$f":"IFERROR(IF(OR(R153=\"\",'Historical scenario - input'!$D138=\"\"),\"\",R153/'Historical scenario - input'!$D138),\"\")","v":""},{"$f":"IFERROR(IF(OR(S153=\"\",'Historical scenario - input'!$D138=\"\"),\"\",S153/'Historical scenario - input'!$D138),\"\")","v":""},{"$f":"IFERROR(IF(OR(T153=\"\",'Historical scenario - input'!$D138=\"\"),\"\",T153/'Historical scenario - input'!$D138),\"\")","v":""},{"$f":"IFERROR(IF(OR(U153=\"\",'Historical scenario - input'!$D138=\"\"),\"\",U153/'Historical scenario - input'!$D138),\"\")","v":""},{"$f":"IFERROR(IF(OR(V153=\"\",'Historical scenario - input'!$D138=\"\"),\"\",V153/'Historical scenario - input'!$D138),\"\")","v":""},{"$f":"IFERROR(IF(OR(W153=\"\",'Historical scenario - input'!$D138=\"\"),\"\",W153/'Historical scenario - input'!$D138),\"\")","v":""}]
[{"$f":"IFERROR('Historical scenario - input'!A139,\"\")","v":""},{"$f":"IFERROR('Historical scenario - input'!B139,\"\")","v":0},{"$f":"IFERROR('Historical scenario - input'!C139,\"\")","v":0},{"$f":"IFERROR(repcalc('Historical scenario - input'!$CV139:$GH139,'Historical scenario - input'!$G139,'Historical scenario - input'!$E139,'Historical scenario - input'!$F139,20,TRUE,TRUE),\"\")","v":""},"","","","","","","","","","","","","","","","","","","",{"$f":"IFERROR(IF(OR(D154=\"\",'Historical scenario - input'!$D139=\"\"),\"\",D154/'Historical scenario - input'!$D139),\"\")","v":""},{"$f":"IFERROR(IF(OR(E154=\"\",'Historical scenario - input'!$D139=\"\"),\"\",E154/'Historical scenario - input'!$D139),\"\")","v":""},{"$f":"IFERROR(IF(OR(F154=\"\",'Historical scenario - input'!$D139=\"\"),\"\",F154/'Historical scenario - input'!$D139),\"\")","v":""},{"$f":"IFERROR(IF(OR(G154=\"\",'Historical scenario - input'!$D139=\"\"),\"\",G154/'Historical scenario - input'!$D139),\"\")","v":""},{"$f":"IFERROR(IF(OR(H154=\"\",'Historical scenario - input'!$D139=\"\"),\"\",H154/'Historical scenario - input'!$D139),\"\")","v":""},{"$f":"IFERROR(IF(OR(I154=\"\",'Historical scenario - input'!$D139=\"\"),\"\",I154/'Historical scenario - input'!$D139),\"\")","v":""},{"$f":"IFERROR(IF(OR(J154=\"\",'Historical scenario - input'!$D139=\"\"),\"\",J154/'Historical scenario - input'!$D139),\"\")","v":""},{"$f":"IFERROR(IF(OR(K154=\"\",'Historical scenario - input'!$D139=\"\"),\"\",K154/'Historical scenario - input'!$D139),\"\")","v":""},{"$f":"IFERROR(IF(OR(L154=\"\",'Historical scenario - input'!$D139=\"\"),\"\",L154/'Historical scenario - input'!$D139),\"\")","v":""},{"$f":"IFERROR(IF(OR(M154=\"\",'Historical scenario - input'!$D139=\"\"),\"\",M154/'Historical scenario - input'!$D139),\"\")","v":""},{"$f":"IFERROR(IF(OR(N154=\"\",'Historical scenario - input'!$D139=\"\"),\"\",N154/'Historical scenario - input'!$D139),\"\")","v":""},{"$f":"IFERROR(IF(OR(O154=\"\",'Historical scenario - input'!$D139=\"\"),\"\",O154/'Historical scenario - input'!$D139),\"\")","v":""},{"$f":"IFERROR(IF(OR(P154=\"\",'Historical scenario - input'!$D139=\"\"),\"\",P154/'Historical scenario - input'!$D139),\"\")","v":""},{"$f":"IFERROR(IF(OR(Q154=\"\",'Historical scenario - input'!$D139=\"\"),\"\",Q154/'Historical scenario - input'!$D139),\"\")","v":""},{"$f":"IFERROR(IF(OR(R154=\"\",'Historical scenario - input'!$D139=\"\"),\"\",R154/'Historical scenario - input'!$D139),\"\")","v":""},{"$f":"IFERROR(IF(OR(S154=\"\",'Historical scenario - input'!$D139=\"\"),\"\",S154/'Historical scenario - input'!$D139),\"\")","v":""},{"$f":"IFERROR(IF(OR(T154=\"\",'Historical scenario - input'!$D139=\"\"),\"\",T154/'Historical scenario - input'!$D139),\"\")","v":""},{"$f":"IFERROR(IF(OR(U154=\"\",'Historical scenario - input'!$D139=\"\"),\"\",U154/'Historical scenario - input'!$D139),\"\")","v":""},{"$f":"IFERROR(IF(OR(V154=\"\",'Historical scenario - input'!$D139=\"\"),\"\",V154/'Historical scenario - input'!$D139),\"\")","v":""},{"$f":"IFERROR(IF(OR(W154=\"\",'Historical scenario - input'!$D139=\"\"),\"\",W154/'Historical scenario - input'!$D139),\"\")","v":""}]
[{"$f":"IFERROR('Historical scenario - input'!A140,\"\")","v":""},{"$f":"IFERROR('Historical scenario - input'!B140,\"\")","v":0},{"$f":"IFERROR('Historical scenario - input'!C140,\"\")","v":0},{"$f":"IFERROR(repcalc('Historical scenario - input'!$CV140:$GH140,'Historical scenario - input'!$G140,'Historical scenario - input'!$E140,'Historical scenario - input'!$F140,20,TRUE,TRUE),\"\")","v":""},"","","","","","","","","","","","","","","","","","","",{"$f":"IFERROR(IF(OR(D155=\"\",'Historical scenario - input'!$D140=\"\"),\"\",D155/'Historical scenario - input'!$D140),\"\")","v":""},{"$f":"IFERROR(IF(OR(E155=\"\",'Historical scenario - input'!$D140=\"\"),\"\",E155/'Historical scenario - input'!$D140),\"\")","v":""},{"$f":"IFERROR(IF(OR(F155=\"\",'Historical scenario - input'!$D140=\"\"),\"\",F155/'Historical scenario - input'!$D140),\"\")","v":""},{"$f":"IFERROR(IF(OR(G155=\"\",'Historical scenario - input'!$D140=\"\"),\"\",G155/'Historical scenario - input'!$D140),\"\")","v":""},{"$f":"IFERROR(IF(OR(H155=\"\",'Historical scenario - input'!$D140=\"\"),\"\",H155/'Historical scenario - input'!$D140),\"\")","v":""},{"$f":"IFERROR(IF(OR(I155=\"\",'Historical scenario - input'!$D140=\"\"),\"\",I155/'Historical scenario - input'!$D140),\"\")","v":""},{"$f":"IFERROR(IF(OR(J155=\"\",'Historical scenario - input'!$D140=\"\"),\"\",J155/'Historical scenario - input'!$D140),\"\")","v":""},{"$f":"IFERROR(IF(OR(K155=\"\",'Historical scenario - input'!$D140=\"\"),\"\",K155/'Historical scenario - input'!$D140),\"\")","v":""},{"$f":"IFERROR(IF(OR(L155=\"\",'Historical scenario - input'!$D140=\"\"),\"\",L155/'Historical scenario - input'!$D140),\"\")","v":""},{"$f":"IFERROR(IF(OR(M155=\"\",'Historical scenario - input'!$D140=\"\"),\"\",M155/'Historical scenario - input'!$D140),\"\")","v":""},{"$f":"IFERROR(IF(OR(N155=\"\",'Historical scenario - input'!$D140=\"\"),\"\",N155/'Historical scenario - input'!$D140),\"\")","v":""},{"$f":"IFERROR(IF(OR(O155=\"\",'Historical scenario - input'!$D140=\"\"),\"\",O155/'Historical scenario - input'!$D140),\"\")","v":""},{"$f":"IFERROR(IF(OR(P155=\"\",'Historical scenario - input'!$D140=\"\"),\"\",P155/'Historical scenario - input'!$D140),\"\")","v":""},{"$f":"IFERROR(IF(OR(Q155=\"\",'Historical scenario - input'!$D140=\"\"),\"\",Q155/'Historical scenario - input'!$D140),\"\")","v":""},{"$f":"IFERROR(IF(OR(R155=\"\",'Historical scenario - input'!$D140=\"\"),\"\",R155/'Historical scenario - input'!$D140),\"\")","v":""},{"$f":"IFERROR(IF(OR(S155=\"\",'Historical scenario - input'!$D140=\"\"),\"\",S155/'Historical scenario - input'!$D140),\"\")","v":""},{"$f":"IFERROR(IF(OR(T155=\"\",'Historical scenario - input'!$D140=\"\"),\"\",T155/'Historical scenario - input'!$D140),\"\")","v":""},{"$f":"IFERROR(IF(OR(U155=\"\",'Historical scenario - input'!$D140=\"\"),\"\",U155/'Historical scenario - input'!$D140),\"\")","v":""},{"$f":"IFERROR(IF(OR(V155=\"\",'Historical scenario - input'!$D140=\"\"),\"\",V155/'Historical scenario - input'!$D140),\"\")","v":""},{"$f":"IFERROR(IF(OR(W155=\"\",'Historical scenario - input'!$D140=\"\"),\"\",W155/'Historical scenario - input'!$D140),\"\")","v":""}]
[{"$f":"IFERROR('Historical scenario - input'!A141,\"\")","v":""},{"$f":"IFERROR('Historical scenario - input'!B141,\"\")","v":0},{"$f":"IFERROR('Historical scenario - input'!C141,\"\")","v":0},{"$f":"IFERROR(repcalc('Historical scenario - input'!$CV141:$GH141,'Historical scenario - input'!$G141,'Historical scenario - input'!$E141,'Historical scenario - input'!$F141,20,TRUE,TRUE),\"\")","v":""},"","","","","","","","","","","","","","","","","","","",{"$f":"IFERROR(IF(OR(D156=\"\",'Historical scenario - input'!$D141=\"\"),\"\",D156/'Historical scenario - input'!$D141),\"\")","v":""},{"$f":"IFERROR(IF(OR(E156=\"\",'Historical scenario - input'!$D141=\"\"),\"\",E156/'Historical scenario - input'!$D141),\"\")","v":""},{"$f":"IFERROR(IF(OR(F156=\"\",'Historical scenario - input'!$D141=\"\"),\"\",F156/'Historical scenario - input'!$D141),\"\")","v":""},{"$f":"IFERROR(IF(OR(G156=\"\",'Historical scenario - input'!$D141=\"\"),\"\",G156/'Historical scenario - input'!$D141),\"\")","v":""},{"$f":"IFERROR(IF(OR(H156=\"\",'Historical scenario - input'!$D141=\"\"),\"\",H156/'Historical scenario - input'!$D141),\"\")","v":""},{"$f":"IFERROR(IF(OR(I156=\"\",'Historical scenario - input'!$D141=\"\"),\"\",I156/'Historical scenario - input'!$D141),\"\")","v":""},{"$f":"IFERROR(IF(OR(J156=\"\",'Historical scenario - input'!$D141=\"\"),\"\",J156/'Historical scenario - input'!$D141),\"\")","v":""},{"$f":"IFERROR(IF(OR(K156=\"\",'Historical scenario - input'!$D141=\"\"),\"\",K156/'Historical scenario - input'!$D141),\"\")","v":""},{"$f":"IFERROR(IF(OR(L156=\"\",'Historical scenario - input'!$D141=\"\"),\"\",L156/'Historical scenario - input'!$D141),\"\")","v":""},{"$f":"IFERROR(IF(OR(M156=\"\",'Historical scenario - input'!$D141=\"\"),\"\",M156/'Historical scenario - input'!$D141),\"\")","v":""},{"$f":"IFERROR(IF(OR(N156=\"\",'Historical scenario - input'!$D141=\"\"),\"\",N156/'Historical scenario - input'!$D141),\"\")","v":""},{"$f":"IFERROR(IF(OR(O156=\"\",'Historical scenario - input'!$D141=\"\"),\"\",O156/'Historical scenario - input'!$D141),\"\")","v":""},{"$f":"IFERROR(IF(OR(P156=\"\",'Historical scenario - input'!$D141=\"\"),\"\",P156/'Historical scenario - input'!$D141),\"\")","v":""},{"$f":"IFERROR(IF(OR(Q156=\"\",'Historical scenario - input'!$D141=\"\"),\"\",Q156/'Historical scenario - input'!$D141),\"\")","v":""},{"$f":"IFERROR(IF(OR(R156=\"\",'Historical scenario - input'!$D141=\"\"),\"\",R156/'Historical scenario - input'!$D141),\"\")","v":""},{"$f":"IFERROR(IF(OR(S156=\"\",'Historical scenario - input'!$D141=\"\"),\"\",S156/'Historical scenario - input'!$D141),\"\")","v":""},{"$f":"IFERROR(IF(OR(T156=\"\",'Historical scenario - input'!$D141=\"\"),\"\",T156/'Historical scenario - input'!$D141),\"\")","v":""},{"$f":"IFERROR(IF(OR(U156=\"\",'Historical scenario - input'!$D141=\"\"),\"\",U156/'Historical scenario - input'!$D141),\"\")","v":""},{"$f":"IFERROR(IF(OR(V156=\"\",'Historical scenario - input'!$D141=\"\"),\"\",V156/'Historical scenario - input'!$D141),\"\")","v":""},{"$f":"IFERROR(IF(OR(W156=\"\",'Historical scenario - input'!$D141=\"\"),\"\",W156/'Historical scenario - input'!$D141),\"\")","v":""}]
[{"$f":"IFERROR('Historical scenario - input'!A142,\"\")","v":""},{"$f":"IFERROR('Historical scenario - input'!B142,\"\")","v":0},{"$f":"IFERROR('Historical scenario - input'!C142,\"\")","v":0},{"$f":"IFERROR(repcalc('Historical scenario - input'!$CV142:$GH142,'Historical scenario - input'!$G142,'Historical scenario - input'!$E142,'Historical scenario - input'!$F142,20,TRUE,TRUE),\"\")","v":""},"","","","","","","","","","","","","","","","","","","",{"$f":"IFERROR(IF(OR(D157=\"\",'Historical scenario - input'!$D142=\"\"),\"\",D157/'Historical scenario - input'!$D142),\"\")","v":""},{"$f":"IFERROR(IF(OR(E157=\"\",'Historical scenario - input'!$D142=\"\"),\"\",E157/'Historical scenario - input'!$D142),\"\")","v":""},{"$f":"IFERROR(IF(OR(F157=\"\",'Historical scenario - input'!$D142=\"\"),\"\",F157/'Historical scenario - input'!$D142),\"\")","v":""},{"$f":"IFERROR(IF(OR(G157=\"\",'Historical scenario - input'!$D142=\"\"),\"\",G157/'Historical scenario - input'!$D142),\"\")","v":""},{"$f":"IFERROR(IF(OR(H157=\"\",'Historical scenario - input'!$D142=\"\"),\"\",H157/'Historical scenario - input'!$D142),\"\")","v":""},{"$f":"IFERROR(IF(OR(I157=\"\",'Historical scenario - input'!$D142=\"\"),\"\",I157/'Historical scenario - input'!$D142),\"\")","v":""},{"$f":"IFERROR(IF(OR(J157=\"\",'Historical scenario - input'!$D142=\"\"),\"\",J157/'Historical scenario - input'!$D142),\"\")","v":""},{"$f":"IFERROR(IF(OR(K157=\"\",'Historical scenario - input'!$D142=\"\"),\"\",K157/'Historical scenario - input'!$D142),\"\")","v":""},{"$f":"IFERROR(IF(OR(L157=\"\",'Historical scenario - input'!$D142=\"\"),\"\",L157/'Historical scenario - input'!$D142),\"\")","v":""},{"$f":"IFERROR(IF(OR(M157=\"\",'Historical scenario - input'!$D142=\"\"),\"\",M157/'Historical scenario - input'!$D142),\"\")","v":""},{"$f":"IFERROR(IF(OR(N157=\"\",'Historical scenario - input'!$D142=\"\"),\"\",N157/'Historical scenario - input'!$D142),\"\")","v":""},{"$f":"IFERROR(IF(OR(O157=\"\",'Historical scenario - input'!$D142=\"\"),\"\",O157/'Historical scenario - input'!$D142),\"\")","v":""},{"$f":"IFERROR(IF(OR(P157=\"\",'Historical scenario - input'!$D142=\"\"),\"\",P157/'Historical scenario - input'!$D142),\"\")","v":""},{"$f":"IFERROR(IF(OR(Q157=\"\",'Historical scenario - input'!$D142=\"\"),\"\",Q157/'Historical scenario - input'!$D142),\"\")","v":""},{"$f":"IFERROR(IF(OR(R157=\"\",'Historical scenario - input'!$D142=\"\"),\"\",R157/'Historical scenario - input'!$D142),\"\")","v":""},{"$f":"IFERROR(IF(OR(S157=\"\",'Historical scenario - input'!$D142=\"\"),\"\",S157/'Historical scenario - input'!$D142),\"\")","v":""},{"$f":"IFERROR(IF(OR(T157=\"\",'Historical scenario - input'!$D142=\"\"),\"\",T157/'Historical scenario - input'!$D142),\"\")","v":""},{"$f":"IFERROR(IF(OR(U157=\"\",'Historical scenario - input'!$D142=\"\"),\"\",U157/'Historical scenario - input'!$D142),\"\")","v":""},{"$f":"IFERROR(IF(OR(V157=\"\",'Historical scenario - input'!$D142=\"\"),\"\",V157/'Historical scenario - input'!$D142),\"\")","v":""},{"$f":"IFERROR(IF(OR(W157=\"\",'Historical scenario - input'!$D142=\"\"),\"\",W157/'Historical scenario - input'!$D142),\"\")","v":""}]
[{"$f":"IFERROR('Historical scenario - input'!A143,\"\")","v":""},{"$f":"IFERROR('Historical scenario - input'!B143,\"\")","v":0},{"$f":"IFERROR('Historical scenario - input'!C143,\"\")","v":0},{"$f":"IFERROR(repcalc('Historical scenario - input'!$CV143:$GH143,'Historical scenario - input'!$G143,'Historical scenario - input'!$E143,'Historical scenario - input'!$F143,20,TRUE,TRUE),\"\")","v":""},"","","","","","","","","","","","","","","","","","","",{"$f":"IFERROR(IF(OR(D158=\"\",'Historical scenario - input'!$D143=\"\"),\"\",D158/'Historical scenario - input'!$D143),\"\")","v":""},{"$f":"IFERROR(IF(OR(E158=\"\",'Historical scenario - input'!$D143=\"\"),\"\",E158/'Historical scenario - input'!$D143),\"\")","v":""},{"$f":"IFERROR(IF(OR(F158=\"\",'Historical scenario - input'!$D143=\"\"),\"\",F158/'Historical scenario - input'!$D143),\"\")","v":""},{"$f":"IFERROR(IF(OR(G158=\"\",'Historical scenario - input'!$D143=\"\"),\"\",G158/'Historical scenario - input'!$D143),\"\")","v":""},{"$f":"IFERROR(IF(OR(H158=\"\",'Historical scenario - input'!$D143=\"\"),\"\",H158/'Historical scenario - input'!$D143),\"\")","v":""},{"$f":"IFERROR(IF(OR(I158=\"\",'Historical scenario - input'!$D143=\"\"),\"\",I158/'Historical scenario - input'!$D143),\"\")","v":""},{"$f":"IFERROR(IF(OR(J158=\"\",'Historical scenario - input'!$D143=\"\"),\"\",J158/'Historical scenario - input'!$D143),\"\")","v":""},{"$f":"IFERROR(IF(OR(K158=\"\",'Historical scenario - input'!$D143=\"\"),\"\",K158/'Historical scenario - input'!$D143),\"\")","v":""},{"$f":"IFERROR(IF(OR(L158=\"\",'Historical scenario - input'!$D143=\"\"),\"\",L158/'Historical scenario - input'!$D143),\"\")","v":""},{"$f":"IFERROR(IF(OR(M158=\"\",'Historical scenario - input'!$D143=\"\"),\"\",M158/'Historical scenario - input'!$D143),\"\")","v":""},{"$f":"IFERROR(IF(OR(N158=\"\",'Historical scenario - input'!$D143=\"\"),\"\",N158/'Historical scenario - input'!$D143),\"\")","v":""},{"$f":"IFERROR(IF(OR(O158=\"\",'Historical scenario - input'!$D143=\"\"),\"\",O158/'Historical scenario - input'!$D143),\"\")","v":""},{"$f":"IFERROR(IF(OR(P158=\"\",'Historical scenario - input'!$D143=\"\"),\"\",P158/'Historical scenario - input'!$D143),\"\")","v":""},{"$f":"IFERROR(IF(OR(Q158=\"\",'Historical scenario - input'!$D143=\"\"),\"\",Q158/'Historical scenario - input'!$D143),\"\")","v":""},{"$f":"IFERROR(IF(OR(R158=\"\",'Historical scenario - input'!$D143=\"\"),\"\",R158/'Historical scenario - input'!$D143),\"\")","v":""},{"$f":"IFERROR(IF(OR(S158=\"\",'Historical scenario - input'!$D143=\"\"),\"\",S158/'Historical scenario - input'!$D143),\"\")","v":""},{"$f":"IFERROR(IF(OR(T158=\"\",'Historical scenario - input'!$D143=\"\"),\"\",T158/'Historical scenario - input'!$D143),\"\")","v":""},{"$f":"IFERROR(IF(OR(U158=\"\",'Historical scenario - input'!$D143=\"\"),\"\",U158/'Historical scenario - input'!$D143),\"\")","v":""},{"$f":"IFERROR(IF(OR(V158=\"\",'Historical scenario - input'!$D143=\"\"),\"\",V158/'Historical scenario - input'!$D143),\"\")","v":""},{"$f":"IFERROR(IF(OR(W158=\"\",'Historical scenario - input'!$D143=\"\"),\"\",W158/'Historical scenario - input'!$D143),\"\")","v":""}]
[{"$f":"IFERROR('Historical scenario - input'!A144,\"\")","v":""},{"$f":"IFERROR('Historical scenario - input'!B144,\"\")","v":0},{"$f":"IFERROR('Historical scenario - input'!C144,\"\")","v":0},{"$f":"IFERROR(repcalc('Historical scenario - input'!$CV144:$GH144,'Historical scenario - input'!$G144,'Historical scenario - input'!$E144,'Historical scenario - input'!$F144,20,TRUE,TRUE),\"\")","v":""},"","","","","","","","","","","","","","","","","","","",{"$f":"IFERROR(IF(OR(D159=\"\",'Historical scenario - input'!$D144=\"\"),\"\",D159/'Historical scenario - input'!$D144),\"\")","v":""},{"$f":"IFERROR(IF(OR(E159=\"\",'Historical scenario - input'!$D144=\"\"),\"\",E159/'Historical scenario - input'!$D144),\"\")","v":""},{"$f":"IFERROR(IF(OR(F159=\"\",'Historical scenario - input'!$D144=\"\"),\"\",F159/'Historical scenario - input'!$D144),\"\")","v":""},{"$f":"IFERROR(IF(OR(G159=\"\",'Historical scenario - input'!$D144=\"\"),\"\",G159/'Historical scenario - input'!$D144),\"\")","v":""},{"$f":"IFERROR(IF(OR(H159=\"\",'Historical scenario - input'!$D144=\"\"),\"\",H159/'Historical scenario - input'!$D144),\"\")","v":""},{"$f":"IFERROR(IF(OR(I159=\"\",'Historical scenario - input'!$D144=\"\"),\"\",I159/'Historical scenario - input'!$D144),\"\")","v":""},{"$f":"IFERROR(IF(OR(J159=\"\",'Historical scenario - input'!$D144=\"\"),\"\",J159/'Historical scenario - input'!$D144),\"\")","v":""},{"$f":"IFERROR(IF(OR(K159=\"\",'Historical scenario - input'!$D144=\"\"),\"\",K159/'Historical scenario - input'!$D144),\"\")","v":""},{"$f":"IFERROR(IF(OR(L159=\"\",'Historical scenario - input'!$D144=\"\"),\"\",L159/'Historical scenario - input'!$D144),\"\")","v":""},{"$f":"IFERROR(IF(OR(M159=\"\",'Historical scenario - input'!$D144=\"\"),\"\",M159/'Historical scenario - input'!$D144),\"\")","v":""},{"$f":"IFERROR(IF(OR(N159=\"\",'Historical scenario - input'!$D144=\"\"),\"\",N159/'Historical scenario - input'!$D144),\"\")","v":""},{"$f":"IFERROR(IF(OR(O159=\"\",'Historical scenario - input'!$D144=\"\"),\"\",O159/'Historical scenario - input'!$D144),\"\")","v":""},{"$f":"IFERROR(IF(OR(P159=\"\",'Historical scenario - input'!$D144=\"\"),\"\",P159/'Historical scenario - input'!$D144),\"\")","v":""},{"$f":"IFERROR(IF(OR(Q159=\"\",'Historical scenario - input'!$D144=\"\"),\"\",Q159/'Historical scenario - input'!$D144),\"\")","v":""},{"$f":"IFERROR(IF(OR(R159=\"\",'Historical scenario - input'!$D144=\"\"),\"\",R159/'Historical scenario - input'!$D144),\"\")","v":""},{"$f":"IFERROR(IF(OR(S159=\"\",'Historical scenario - input'!$D144=\"\"),\"\",S159/'Historical scenario - input'!$D144),\"\")","v":""},{"$f":"IFERROR(IF(OR(T159=\"\",'Historical scenario - input'!$D144=\"\"),\"\",T159/'Historical scenario - input'!$D144),\"\")","v":""},{"$f":"IFERROR(IF(OR(U159=\"\",'Historical scenario - input'!$D144=\"\"),\"\",U159/'Historical scenario - input'!$D144),\"\")","v":""},{"$f":"IFERROR(IF(OR(V159=\"\",'Historical scenario - input'!$D144=\"\"),\"\",V159/'Historical scenario - input'!$D144),\"\")","v":""},{"$f":"IFERROR(IF(OR(W159=\"\",'Historical scenario - input'!$D144=\"\"),\"\",W159/'Historical scenario - input'!$D144),\"\")","v":""}]
[{"$f":"IFERROR('Historical scenario - input'!A145,\"\")","v":""},{"$f":"IFERROR('Historical scenario - input'!B145,\"\")","v":0},{"$f":"IFERROR('Historical scenario - input'!C145,\"\")","v":0},{"$f":"IFERROR(repcalc('Historical scenario - input'!$CV145:$GH145,'Historical scenario - input'!$G145,'Historical scenario - input'!$E145,'Historical scenario - input'!$F145,20,TRUE,TRUE),\"\")","v":""},"","","","","","","","","","","","","","","","","","","",{"$f":"IFERROR(IF(OR(D160=\"\",'Historical scenario - input'!$D145=\"\"),\"\",D160/'Historical scenario - input'!$D145),\"\")","v":""},{"$f":"IFERROR(IF(OR(E160=\"\",'Historical scenario - input'!$D145=\"\"),\"\",E160/'Historical scenario - input'!$D145),\"\")","v":""},{"$f":"IFERROR(IF(OR(F160=\"\",'Historical scenario - input'!$D145=\"\"),\"\",F160/'Historical scenario - input'!$D145),\"\")","v":""},{"$f":"IFERROR(IF(OR(G160=\"\",'Historical scenario - input'!$D145=\"\"),\"\",G160/'Historical scenario - input'!$D145),\"\")","v":""},{"$f":"IFERROR(IF(OR(H160=\"\",'Historical scenario - input'!$D145=\"\"),\"\",H160/'Historical scenario - input'!$D145),\"\")","v":""},{"$f":"IFERROR(IF(OR(I160=\"\",'Historical scenario - input'!$D145=\"\"),\"\",I160/'Historical scenario - input'!$D145),\"\")","v":""},{"$f":"IFERROR(IF(OR(J160=\"\",'Historical scenario - input'!$D145=\"\"),\"\",J160/'Historical scenario - input'!$D145),\"\")","v":""},{"$f":"IFERROR(IF(OR(K160=\"\",'Historical scenario - input'!$D145=\"\"),\"\",K160/'Historical scenario - input'!$D145),\"\")","v":""},{"$f":"IFERROR(IF(OR(L160=\"\",'Historical scenario - input'!$D145=\"\"),\"\",L160/'Historical scenario - input'!$D145),\"\")","v":""},{"$f":"IFERROR(IF(OR(M160=\"\",'Historical scenario - input'!$D145=\"\"),\"\",M160/'Historical scenario - input'!$D145),\"\")","v":""},{"$f":"IFERROR(IF(OR(N160=\"\",'Historical scenario - input'!$D145=\"\"),\"\",N160/'Historical scenario - input'!$D145),\"\")","v":""},{"$f":"IFERROR(IF(OR(O160=\"\",'Historical scenario - input'!$D145=\"\"),\"\",O160/'Historical scenario - input'!$D145),\"\")","v":""},{"$f":"IFERROR(IF(OR(P160=\"\",'Historical scenario - input'!$D145=\"\"),\"\",P160/'Historical scenario - input'!$D145),\"\")","v":""},{"$f":"IFERROR(IF(OR(Q160=\"\",'Historical scenario - input'!$D145=\"\"),\"\",Q160/'Historical scenario - input'!$D145),\"\")","v":""},{"$f":"IFERROR(IF(OR(R160=\"\",'Historical scenario - input'!$D145=\"\"),\"\",R160/'Historical scenario - input'!$D145),\"\")","v":""},{"$f":"IFERROR(IF(OR(S160=\"\",'Historical scenario - input'!$D145=\"\"),\"\",S160/'Historical scenario - input'!$D145),\"\")","v":""},{"$f":"IFERROR(IF(OR(T160=\"\",'Historical scenario - input'!$D145=\"\"),\"\",T160/'Historical scenario - input'!$D145),\"\")","v":""},{"$f":"IFERROR(IF(OR(U160=\"\",'Historical scenario - input'!$D145=\"\"),\"\",U160/'Historical scenario - input'!$D145),\"\")","v":""},{"$f":"IFERROR(IF(OR(V160=\"\",'Historical scenario - input'!$D145=\"\"),\"\",V160/'Historical scenario - input'!$D145),\"\")","v":""},{"$f":"IFERROR(IF(OR(W160=\"\",'Historical scenario - input'!$D145=\"\"),\"\",W160/'Historical scenario - input'!$D145),\"\")","v":""}]
[{"$f":"IFERROR('Historical scenario - input'!A146,\"\")","v":""},{"$f":"IFERROR('Historical scenario - input'!B146,\"\")","v":0},{"$f":"IFERROR('Historical scenario - input'!C146,\"\")","v":0},{"$f":"IFERROR(repcalc('Historical scenario - input'!$CV146:$GH146,'Historical scenario - input'!$G146,'Historical scenario - input'!$E146,'Historical scenario - input'!$F146,20,TRUE,TRUE),\"\")","v":""},"","","","","","","","","","","","","","","","","","","",{"$f":"IFERROR(IF(OR(D161=\"\",'Historical scenario - input'!$D146=\"\"),\"\",D161/'Historical scenario - input'!$D146),\"\")","v":""},{"$f":"IFERROR(IF(OR(E161=\"\",'Historical scenario - input'!$D146=\"\"),\"\",E161/'Historical scenario - input'!$D146),\"\")","v":""},{"$f":"IFERROR(IF(OR(F161=\"\",'Historical scenario - input'!$D146=\"\"),\"\",F161/'Historical scenario - input'!$D146),\"\")","v":""},{"$f":"IFERROR(IF(OR(G161=\"\",'Historical scenario - input'!$D146=\"\"),\"\",G161/'Historical scenario - input'!$D146),\"\")","v":""},{"$f":"IFERROR(IF(OR(H161=\"\",'Historical scenario - input'!$D146=\"\"),\"\",H161/'Historical scenario - input'!$D146),\"\")","v":""},{"$f":"IFERROR(IF(OR(I161=\"\",'Historical scenario - input'!$D146=\"\"),\"\",I161/'Historical scenario - input'!$D146),\"\")","v":""},{"$f":"IFERROR(IF(OR(J161=\"\",'Historical scenario - input'!$D146=\"\"),\"\",J161/'Historical scenario - input'!$D146),\"\")","v":""},{"$f":"IFERROR(IF(OR(K161=\"\",'Historical scenario - input'!$D146=\"\"),\"\",K161/'Historical scenario - input'!$D146),\"\")","v":""},{"$f":"IFERROR(IF(OR(L161=\"\",'Historical scenario - input'!$D146=\"\"),\"\",L161/'Historical scenario - input'!$D146),\"\")","v":""},{"$f":"IFERROR(IF(OR(M161=\"\",'Historical scenario - input'!$D146=\"\"),\"\",M161/'Historical scenario - input'!$D146),\"\")","v":""},{"$f":"IFERROR(IF(OR(N161=\"\",'Historical scenario - input'!$D146=\"\"),\"\",N161/'Historical scenario - input'!$D146),\"\")","v":""},{"$f":"IFERROR(IF(OR(O161=\"\",'Historical scenario - input'!$D146=\"\"),\"\",O161/'Historical scenario - input'!$D146),\"\")","v":""},{"$f":"IFERROR(IF(OR(P161=\"\",'Historical scenario - input'!$D146=\"\"),\"\",P161/'Historical scenario - input'!$D146),\"\")","v":""},{"$f":"IFERROR(IF(OR(Q161=\"\",'Historical scenario - input'!$D146=\"\"),\"\",Q161/'Historical scenario - input'!$D146),\"\")","v":""},{"$f":"IFERROR(IF(OR(R161=\"\",'Historical scenario - input'!$D146=\"\"),\"\",R161/'Historical scenario - input'!$D146),\"\")","v":""},{"$f":"IFERROR(IF(OR(S161=\"\",'Historical scenario - input'!$D146=\"\"),\"\",S161/'Historical scenario - input'!$D146),\"\")","v":""},{"$f":"IFERROR(IF(OR(T161=\"\",'Historical scenario - input'!$D146=\"\"),\"\",T161/'Historical scenario - input'!$D146),\"\")","v":""},{"$f":"IFERROR(IF(OR(U161=\"\",'Historical scenario - input'!$D146=\"\"),\"\",U161/'Historical scenario - input'!$D146),\"\")","v":""},{"$f":"IFERROR(IF(OR(V161=\"\",'Historical scenario - input'!$D146=\"\"),\"\",V161/'Historical scenario - input'!$D146),\"\")","v":""},{"$f":"IFERROR(IF(OR(W161=\"\",'Historical scenario - input'!$D146=\"\"),\"\",W161/'Historical scenario - input'!$D146),\"\")","v":""}]
[{"$f":"IFERROR('Historical scenario - input'!A147,\"\")","v":""},{"$f":"IFERROR('Historical scenario - input'!B147,\"\")","v":0},{"$f":"IFERROR('Historical scenario - input'!C147,\"\")","v":0},{"$f":"IFERROR(repcalc('Historical scenario - input'!$CV147:$GH147,'Historical scenario - input'!$G147,'Historical scenario - input'!$E147,'Historical scenario - input'!$F147,20,TRUE,TRUE),\"\")","v":""},"","","","","","","","","","","","","","","","","","","",{"$f":"IFERROR(IF(OR(D162=\"\",'Historical scenario - input'!$D147=\"\"),\"\",D162/'Historical scenario - input'!$D147),\"\")","v":""},{"$f":"IFERROR(IF(OR(E162=\"\",'Historical scenario - input'!$D147=\"\"),\"\",E162/'Historical scenario - input'!$D147),\"\")","v":""},{"$f":"IFERROR(IF(OR(F162=\"\",'Historical scenario - input'!$D147=\"\"),\"\",F162/'Historical scenario - input'!$D147),\"\")","v":""},{"$f":"IFERROR(IF(OR(G162=\"\",'Historical scenario - input'!$D147=\"\"),\"\",G162/'Historical scenario - input'!$D147),\"\")","v":""},{"$f":"IFERROR(IF(OR(H162=\"\",'Historical scenario - input'!$D147=\"\"),\"\",H162/'Historical scenario - input'!$D147),\"\")","v":""},{"$f":"IFERROR(IF(OR(I162=\"\",'Historical scenario - input'!$D147=\"\"),\"\",I162/'Historical scenario - input'!$D147),\"\")","v":""},{"$f":"IFERROR(IF(OR(J162=\"\",'Historical scenario - input'!$D147=\"\"),\"\",J162/'Historical scenario - input'!$D147),\"\")","v":""},{"$f":"IFERROR(IF(OR(K162=\"\",'Historical scenario - input'!$D147=\"\"),\"\",K162/'Historical scenario - input'!$D147),\"\")","v":""},{"$f":"IFERROR(IF(OR(L162=\"\",'Historical scenario - input'!$D147=\"\"),\"\",L162/'Historical scenario - input'!$D147),\"\")","v":""},{"$f":"IFERROR(IF(OR(M162=\"\",'Historical scenario - input'!$D147=\"\"),\"\",M162/'Historical scenario - input'!$D147),\"\")","v":""},{"$f":"IFERROR(IF(OR(N162=\"\",'Historical scenario - input'!$D147=\"\"),\"\",N162/'Historical scenario - input'!$D147),\"\")","v":""},{"$f":"IFERROR(IF(OR(O162=\"\",'Historical scenario - input'!$D147=\"\"),\"\",O162/'Historical scenario - input'!$D147),\"\")","v":""},{"$f":"IFERROR(IF(OR(P162=\"\",'Historical scenario - input'!$D147=\"\"),\"\",P162/'Historical scenario - input'!$D147),\"\")","v":""},{"$f":"IFERROR(IF(OR(Q162=\"\",'Historical scenario - input'!$D147=\"\"),\"\",Q162/'Historical scenario - input'!$D147),\"\")","v":""},{"$f":"IFERROR(IF(OR(R162=\"\",'Historical scenario - input'!$D147=\"\"),\"\",R162/'Historical scenario - input'!$D147),\"\")","v":""},{"$f":"IFERROR(IF(OR(S162=\"\",'Historical scenario - input'!$D147=\"\"),\"\",S162/'Historical scenario - input'!$D147),\"\")","v":""},{"$f":"IFERROR(IF(OR(T162=\"\",'Historical scenario - input'!$D147=\"\"),\"\",T162/'Historical scenario - input'!$D147),\"\")","v":""},{"$f":"IFERROR(IF(OR(U162=\"\",'Historical scenario - input'!$D147=\"\"),\"\",U162/'Historical scenario - input'!$D147),\"\")","v":""},{"$f":"IFERROR(IF(OR(V162=\"\",'Historical scenario - input'!$D147=\"\"),\"\",V162/'Historical scenario - input'!$D147),\"\")","v":""},{"$f":"IFERROR(IF(OR(W162=\"\",'Historical scenario - input'!$D147=\"\"),\"\",W162/'Historical scenario - input'!$D147),\"\")","v":""}]
[{"$f":"IFERROR('Historical scenario - input'!A148,\"\")","v":""},{"$f":"IFERROR('Historical scenario - input'!B148,\"\")","v":0},{"$f":"IFERROR('Historical scenario - input'!C148,\"\")","v":0},{"$f":"IFERROR(repcalc('Historical scenario - input'!$CV148:$GH148,'Historical scenario - input'!$G148,'Historical scenario - input'!$E148,'Historical scenario - input'!$F148,20,TRUE,TRUE),\"\")","v":""},"","","","","","","","","","","","","","","","","","","",{"$f":"IFERROR(IF(OR(D163=\"\",'Historical scenario - input'!$D148=\"\"),\"\",D163/'Historical scenario - input'!$D148),\"\")","v":""},{"$f":"IFERROR(IF(OR(E163=\"\",'Historical scenario - input'!$D148=\"\"),\"\",E163/'Historical scenario - input'!$D148),\"\")","v":""},{"$f":"IFERROR(IF(OR(F163=\"\",'Historical scenario - input'!$D148=\"\"),\"\",F163/'Historical scenario - input'!$D148),\"\")","v":""},{"$f":"IFERROR(IF(OR(G163=\"\",'Historical scenario - input'!$D148=\"\"),\"\",G163/'Historical scenario - input'!$D148),\"\")","v":""},{"$f":"IFERROR(IF(OR(H163=\"\",'Historical scenario - input'!$D148=\"\"),\"\",H163/'Historical scenario - input'!$D148),\"\")","v":""},{"$f":"IFERROR(IF(OR(I163=\"\",'Historical scenario - input'!$D148=\"\"),\"\",I163/'Historical scenario - input'!$D148),\"\")","v":""},{"$f":"IFERROR(IF(OR(J163=\"\",'Historical scenario - input'!$D148=\"\"),\"\",J163/'Historical scenario - input'!$D148),\"\")","v":""},{"$f":"IFERROR(IF(OR(K163=\"\",'Historical scenario - input'!$D148=\"\"),\"\",K163/'Historical scenario - input'!$D148),\"\")","v":""},{"$f":"IFERROR(IF(OR(L163=\"\",'Historical scenario - input'!$D148=\"\"),\"\",L163/'Historical scenario - input'!$D148),\"\")","v":""},{"$f":"IFERROR(IF(OR(M163=\"\",'Historical scenario - input'!$D148=\"\"),\"\",M163/'Historical scenario - input'!$D148),\"\")","v":""},{"$f":"IFERROR(IF(OR(N163=\"\",'Historical scenario - input'!$D148=\"\"),\"\",N163/'Historical scenario - input'!$D148),\"\")","v":""},{"$f":"IFERROR(IF(OR(O163=\"\",'Historical scenario - input'!$D148=\"\"),\"\",O163/'Historical scenario - input'!$D148),\"\")","v":""},{"$f":"IFERROR(IF(OR(P163=\"\",'Historical scenario - input'!$D148=\"\"),\"\",P163/'Historical scenario - input'!$D148),\"\")","v":""},{"$f":"IFERROR(IF(OR(Q163=\"\",'Historical scenario - input'!$D148=\"\"),\"\",Q163/'Historical scenario - input'!$D148),\"\")","v":""},{"$f":"IFERROR(IF(OR(R163=\"\",'Historical scenario - input'!$D148=\"\"),\"\",R163/'Historical scenario - input'!$D148),\"\")","v":""},{"$f":"IFERROR(IF(OR(S163=\"\",'Historical scenario - input'!$D148=\"\"),\"\",S163/'Historical scenario - input'!$D148),\"\")","v":""},{"$f":"IFERROR(IF(OR(T163=\"\",'Historical scenario - input'!$D148=\"\"),\"\",T163/'Historical scenario - input'!$D148),\"\")","v":""},{"$f":"IFERROR(IF(OR(U163=\"\",'Historical scenario - input'!$D148=\"\"),\"\",U163/'Historical scenario - input'!$D148),\"\")","v":""},{"$f":"IFERROR(IF(OR(V163=\"\",'Historical scenario - input'!$D148=\"\"),\"\",V163/'Historical scenario - input'!$D148),\"\")","v":""},{"$f":"IFERROR(IF(OR(W163=\"\",'Historical scenario - input'!$D148=\"\"),\"\",W163/'Historical scenario - input'!$D148),\"\")","v":""}]
[{"$f":"IFERROR('Historical scenario - input'!A149,\"\")","v":""},{"$f":"IFERROR('Historical scenario - input'!B149,\"\")","v":0},{"$f":"IFERROR('Historical scenario - input'!C149,\"\")","v":0},{"$f":"IFERROR(repcalc('Historical scenario - input'!$CV149:$GH149,'Historical scenario - input'!$G149,'Historical scenario - input'!$E149,'Historical scenario - input'!$F149,20,TRUE,TRUE),\"\")","v":""},"","","","","","","","","","","","","","","","","","","",{"$f":"IFERROR(IF(OR(D164=\"\",'Historical scenario - input'!$D149=\"\"),\"\",D164/'Historical scenario - input'!$D149),\"\")","v":""},{"$f":"IFERROR(IF(OR(E164=\"\",'Historical scenario - input'!$D149=\"\"),\"\",E164/'Historical scenario - input'!$D149),\"\")","v":""},{"$f":"IFERROR(IF(OR(F164=\"\",'Historical scenario - input'!$D149=\"\"),\"\",F164/'Historical scenario - input'!$D149),\"\")","v":""},{"$f":"IFERROR(IF(OR(G164=\"\",'Historical scenario - input'!$D149=\"\"),\"\",G164/'Historical scenario - input'!$D149),\"\")","v":""},{"$f":"IFERROR(IF(OR(H164=\"\",'Historical scenario - input'!$D149=\"\"),\"\",H164/'Historical scenario - input'!$D149),\"\")","v":""},{"$f":"IFERROR(IF(OR(I164=\"\",'Historical scenario - input'!$D149=\"\"),\"\",I164/'Historical scenario - input'!$D149),\"\")","v":""},{"$f":"IFERROR(IF(OR(J164=\"\",'Historical scenario - input'!$D149=\"\"),\"\",J164/'Historical scenario - input'!$D149),\"\")","v":""},{"$f":"IFERROR(IF(OR(K164=\"\",'Historical scenario - input'!$D149=\"\"),\"\",K164/'Historical scenario - input'!$D149),\"\")","v":""},{"$f":"IFERROR(IF(OR(L164=\"\",'Historical scenario - input'!$D149=\"\"),\"\",L164/'Historical scenario - input'!$D149),\"\")","v":""},{"$f":"IFERROR(IF(OR(M164=\"\",'Historical scenario - input'!$D149=\"\"),\"\",M164/'Historical scenario - input'!$D149),\"\")","v":""},{"$f":"IFERROR(IF(OR(N164=\"\",'Historical scenario - input'!$D149=\"\"),\"\",N164/'Historical scenario - input'!$D149),\"\")","v":""},{"$f":"IFERROR(IF(OR(O164=\"\",'Historical scenario - input'!$D149=\"\"),\"\",O164/'Historical scenario - input'!$D149),\"\")","v":""},{"$f":"IFERROR(IF(OR(P164=\"\",'Historical scenario - input'!$D149=\"\"),\"\",P164/'Historical scenario - input'!$D149),\"\")","v":""},{"$f":"IFERROR(IF(OR(Q164=\"\",'Historical scenario - input'!$D149=\"\"),\"\",Q164/'Historical scenario - input'!$D149),\"\")","v":""},{"$f":"IFERROR(IF(OR(R164=\"\",'Historical scenario - input'!$D149=\"\"),\"\",R164/'Historical scenario - input'!$D149),\"\")","v":""},{"$f":"IFERROR(IF(OR(S164=\"\",'Historical scenario - input'!$D149=\"\"),\"\",S164/'Historical scenario - input'!$D149),\"\")","v":""},{"$f":"IFERROR(IF(OR(T164=\"\",'Historical scenario - input'!$D149=\"\"),\"\",T164/'Historical scenario - input'!$D149),\"\")","v":""},{"$f":"IFERROR(IF(OR(U164=\"\",'Historical scenario - input'!$D149=\"\"),\"\",U164/'Historical scenario - input'!$D149),\"\")","v":""},{"$f":"IFERROR(IF(OR(V164=\"\",'Historical scenario - input'!$D149=\"\"),\"\",V164/'Historical scenario - input'!$D149),\"\")","v":""},{"$f":"IFERROR(IF(OR(W164=\"\",'Historical scenario - input'!$D149=\"\"),\"\",W164/'Historical scenario - input'!$D149),\"\")","v":""}]
[{"$f":"IFERROR('Historical scenario - input'!A150,\"\")","v":""},{"$f":"IFERROR('Historical scenario - input'!B150,\"\")","v":0},{"$f":"IFERROR('Historical scenario - input'!C150,\"\")","v":0},{"$f":"IFERROR(repcalc('Historical scenario - input'!$CV150:$GH150,'Historical scenario - input'!$G150,'Historical scenario - input'!$E150,'Historical scenario - input'!$F150,20,TRUE,TRUE),\"\")","v":""},"","","","","","","","","","","","","","","","","","","",{"$f":"IFERROR(IF(OR(D165=\"\",'Historical scenario - input'!$D150=\"\"),\"\",D165/'Historical scenario - input'!$D150),\"\")","v":""},{"$f":"IFERROR(IF(OR(E165=\"\",'Historical scenario - input'!$D150=\"\"),\"\",E165/'Historical scenario - input'!$D150),\"\")","v":""},{"$f":"IFERROR(IF(OR(F165=\"\",'Historical scenario - input'!$D150=\"\"),\"\",F165/'Historical scenario - input'!$D150),\"\")","v":""},{"$f":"IFERROR(IF(OR(G165=\"\",'Historical scenario - input'!$D150=\"\"),\"\",G165/'Historical scenario - input'!$D150),\"\")","v":""},{"$f":"IFERROR(IF(OR(H165=\"\",'Historical scenario - input'!$D150=\"\"),\"\",H165/'Historical scenario - input'!$D150),\"\")","v":""},{"$f":"IFERROR(IF(OR(I165=\"\",'Historical scenario - input'!$D150=\"\"),\"\",I165/'Historical scenario - input'!$D150),\"\")","v":""},{"$f":"IFERROR(IF(OR(J165=\"\",'Historical scenario - input'!$D150=\"\"),\"\",J165/'Historical scenario - input'!$D150),\"\")","v":""},{"$f":"IFERROR(IF(OR(K165=\"\",'Historical scenario - input'!$D150=\"\"),\"\",K165/'Historical scenario - input'!$D150),\"\")","v":""},{"$f":"IFERROR(IF(OR(L165=\"\",'Historical scenario - input'!$D150=\"\"),\"\",L165/'Historical scenario - input'!$D150),\"\")","v":""},{"$f":"IFERROR(IF(OR(M165=\"\",'Historical scenario - input'!$D150=\"\"),\"\",M165/'Historical scenario - input'!$D150),\"\")","v":""},{"$f":"IFERROR(IF(OR(N165=\"\",'Historical scenario - input'!$D150=\"\"),\"\",N165/'Historical scenario - input'!$D150),\"\")","v":""},{"$f":"IFERROR(IF(OR(O165=\"\",'Historical scenario - input'!$D150=\"\"),\"\",O165/'Historical scenario - input'!$D150),\"\")","v":""},{"$f":"IFERROR(IF(OR(P165=\"\",'Historical scenario - input'!$D150=\"\"),\"\",P165/'Historical scenario - input'!$D150),\"\")","v":""},{"$f":"IFERROR(IF(OR(Q165=\"\",'Historical scenario - input'!$D150=\"\"),\"\",Q165/'Historical scenario - input'!$D150),\"\")","v":""},{"$f":"IFERROR(IF(OR(R165=\"\",'Historical scenario - input'!$D150=\"\"),\"\",R165/'Historical scenario - input'!$D150),\"\")","v":""},{"$f":"IFERROR(IF(OR(S165=\"\",'Historical scenario - input'!$D150=\"\"),\"\",S165/'Historical scenario - input'!$D150),\"\")","v":""},{"$f":"IFERROR(IF(OR(T165=\"\",'Historical scenario - input'!$D150=\"\"),\"\",T165/'Historical scenario - input'!$D150),\"\")","v":""},{"$f":"IFERROR(IF(OR(U165=\"\",'Historical scenario - input'!$D150=\"\"),\"\",U165/'Historical scenario - input'!$D150),\"\")","v":""},{"$f":"IFERROR(IF(OR(V165=\"\",'Historical scenario - input'!$D150=\"\"),\"\",V165/'Historical scenario - input'!$D150),\"\")","v":""},{"$f":"IFERROR(IF(OR(W165=\"\",'Historical scenario - input'!$D150=\"\"),\"\",W165/'Historical scenario - input'!$D150),\"\")","v":""}]
[{"$f":"IFERROR('Historical scenario - input'!A151,\"\")","v":""},{"$f":"IFERROR('Historical scenario - input'!B151,\"\")","v":0},{"$f":"IFERROR('Historical scenario - input'!C151,\"\")","v":0},{"$f":"IFERROR(repcalc('Historical scenario - input'!$CV151:$GH151,'Historical scenario - input'!$G151,'Historical scenario - input'!$E151,'Historical scenario - input'!$F151,20,TRUE,TRUE),\"\")","v":""},"","","","","","","","","","","","","","","","","","","",{"$f":"IFERROR(IF(OR(D166=\"\",'Historical scenario - input'!$D151=\"\"),\"\",D166/'Historical scenario - input'!$D151),\"\")","v":""},{"$f":"IFERROR(IF(OR(E166=\"\",'Historical scenario - input'!$D151=\"\"),\"\",E166/'Historical scenario - input'!$D151),\"\")","v":""},{"$f":"IFERROR(IF(OR(F166=\"\",'Historical scenario - input'!$D151=\"\"),\"\",F166/'Historical scenario - input'!$D151),\"\")","v":""},{"$f":"IFERROR(IF(OR(G166=\"\",'Historical scenario - input'!$D151=\"\"),\"\",G166/'Historical scenario - input'!$D151),\"\")","v":""},{"$f":"IFERROR(IF(OR(H166=\"\",'Historical scenario - input'!$D151=\"\"),\"\",H166/'Historical scenario - input'!$D151),\"\")","v":""},{"$f":"IFERROR(IF(OR(I166=\"\",'Historical scenario - input'!$D151=\"\"),\"\",I166/'Historical scenario - input'!$D151),\"\")","v":""},{"$f":"IFERROR(IF(OR(J166=\"\",'Historical scenario - input'!$D151=\"\"),\"\",J166/'Historical scenario - input'!$D151),\"\")","v":""},{"$f":"IFERROR(IF(OR(K166=\"\",'Historical scenario - input'!$D151=\"\"),\"\",K166/'Historical scenario - input'!$D151),\"\")","v":""},{"$f":"IFERROR(IF(OR(L166=\"\",'Historical scenario - input'!$D151=\"\"),\"\",L166/'Historical scenario - input'!$D151),\"\")","v":""},{"$f":"IFERROR(IF(OR(M166=\"\",'Historical scenario - input'!$D151=\"\"),\"\",M166/'Historical scenario - input'!$D151),\"\")","v":""},{"$f":"IFERROR(IF(OR(N166=\"\",'Historical scenario - input'!$D151=\"\"),\"\",N166/'Historical scenario - input'!$D151),\"\")","v":""},{"$f":"IFERROR(IF(OR(O166=\"\",'Historical scenario - input'!$D151=\"\"),\"\",O166/'Historical scenario - input'!$D151),\"\")","v":""},{"$f":"IFERROR(IF(OR(P166=\"\",'Historical scenario - input'!$D151=\"\"),\"\",P166/'Historical scenario - input'!$D151),\"\")","v":""},{"$f":"IFERROR(IF(OR(Q166=\"\",'Historical scenario - input'!$D151=\"\"),\"\",Q166/'Historical scenario - input'!$D151),\"\")","v":""},{"$f":"IFERROR(IF(OR(R166=\"\",'Historical scenario - input'!$D151=\"\"),\"\",R166/'Historical scenario - input'!$D151),\"\")","v":""},{"$f":"IFERROR(IF(OR(S166=\"\",'Historical scenario - input'!$D151=\"\"),\"\",S166/'Historical scenario - input'!$D151),\"\")","v":""},{"$f":"IFERROR(IF(OR(T166=\"\",'Historical scenario - input'!$D151=\"\"),\"\",T166/'Historical scenario - input'!$D151),\"\")","v":""},{"$f":"IFERROR(IF(OR(U166=\"\",'Historical scenario - input'!$D151=\"\"),\"\",U166/'Historical scenario - input'!$D151),\"\")","v":""},{"$f":"IFERROR(IF(OR(V166=\"\",'Historical scenario - input'!$D151=\"\"),\"\",V166/'Historical scenario - input'!$D151),\"\")","v":""},{"$f":"IFERROR(IF(OR(W166=\"\",'Historical scenario - input'!$D151=\"\"),\"\",W166/'Historical scenario - input'!$D151),\"\")","v":""}]
[{"$f":"IFERROR('Historical scenario - input'!A152,\"\")","v":""},{"$f":"IFERROR('Historical scenario - input'!B152,\"\")","v":0},{"$f":"IFERROR('Historical scenario - input'!C152,\"\")","v":0},{"$f":"IFERROR(repcalc('Historical scenario - input'!$CV152:$GH152,'Historical scenario - input'!$G152,'Historical scenario - input'!$E152,'Historical scenario - input'!$F152,20,TRUE,TRUE),\"\")","v":""},"","","","","","","","","","","","","","","","","","","",{"$f":"IFERROR(IF(OR(D167=\"\",'Historical scenario - input'!$D152=\"\"),\"\",D167/'Historical scenario - input'!$D152),\"\")","v":""},{"$f":"IFERROR(IF(OR(E167=\"\",'Historical scenario - input'!$D152=\"\"),\"\",E167/'Historical scenario - input'!$D152),\"\")","v":""},{"$f":"IFERROR(IF(OR(F167=\"\",'Historical scenario - input'!$D152=\"\"),\"\",F167/'Historical scenario - input'!$D152),\"\")","v":""},{"$f":"IFERROR(IF(OR(G167=\"\",'Historical scenario - input'!$D152=\"\"),\"\",G167/'Historical scenario - input'!$D152),\"\")","v":""},{"$f":"IFERROR(IF(OR(H167=\"\",'Historical scenario - input'!$D152=\"\"),\"\",H167/'Historical scenario - input'!$D152),\"\")","v":""},{"$f":"IFERROR(IF(OR(I167=\"\",'Historical scenario - input'!$D152=\"\"),\"\",I167/'Historical scenario - input'!$D152),\"\")","v":""},{"$f":"IFERROR(IF(OR(J167=\"\",'Historical scenario - input'!$D152=\"\"),\"\",J167/'Historical scenario - input'!$D152),\"\")","v":""},{"$f":"IFERROR(IF(OR(K167=\"\",'Historical scenario - input'!$D152=\"\"),\"\",K167/'Historical scenario - input'!$D152),\"\")","v":""},{"$f":"IFERROR(IF(OR(L167=\"\",'Historical scenario - input'!$D152=\"\"),\"\",L167/'Historical scenario - input'!$D152),\"\")","v":""},{"$f":"IFERROR(IF(OR(M167=\"\",'Historical scenario - input'!$D152=\"\"),\"\",M167/'Historical scenario - input'!$D152),\"\")","v":""},{"$f":"IFERROR(IF(OR(N167=\"\",'Historical scenario - input'!$D152=\"\"),\"\",N167/'Historical scenario - input'!$D152),\"\")","v":""},{"$f":"IFERROR(IF(OR(O167=\"\",'Historical scenario - input'!$D152=\"\"),\"\",O167/'Historical scenario - input'!$D152),\"\")","v":""},{"$f":"IFERROR(IF(OR(P167=\"\",'Historical scenario - input'!$D152=\"\"),\"\",P167/'Historical scenario - input'!$D152),\"\")","v":""},{"$f":"IFERROR(IF(OR(Q167=\"\",'Historical scenario - input'!$D152=\"\"),\"\",Q167/'Historical scenario - input'!$D152),\"\")","v":""},{"$f":"IFERROR(IF(OR(R167=\"\",'Historical scenario - input'!$D152=\"\"),\"\",R167/'Historical scenario - input'!$D152),\"\")","v":""},{"$f":"IFERROR(IF(OR(S167=\"\",'Historical scenario - input'!$D152=\"\"),\"\",S167/'Historical scenario - input'!$D152),\"\")","v":""},{"$f":"IFERROR(IF(OR(T167=\"\",'Historical scenario - input'!$D152=\"\"),\"\",T167/'Historical scenario - input'!$D152),\"\")","v":""},{"$f":"IFERROR(IF(OR(U167=\"\",'Historical scenario - input'!$D152=\"\"),\"\",U167/'Historical scenario - input'!$D152),\"\")","v":""},{"$f":"IFERROR(IF(OR(V167=\"\",'Historical scenario - input'!$D152=\"\"),\"\",V167/'Historical scenario - input'!$D152),\"\")","v":""},{"$f":"IFERROR(IF(OR(W167=\"\",'Historical scenario - input'!$D152=\"\"),\"\",W167/'Historical scenario - input'!$D152),\"\")","v":""}]
[{"$f":"IFERROR('Historical scenario - input'!A153,\"\")","v":""},{"$f":"IFERROR('Historical scenario - input'!B153,\"\")","v":0},{"$f":"IFERROR('Historical scenario - input'!C153,\"\")","v":0},{"$f":"IFERROR(repcalc('Historical scenario - input'!$CV153:$GH153,'Historical scenario - input'!$G153,'Historical scenario - input'!$E153,'Historical scenario - input'!$F153,20,TRUE,TRUE),\"\")","v":""},"","","","","","","","","","","","","","","","","","","",{"$f":"IFERROR(IF(OR(D168=\"\",'Historical scenario - input'!$D153=\"\"),\"\",D168/'Historical scenario - input'!$D153),\"\")","v":""},{"$f":"IFERROR(IF(OR(E168=\"\",'Historical scenario - input'!$D153=\"\"),\"\",E168/'Historical scenario - input'!$D153),\"\")","v":""},{"$f":"IFERROR(IF(OR(F168=\"\",'Historical scenario - input'!$D153=\"\"),\"\",F168/'Historical scenario - input'!$D153),\"\")","v":""},{"$f":"IFERROR(IF(OR(G168=\"\",'Historical scenario - input'!$D153=\"\"),\"\",G168/'Historical scenario - input'!$D153),\"\")","v":""},{"$f":"IFERROR(IF(OR(H168=\"\",'Historical scenario - input'!$D153=\"\"),\"\",H168/'Historical scenario - input'!$D153),\"\")","v":""},{"$f":"IFERROR(IF(OR(I168=\"\",'Historical scenario - input'!$D153=\"\"),\"\",I168/'Historical scenario - input'!$D153),\"\")","v":""},{"$f":"IFERROR(IF(OR(J168=\"\",'Historical scenario - input'!$D153=\"\"),\"\",J168/'Historical scenario - input'!$D153),\"\")","v":""},{"$f":"IFERROR(IF(OR(K168=\"\",'Historical scenario - input'!$D153=\"\"),\"\",K168/'Historical scenario - input'!$D153),\"\")","v":""},{"$f":"IFERROR(IF(OR(L168=\"\",'Historical scenario - input'!$D153=\"\"),\"\",L168/'Historical scenario - input'!$D153),\"\")","v":""},{"$f":"IFERROR(IF(OR(M168=\"\",'Historical scenario - input'!$D153=\"\"),\"\",M168/'Historical scenario - input'!$D153),\"\")","v":""},{"$f":"IFERROR(IF(OR(N168=\"\",'Historical scenario - input'!$D153=\"\"),\"\",N168/'Historical scenario - input'!$D153),\"\")","v":""},{"$f":"IFERROR(IF(OR(O168=\"\",'Historical scenario - input'!$D153=\"\"),\"\",O168/'Historical scenario - input'!$D153),\"\")","v":""},{"$f":"IFERROR(IF(OR(P168=\"\",'Historical scenario - input'!$D153=\"\"),\"\",P168/'Historical scenario - input'!$D153),\"\")","v":""},{"$f":"IFERROR(IF(OR(Q168=\"\",'Historical scenario - input'!$D153=\"\"),\"\",Q168/'Historical scenario - input'!$D153),\"\")","v":""},{"$f":"IFERROR(IF(OR(R168=\"\",'Historical scenario - input'!$D153=\"\"),\"\",R168/'Historical scenario - input'!$D153),\"\")","v":""},{"$f":"IFERROR(IF(OR(S168=\"\",'Historical scenario - input'!$D153=\"\"),\"\",S168/'Historical scenario - input'!$D153),\"\")","v":""},{"$f":"IFERROR(IF(OR(T168=\"\",'Historical scenario - input'!$D153=\"\"),\"\",T168/'Historical scenario - input'!$D153),\"\")","v":""},{"$f":"IFERROR(IF(OR(U168=\"\",'Historical scenario - input'!$D153=\"\"),\"\",U168/'Historical scenario - input'!$D153),\"\")","v":""},{"$f":"IFERROR(IF(OR(V168=\"\",'Historical scenario - input'!$D153=\"\"),\"\",V168/'Historical scenario - input'!$D153),\"\")","v":""},{"$f":"IFERROR(IF(OR(W168=\"\",'Historical scenario - input'!$D153=\"\"),\"\",W168/'Historical scenario - input'!$D153),\"\")","v":""}]
[{"$f":"IFERROR('Historical scenario - input'!A154,\"\")","v":""},{"$f":"IFERROR('Historical scenario - input'!B154,\"\")","v":0},{"$f":"IFERROR('Historical scenario - input'!C154,\"\")","v":0},{"$f":"IFERROR(repcalc('Historical scenario - input'!$CV154:$GH154,'Historical scenario - input'!$G154,'Historical scenario - input'!$E154,'Historical scenario - input'!$F154,20,TRUE,TRUE),\"\")","v":""},"","","","","","","","","","","","","","","","","","","",{"$f":"IFERROR(IF(OR(D169=\"\",'Historical scenario - input'!$D154=\"\"),\"\",D169/'Historical scenario - input'!$D154),\"\")","v":""},{"$f":"IFERROR(IF(OR(E169=\"\",'Historical scenario - input'!$D154=\"\"),\"\",E169/'Historical scenario - input'!$D154),\"\")","v":""},{"$f":"IFERROR(IF(OR(F169=\"\",'Historical scenario - input'!$D154=\"\"),\"\",F169/'Historical scenario - input'!$D154),\"\")","v":""},{"$f":"IFERROR(IF(OR(G169=\"\",'Historical scenario - input'!$D154=\"\"),\"\",G169/'Historical scenario - input'!$D154),\"\")","v":""},{"$f":"IFERROR(IF(OR(H169=\"\",'Historical scenario - input'!$D154=\"\"),\"\",H169/'Historical scenario - input'!$D154),\"\")","v":""},{"$f":"IFERROR(IF(OR(I169=\"\",'Historical scenario - input'!$D154=\"\"),\"\",I169/'Historical scenario - input'!$D154),\"\")","v":""},{"$f":"IFERROR(IF(OR(J169=\"\",'Historical scenario - input'!$D154=\"\"),\"\",J169/'Historical scenario - input'!$D154),\"\")","v":""},{"$f":"IFERROR(IF(OR(K169=\"\",'Historical scenario - input'!$D154=\"\"),\"\",K169/'Historical scenario - input'!$D154),\"\")","v":""},{"$f":"IFERROR(IF(OR(L169=\"\",'Historical scenario - input'!$D154=\"\"),\"\",L169/'Historical scenario - input'!$D154),\"\")","v":""},{"$f":"IFERROR(IF(OR(M169=\"\",'Historical scenario - input'!$D154=\"\"),\"\",M169/'Historical scenario - input'!$D154),\"\")","v":""},{"$f":"IFERROR(IF(OR(N169=\"\",'Historical scenario - input'!$D154=\"\"),\"\",N169/'Historical scenario - input'!$D154),\"\")","v":""},{"$f":"IFERROR(IF(OR(O169=\"\",'Historical scenario - input'!$D154=\"\"),\"\",O169/'Historical scenario - input'!$D154),\"\")","v":""},{"$f":"IFERROR(IF(OR(P169=\"\",'Historical scenario - input'!$D154=\"\"),\"\",P169/'Historical scenario - input'!$D154),\"\")","v":""},{"$f":"IFERROR(IF(OR(Q169=\"\",'Historical scenario - input'!$D154=\"\"),\"\",Q169/'Historical scenario - input'!$D154),\"\")","v":""},{"$f":"IFERROR(IF(OR(R169=\"\",'Historical scenario - input'!$D154=\"\"),\"\",R169/'Historical scenario - input'!$D154),\"\")","v":""},{"$f":"IFERROR(IF(OR(S169=\"\",'Historical scenario - input'!$D154=\"\"),\"\",S169/'Historical scenario - input'!$D154),\"\")","v":""},{"$f":"IFERROR(IF(OR(T169=\"\",'Historical scenario - input'!$D154=\"\"),\"\",T169/'Historical scenario - input'!$D154),\"\")","v":""},{"$f":"IFERROR(IF(OR(U169=\"\",'Historical scenario - input'!$D154=\"\"),\"\",U169/'Historical scenario - input'!$D154),\"\")","v":""},{"$f":"IFERROR(IF(OR(V169=\"\",'Historical scenario - input'!$D154=\"\"),\"\",V169/'Historical scenario - input'!$D154),\"\")","v":""},{"$f":"IFERROR(IF(OR(W169=\"\",'Historical scenario - input'!$D154=\"\"),\"\",W169/'Historical scenario - input'!$D154),\"\")","v":""}]
[{"$f":"IFERROR('Historical scenario - input'!A155,\"\")","v":""},{"$f":"IFERROR('Historical scenario - input'!B155,\"\")","v":0},{"$f":"IFERROR('Historical scenario - input'!C155,\"\")","v":0},{"$f":"IFERROR(repcalc('Historical scenario - input'!$CV155:$GH155,'Historical scenario - input'!$G155,'Historical scenario - input'!$E155,'Historical scenario - input'!$F155,20,TRUE,TRUE),\"\")","v":""},"","","","","","","","","","","","","","","","","","","",{"$f":"IFERROR(IF(OR(D170=\"\",'Historical scenario - input'!$D155=\"\"),\"\",D170/'Historical scenario - input'!$D155),\"\")","v":""},{"$f":"IFERROR(IF(OR(E170=\"\",'Historical scenario - input'!$D155=\"\"),\"\",E170/'Historical scenario - input'!$D155),\"\")","v":""},{"$f":"IFERROR(IF(OR(F170=\"\",'Historical scenario - input'!$D155=\"\"),\"\",F170/'Historical scenario - input'!$D155),\"\")","v":""},{"$f":"IFERROR(IF(OR(G170=\"\",'Historical scenario - input'!$D155=\"\"),\"\",G170/'Historical scenario - input'!$D155),\"\")","v":""},{"$f":"IFERROR(IF(OR(H170=\"\",'Historical scenario - input'!$D155=\"\"),\"\",H170/'Historical scenario - input'!$D155),\"\")","v":""},{"$f":"IFERROR(IF(OR(I170=\"\",'Historical scenario - input'!$D155=\"\"),\"\",I170/'Historical scenario - input'!$D155),\"\")","v":""},{"$f":"IFERROR(IF(OR(J170=\"\",'Historical scenario - input'!$D155=\"\"),\"\",J170/'Historical scenario - input'!$D155),\"\")","v":""},{"$f":"IFERROR(IF(OR(K170=\"\",'Historical scenario - input'!$D155=\"\"),\"\",K170/'Historical scenario - input'!$D155),\"\")","v":""},{"$f":"IFERROR(IF(OR(L170=\"\",'Historical scenario - input'!$D155=\"\"),\"\",L170/'Historical scenario - input'!$D155),\"\")","v":""},{"$f":"IFERROR(IF(OR(M170=\"\",'Historical scenario - input'!$D155=\"\"),\"\",M170/'Historical scenario - input'!$D155),\"\")","v":""},{"$f":"IFERROR(IF(OR(N170=\"\",'Historical scenario - input'!$D155=\"\"),\"\",N170/'Historical scenario - input'!$D155),\"\")","v":""},{"$f":"IFERROR(IF(OR(O170=\"\",'Historical scenario - input'!$D155=\"\"),\"\",O170/'Historical scenario - input'!$D155),\"\")","v":""},{"$f":"IFERROR(IF(OR(P170=\"\",'Historical scenario - input'!$D155=\"\"),\"\",P170/'Historical scenario - input'!$D155),\"\")","v":""},{"$f":"IFERROR(IF(OR(Q170=\"\",'Historical scenario - input'!$D155=\"\"),\"\",Q170/'Historical scenario - input'!$D155),\"\")","v":""},{"$f":"IFERROR(IF(OR(R170=\"\",'Historical scenario - input'!$D155=\"\"),\"\",R170/'Historical scenario - input'!$D155),\"\")","v":""},{"$f":"IFERROR(IF(OR(S170=\"\",'Historical scenario - input'!$D155=\"\"),\"\",S170/'Historical scenario - input'!$D155),\"\")","v":""},{"$f":"IFERROR(IF(OR(T170=\"\",'Historical scenario - input'!$D155=\"\"),\"\",T170/'Historical scenario - input'!$D155),\"\")","v":""},{"$f":"IFERROR(IF(OR(U170=\"\",'Historical scenario - input'!$D155=\"\"),\"\",U170/'Historical scenario - input'!$D155),\"\")","v":""},{"$f":"IFERROR(IF(OR(V170=\"\",'Historical scenario - input'!$D155=\"\"),\"\",V170/'Historical scenario - input'!$D155),\"\")","v":""},{"$f":"IFERROR(IF(OR(W170=\"\",'Historical scenario - input'!$D155=\"\"),\"\",W170/'Historical scenario - input'!$D155),\"\")","v":""}]
[{"$f":"IFERROR('Historical scenario - input'!A156,\"\")","v":""},{"$f":"IFERROR('Historical scenario - input'!B156,\"\")","v":0},{"$f":"IFERROR('Historical scenario - input'!C156,\"\")","v":0},{"$f":"IFERROR(repcalc('Historical scenario - input'!$CV156:$GH156,'Historical scenario - input'!$G156,'Historical scenario - input'!$E156,'Historical scenario - input'!$F156,20,TRUE,TRUE),\"\")","v":""},"","","","","","","","","","","","","","","","","","","",{"$f":"IFERROR(IF(OR(D171=\"\",'Historical scenario - input'!$D156=\"\"),\"\",D171/'Historical scenario - input'!$D156),\"\")","v":""},{"$f":"IFERROR(IF(OR(E171=\"\",'Historical scenario - input'!$D156=\"\"),\"\",E171/'Historical scenario - input'!$D156),\"\")","v":""},{"$f":"IFERROR(IF(OR(F171=\"\",'Historical scenario - input'!$D156=\"\"),\"\",F171/'Historical scenario - input'!$D156),\"\")","v":""},{"$f":"IFERROR(IF(OR(G171=\"\",'Historical scenario - input'!$D156=\"\"),\"\",G171/'Historical scenario - input'!$D156),\"\")","v":""},{"$f":"IFERROR(IF(OR(H171=\"\",'Historical scenario - input'!$D156=\"\"),\"\",H171/'Historical scenario - input'!$D156),\"\")","v":""},{"$f":"IFERROR(IF(OR(I171=\"\",'Historical scenario - input'!$D156=\"\"),\"\",I171/'Historical scenario - input'!$D156),\"\")","v":""},{"$f":"IFERROR(IF(OR(J171=\"\",'Historical scenario - input'!$D156=\"\"),\"\",J171/'Historical scenario - input'!$D156),\"\")","v":""},{"$f":"IFERROR(IF(OR(K171=\"\",'Historical scenario - input'!$D156=\"\"),\"\",K171/'Historical scenario - input'!$D156),\"\")","v":""},{"$f":"IFERROR(IF(OR(L171=\"\",'Historical scenario - input'!$D156=\"\"),\"\",L171/'Historical scenario - input'!$D156),\"\")","v":""},{"$f":"IFERROR(IF(OR(M171=\"\",'Historical scenario - input'!$D156=\"\"),\"\",M171/'Historical scenario - input'!$D156),\"\")","v":""},{"$f":"IFERROR(IF(OR(N171=\"\",'Historical scenario - input'!$D156=\"\"),\"\",N171/'Historical scenario - input'!$D156),\"\")","v":""},{"$f":"IFERROR(IF(OR(O171=\"\",'Historical scenario - input'!$D156=\"\"),\"\",O171/'Historical scenario - input'!$D156),\"\")","v":""},{"$f":"IFERROR(IF(OR(P171=\"\",'Historical scenario - input'!$D156=\"\"),\"\",P171/'Historical scenario - input'!$D156),\"\")","v":""},{"$f":"IFERROR(IF(OR(Q171=\"\",'Historical scenario - input'!$D156=\"\"),\"\",Q171/'Historical scenario - input'!$D156),\"\")","v":""},{"$f":"IFERROR(IF(OR(R171=\"\",'Historical scenario - input'!$D156=\"\"),\"\",R171/'Historical scenario - input'!$D156),\"\")","v":""},{"$f":"IFERROR(IF(OR(S171=\"\",'Historical scenario - input'!$D156=\"\"),\"\",S171/'Historical scenario - input'!$D156),\"\")","v":""},{"$f":"IFERROR(IF(OR(T171=\"\",'Historical scenario - input'!$D156=\"\"),\"\",T171/'Historical scenario - input'!$D156),\"\")","v":""},{"$f":"IFERROR(IF(OR(U171=\"\",'Historical scenario - input'!$D156=\"\"),\"\",U171/'Historical scenario - input'!$D156),\"\")","v":""},{"$f":"IFERROR(IF(OR(V171=\"\",'Historical scenario - input'!$D156=\"\"),\"\",V171/'Historical scenario - input'!$D156),\"\")","v":""},{"$f":"IFERROR(IF(OR(W171=\"\",'Historical scenario - input'!$D156=\"\"),\"\",W171/'Historical scenario - input'!$D156),\"\")","v":""}]
[{"$f":"IFERROR('Historical scenario - input'!A157,\"\")","v":""},{"$f":"IFERROR('Historical scenario - input'!B157,\"\")","v":0},{"$f":"IFERROR('Historical scenario - input'!C157,\"\")","v":0},{"$f":"IFERROR(repcalc('Historical scenario - input'!$CV157:$GH157,'Historical scenario - input'!$G157,'Historical scenario - input'!$E157,'Historical scenario - input'!$F157,20,TRUE,TRUE),\"\")","v":""},"","","","","","","","","","","","","","","","","","","",{"$f":"IFERROR(IF(OR(D172=\"\",'Historical scenario - input'!$D157=\"\"),\"\",D172/'Historical scenario - input'!$D157),\"\")","v":""},{"$f":"IFERROR(IF(OR(E172=\"\",'Historical scenario - input'!$D157=\"\"),\"\",E172/'Historical scenario - input'!$D157),\"\")","v":""},{"$f":"IFERROR(IF(OR(F172=\"\",'Historical scenario - input'!$D157=\"\"),\"\",F172/'Historical scenario - input'!$D157),\"\")","v":""},{"$f":"IFERROR(IF(OR(G172=\"\",'Historical scenario - input'!$D157=\"\"),\"\",G172/'Historical scenario - input'!$D157),\"\")","v":""},{"$f":"IFERROR(IF(OR(H172=\"\",'Historical scenario - input'!$D157=\"\"),\"\",H172/'Historical scenario - input'!$D157),\"\")","v":""},{"$f":"IFERROR(IF(OR(I172=\"\",'Historical scenario - input'!$D157=\"\"),\"\",I172/'Historical scenario - input'!$D157),\"\")","v":""},{"$f":"IFERROR(IF(OR(J172=\"\",'Historical scenario - input'!$D157=\"\"),\"\",J172/'Historical scenario - input'!$D157),\"\")","v":""},{"$f":"IFERROR(IF(OR(K172=\"\",'Historical scenario - input'!$D157=\"\"),\"\",K172/'Historical scenario - input'!$D157),\"\")","v":""},{"$f":"IFERROR(IF(OR(L172=\"\",'Historical scenario - input'!$D157=\"\"),\"\",L172/'Historical scenario - input'!$D157),\"\")","v":""},{"$f":"IFERROR(IF(OR(M172=\"\",'Historical scenario - input'!$D157=\"\"),\"\",M172/'Historical scenario - input'!$D157),\"\")","v":""},{"$f":"IFERROR(IF(OR(N172=\"\",'Historical scenario - input'!$D157=\"\"),\"\",N172/'Historical scenario - input'!$D157),\"\")","v":""},{"$f":"IFERROR(IF(OR(O172=\"\",'Historical scenario - input'!$D157=\"\"),\"\",O172/'Historical scenario - input'!$D157),\"\")","v":""},{"$f":"IFERROR(IF(OR(P172=\"\",'Historical scenario - input'!$D157=\"\"),\"\",P172/'Historical scenario - input'!$D157),\"\")","v":""},{"$f":"IFERROR(IF(OR(Q172=\"\",'Historical scenario - input'!$D157=\"\"),\"\",Q172/'Historical scenario - input'!$D157),\"\")","v":""},{"$f":"IFERROR(IF(OR(R172=\"\",'Historical scenario - input'!$D157=\"\"),\"\",R172/'Historical scenario - input'!$D157),\"\")","v":""},{"$f":"IFERROR(IF(OR(S172=\"\",'Historical scenario - input'!$D157=\"\"),\"\",S172/'Historical scenario - input'!$D157),\"\")","v":""},{"$f":"IFERROR(IF(OR(T172=\"\",'Historical scenario - input'!$D157=\"\"),\"\",T172/'Historical scenario - input'!$D157),\"\")","v":""},{"$f":"IFERROR(IF(OR(U172=\"\",'Historical scenario - input'!$D157=\"\"),\"\",U172/'Historical scenario - input'!$D157),\"\")","v":""},{"$f":"IFERROR(IF(OR(V172=\"\",'Historical scenario - input'!$D157=\"\"),\"\",V172/'Historical scenario - input'!$D157),\"\")","v":""},{"$f":"IFERROR(IF(OR(W172=\"\",'Historical scenario - input'!$D157=\"\"),\"\",W172/'Historical scenario - input'!$D157),\"\")","v":""}]
[{"$f":"IFERROR('Historical scenario - input'!A158,\"\")","v":""},{"$f":"IFERROR('Historical scenario - input'!B158,\"\")","v":0},{"$f":"IFERROR('Historical scenario - input'!C158,\"\")","v":0},{"$f":"IFERROR(repcalc('Historical scenario - input'!$CV158:$GH158,'Historical scenario - input'!$G158,'Historical scenario - input'!$E158,'Historical scenario - input'!$F158,20,TRUE,TRUE),\"\")","v":""},"","","","","","","","","","","","","","","","","","","",{"$f":"IFERROR(IF(OR(D173=\"\",'Historical scenario - input'!$D158=\"\"),\"\",D173/'Historical scenario - input'!$D158),\"\")","v":""},{"$f":"IFERROR(IF(OR(E173=\"\",'Historical scenario - input'!$D158=\"\"),\"\",E173/'Historical scenario - input'!$D158),\"\")","v":""},{"$f":"IFERROR(IF(OR(F173=\"\",'Historical scenario - input'!$D158=\"\"),\"\",F173/'Historical scenario - input'!$D158),\"\")","v":""},{"$f":"IFERROR(IF(OR(G173=\"\",'Historical scenario - input'!$D158=\"\"),\"\",G173/'Historical scenario - input'!$D158),\"\")","v":""},{"$f":"IFERROR(IF(OR(H173=\"\",'Historical scenario - input'!$D158=\"\"),\"\",H173/'Historical scenario - input'!$D158),\"\")","v":""},{"$f":"IFERROR(IF(OR(I173=\"\",'Historical scenario - input'!$D158=\"\"),\"\",I173/'Historical scenario - input'!$D158),\"\")","v":""},{"$f":"IFERROR(IF(OR(J173=\"\",'Historical scenario - input'!$D158=\"\"),\"\",J173/'Historical scenario - input'!$D158),\"\")","v":""},{"$f":"IFERROR(IF(OR(K173=\"\",'Historical scenario - input'!$D158=\"\"),\"\",K173/'Historical scenario - input'!$D158),\"\")","v":""},{"$f":"IFERROR(IF(OR(L173=\"\",'Historical scenario - input'!$D158=\"\"),\"\",L173/'Historical scenario - input'!$D158),\"\")","v":""},{"$f":"IFERROR(IF(OR(M173=\"\",'Historical scenario - input'!$D158=\"\"),\"\",M173/'Historical scenario - input'!$D158),\"\")","v":""},{"$f":"IFERROR(IF(OR(N173=\"\",'Historical scenario - input'!$D158=\"\"),\"\",N173/'Historical scenario - input'!$D158),\"\")","v":""},{"$f":"IFERROR(IF(OR(O173=\"\",'Historical scenario - input'!$D158=\"\"),\"\",O173/'Historical scenario - input'!$D158),\"\")","v":""},{"$f":"IFERROR(IF(OR(P173=\"\",'Historical scenario - input'!$D158=\"\"),\"\",P173/'Historical scenario - input'!$D158),\"\")","v":""},{"$f":"IFERROR(IF(OR(Q173=\"\",'Historical scenario - input'!$D158=\"\"),\"\",Q173/'Historical scenario - input'!$D158),\"\")","v":""},{"$f":"IFERROR(IF(OR(R173=\"\",'Historical scenario - input'!$D158=\"\"),\"\",R173/'Historical scenario - input'!$D158),\"\")","v":""},{"$f":"IFERROR(IF(OR(S173=\"\",'Historical scenario - input'!$D158=\"\"),\"\",S173/'Historical scenario - input'!$D158),\"\")","v":""},{"$f":"IFERROR(IF(OR(T173=\"\",'Historical scenario - input'!$D158=\"\"),\"\",T173/'Historical scenario - input'!$D158),\"\")","v":""},{"$f":"IFERROR(IF(OR(U173=\"\",'Historical scenario - input'!$D158=\"\"),\"\",U173/'Historical scenario - input'!$D158),\"\")","v":""},{"$f":"IFERROR(IF(OR(V173=\"\",'Historical scenario - input'!$D158=\"\"),\"\",V173/'Historical scenario - input'!$D158),\"\")","v":""},{"$f":"IFERROR(IF(OR(W173=\"\",'Historical scenario - input'!$D158=\"\"),\"\",W173/'Historical scenario - input'!$D158),\"\")","v":""}]
[{"$f":"IFERROR('Historical scenario - input'!A159,\"\")","v":""},{"$f":"IFERROR('Historical scenario - input'!B159,\"\")","v":0},{"$f":"IFERROR('Historical scenario - input'!C159,\"\")","v":0},{"$f":"IFERROR(repcalc('Historical scenario - input'!$CV159:$GH159,'Historical scenario - input'!$G159,'Historical scenario - input'!$E159,'Historical scenario - input'!$F159,20,TRUE,TRUE),\"\")","v":""},"","","","","","","","","","","","","","","","","","","",{"$f":"IFERROR(IF(OR(D174=\"\",'Historical scenario - input'!$D159=\"\"),\"\",D174/'Historical scenario - input'!$D159),\"\")","v":""},{"$f":"IFERROR(IF(OR(E174=\"\",'Historical scenario - input'!$D159=\"\"),\"\",E174/'Historical scenario - input'!$D159),\"\")","v":""},{"$f":"IFERROR(IF(OR(F174=\"\",'Historical scenario - input'!$D159=\"\"),\"\",F174/'Historical scenario - input'!$D159),\"\")","v":""},{"$f":"IFERROR(IF(OR(G174=\"\",'Historical scenario - input'!$D159=\"\"),\"\",G174/'Historical scenario - input'!$D159),\"\")","v":""},{"$f":"IFERROR(IF(OR(H174=\"\",'Historical scenario - input'!$D159=\"\"),\"\",H174/'Historical scenario - input'!$D159),\"\")","v":""},{"$f":"IFERROR(IF(OR(I174=\"\",'Historical scenario - input'!$D159=\"\"),\"\",I174/'Historical scenario - input'!$D159),\"\")","v":""},{"$f":"IFERROR(IF(OR(J174=\"\",'Historical scenario - input'!$D159=\"\"),\"\",J174/'Historical scenario - input'!$D159),\"\")","v":""},{"$f":"IFERROR(IF(OR(K174=\"\",'Historical scenario - input'!$D159=\"\"),\"\",K174/'Historical scenario - input'!$D159),\"\")","v":""},{"$f":"IFERROR(IF(OR(L174=\"\",'Historical scenario - input'!$D159=\"\"),\"\",L174/'Historical scenario - input'!$D159),\"\")","v":""},{"$f":"IFERROR(IF(OR(M174=\"\",'Historical scenario - input'!$D159=\"\"),\"\",M174/'Historical scenario - input'!$D159),\"\")","v":""},{"$f":"IFERROR(IF(OR(N174=\"\",'Historical scenario - input'!$D159=\"\"),\"\",N174/'Historical scenario - input'!$D159),\"\")","v":""},{"$f":"IFERROR(IF(OR(O174=\"\",'Historical scenario - input'!$D159=\"\"),\"\",O174/'Historical scenario - input'!$D159),\"\")","v":""},{"$f":"IFERROR(IF(OR(P174=\"\",'Historical scenario - input'!$D159=\"\"),\"\",P174/'Historical scenario - input'!$D159),\"\")","v":""},{"$f":"IFERROR(IF(OR(Q174=\"\",'Historical scenario - input'!$D159=\"\"),\"\",Q174/'Historical scenario - input'!$D159),\"\")","v":""},{"$f":"IFERROR(IF(OR(R174=\"\",'Historical scenario - input'!$D159=\"\"),\"\",R174/'Historical scenario - input'!$D159),\"\")","v":""},{"$f":"IFERROR(IF(OR(S174=\"\",'Historical scenario - input'!$D159=\"\"),\"\",S174/'Historical scenario - input'!$D159),\"\")","v":""},{"$f":"IFERROR(IF(OR(T174=\"\",'Historical scenario - input'!$D159=\"\"),\"\",T174/'Historical scenario - input'!$D159),\"\")","v":""},{"$f":"IFERROR(IF(OR(U174=\"\",'Historical scenario - input'!$D159=\"\"),\"\",U174/'Historical scenario - input'!$D159),\"\")","v":""},{"$f":"IFERROR(IF(OR(V174=\"\",'Historical scenario - input'!$D159=\"\"),\"\",V174/'Historical scenario - input'!$D159),\"\")","v":""},{"$f":"IFERROR(IF(OR(W174=\"\",'Historical scenario - input'!$D159=\"\"),\"\",W174/'Historical scenario - input'!$D159),\"\")","v":""}]
[{"$f":"IFERROR('Historical scenario - input'!A160,\"\")","v":""},{"$f":"IFERROR('Historical scenario - input'!B160,\"\")","v":0},{"$f":"IFERROR('Historical scenario - input'!C160,\"\")","v":0},{"$f":"IFERROR(repcalc('Historical scenario - input'!$CV160:$GH160,'Historical scenario - input'!$G160,'Historical scenario - input'!$E160,'Historical scenario - input'!$F160,20,TRUE,TRUE),\"\")","v":""},"","","","","","","","","","","","","","","","","","","",{"$f":"IFERROR(IF(OR(D175=\"\",'Historical scenario - input'!$D160=\"\"),\"\",D175/'Historical scenario - input'!$D160),\"\")","v":""},{"$f":"IFERROR(IF(OR(E175=\"\",'Historical scenario - input'!$D160=\"\"),\"\",E175/'Historical scenario - input'!$D160),\"\")","v":""},{"$f":"IFERROR(IF(OR(F175=\"\",'Historical scenario - input'!$D160=\"\"),\"\",F175/'Historical scenario - input'!$D160),\"\")","v":""},{"$f":"IFERROR(IF(OR(G175=\"\",'Historical scenario - input'!$D160=\"\"),\"\",G175/'Historical scenario - input'!$D160),\"\")","v":""},{"$f":"IFERROR(IF(OR(H175=\"\",'Historical scenario - input'!$D160=\"\"),\"\",H175/'Historical scenario - input'!$D160),\"\")","v":""},{"$f":"IFERROR(IF(OR(I175=\"\",'Historical scenario - input'!$D160=\"\"),\"\",I175/'Historical scenario - input'!$D160),\"\")","v":""},{"$f":"IFERROR(IF(OR(J175=\"\",'Historical scenario - input'!$D160=\"\"),\"\",J175/'Historical scenario - input'!$D160),\"\")","v":""},{"$f":"IFERROR(IF(OR(K175=\"\",'Historical scenario - input'!$D160=\"\"),\"\",K175/'Historical scenario - input'!$D160),\"\")","v":""},{"$f":"IFERROR(IF(OR(L175=\"\",'Historical scenario - input'!$D160=\"\"),\"\",L175/'Historical scenario - input'!$D160),\"\")","v":""},{"$f":"IFERROR(IF(OR(M175=\"\",'Historical scenario - input'!$D160=\"\"),\"\",M175/'Historical scenario - input'!$D160),\"\")","v":""},{"$f":"IFERROR(IF(OR(N175=\"\",'Historical scenario - input'!$D160=\"\"),\"\",N175/'Historical scenario - input'!$D160),\"\")","v":""},{"$f":"IFERROR(IF(OR(O175=\"\",'Historical scenario - input'!$D160=\"\"),\"\",O175/'Historical scenario - input'!$D160),\"\")","v":""},{"$f":"IFERROR(IF(OR(P175=\"\",'Historical scenario - input'!$D160=\"\"),\"\",P175/'Historical scenario - input'!$D160),\"\")","v":""},{"$f":"IFERROR(IF(OR(Q175=\"\",'Historical scenario - input'!$D160=\"\"),\"\",Q175/'Historical scenario - input'!$D160),\"\")","v":""},{"$f":"IFERROR(IF(OR(R175=\"\",'Historical scenario - input'!$D160=\"\"),\"\",R175/'Historical scenario - input'!$D160),\"\")","v":""},{"$f":"IFERROR(IF(OR(S175=\"\",'Historical scenario - input'!$D160=\"\"),\"\",S175/'Historical scenario - input'!$D160),\"\")","v":""},{"$f":"IFERROR(IF(OR(T175=\"\",'Historical scenario - input'!$D160=\"\"),\"\",T175/'Historical scenario - input'!$D160),\"\")","v":""},{"$f":"IFERROR(IF(OR(U175=\"\",'Historical scenario - input'!$D160=\"\"),\"\",U175/'Historical scenario - input'!$D160),\"\")","v":""},{"$f":"IFERROR(IF(OR(V175=\"\",'Historical scenario - input'!$D160=\"\"),\"\",V175/'Historical scenario - input'!$D160),\"\")","v":""},{"$f":"IFERROR(IF(OR(W175=\"\",'Historical scenario - input'!$D160=\"\"),\"\",W175/'Historical scenario - input'!$D160),\"\")","v":""}]

{"sheet":"Cost scenario - input","index":2,"n_rows":190,"n_cols":193,"rows_kept":190,"cut":false,"hidden":false,"merged":[[2,6,3,6],[2,7,3,8],[2,9,3,9],[1,3,1,5],[2,3,3,3],[2,4,3,4],[2,5,3,5]]}
[null,"Unit cost - comparative"]
[null,"Replacement lives - calibrated",null,"Unit cost"]
[null,null,null,"Historical","NEM median","Forecast","Unit cost","Replacement \nlife",null,"Method","Volume",null,null,null,null,null,null,null,null,null,null,null,null,null,null,null,null,null,null,null,null,null,null,null,null,null,null,null,null,null,null,null,null,null,null,null,null,null,null,null,null,null,null,null,null,null,null,null,null,null,null,null,null,null,null,null,null,null,null,null,null,null,null,null,null,null,null,null,null,null,null,null,null,null,null,null,null,null,null,null,null,null,null,null,null,null,null,null,null,null,null,null,"Replacement Cost (NOT depreciated)"]
[null,null,null,null,null,null,null,null,null,null,"Installation date",null,null,null,null,null,null,null,null,null,null,null,null,null,null,null,null,null,null,null,null,null,null,null,null,null,null,null,null,null,null,null,null,null,null,null,null,null,null,null,null,null,null,null,null,null,null,null,null,null,null,null,null,null,null,null,null,null,null,null,null,null,null,null,null,null,null,null,null,null,null,null,null,null,null,null,null,null,null,null,null,null,null,null,null,null,null,null,null,null,null,null,"Installation date"]
["ID","Asset group","Asset category","$ ('000)","$ ('000)","$ ('000)","$ ('000)","μ","σ","#",2019,2018,2017,2016,2015,2014,2013,2012,2011,2010,2009,2008,2007,2006,2005,2004,2003,2002,2001,2000,1999,1998,1997,1996,1995,1994,1993,1992,1991,1990,1989,1988,1987,1986,1985,1984,1983,1982,1981,1980,1979,1978,1977,1976,1975,1974,1973,1972,1971,1970,1969,1968,1967,1966,1965,1964,1963,1962,1961,1960,1959,1958,1957,1956,1955,1954,1953,1952,1951,1950,1949,1948,1947,1946,1945,1944,1943,1942,1941,1940,1939,1938,1937,1936,1935,1934,1933,1932,1931,1930,1929,null,2019,2018,2017,2016,2015,2014,2013,2012,2011,2010,2009,2008,2007,2006,2005,2004,2003,2002,2001,2000,1999,1998,1997,1996,1995,1994,1993,1992,1991,1990,1989,1988,1987,1986,1985,1984,1983,1982,1981,1980,1979,1978,1977,1976,1975,1974,1973,1972,1971,1970,1969,1968,1967,1966,1965,1964,1963,1962,1961,1960,1959,1958,1957,1956,1955,1954,1953,1952,1951,1950,1949,1948,1947,1946,1945,1944,1943,1942,1941,1940,1939,1938,1937,1936,1935,1934,1933,1932,1931,1930,1929]
[1,"OVERHEAD CONDUCTORS","˂ = 1 kv",25.266876219414822,70.67523565049261,90.615858588433213,25.266876219414822,92.574906224437314,9.621585431956488,2,31.329000000000001,44.421830117111398,21.137487435697501,20.368571687374601,42.919122565615901,151.25835353478101,205.106703380287,188.26886608882299,93.950664624078797,89.443227855359694,96.478567162209998,105.37424508802199,38.175109092234898,91.036894423374704,59.773626329194201,46.365080839976301,51.7338842200665,45.275390327973803,67.456048292637306,143.274377315533,9.4738783134013005,90.198062430217405,5.06299014493732,157.79337292851801,88.3964654981785,117.50889231819799,4.1549874506241897,362.11748907212097,246.44953396768199,256.189717886447,283.84178599094099,155.07535772941901,273.03438316143303,404.68659624611701,315.53762018113599,424.95188282108103,392.84845986912302,311.84540970639802,454.43556347478398,563.21417464310503,639.58789039767805,425.48481454988001,821.929407076796,938.66287664158301,1181.52484496037,1329.81649168841,1486.86906329168,1127.2199675182401,2373.3955826770298,2420.2080415984401,1844.42679008344,3666.1906265431298,1854.8468416569201,3231.7895294016298,4075.9930162436099,4147.5251400896695,3984.5851997987002,3624.0605738230402,4310.0402253912798,3057.4466007864899,2650.2317796636098,3492.2140337779101,2340.9853810427799,1702.2231786550501,5020.5552435043901,2321.75928156803,1188.2658964548,478.47355268674602,18.038857868181001,54.169097390310199,10.4521769580904,21.4464755594779,145.605254770166,103.86315762867901,127.906528915297,51.7495477203801,56.355118196373098,102.122396502406,97.584278366056594,583.05831864043103,302.36647629118102,256.62404826867299,262.799761768618,221.93919120461501,312.89947478379298,85.940245145047001,24.659044831527101,15.104842617715301,0.98810591682826998,4.1026636684764801,0.117319142214933,null,{"$f":"IFERROR($G6*K6,\"\")","v":791.58596507804702},{"$f":"IFERROR($G6*L6,\"\")","v":1122.4008830089272},534.07827862720478,514.65017959117131,1084.4321573113104,3821.8260959157983,5182.4056860819437,4756.966135435875,2373.8398137883541,2259.9509668862893,2437.7120143140596,2662.478007353332,964.56575609615652,2300.2179427953442,1510.2928176453047,1171.5007584868431,1307.153648937958,{"$f":"IFERROR($G6*AB6,\"\")","v":1143.967683202605},1704.4036224609354,3620.0959570453074,239.37531066250912,2279.0232786553538,127.92594529224837,3986.9456220288262,2233.5025519762494,2969.0826368844541,104.98355360814335,9149.577773270581,6227.0098690938894,6473.1138905236594,7171.7952725307377,3918.2698684307038,6898.7259629842065,{"$f":"IFERROR($G6*AR6,\"\")","v":10225.166135006941},7972.6499916854918,10737.206622447526,9926.0534085008821,7879.3593666442603,11482.167132017394,14230.662835727217,16160.388058114786,10750.672142472489,20767.588589706422,23717.078715862721,29853.442007776957,33600.308690027538,37568.536576668143,28481.32739133617,59968.292407206427,{"$f":"IFERROR($G6*BH6,\"\")","v":61151.097012300146},46602.903400810887,92633.184757644136,46866.185554117925,81657.226006591853,102987.61101262656,104795.0043315568,100678.02102902603,91568.689930448207,108901.25287566023,77252.124809542845,66963.078329519893,88237.339723169789,59149.387854267559,43009.862352895994,126853.74789035946,{"$f":"IFERROR($G6*BX6,\"\")","v":58663.604378656899},30023.767321475421,12089.532029999667,455.7855888949465,1368.6838786783942,264.0938614234899,541.8854433040334,3678.9899491741439,2624.2975475614026,3231.7984337578123,1307.5494166615445,1423.9177957982511,2580.3139516562937,2465.6498824360715,14732.062365787897,7639.8563293498974,{"$f":"IFERROR($G6*CN6,\"\")","v":6484.088062529695},6640.1290510993749,5607.7100724040465,7905.9922984820068,2171.441536346068,623.05703344719609,381.65218873555426,24.966349892171294,103.66149508128555,2.9642882445126362]
[1,"OVERHEAD CONDUCTORS","˃ 11 kv & < = 22 kv ; swer",9.3556084586621804,32.43988232225071,2.4750939910970642,2.4750939910970642,92.574906224437314,9.621585431956488,2,3.63,2.1926317885199902,5.4367268036042402,21.752890751975901,7.14715461349134,70.821542311871397,3.6018516245302998,9.0240417012632594,21.724112043425698,35.7203065397822,14.2224756921372,23.5905466039994,12.1494704039831,26.4921500756748,26.295747078399,12.519890437232201,16.7405043806538,9.5692445725557302,24.6860342755554,51.602609718829697,0.24304150913634101,54.0871334118346,0.71480724192065903,58.818735227066497,61.2137063099632,64.567911423017904,0.81265164077523699,100.742579175128,61.619964869801002,191.14024455677199,89.464522337742494,120.22178166004301,168.49573448347101,99.931725382196504,69.585837723047106,69.771020216475094,57.219775973362601,187.65794621635999,135.514365720977,341.80821828051398,120.500866976075,240.66227181170601,412.17368159969499,524.33502163958406,1011.06808803552,754.220412240634,862.18201963864601,554.34481722390296,1102.8429505133399,1751.3748066312301,1121.8588677099999,2496.2461703579602,771.08409417456403,2233.1429054970499,2025.85950377944,2010.4699041265401,1709.4463793707901,1716.7810806057801,1461.71488656361,1072.7294121190801,989.06913706392595,1020.38894081182,206.04622444124601,219.73129090675201,212.38305621465699,74.097281757602602,41.565489039304701,10.812450918408199,1.31679112166481,6.5358974085346198,0.346267155751394,3.6575150140143902,4.85796338891139,0.29587812136356001,7.0614158507399196,0.47850521539350199,5.0621815822743796,7.7481090795085503,2.5609480658915902,7.4384752661391298,1.5880250823786499,8.7931814176879204,2.9231127402389299,0.59197420324822103,1.3803767019175801,1.29128679400649,0.92060313728806398,0,0,1.8866803350802701,0,null,{"$f":"IFERROR($G7*K7,\"\")","v":8.9845911876823426},5.4269697644542365,13.456409842837203,53.840449189206453,17.689879437294074,175.28997381633937,8.9149213126981444,22.335351390206021,53.769219180602313,88.411116076760095,35.201964124132843,58.388820146254169,30.071081191910192,65.570561463544337,65.084445585153546,30.987905590387015,41.434321800490302,23.684779740870884,61.100255099443338,127.72130924000236,0.60155057885051988,133.87073890329708,1.7692151092704886,145.58189812444149,151.50967666057036,159.8116495807991,2.0113891929379588,249.34735236397955,152.51520478085666,473.09007075928969,221.43310165451553,297.56020938575568,417.04277994552547,247.34041301343655,172.23148881376932,172.68983289050928,141.62432368358995,464.47105506172863,335.41079230332014,846.00746717369384,298.25097177446992,595.66174284492195,1020.1686026157596,1297.7784613818835,2502.4885492867129,1866.7664102995438,2133.9815360395437,1372.0555261066825,2729.6399599393244,4334.81726005174,2776.706142327977,6178.4438965520458,1908.5056081219861,5527.2385866567874,5014.192684611372,4976.1019789850898,4231.0404616832748,4249.1945366364907,3617.8817324307179,2655.1061220090214,2448.0390779264817,2525.5585359852334,509.98377200276502,543.85559777930291,525.66802624772754,183.39773683486831,102.87849215819395,26.761832297184068,3.2591817927625346,16.176960402290909,0.85704375651454656,9.0526934335343121,12.023915992864112,0.7323261602840353,17.47766794080394,1.1843453833290631,12.529375216129546,19.177298225056219,6.3385871693999229,18.410925434145096,3.9305113391068169,21.763950489545735,7.2349787786646491,1.4651917933441441,3.4165620803665857,3.1960561846284561,2.2785792932867928,0,0,4.6697111604781725,0]
[1,"OVERHEAD CONDUCTORS","> 1 kv & < = 11 kv",25.266876219414822,54.932943322228837,19.387409920144879,19.387409920144879,90.202774936918573,9.4975141451286387,2,70.444000000000003,42.525950168807803,32.708646272801097,11.189260818401699,39.2306492027977,114.846687919046,102.33901709899099,134.78829821017001,164.285887150722,74.368233973674293,142.16367054741099,157.01440956535001,41.3271945358103,108.992766276105,57.218840459183298,34.177435509063798,60.180352806498099,46.025437107505198,54.3894145835419,209.404189285374,4.7508766102456201,278.04444851841703,8.38276535912944,348.38200112118199,119.838022255526,193.62341084041,22.637042200717101,534.64684794283198,243.007261011086,364.12001767671802,352.62110620878798,234.71864235502699,323.489955026926,497.99897360850002,390.69768161181997,327.84945036059497,285.00558019843299,281.94608093055001,529.17975666546704,704.17722667054795,852.79772980849395,409.54031967456302,1137.35567925901,983.01871165252999,815.91690658773302,1215.89431964598,1687.96419067332,1614.0930981660199,2248.9212547615898,2245.0952918254002,2222.88895515698,3811.78298997098,1354.87401722249,2332.9417572276602,2304.7050529128801,1805.0579942540501,2315.1188428431701,2159.2599247717199,2382.7740291540999,1546.84885100878,1055.7711440447799,1183.09003804595,1126.16365648378,1461.70454204521,3035.1400381378098,1073.5315976834499,533.91515258759,183.504473921341,10.6661742686012,67.828422729044206,1.3353580919367001,9.4276049639784603,85.131947290938498,26.329472049484,37.853910755535303,20.9783559555121,15.226821883045,27.985737744270399,14.497311989991401,147.49023115679901,51.131224142827001,61.8607551156516,80.010431908127899,59.673213274675199,64.723805676982707,28.761568125204999,5.9644377669345401,2.9866934836742498,1.4866864424324999,2.0056520781057698,0,null,1365.7267044146859,824.46802816633124,634.13593322381382,216.93078618976952,760.58067752804391,2226.5798166574955,1984.0884753228545,2613.1959898392965,3185.0778382857097,1441.8074370848685,2756.185356655084,3044.1027216129578,801.2272613153259,2113.0874381253902,1109.3251151375575,662.61195223353536,1166.7411689985199,892.31401595705051,1054.4698758478328,4059.8048566711559,92.107192322860215,5390.5616994471702,162.52010828183296,6754.2246645367277,2323.3488614873277,3753.8564360996525,438.87361652492098,10365.417603581052,4711.2813827935643,7059.3440428289314,6836.4099325647176,4550.5865352367882,6271.6323631562464,9654.9102411594013,7574.6161082586041,6356.1516862350454,5525.5200128357465,5466.2042463789167,10259.424863915929,13652.17254989269,16533.53916676623,7939.9260563579282,22050.380778799248,19058.186721980299,15818.515528792937,23573.04159455228,32725.253695109248,31293.084543421275,43600.758244189514,43526.582732406328,43096.059380590923,73900.599353202881,26267.497962045847,45229.698167195769,44682.261605851199,34995.399264237793,44884.158020052011,41862.457285690529,46195.816850285781,29989.392759012331,20468.667951456475,22937.051540036635,21833.396445420265,28338.665138768134,58843.504084421882,20812.9971465171,10351.23192579231,3557.6764580935737,206.78949282507295,1315.017435684852,25.889134718559315,182.77684200184311,1650.4879594295921,510.46026760434341,733.88928489814407,406.71598636022571,295.20863762762576,542.57096956584087,281.06533029019459,2859.4535706537868,991.30200217579556,1199.3198173968369,1551.1950412907152,1156.909047008359,1254.826952251464,557.61231118952219,115.63499993075348,57.904250873818221,28.822999482160746,38.884398995426992,0]
[1,"OVERHEAD CONDUCTORS","> 22 kv & < = 66 kv",145.80373311857437,117.68445162530153,68.972336561190403,68.972336561190403,98.377972122245083,9.9185670397615944,2,0.53,0.81169466576673699,10.435034757312501,10.4806612853096,13.6049620077203,39.9651489909945,20.234714379559001,17.465349716199199,30.749821658636399,26.776001267622199,28.108936871564399,34.954801276282197,32.144167899158496,11.237424013221201,15.7625189250323,53.198730529558397,16.587323704329801,14.860876922291499,12.761914340483299,145.71643973575601,1.449242471217,143.483215980258,197.36317562470899,19.1411031513674,14.803569416055501,73.408248767645404,0.19218729590662001,111.66871156662501,72.699580615240507,86.630006293906803,245.603918893931,86.681726149136495,90.055997690618199,86.6227166710689,115.632417650699,82.342246536711798,57.000514836781399,8.16951774803794,132.372327337705,86.439291700861304,101.68903183159701,543.59088263333501,426.69296602453898,730.22694049347399,255.42696477745201,219.838719786713,676.362796574453,128.803658160628,554.08400278431998,593.35907044753503,362.68809118073102,749.42278062522701,250.03611786390101,724.163873106697,1055.2083189172599,789.206779095461,1109.98595126648,405.36032835122103,811.48760863774498,506.85668188626801,238.53191398554,350.26116482225802,477.56711327968202,276.94853300291197,655.07112917312395,239.63949684558199,168.55487721292101,96.009273165811294,4.0214738954834299,29.899613264764501,0,5.9888671733804699,15.7204909114924,101.173757674719,35.469727442412399,20.4848766609074,73.657334876867907,45.5472834766788,20.9425528328929,44.546192038653501,22.2089405518782,24.518374441185099,24.7615878885928,4.1179594914508204,8.7135927506902,60.131114278119803,2.4321409690345899,0.266260017823505,0,0,0,null,36.555338377430914,55.984477672186337,719.72872930907761,722.87569755421214,938.36601849869317,2756.4897069249919,1395.6355304065025,1204.6259787845825,2120.887048636052,1846.8033711932992,1938.7390542827941,2410.9143180572637,2217.0583668201725,775.07139112069558,1087.1777603494609,3669.2407467127769,1144.0664731844465,1024.9894046787167,880.21905105689632,10050.403323952982,99.957639483550224,9896.372663472328,13612.599373972758,1320.2066087085745,1021.0367720711249,5063.1384403696293,13.255606856056486,7702.0519575277558,5014.2599420517618,5975.0739504013827,16939.876154699519,5978.6411896631816,6211.3725820711043,5974.571168081603,7975.4380275881449,5679.3371413346013,3931.4586934836138,563.47072766029112,9130.0287125242539,5961.919919302718,7013.7301280705133,37492.733308580937,29430.010860937084,50365.458305764245,17617.394581433746,15162.790170310396,46650.322442801131,8883.889260967353,38216.46832321168,40925.361508542475,25015.445091653091,51689.440251906322,17245.575273762453,49947.274381370284,72780.183314529189,54433.435584145183,76558.324608944749,27958.648995595067,55970.196458198108,34959.089651347895,16452.103451995587,24158.330944435365,32938.91966768237,19101.787428404794,45181.786392847738,16528.496029787806,11625.623720159711,6621.9839017876029,277.37045099132456,2062.2461891467701,0,413.0661623026628,1084.2789900545886,6978.1904655010394,2446.4299788917592,1412.8898074705794,5080.3184913276409,3141.5025654014366,1444.4568024408006,3072.4549498094298,1531.8025224116129,1691.0895738907072,1707.8645736415187,284.02528798969445,600.99685185775331,4147.3834517898804,167.75044548051349,18.364575562111341,0,0,0]
[3,"SERVICE LINES","˂ = 11 kv ; commercial and industrial ; complex type",0.54419316662861184,"",0.5419855631145829,0.5419855631145829,49.652983672950626,7.0464873286589134,2,3235,2658,2087,2160,1958,1709,901,864,844,831,868,891,909,956,922,1349,1740,2211,2454,2137,2025,1860,2012,2191,2126,1954,1909,1980,2048,2354,2413,2354,2505,2251,1849,1836,1854,1736,1608,1305,1070,1020,1111,1213,1197,1320,1181,1402,933,943,937,1043,1045,1175,351,125,125,155,102,28,28,14,14,5,5,2,2,2,2,1,1,1,1,0,0,0,0,1,1,0,0,0,0,0,0,0,0,0,0,0,0,null,1753.3232966756757,1440.5976267585613,1131.1238702201344,1170.6888163274991,1061.2077325783532,926.25332736282223,488.32899236623922,468.27552653099963,457.43581526870798,450.39000294821841,470.44346878345794,482.90913673509334,492.66487687115585,518.13819833754121,499.71068919164543,731.1385246415723,943.05487981937426,1198.3300800463428,1330.0325718831864,1158.2231483758637,1097.5207653070304,1008.0931473931242,1090.4749529865408,1187.490368784051,1152.2613071816033,1059.039790325895,1034.6504399857388,1073.1314149668742,1109.9864332586658,1275.8340155717281,1307.8111637954885,1275.8340155717281,1357.6738356020301,1220.0095025709261,1002.1313061988637,995.08549387837422,1004.8412340144367,940.88693756691589,871.51278548824928,707.29115986453064,579.92455253260368,552.82527437687452,602.14596062030159,657.42848805798906,648.75671904815579,715.4209433112494,640.0849500383224,759.86375948664522,505.67253038590587,511.09238601705169,507.84047263836419,565.29094232850991,566.37491345473916,636.8330366596349,190.23693265321859,67.748195389322859,67.748195389322859,84.007762282760353,55.282527437687456,15.175595767208321,15.175595767208321,7.5877978836041606,7.5877978836041606,2.7099278155729145,2.7099278155729145,1.0839711262291658,1.0839711262291658,1.0839711262291658,1.0839711262291658,0.5419855631145829,0.5419855631145829,0.5419855631145829,0.5419855631145829,0,0,0,0,0.5419855631145829,0.5419855631145829,0,0,0,0,0,0,0,0,0,0,0,0]
[3,"SERVICE LINES","˂ = 11 kv ; residential ; simple type",0.5318676801762906,0.71915766314097263,0.52358744625892284,0.52358744625892284,52.23783822099589,7.2275748505979438,2,28821,22773,18846,18759,13148,13315,5803,6454,7928,8539,8756,8607,8302,8357,8631,9607,11477,13145,14986,14238,11711,10625,10196,11618,14504,15997,16273,16491,15826,15392,15612,16043,16566,16276,16247,15054,12707,11648,10039,7843,6923,7564,11936,15690,15583,17652,14908,15049,10068,8741,8708,9871,9873,9841,5661,2773,2774,6989,5649,1085,1083,540,540,124,124,44,44,37,37,22,22,10,10,3,3,1,1,5,5,0,0,0,0,0,0,0,0,0,0,0,0,null,15090.313788628415,11923.656913654449,9867.5290121956605,9821.9769043711331,6884.1277434123176,6971.5668469375578,3038.3779506405294,3379.2333781550878,4151.0012739407402,4470.9132036049423,4584.5316794431283,4506.5171499505486,4346.8229788415774,4375.6202883858177,4519.0832486607633,5030.1045962094713,6009.2131207136572,6882.5569810735406,7846.4814696362173,7454.8380598345429,6131.732583138245,5563.1166165010554,5338.497602055977,6083.0389506361653,7594.1123205394169,8375.8283778039895,8520.3385129714516,8634.4805762558972,8286.2949244937136,8059.0579728173407,8174.2472109943037,8399.9134003318995,8673.7496347253164,8521.9092753102286,8506.7252393687195,7882.0854159818246,6653.2256796121328,6098.7465740239331,5256.2943729933268,4106.4963410087321,3624.7958904505226,3960.4154435024925,6249.5397585465034,8215.087031802499,8159.0631750527946,9242.3656013625059,7805.641648828022,7879.4674787505301,5271.478408934835,4576.6778677492448,4559.3994820226999,5168.331682021827,5169.3788569143453,5152.62405863406,2964.0285332717622,1451.9079884759931,1452.431575922252,3659.3526619036115,2957.7454839166553,568.0923791909313,567.04520429841341,282.73722097981835,282.73722097981835,64.924843336106434,64.924843336106434,23.037847635392605,23.037847635392605,19.372735511580146,19.372735511580146,11.518923817696303,11.518923817696303,5.2358744625892282,5.2358744625892282,1.5707623387767686,1.5707623387767686,0.52358744625892284,0.52358744625892284,2.6179372312946141,2.6179372312946141,0,0,0,0,0,0,0,0,0,0,0,0]
[4,"SWITCHGEAR","˂ = 11 kv ; circuit breaker",93.597797940945327,84.299487634706651,433.75659773651478,84.299487634706651,51.649200936879573,7.1867378508527482,2,9,49,7,20,27,27,64,135,35,20,32,12,32,13,14,17,30,31,8,4,32,11,10,0,0,6,4,9,20,28,0,26,0,31,0,0,3,0,0,0,0,0,2,11,0,0,0,38,41,43,36,12,78,67,2,73,12,16,15,0,0,29,1,4,0,0,1,0,0,0,0,0,0,0,0,0,0,0,0,0,0,0,0,0,0,0,0,0,0,0,0,null,758.69538871235989,4130.6748941006263,590.09641344294653,1685.9897526941331,2276.0861661370795,2276.0861661370795,5395.1672086212257,11380.430830685398,2950.482067214733,1685.9897526941331,2697.5836043106128,1011.5938516164798,2697.5836043106128,1095.8933392511865,1180.1928268858931,1433.091289790013,2528.9846290411997,2613.2841166759063,674.39590107765321,337.1979505388266,2697.5836043106128,927.29436398177313,842.99487634706657,0,0,505.79692580823991,337.1979505388266,758.69538871235989,1685.9897526941331,2360.3856537717861,0,2191.786678502373,0,2613.2841166759063,0,0,252.89846290411995,0,0,0,0,0,168.5989752694133,927.29436398177313,0,0,0,3203.3805301188527,3456.2789930229728,3624.877968292386,3034.7815548494395,1011.5938516164798,6575.3600355071185,5648.0656715253454,168.5989752694133,6153.8625973335857,1011.5938516164798,1348.7918021553064,1264.4923145205998,0,0,2444.6851414064927,84.299487634706651,337.1979505388266,0,0,84.299487634706651,0,0,0,0,0,0,0,0,0,0,0,0,0,0,0,0,0,0,0,0,0,0,0,0]
[4,"SWITCHGEAR","˂ = 11 kv ; switch",84.025601804320488,13.565523919375474,73.755192471668494,13.565523919375474,77.157180196888731,8.7839159944121015,2,30,10,22,14,0,21,39,20,6,11,18,13,4,14,4,4,0,4,1,0,0,0,1,13,0,0,0,5,11,1,7,3,15,0,8,25,20,11,28,20,3,44,22,25,6,6,67,32,105,144,81,77,106,144,34,38,8,12,0,3,5,55,3,18,0,0,3,0,3,0,0,0,0,0,0,0,0,8,0,0,0,0,0,0,0,0,0,0,0,0,0,null,406.96571758126424,135.65523919375474,298.44152622626041,189.91733487125663,0,284.87600230688497,529.05543285564352,271.31047838750948,81.393143516252849,149.2207631131302,244.17943054875855,176.35181095188116,54.262095677501897,189.91733487125663,54.262095677501897,54.262095677501897,0,54.262095677501897,13.565523919375474,0,0,0,13.565523919375474,176.35181095188116,0,0,0,67.827619596877369,149.2207631131302,13.565523919375474,94.958667435628314,40.696571758126424,203.48285879063212,0,108.52419135500379,339.13809798438683,271.31047838750948,149.2207631131302,379.83466974251326,271.31047838750948,40.696571758126424,596.88305245252081,298.44152622626041,339.13809798438683,81.393143516252849,81.393143516252849,908.89010259815677,434.09676542001517,1424.3800115344247,1953.4354443900684,1098.8074374694133,1044.5453417919116,1437.9455354538002,1953.4354443900684,461.2278132587661,515.48990893626797,108.52419135500379,162.7862870325057,0,40.696571758126424,67.827619596877369,746.10381556565108,40.696571758126424,244.17943054875855,0,0,40.696571758126424,0,40.696571758126424,0,0,0,0,0,0,0,0,108.52419135500379,0,0,0,0,0,0,0,0,0,0,0,0,0]
[4,"SWITCHGEAR","> 11 kv & < = 22 kv ; switch",44.245393064687207,14.492480296298961,"",14.492480296298961,37.889240797407723,6.1554236895121788,2,118,371,448,276,301,327,268,410,442,451,455,434,338,542,330,288,260,142,48,21,73,52,362,1,3,0,0,418,7,1,10,3,4,142,1,0,0,1,82,0,0,0,0,72,0,55,0,0,0,0,0,0,10,0,0,0,0,0,0,0,0,0,0,0,1,0,1,0,0,0,0,0,0,0,0,0,0,0,0,0,0,0,0,0,0,0,0,0,0,0,0,null,1710.1126749632774,5376.7101899269146,6492.6311727419343,3999.9245617785132,4362.2365691859868,4739.0410568897605,3883.9847194081217,5941.9169214825743,6405.6762909641411,6536.1086136308313,6594.0785348160271,6289.7364485937487,4898.458340149049,7854.9243205940365,4782.5184977786575,4173.8343253341009,3768.0448770377297,2057.9322020744526,695.63905422235007,304.34208622227817,1057.9510616298242,753.60897540754593,5246.2778672602235,14.492480296298961,43.477440888896879,0,0,6057.8567638529657,101.44736207409272,14.492480296298961,144.92480296298962,43.477440888896879,57.969921185195844,2057.9322020744526,14.492480296298961,0,0,14.492480296298961,1188.3833842965148,0,0,0,0,1043.4585813335252,0,797.08641629644285,0,0,0,0,0,0,144.92480296298962,0,0,0,0,0,0,0,0,0,0,0,14.492480296298961,0,14.492480296298961,0,0,0,0,0,0,0,0,0,0,0,0,0,0,0,0,0,0,0,0,0,0,0,0]
[4,"SWITCHGEAR","> 22 kv & < = 33 kv ; circuit breaker",193.24075086123509,260.20244981570227,405.51565591754365,193.24075086123509,59.478132462646826,7.7122067180961134,2,13,9,0,11,1,11,20,20,14,8,5,5,7,7,11,7,7,1,0,3,0,0,0,0,0,0,0,0,0,2,2,0,0,0,0,0,0,0,0,0,0,0,0,0,0,0,0,0,0,0,0,20,19,0,0,1,2,0,9,0,3,24,0,0,0,13,0,0,0,0,0,0,2,0,0,0,0,0,0,0,0,0,0,0,0,0,0,0,0,0,0,null,2512.1297611960563,1739.1667577511157,0,2125.6482594735858,193.24075086123509,2125.6482594735858,3864.8150172247015,3864.8150172247015,2705.3705120572913,1545.9260068898807,966.20375430617537,966.20375430617537,1352.6852560286457,1352.6852560286457,2125.6482594735858,1352.6852560286457,1352.6852560286457,193.24075086123509,0,579.72225258370531,0,0,0,0,0,0,0,0,0,386.48150172247017,386.48150172247017,0,0,0,0,0,0,0,0,0,0,0,0,0,0,0,0,0,0,0,0,3864.8150172247015,3671.5742663634664,0,0,193.24075086123509,386.48150172247017,0,1739.1667577511157,0,579.72225258370531,4637.7780206696425,0,0,0,2512.1297611960563,0,0,0,0,0,0,386.48150172247017,0,0,0,0,0,0,0,0,0,0,0,0,0,0,0,0,0,0]
[4,"SWITCHGEAR","> 22 kv & < = 33 kv ; switch",49.918026717393218,25.306379442152654,23.38535803201885,23.38535803201885,74.623676464066662,8.6384996651077479,2,43,6,20,19,9,57,49,32,34,40,20,1,9,36,19,16,6,7,12,4,0,0,0,8,0,0,3,27,15,4,5,0,10,3,4,10,3,3,11,21,13,3,5,9,2,16,43,8,6,15,76,39,65,55,25,16,4,3,0,0,0,21,24,27,8,0,1,0,1,0,0,0,0,0,0,0,0,4,4,0,0,0,0,0,0,0,0,0,0,0,0,null,1005.5703953768106,140.31214819211311,467.70716064037697,444.32180260835815,210.46822228816964,1332.9654078250744,1145.8825435689237,748.3314570246032,795.10217308864094,935.41432128075394,467.70716064037697,23.38535803201885,210.46822228816964,841.87288915267857,444.32180260835815,374.1657285123016,140.31214819211311,163.69750622413196,280.62429638422623,93.5414321280754,0,0,0,187.0828642561508,0,0,70.156074096056557,631.40466686450895,350.78037048028273,93.5414321280754,116.92679016009424,0,233.85358032018848,70.156074096056557,93.5414321280754,233.85358032018848,70.156074096056557,70.156074096056557,257.23893835220736,491.09251867239584,304.00965441624504,70.156074096056557,116.92679016009424,210.46822228816964,46.7707160640377,374.1657285123016,1005.5703953768106,187.0828642561508,140.31214819211311,350.78037048028273,1777.2872104334326,912.02896324873518,1520.0482720812252,1286.1946917610367,584.63395080047121,374.1657285123016,93.5414321280754,70.156074096056557,0,0,0,491.09251867239584,561.24859276845245,631.40466686450895,187.0828642561508,0,23.38535803201885,0,23.38535803201885,0,0,0,0,0,0,0,0,93.5414321280754,93.5414321280754,0,0,0,0,0,0,0,0,0,0,0,0]
[4,"SWITCHGEAR","> 33 kv & < = 66 kv ; circuit breaker",220.13796440968326,144.13017082786484,329.12273135497833,144.13017082786484,60.835397995503676,7.7997049941330268,2,6,4,9,9,10,11,14,40,40,30,15,23,16,19,12,2,14,12,7,5,2,6,1,2,1,0,0,2,8,0,0,6,4,2,12,11,0,10,0,0,0,0,0,0,0,0,2,7,10,24,6,5,3,0,15,10,0,0,0,0,2,5,0,0,3,7,0,7,0,0,0,0,0,0,0,0,0,0,0,0,0,0,0,0,0,0,0,0,0,0,0,null,864.78102496718907,576.52068331145938,1297.1715374507835,1297.1715374507835,1441.3017082786484,1585.4318791065134,2017.8223915901078,5765.2068331145938,5765.2068331145938,4323.9051248359456,2161.9525624179728,3314.9939290408915,2306.0827332458375,2738.4732457294322,1729.5620499343781,288.26034165572969,2017.8223915901078,1729.5620499343781,1008.9111957950539,720.65085413932422,288.26034165572969,864.78102496718907,144.13017082786484,288.26034165572969,144.13017082786484,0,0,288.26034165572969,1153.0413666229188,0,0,864.78102496718907,576.52068331145938,288.26034165572969,1729.5620499343781,1585.4318791065134,0,1441.3017082786484,0,0,0,0,0,0,0,0,288.26034165572969,1008.9111957950539,1441.3017082786484,3459.1240998687563,864.78102496718907,720.65085413932422,432.39051248359453,0,2161.9525624179728,1441.3017082786484,0,0,0,0,288.26034165572969,720.65085413932422,0,0,432.39051248359453,1008.9111957950539,0,1008.9111957950539,0,0,0,0,0,0,0,0,0,0,0,0,0,0,0,0,0,0,0,0,0,0,0]
[4,"SWITCHGEAR","> 33 kv & < = 66 kv ; switch",38.943265681237975,36.284966473593933,23.385358032018846,23.385358032018846,71.953727237573332,8.4825542873342901,2,2,7,1,19,35,58,70,76,80,66,25,24,18,22,13,7,20,20,12,3,2,13,1,12,0,0,0,17,11,0,2,25,9,4,0,0,5,6,0,8,4,10,18,6,3,0,12,14,85,74,57,48,31,72,34,65,22,24,19,0,30,33,0,37,14,10,12,0,0,0,0,0,0,0,0,0,0,0,7,0,0,4,0,0,0,0,0,0,0,0,0,null,46.770716064037693,163.69750622413193,23.385358032018846,444.3218026083581,818.48753112065958,1356.3507658570932,1636.9750622413192,1777.2872104334324,1870.8286425615076,1543.4336301132439,584.63395080047121,561.24859276845234,420.93644457633923,514.4778767044146,304.00965441624498,163.69750622413193,467.70716064037691,467.70716064037691,280.62429638422617,70.156074096056543,46.770716064037693,304.00965441624498,23.385358032018846,280.62429638422617,0,0,0,397.55108654432041,257.2389383522073,0,46.770716064037693,584.63395080047121,210.46822228816961,93.541432128075385,0,0,116.92679016009423,140.31214819211309,0,187.08286425615077,93.541432128075385,233.85358032018846,420.93644457633923,140.31214819211309,70.156074096056543,0,280.62429638422617,327.39501244826386,1987.7554327216019,1730.5164943693946,1332.9654078250742,1122.4971855369047,724.94609899258421,1683.7457783053569,795.10217308864082,1520.0482720812249,514.4778767044146,561.24859276845234,444.3218026083581,0,701.56074096056534,771.71681505662195,0,865.25824718469732,327.39501244826386,233.85358032018846,280.62429638422617,0,0,0,0,0,0,0,0,0,0,0,163.69750622413193,0,0,93.541432128075385,0,0,0,0,0,0,0,0,0]
[5,"TRANSFORMERS","ground outdoor / indoor chamber mounted ; ˂ 22 kv ; > 600 kva ; multiple phase",189.27231770221391,79.807177684517512,199.48085418272416,79.807177684517512,62.61000548340121,7.9126484493752915,2,0,0,0,0,0,0,0,0,0,0,0,0,3,0,0,0,0,0,0,2,0,0,0,0,0,0,0,2,0,0,4,2,0,8,0,4,1,2,1,2,2,4,0,2,2,1,0,10,4,1,1,5,2,2,5,1,1,1,0,0,0,0,0,0,0,0,0,0,0,0,0,0,0,0,0,0,0,0,0,0,0,0,0,0,0,0,0,0,0,0,0,null,0,0,0,0,0,0,0,0,0,0,0,0,239.42153305355254,0,0,0,0,0,0,159.61435536903502,0,0,0,0,0,0,0,159.61435536903502,0,0,319.22871073807005,159.61435536903502,0,638.4574214761401,0,319.22871073807005,79.807177684517512,159.61435536903502,79.807177684517512,159.61435536903502,159.61435536903502,319.22871073807005,0,159.61435536903502,159.61435536903502,79.807177684517512,0,798.07177684517512,319.22871073807005,79.807177684517512,79.807177684517512,399.03588842258756,159.61435536903502,159.61435536903502,399.03588842258756,79.807177684517512,79.807177684517512,79.807177684517512,0,0,0,0,0,0,0,0,0,0,0,0,0,0,0,0,0,0,0,0,0,0,0,0,0,0,0,0,0,0,0,0,0]
[5,"TRANSFORMERS","ground outdoor / indoor chamber mounted ; > = 22 kv & < = 33 kv ; < = 15 mva",190.2907775344448,259.9488943094276,379.44674681268123,190.2907775344448,62.61000548340121,7.9126484493752915,2,1,8,7,7,6,2,7,11,7,7,4,2,4,2,2,5,3,10,8,0,1,2,0,2,0,1,0,13,2,3,0,24,0,7,0,9,14,0,0,1,3,0,5,5,11,0,3,0,3,17,2,1,13,7,0,5,7,4,3,0,2,6,5,6,2,2,0,4,0,0,0,0,0,0,0,0,0,0,0,0,0,0,0,0,0,0,0,0,0,0,0,null,190.2907775344448,1522.3262202755584,1332.0354427411137,1332.0354427411137,1141.7446652066687,380.5815550688896,1332.0354427411137,2093.1985528788928,1332.0354427411137,1332.0354427411137,761.1631101377792,380.5815550688896,761.1631101377792,380.5815550688896,380.5815550688896,951.45388767222403,570.87233260333437,1902.9077753444481,1522.3262202755584,0,190.2907775344448,380.5815550688896,0,380.5815550688896,0,190.2907775344448,0,2473.7801079477822,380.5815550688896,570.87233260333437,0,4566.978660826675,0,1332.0354427411137,0,1712.6169978100031,2664.0708854822274,0,0,190.2907775344448,570.87233260333437,0,951.45388767222403,951.45388767222403,2093.1985528788928,0,570.87233260333437,0,570.87233260333437,3234.9432180855615,380.5815550688896,190.2907775344448,2473.7801079477822,1332.0354427411137,0,951.45388767222403,1332.0354427411137,761.1631101377792,570.87233260333437,0,380.5815550688896,1141.7446652066687,951.45388767222403,1141.7446652066687,380.5815550688896,380.5815550688896,0,761.1631101377792,0,0,0,0,0,0,0,0,0,0,0,0,0,0,0,0,0,0,0,0,0,0,0]
[5,"TRANSFORMERS","ground outdoor / indoor chamber mounted ; > 33 kv & < = 66 kv ; < = 15 mva",175.27589905500966,696.55032194125829,1499.1662453751017,175.27589905500966,62.61000548340121,7.9126484493752915,2,0,0,0,2,0,1,1,0,4,3,0,4,0,0,0,1,0,0,5,0,1,0,0,0,0,0,0,4,1,2,1,2,5,0,0,9,0,0,0,0,5,5,0,0,3,0,0,3,0,9,7,5,7,5,4,18,5,12,5,0,2,5,0,2,4,2,0,2,0,0,0,0,0,0,0,0,1,0,0,0,0,0,0,0,0,0,0,0,0,0,0,null,0,0,0,350.55179811001932,0,175.27589905500966,175.27589905500966,0,701.10359622003864,525.82769716502901,0,701.10359622003864,0,0,0,175.27589905500966,{"$f":"IFERROR($G21*AA21,\"\")","v":0},0,876.37949527504827,0,175.27589905500966,0,0,0,0,0,0,701.10359622003864,175.27589905500966,350.55179811001932,175.27589905500966,350.55179811001932,{"$f":"IFERROR($G21*AQ21,\"\")","v":876.37949527504827},0,0,1577.4830914950869,0,0,0,0,876.37949527504827,876.37949527504827,0,0,525.82769716502901,0,0,525.82769716502901,{"$f":"IFERROR($G21*BG21,\"\")","v":0},1577.4830914950869,1226.9312933850676,876.37949527504827,1226.9312933850676,876.37949527504827,701.10359622003864,3154.9661829901738,876.37949527504827,2103.310788660116,876.37949527504827,0,350.55179811001932,876.37949527504827,0,350.55179811001932,{"$f":"IFERROR($G21*BW21,\"\")","v":701.10359622003864},350.55179811001932,0,350.55179811001932,0,0,0,0,0,0,0,0,175.27589905500966,0,0,0,{"$f":"IFERROR($G21*CM21,\"\")","v":0},0,0,0,0,0,0,0,0,0,0]
[5,"TRANSFORMERS","ground outdoor / indoor chamber mounted ; > 33 kv & < = 66 kv ; > 15 mva and < = 40 mva",335.95009667227902,704.3602957778802,1534.0664485927009,335.95009667227902,61.276226347065034,7.8279132817798276,2,1,2,0,0,3,5,1,11,4,4,4,2,4,2,5,2,5,4,4,0,1,0,0,2,0,3,0,1,5,1,3,0,1,4,0,2,3,2,0,4,1,4,0,0,0,0,1,4,0,3,6,4,2,0,0,0,0,0,0,0,0,0,2,0,0,0,0,0,0,0,0,0,0,0,0,0,0,0,0,0,0,0,0,0,0,0,0,0,0,0,0,null,335.95009667227902,671.90019334455803,0,0,1007.8502900168371,1679.750483361395,335.95009667227902,3695.451063395069,1343.8003866891161,1343.8003866891161,1343.8003866891161,671.90019334455803,1343.8003866891161,671.90019334455803,1679.750483361395,671.90019334455803,1679.750483361395,1343.8003866891161,1343.8003866891161,0,335.95009667227902,0,0,671.90019334455803,0,1007.8502900168371,0,335.95009667227902,1679.750483361395,335.95009667227902,1007.8502900168371,0,335.95009667227902,1343.8003866891161,0,671.90019334455803,1007.8502900168371,671.90019334455803,0,1343.8003866891161,335.95009667227902,1343.8003866891161,0,0,0,0,335.95009667227902,1343.8003866891161,0,1007.8502900168371,2015.7005800336742,1343.8003866891161,671.90019334455803,0,0,0,0,0,0,0,0,0,671.90019334455803,0,0,0,0,0,0,0,0,0,0,0,0,0,0,0,0,0,0,0,0,0,0,0,0,0,0,0,0]
[5,"TRANSFORMERS","kiosk mounted ; < = 22 kv ; < = 60 kva ; multiple phase",45.064381484648138,37.393718435832831,42.857031411145904,37.393718435832831,65.067227117613939,8.0664259196755754,2,0,0,1.0067781352184999,0,0,1.0067781352184999,1.0067781352184999,5.0338906760925104,1.0067781352184999,1.0067781352184999,0,2.0135562704369998,1.0067781352184999,3.0203344056555101,3.0203344056555101,0,2.0135562704369998,1.0067781352184999,0,0,1.0067781352184999,0,0,0,0,2.0135562704369998,3.0203344056555101,1.0067781352184999,1.0067781352184999,3.0203344056555101,1.0067781352184999,10.067781352184999,8.0542250817480205,3.0203344056555101,2.0135562704369998,1.0067781352184999,1.0067781352184999,0,0,1.0067781352184999,0,0,1.0067781352184999,1.0067781352184999,0,0,0,0,0,0,1.0067781352184999,0,0,0,0,0,0,0,0,0,0,0,0,0,0,0,0,0,0,0,0,0,0,0,0,0,0,0,0,0,0,0,0,0,0,0,0,0,0,0,0,null,0,0,37.647178115713416,0,0,37.647178115713416,37.647178115713416,188.23589057856751,37.647178115713416,37.647178115713416,0,75.294356231426832,37.647178115713416,112.94153434714065,112.94153434714065,0,75.294356231426832,37.647178115713416,0,0,37.647178115713416,0,0,0,0,75.294356231426832,112.94153434714065,37.647178115713416,37.647178115713416,112.94153434714065,37.647178115713416,376.47178115713422,301.17742492570812,112.94153434714065,75.294356231426832,37.647178115713416,37.647178115713416,0,0,37.647178115713416,0,0,37.647178115713416,37.647178115713416,0,0,0,0,0,0,37.647178115713416,0,0,0,0,0,0,0,0,0,0,0,0,0,0,0,0,0,0,0,0,0,0,0,0,0,0,0,0,0,0,0,0,0,0,0,0,0,0,0,0]
[5,"TRANSFORMERS","kiosk mounted ; < = 22 kv ; < = 60 kva ; single phase",10.964518010934404,17.302905584339072,10.420558856097459,10.420558856097459,65.067227117613939,8.0664259196755754,2,0,1.0067781352184999,0,1.0067781352184999,0,0,3.0203344056555101,2.0135562704369998,4.0271125408740103,0,3.0203344056555101,10.067781352184999,7.0474469465295204,10.067781352184999,6.0406688113110096,4.0271125408740103,7.0474469465295204,8.0542250817480205,2.0135562704369998,4.0271125408740103,13.0881157578405,5.0338906760925104,10.067781352184999,9.0610032169665207,13.0881157578405,12.081337622622,18.122006433932999,11.0745594874035,26.176231515681099,15.1016720282775,16.108450163495998,18.122006433932999,44.298237949614098,37.250791003084601,12.081337622622,15.1016720282775,4.0271125408740103,1.0067781352184999,2.0135562704369998,1.0067781352184999,3.0203344056555101,1.0067781352184999,0,0,1.0067781352184999,1.0067781352184999,1.0067781352184999,0,1.0067781352184999,1.0067781352184999,0,1.0067781352184999,0,0,0,0,1.0067781352184999,0,0,0,0,0,0,0,0,0,0,0,0,0,0,0,0,0,0,0,0,0,0,0,0,0,0,0,0,0,0,0,0,0,0,null,0,10.491190813076425,0,10.491190813076425,0,0,31.473572439229383,20.982381626152851,41.964763252305808,0,31.473572439229383,104.91190813076425,73.438335691535187,104.91190813076425,62.947144878458651,41.964763252305808,73.438335691535187,83.929526504611616,20.982381626152851,41.964763252305808,136.38548056999352,52.455954065382237,104.91190813076425,94.420717317688045,136.38548056999352,125.8942897569171,188.84143463537563,115.40309894384067,272.77096113998812,157.36786219614638,167.85905300922281,188.84143463537563,461.61239577536372,388.17406008382881,125.8942897569171,157.36786219614638,41.964763252305808,10.491190813076425,20.982381626152851,10.491190813076425,31.473572439229383,10.491190813076425,0,0,10.491190813076425,10.491190813076425,10.491190813076425,0,10.491190813076425,10.491190813076425,0,10.491190813076425,0,0,0,0,10.491190813076425,0,0,0,0,0,0,0,0,0,0,0,0,0,0,0,0,0,0,0,0,0,0,0,0,0,0,0,0,0,0,0,0,0,0]
[5,"TRANSFORMERS","kiosk mounted ; < = 22 kv ; > 60 kva and < = 600 kva ; multiple phase",27.01041949372361,54.459160746624434,24.295613290947053,24.295613290947053,47.660730664294412,6.9036751563420484,2,14,70.475054971907198,8.0542919967894004,11.0746514955854,52.3528979791311,223.506602910906,268.81199539284597,306.063095877997,353.38206135913498,419.82997033264701,418.82318383304897,378.55172384910202,300.02237688040498,328.212398869168,317.13774737358301,295.99523088200999,273.84592789084002,273.84592789084002,172.160491431373,185.248715926156,163.099412934985,193.30300792294599,164.106199434584,139.94332344421599,265.79163589404999,331.23275836796398,284.920579386425,274.852714390438,377.54493734950302,371.50421835191099,416.80961083385199,303.04273637920102,358.415993857128,463.12178981539,405.73495933826598,271.83235489164201,167.12655893338001,176.18763742976799,143.97046944261101,140.950109943814,146.99082894140699,230.55410840809699,250.68983840006999,216.459097413715,175.18085093016899,105.712582457861,62.420762975117803,28.190021988762901,22.149302991170799,7.0475054971907198,1.0067864995986799,4.0271459983947002,5.0339324979933702,10.067864995986801,11.0746514955854,4.0271459983947002,21.142516491572199,1.0067864995986799,5.0339324979933702,1.0067864995986799,0,1.0067864995986799,0,6.0407189975920499,35.237527485953599,0,0,0,0,0,0,0,0,0,0,0,0,0,0,0,0,0,0,0,0,0,0,0,0,0,0,null,340.13858607325875,1712.2346822556926,195.68396368636505,269.06545006875126,1271.9457639613727,5430.2299922966331,6530.9522880324266,7435.9906200818659,8585.6339067392673,10200.026607151765,10175.566111690985,9197.1462932591621,7289.2276473170932,7974.1215202193735,7705.056070150632,7191.3856654739038,6653.2547653364209,6653.2547653364209,4182.7447237960423,4500.7311647863908,3962.6002646488832,4696.4151284727704,3987.0607601096867,3400.0088690505963,6457.5708016500403,8047.5030066017589,6922.3202154051623,6677.7152607971993,9172.6857977983582,9025.9228250335855,10126.645120769403,7362.6091336994805,8707.9363840432361,11251.827911965976,9857.5796707006375,6604.3337744148139,4060.4422464920731,4280.5867056392317,3497.8508508937866,3424.4693645113757,3571.2323372761721,5601.4534605222088,6090.6633697381094,5259.0065240710574,4256.1262101784278,2568.3520233835438,1516.5507185693277,684.89387290227762,538.13090013750252,171.22346822556926,24.460495460795748,97.841981843182523,122.30247730397802,244.60495460795752,269.06545006875126,97.841981843182523,513.6704046767087,24.460495460795748,122.30247730397802,24.460495460795748,0,24.460495460795748,0,146.76297276477376,856.11734112784632,0,0,0,0,0,0,0,0,0,0,0,0,0,0,0,0,0,0,0,0,0,0,0,0,0,0]
[5,"TRANSFORMERS","kiosk mounted ; < = 22 kv ; > 60 kva and < = 600 kva ; single phase",39.589306837455013,22.669059548365418,37.815522623027427,22.669059548365418,42.494737390325604,6.5187987689700622,2,0,14.094893893059,0,0,0,2.0135562704369998,2.0135562704369998,0,2.0135562704369998,8.0542250817480205,0,0,2.0135562704369998,0,1.0067781352184999,1.0067781352184999,0,0,2.0135562704369998,2.0135562704369998,1.0067781352184999,1.0067781352184999,2.0135562704369998,0,1.0067781352184999,2.0135562704369998,0,2.0135562704369998,6.0406688113110096,0,1.0067781352184999,2.0135562704369998,0,4.0271125408740103,26.176231515681099,19.128784569151499,4.0271125408740103,12.081337622622,0,2.0135562704369998,6.0406688113110096,1.0067781352184999,0,0,0,1.0067781352184999,0,0,0,0,0,0,0,0,0,0,0,0,0,0,0,0,0,0,0,0,0,0,0,0,0,0,0,0,0,0,0,0,0,0,0,0,0,0,0,0,0,0,0,0,0,null,0,319.51798898964654,0,0,0,45.645426998520932,45.645426998520932,0,45.645426998520932,182.58170799408421,0,0,45.645426998520932,0,22.822713499260466,22.822713499260466,0,0,45.645426998520932,45.645426998520932,22.822713499260466,22.822713499260466,45.645426998520932,0,22.822713499260466,45.645426998520932,0,45.645426998520932,136.93628099556301,0,22.822713499260466,45.645426998520932,0,91.290853997042106,593.39055098077438,433.63155648594886,91.290853997042106,273.87256199112562,0,45.645426998520932,136.93628099556301,22.822713499260466,0,0,0,22.822713499260466,0,0,0,0,0,0,0,0,0,0,0,0,0,0,0,0,0,0,0,0,0,0,0,0,0,0,0,0,0,0,0,0,0,0,0,0,0,0,0,0,0,0,0,0,0]
[5,"TRANSFORMERS","kiosk mounted ; < = 22 kv ; > 600 kva ; multiple phase",48.802574840139457,52.762561516676499,46.434155398481458,46.434155398481458,57.237045870538381,7.5655168938109165,2,1,11.0746023623244,2.0135640658771599,2.0135640658771599,5.0339101646929096,25.169550823464501,77.522216536270804,80.542562635086597,75.508652470393599,79.535780602147995,65.440832141007803,90.610382964472393,76.515434503332202,74.501870437454997,72.488306371577906,65.440832141007803,72.488306371577906,54.366229778683397,51.345883679867697,57.386575877499197,60.406921976314898,55.373011811622,35.2373711528504,25.169550823464501,37.250935218727498,35.2373711528504,40.271281317543298,16.1085125270173,37.250935218727498,45.305191482236197,39.264499284604703,34.230589119911798,36.244153185788903,44.298409449297601,31.210243021096002,11.0746023623244,19.1288586258331,23.155986757587399,7.0474742305700699,12.081384395262999,14.094948461140101,7.0474742305700699,10.0678203293858,0,3.0203460988157498,4.0271281317543304,1.0067820329385799,1.0067820329385799,2.0135640658771599,1.0067820329385799,4.0271281317543304,1.0067820329385799,0,3.0203460988157498,2.0135640658771599,0,1.0067820329385799,0,3.0203460988157498,0,0,0,0,3.0203460988157498,6.0406921976314898,0,0,0,0,0,0,0,0,0,0,0,0,0,0,0,0,0,0,0,0,0,0,0,0,0,0,null,46.434155398481458,514.23980706856105,93.498146739738203,93.498146739738203,233.74536684934597,1168.7268342467275,3599.6786494799276,3739.9258695895373,3506.1805027401874,3693.1767962196673,3038.6897690414962,4207.4166032882285,3552.9295761100575,3459.4314293703169,3365.9332826305822,3038.6897690414962,3365.9332826305822,2524.4499619729349,2384.2027418633297,2664.6971820825452,2804.9444021921508,2571.199035342805,1636.2175679454233,1168.7268342467275,1729.7157146851584,1636.2175679454233,1869.9629347947687,747.98517391790654,1729.7157146851584,2103.7083016441143,1823.2138614248988,1589.468494575553,1682.9666413152888,2056.9592282742442,1449.2212744659432,514.23980706856105,888.23239402751665,1075.2286875069922,327.24351358908416,560.98888043843101,654.4870271781665,327.24351358908416,467.49073369869103,0,140.24722010960775,186.99629347947689,46.749073369869102,46.749073369869102,93.498146739738203,46.749073369869102,186.99629347947689,46.749073369869102,0,140.24722010960775,93.498146739738203,0,46.749073369869102,0,140.24722010960775,0,0,0,0,140.24722010960775,280.49444021921505,0,0,0,0,0,0,0,0,0,0,0,0,0,0,0,0,0,0,0,0,0,0,0,0,0,0]
["","TRANSFORMERS","kiosk mounted ; > 22 kv ; > 60 kva and < ≈ 600 kva",13.270227908759452,"","","",56.944918705341607,7.5461857057285311,2,1,1.00708623227389,1.00708623227389,0,0,4.0283449290955602,0,1.00708623227389,0,3.0212586968216701,4.0283449290955602,4.0283449290955602,3.0212586968216701,5.0354311613694396,3.0212586968216701,2.0141724645477801,4.0283449290955602,1.00708623227389,2.0141724645477801,5.0354311613694396,2.0141724645477801,5.0354311613694396,1.00708623227389,0,0,0,0,0,0,0,0,0,0,2.0141724645477801,0,0,0,0,0,0,0,0,0,0,0,0,0,0,0,0,0,0,0,0,1.00708623227389,0,0,0,0,0,0,0,0,0,0,1.00708623227389,0,0,0,0,0,0,0,0,0,0,0,0,0,0,0,0,0,0,0,0,0,0,0,0,0,null,"","","","","","","","","","","","","","","","","","","","","","","","","","","","","","","","","","","","","","","","","","","","","","","","","","","","","","","","","","","","","","","","","","","","","","","","","","","","","","","","","","","","","","","","","","",""]
[5,"TRANSFORMERS","pole mounted ; < = 22 kv ; < = 60 kva ; multiple phase",16.382214400564543,12.885644400526054,15.314622424372139,12.885644400526054,40.326400562037939,6.3503071234419792,2,47,102.69485108436299,35.2384292936541,21.143057576192401,30.204367965989199,49.333801011115703,58.395111400912398,65.4427972596432,81.551793508170803,59.401923666445398,92.626728429033506,74.504107649440002,78.531356711571902,106.72210014649499,93.633540694566506,95.647165225632406,100.68122655329699,110.749349208627,176.19214646827001,248.682629586644,212.43738802745699,197.33520404446301,175.18533420273701,178.20577099933601,250.69625411771,276.873373021568,269.82568716283703,266.805250366238,322.17992497055099,405.74534300978797,297.00961833222698,230.56000880705099,264.791625835172,244.655380524512,274.859748490502,253.716690914309,234.58725786918299,322.17992497055099,290.96874473902898,258.750752241974,216.46463708958899,207.40332669979199,176.19214646827001,212.43738802745699,229.55319654151799,177.19895873380301,183.23983232700101,118.803847332891,128.871969988221,149.00821529888,141.960529440149,97.660789756698406,76.517732180505902,77.524544446038902,75.510919914973002,62.422360463044299,49.333801011115703,28.190743434923199,16.1089962485276,13.088559451928599,7.0476858587308104,5.0340613276648698,12.081747186395701,15.1021839829946,7.0476858587308104,2.01362453106595,1.0068122655329701,1.0068122655329701,1.0068122655329701,0,0,0,0,0,0,0,0,0,0,0,0,0,0,0,0,0,0,0,0,0,0,null,605.62528682472453,1323.289332838079,454.06986911110721,272.44192146666359,389.20274495237726,635.69781675554964,752.45864024126195,843.27261406348316,1050.847411371418,765.43206507300829,1193.555084520623,960.03343754919695,1011.9271368761806,1375.1830321650641,1206.5285093523694,1232.4753590158605,1297.3424831745865,1427.076731492049,2270.3493455555299,3204.4359334412343,2737.3926394983819,2542.7912670222013,2257.3759207237836,2296.2961952190221,3230.3827831047265,3567.6918287301291,3476.8778549079057,3437.9575804126666,4151.495946158685,5228.2902071935978,3827.160325365041,2970.9142864698142,3412.0107307491739,3152.5422341142489,3541.7449790666365,3269.3030575999655,3022.8079857967996,4151.495946158685,3749.3197763745634,3334.1701817586968,2789.2863388253668,2672.5255153396506,2270.3493455555299,2737.3926394983819,2957.9408616380679,2283.3227703872763,2361.1633193777539,1530.8641301460191,1660.5983784634816,1920.0668750983939,1829.2529012761702,1258.4222086793532,985.98028721268815,998.95371204443438,973.00686238094318,804.35233956824572,635.69781675554964,363.25589528888474,207.57479730793489,168.65452281269611,90.813973822221328,64.867124158729581,155.68109798095117,194.60137247618863,90.813973822221328,25.946849663491861,12.973424831745866,12.973424831745866,12.973424831745866,0,0,0,0,0,0,0,0,0,0,0,0,0,0,0,0,0,0,0,0,0,0]
[5,"TRANSFORMERS","pole mounted ; < = 22 kv ; < = 60 kva ; single phase",14.902821860469817,9.6488736205468477,14.160933072375995,9.6488736205468477,53.67121732698093,7.3260642453489941,2,278,575.90940826822805,244.660815051013,221.503618564703,221.503618564703,525.56767677624998,485.294291582668,502.41048028993998,642.36049383763896,563.82739271015305,570.87523511902998,424.88421379229402,533.622353814966,510.46515732865703,533.622353814966,480.26011843346998,483.28062232298799,593.02559697549998,477.23961454395101,592.018762345661,554.76588104159703,418.84320601325697,539.66336159400396,549.73170789239896,761.16698015870702,1138.7299663485401,731.96877589335998,675.58603662234395,949.44505593870394,1068.2515422597701,763.180649418386,793.38568831357304,793.38568831357304,777.27633423613997,823.59072720875997,747.07129534095304,893.06231666768895,779.29000349581895,751.098633860311,684.64754829089998,678.60654051186305,581.95041604726498,491.33529936170498,542.68386548352203,720.89359496512395,503.41731491977998,434.95256009068999,449.048244908443,428.91155231165197,693.709059959456,487.30796084234697,371.52197841079698,308.09139673090499,371.52197841079698,388.63816711806999,330.24175858737499,351.38528581400601,442.00040249956601,220.496783934864,211.43527226630701,167.13454855336701,16.109354077433,7.04784240887692,1.0068346298395601,3.0205038895186802,3.0205038895186802,0,0,0,0,0,0,0,0,0,0,0,0,0,0,0,0,0,0,0,0,0,0,0,0,0,null,2682.3868665120235,5556.8770972640505,2360.7012843272105,2137.260422024634,2137.260422024634,5071.1360922584508,4682.5432882539753,4847.6952299558743,6198.0552238714408,5440.2992560627035,5508.3029967634875,4099.6540822472525,5148.8546530593421,4925.4137907567756,5148.8546530593421,4633.9691877534133,4663.1136480537425,5722.0290389659485,4604.824727453075,5712.3142188658421,5352.8658751616958,4041.3651616465841,5207.1435736600197,5304.2917746611338,7344.4039956846536,10987.461533226628,7062.6742127814086,6518.6442871751315,9161.075354405586,10307.424126218782,7363.8336358848765,7655.2782388882388,7655.2782388882388,7499.8411172864453,7946.7228418915993,7208.3965142830848,8617.0454287993198,7519.2707574866681,7247.2557946835304,6606.0776680761392,6547.7887474754707,5615.166017864718,4740.8322088546438,5236.2880339603498,6955.8111916801681,4857.4100500559898,4196.8022832483766,4332.8097646499364,4138.5133626476982,6693.5110489771469,4701.9729284541982,3584.7686169413146,2972.7349506342625,3584.7686169413146,3749.9205586432226,3186.4609928367231,3390.4722149390773,4264.8060239491515,2127.5456019245271,2040.1122210235103,1612.6601366185894,155.43712160179209,68.003740700783865,9.7148201001119805,29.144460300335943,29.144460300335943,0,0,0,0,0,0,0,0,0,0,0,0,0,0,0,0,0,0,0,0,0,0,0,0,0]
[5,"TRANSFORMERS","pole mounted ; < = 22 kv ; > 60 kva and < = 600 kva ; multiple phase",16.606658466346151,20.620616672593204,15.55994643137679,15.55994643137679,59.390773344086533,7.7065409454622724,2,110,375.54522391559101,82.559539842033502,54.368477456948902,88.600481781694498,326.210864741693,401.72263898745598,483.27535517287902,581.94407352067503,757.13138977084395,616.17607784542099,589.99866277355602,561.807600388472,597.04642836982805,545.698421882709,515.49371218440399,507.439122931523,342.320043247456,783.30880484270801,351.38145615694702,275.86968191118501,244.65814855626999,229.555793707118,134.91436998576199,254.72638512237199,272.84921094135399,271.84238728474401,237.61038295999899,263.78779803186302,353.39510347016801,307.0812152661,303.05392063966002,333.25863033796401,281.91062385084598,351.38145615694702,337.28592496440501,346.347337873897,361.449692723049,248.685443182711,252.71273780915101,211.43296788813501,221.50120445423599,189.28284744271099,170.15319796711799,195.32378938237201,161.091785057626,148.003077521694,119.81201513661,134.91436998576199,96.655071034575798,112.764249540338,96.655071034575798,90.614129094914801,77.5254215589826,84.573187155253805,59.402595739999697,45.307064547457401,14.0955311925423,4.0272946264406597,4.0272946264406597,7.0477655962711498,4.0272946264406597,4.0272946264406597,6.04094193966099,7.0477655962711498,1.00682365661016,0,0,0,0,0,0,0,0,0,0,0,0,0,0,0,0,0,0,0,0,0,0,0,0,0,null,1711.5941074514469,5843.4635666859976,1284.6220173411591,845.97059678564153,1378.6187503173417,5075.8235807138426,6250.7827429161325,7519.73863809459,9055.0186100389001,11780.923866348194,9587.6667635706053,9180.3475873404714,8741.6961667849628,9290.0104424793644,8491.0382121818038,8021.0545473008915,7895.7255699993193,5326.4815353170015,12188.243042578313,5467.4766347812683,4292.5174725789939,3806.867685535386,3571.8758530949372,2099.2603698014054,3963.528907162362,4245.5191060908937,4229.8529839282,3697.2048303965089,4104.5240066266288,5498.8088791066721,4778.1672596226008,4715.5027709718233,5185.4864358527202,4386.514205555176,5467.4766347812683,5248.150924503514,5389.1460239677954,5624.1378564082434,3869.5321741861794,3932.1966628369578,3289.8856541663899,3446.54687579335,2945.2309665870484,2647.5746454958062,3039.227699563231,2506.5795460315244,2302.9199579164651,1864.2685373609568,2099.2603698014054,1503.947727618918,1754.6056822220642,1503.947727618918,1409.9509946427354,1206.2914065276725,1315.9542616665528,924.30120759912643,704.9754973213677,219.32571027775879,62.664488650788265,62.664488650788265,109.66285513887939,62.664488650788265,62.664488650788265,93.996732976182415,109.66285513887939,15.666122162696992,0,0,0,0,0,0,0,0,0,0,0,0,0,0,0,0,0,0,0,0,{"$f":"IFERROR($G31*CS31,\"\")","v":0},0,0,0,0]
[5,"TRANSFORMERS","pole mounted ; < = 22 kv ; > 60 kva and < = 600 kva ; single phase",21.320837482794005,14.007068443531248,19.114448482574215,14.007068443531248,59.46138849858194,7.7111210922006626,2,7,17.0753547886025,11.027401741309999,7.0342521766374997,8.0548034826200006,9.0616539179475009,12.041102611965,29.109606965240001,15.068504353274999,12.0479530472925,19.095906094585001,10.068504353274999,9.0342521766374997,12.068504353274999,15.102756529912501,8.0479530472925003,8.0479530472925003,10.054803482620001,21.047953047292498,9.0616539179475009,11.0753547886025,4.0274017413100003,6.041102611965,5.0342521766374997,1.0068504353275001,23.1575600125325,3.0205513059825,3.0205513059825,8.0548034826200006,8.0548034826200006,6.041102611965,8.041102611965,10.068504353274999,11.0753547886025,8.0548034826200006,7.0479530472925003,6.041102611965,6.041102611965,9.0616539179475009,3.0205513059825,3.0205513059825,3.0205513059825,3.0205513059825,5.0342521766374997,8.0548034826200006,4.0274017413100003,3.0205513059825,1.0068504353275001,4.0274017413100003,2.0137008706550001,4.0274017413100003,6.041102611965,2.0137008706550001,2.0137008706550001,2.0137008706550001,2.0137008706550001,4.0274017413100003,1.0068504353275001,0,2.0137008706550001,2.0137008706550001,0,0,0,0,0,0,0,0,0,0,0,0,0,0,0,0,0,0,0,0,0,0,0,0,0,0,0,0,0,0,null,98.049479104718728,239.17566322153425,154.46157094484482,98.529251687220111,112.8241836802522,126.92720664028373,168.66054842137663,407.74025712641065,211.06557181797149,168.75650293787692,267.47766365809758,141.03022960031524,126.5433885742826,169.04436648737774,211.54534440047289,112.72822916375192,112.72822916375192,140.8383205673147,294.82011892965812,126.92720664028373,155.13325256034676,56.412091840126102,84.618137760189143,70.515114800157619,14.103022960031526,324.36952808072505,42.309068880094571,42.309068880094571,112.8241836802522,112.8241836802522,84.618137760189143,112.63227464725165,141.03022960031524,155.13325256034676,112.8241836802522,98.721160720220681,84.618137760189143,84.618137760189143,126.92720664028373,42.309068880094571,42.309068880094571,42.309068880094571,42.309068880094571,70.515114800157619,112.8241836802522,56.412091840126102,42.309068880094571,14.103022960031526,56.412091840126102,28.206045920063051,56.412091840126102,84.618137760189143,28.206045920063051,28.206045920063051,28.206045920063051,28.206045920063051,56.412091840126102,14.103022960031526,0,28.206045920063051,28.206045920063051,0,0,0,0,0,0,0,0,0,0,0,0,0,0,0,0,0,0,0,0,0,0,0,0,0,0,0,0,0,0]
[5,"TRANSFORMERS","pole mounted ; < = 22 kv ; > 600 kva ; multiple phase",16.606658466346151,33.083136000278877,13.937438405919027,13.937438405919027,53.86170301261771,7.3390532776794659,2,0,0,0,0,0,0,0,0,0,0,0,0,0,0,0,0,2.0135562704369998,2.0135562704369998,1.0067781352184999,2.0135562704369998,1.0067781352184999,1.0067781352184999,0,0,0,0,1.0067781352184999,2.0135562704369998,0,0,0,2.0135562704369998,1.0067781352184999,1.0067781352184999,2.0135562704369998,0,0,0,0,0,0,0,1.0067781352184999,0,0,0,0,0,0,1.0067781352184999,0,0,0,0,0,0,0,0,0,0,0,0,0,0,0,0,0,0,0,0,0,0,0,0,0,0,0,0,0,0,0,0,0,0,0,0,0,0,0,0,0,null,0,0,0,0,0,0,0,0,0,0,0,0,0,0,0,0,28.063816496067719,28.063816496067719,14.03190824803386,28.063816496067719,14.03190824803386,14.03190824803386,0,0,0,0,14.03190824803386,28.063816496067719,0,0,0,28.063816496067719,14.03190824803386,14.03190824803386,28.063816496067719,0,0,0,0,0,0,0,14.03190824803386,0,0,0,0,0,0,14.03190824803386,0,0,0,0,0,0,0,0,0,0,0,0,0,0,0,0,0,0,0,0,0,0,0,0,0,0,0,0,0,0,0,0,0,0,0,0,0,0,0,0,0]
["","TRANSFORMERS","pole mounted ; > = 22 kv & < = 33 kv ; < = 60kva",13.20091460424397,"","","",45.872312113234543,6.7729101657437143,2,13,15.1027193629587,4.0273918301223102,9.0616316177752108,6.0410877451834697,30.2054387259174,19.130111193080999,51.349245834059502,44.301310131345502,30.2054387259174,32.219134640978503,18.1232632355504,20.136959150611599,33.225982598509098,26.178046895794999,20.136959150611599,19.130111193080999,24.1643509807339,18.1232632355504,25.171198938264499,26.178046895794999,23.157503023203301,21.143807108142202,33.225982598509098,43.2944621738149,20.136959150611599,33.225982598509098,32.219134640978503,23.157503023203301,43.2944621738149,30.2054387259174,22.150655065672701,42.287614216284297,18.1232632355504,27.184894853325599,26.178046895794999,26.178046895794999,19.130111193080999,23.157503023203301,11.0753275328364,16.109567320489301,13.0890234478975,15.1027193629587,20.136959150611599,10.068479575305799,13.0890234478975,11.0753275328364,8.0547836602446292,13.0890234478975,33.225982598509098,6.0410877451834697,17.116415278019801,26.178046895794999,6.0410877451834697,10.068479575305799,10.068479575305799,17.116415278019801,3.0205438725917402,4.0273918301223102,4.0273918301223102,0,5.0342397876528899,15.1027193629587,1.00684795753058,1.00684795753058,0,1.00684795753058,0,0,0,0,0,0,0,0,0,0,0,0,0,0,0,0,0,0,0,0,0,0,0,0,null,"","","","","","","","","","","","","","","","","","","","","","","","","","","","","","","","","","","","","","","","","","","","","","","","","","","","","","","","","","","","","","","","","","","","","","","","","","","","","","","","","","","","","","","","","","",""]
["","TRANSFORMERS","pole mounted ; > = 22 kv & < = 33 kv ; > 60 kva and < = 600 kva",33.083136000278877,"","","",45.872312113234543,6.7729101657437143,2,5,11.075159805337501,3.0204981287284198,3.0204981287284198,4.0273308383045601,8.0546616766091095,26.177650448979598,21.1434869010989,31.2118139968603,25.1708177394035,20.136654191522801,20.136654191522801,16.109323353218201,17.116156062794399,10.068327095761401,15.102490643642099,17.116156062794399,17.116156062794399,14.095657934065899,17.116156062794399,9.0614943861852506,6.0409962574568299,14.095657934065899,12.081992514913701,22.150319610675101,26.177650448979598,16.109323353218201,13.088825224489799,11.075159805337501,11.075159805337501,21.1434869010989,10.068327095761401,5.0341635478807003,7.0478289670329701,12.081992514913701,11.075159805337501,4.0273308383045601,13.088825224489799,9.0614943861852506,8.0546616766091095,4.0273308383045601,6.0409962574568299,4.0273308383045601,2.01366541915228,4.0273308383045601,7.0478289670329701,2.01366541915228,2.01366541915228,5.0341635478807003,7.0478289670329701,3.0204981287284198,1.00683270957614,1.00683270957614,5.0341635478807003,6.0409962574568299,11.075159805337501,4.0273308383045601,2.01366541915228,1.00683270957614,0,1.00683270957614,4.0273308383045601,1.00683270957614,0,0,3.0204981287284198,0,0,0,0,0,0,0,0,0,0,0,0,0,0,0,0,0,0,0,0,0,0,0,0,0,null,"","","","","","","","","","","","","","","","","","","","","","","","","","","","","","","","","","","","","","","","","","","","","","","","","","","","","","","","","","","","","","","","","","","","","","","","","","","","","","","","","","","","","","","","","","",""]
[6,"UNDERGROUND CABLES","˂ = 1 kv",313.74940325643172,283.28671812373136,333.29303988646541,283.28671812373136,75.084104781799695,8.665108469130649,2,5.0799999999999397,6.9135982811361201,0,5.0409840224259304,38.003441398702201,184.03365263079499,189.28084411406701,257.70625608527098,322.27620258544601,457.29839176041003,493.18594015535598,450.19262860206999,494.62825273763701,454.987432588133,501.541586216479,471.08195637495999,401.68296555062801,442.547014549371,306.98031384783798,235.89541586506701,255.11906090176501,219.66906762706901,240.64087498237399,195.59537140206101,331.88887558412603,501.181850046438,451.57069590021302,327.699205362567,466.12915015316298,396.81092094098199,400.509404752671,271.54772140069701,339.97037781563102,459.85032602942903,435.64769698637298,277.16818870086797,151.222121493906,157.00598307510401,126.91916979110501,102.621508075958,160.303907660904,261.18269649236697,277.44185626150198,261.82428184382002,181.34150817454901,118.98599132917801,63.162078371265501,53.142127352087599,38.4488039283845,387.09748303278701,0.21159950613940001,0.92959201045211604,0,3.9190133612956E-2,0,0.12872870277033599,0,0,0.46374991441998298,0,0,0,0.31510296231771501,40.856853935149402,0,0,0,0,0,0,0,0,0,0,0,0,0,0,0,0,0,0,0,0,0,0,0,0,0,0,0,null,1439.0965280685382,1958.5305674889216,0,1428.0438198272079,10765.870191245893,52134.289478100713,53620.749132763638,73004.759526350288,91296.567759809783,129546.56060506694,139713.02641137777,127533.59228017628,140121.61440932073,128891.89656543465,142080.06996183679,133451.2613887692,113791.44903704525,125367.6913671465,86963.445638547069,66826.038180847623,72271.841493669359,62229.329241372383,68170.363720179856,55409.570844682203,94019.710346002452,141978.16148283548,127923.98044242086,92832.832418916281,132048.19716869353,112411.26350902622,113458.99485007334,76925.862809580794,96309.092590675122,130269.48968900483,123413.20633743137,78518.066545367969,42839.21850571681,44477.709671136327,35954.515077110766,29071.310231746138,45411.967903667173,73989.588920029244,78595.592930476909,74171.34152863863,51371.640710375788,33707.150986341592,17892.977891669718,15054.458851686273,10892.035480654875,109659.57556231502,59.943329650832972,263.34106983502136,0,11.102044334044836,0,36.467131736133766,0,0,131.37419128619825,0,0,0,89.264484066051281,11574.204064149133,0,0,0,0,0,0,0,0,0,0,0,0,0,0,0,0,0,0,0,0,0,0,0,0,0,0,0]
[6,"UNDERGROUND CABLES","> 1 kv & < = 11 kv",831.75789399286077,516.31394117407092,662.65539049693416,516.31394117407092,68.941686751934498,8.3031130759453404,2,3.0880000000000001,3.5776005561811499,0,1.5447974010565599,16.646895705508101,66.665956678292403,92.338523713180805,113.47671339608399,129.11210366731299,157.74778884701399,164.417095349372,163.99383651227001,139.320587601401,128.94496609917101,122.186150742668,105.89712100422599,114.706715583809,110.040829205696,78.080102542977698,82.004313990682206,80.360757532813807,76.335421826176699,66.187233782205396,47.198077473079302,104.74397174330601,116.807303320632,98.311785001671197,89.1553088185794,128.67092689233201,115.71705245584501,122.02355230300699,91.595380171386694,122.536985823238,169.343570692387,136.58363259687201,83.002051539714898,43.385347342875598,57.962541591090698,34.953586849829399,34.692889675149402,48.054894364008703,57.640429335169799,86.464493044141406,81.954768521780593,42.286470586503299,55.007451508566,19.3762944911463,16.636752725445,24.5641291806803,60.815590714039601,0.55665533006201096,0.579238285381804,1.62071378079198,1.0751677807297999,0.43893698562301797,0.803006113913738,0,0.31430831676422999,0.26604532863454999,30.187177577524,0,0,0,0,0,0,0,0,0,0,0,0,0,0,0,0,0,0,0,0,0,0,0,0,0,0,0,0,0,0,0,null,{"$f":"IFERROR($G37*K37,\"\")","v":1594.3774503455311},1847.1650431084377,0,797.60043445497433,8595.0243300246038,34420.562834709024,47675.667100547784,58589.609125012619,66662.379097745594,81447.38257109694,84890.838496227268,84672.304057906382,71933.161671166745,66576.083641219957,63086.413046836053,54676.159904679407,59224.676402209647,56815.614217255708,40313.845471240413,42339.970549805133,41491.379437501004,39413.042494258487,34173.391529500077,24369.025395964709,54080.772865011844,60309.23913539065,50759.745178070771,46032.128872712128,66434.593378300691,59746.327414524036,{"$f":"IFERROR($G37*AO37,\"\")","v":63002.461205625921},47291.971729626013,63267.554089987265,87434.446396676227,70520.033645962292,42855.116356003564,22400.459675806105,29926.868289362043,18047.024184605594,17912.42259889362,24811.411901784981,29760.557241007053,44642.823175238693,42314.389533489222,21833.094286858945,28401.114082329303,{"$f":"IFERROR($G37*BE37,\"\")","v":10004.250974073186},8589.7873680129742,12682.802348786048,31399.937326395015,287.40890733987015,299.06880200439048,836.79711967583648,555.12411429198232,226.62928497408691,414.60325146167702,0,162.2817657723279,137.3629121582554,15586.06062797296,0,0,{"$f":"IFERROR($G37*BU37,\"\")","v":0},0,0,0,0,0,0,0,0,0,0,0,0,0,0,0,{"$f":"IFERROR($G37*CK37,\"\")","v":0},0,0,0,0,0,0,0,0,0,0,0,0]
[6,"UNDERGROUND CABLES","> 11 kv & < = 22 kv",831.75789399286077,143.93035422602335,"",143.93035422602335,68.941686751934498,8.3031130759453404,2,0.09,1.9970491803278E-2,0.382322383399266,3.2971458897982003E-2,0.344637227044017,1.058322772368,0.60546589022994202,2.9334829098049,0.26361291971508799,0.75849009447090898,0.71585921928096297,1.03409485590371,2.0402323569922101,1.64655802241089,3.4200488345881399,1.1983293561699899,3.9489183623026398,0.86176403073025498,0.76563391056547203,2.7218183553312998,0.61412395110352302,0.99341784494475205,2.4850710687923399,7.1364891036965E-2,1.9048955087023001,0.21353293714448601,0.91249123082737205,0.11053986886834501,4.4549081398722201,1.3914810470549399,1.2243890203508401,3.4972460103546101,1.02261590354663,2.0861530510810899,0.32169153398131001,2.5321103501534599,1.02642593879707,3.9700078843458997E-2,0.348325145780014,3.6893719225182999,0,0,0.77867595430734005,9.8316005773203999E-2,0.13128746467118699,7.7592833273250006E-2,0,0,0.61604118038018396,4.7262388232997301,0,0,0,6.4172228336627002E-2,0.118074457809106,0,0.11729291211671,0.38044178907693699,0.109477455192744,0,0,0,0,0,0,0,0,0,0,0,0,0,0,0,0,0,0,0,0,0,0,0,0,0,0,0,0,0,0,0,0,null,12.953731880342101,2.8743599593136984,55.027796071193869,4.7455937585353194,49.6037581679198,152.32477151239331,87.144920052570129,422.21723432420498,37.941900913148871,109.16974797412784,103.03387100707353,148.83763891352956,293.65136584528335,236.9896794192999,492.24884023256931,172.47596871298916,{"$f":"IFERROR($G38*AA38,\"\")","v":568.36921869586695},124.03400220225127,110.19795995514387,391.75228002172628,88.391077821015116,142.98298231735092,357.67715920812395,10.271574046251931,274.172285331083,30.733871282129051,131.33518608112371,15.910042482319069,641.19650661620346,200.27636000141538,176.22674540955012,503.35985708588595,147.1854692346314,300.2607476118007,46.301176437442777,364.44753963696752,147.73384895784085,5.7140464107401092,50.134561617948641,531.01260767960366,0,0,112.07510593074223,14.150657537025008,18.896251295560472,11.167963978419644,0,0,88.667025309937429,680.24922799431397,0,0,0,9.2363315559639787,16.994498537510275,0,16.882010389159898,54.757121464225605,15.757128905655245,0,0,0,0,0,0,0,0,0,0,0,0,0,0,0,0,0,0,0,0,0,0,0,0,0,0,0,0,0,0,0,0]
[6,"UNDERGROUND CABLES","> 22 kv & < = 33 kv",726.79140616773645,811.04509420602835,"",726.79140616773645,65.105661956406394,8.068807963782902,2,0.12,3.0197014925373002E-2,7.8918860957782E-2,1.7375556300422901,2.1788013663158901,8.1556477145504598,1.70969656769439,3.0963325404458599,5.2404236965362996,5.9793819167829403,3.5902287232611201,16.009286302083598,3.5666871338708899,2.3084278109843899,0.67652339529610295,2.0178505191624301,1.1958036680225701,0.95650204845838105,0.45945676146390602,0.68560902479210695,4.1119839684242798,0.63924163758094799,1.9089365829198,1.6850983336066301,4.1270951237761198,0.174732675305175,0.62465880457787903,3.0039840662355402,0.44510873839362303,0.370405094455036,0.300621097334002,0.27826113212166198,18.528389750745699,2.4794679107336601,0.120343877809507,0.17260802413916501,0.14274929010561299,9.6575053000449995E-3,0.15608800919061599,0.42290783797446002,0.550011969493999,6.6045974481368994E-2,1.2444888565057399,0,0,0,0,0.55606779340567403,9.9727830818936098,9.8858768959641005E-2,0,0,0,0,0.15434965823660801,0,0.240358264261719,0,0.46850262476161503,0.42264651724281099,1.7889221964675901,6.9795358891974996E-2,2.5976871373771599,1.29221965622984,15.981591985414401,0,0,0,0,0,0,0,0,0,0,0,0,0,0,0,0,0,0,0,0,0,0,0,0,0,0,null,87.21496874012837,21.946930939679969,57.357549928662458,1262.8404996531033,1583.5341087849113,5927.4546706668143,1242.5927725547583,2250.3878810335664,3808.6949073203446,4345.7633913126083,2609.3473822427468,11635.41170323322,2592.2375573863978,1677.7454947820545,491.69138977262611,1466.5564162583596,869.0998293826608,695.17746880138714,333.9292257376265,498.29474720994591,2988.5546105502717,464.59532865842374,1387.3987033853152,1224.7149874128722,2999.5372683972546,126.99420678849866,453.99665095421398,2183.2698036048032,323.50120587464841,269.20723945066885,218.48883005506727,202.23779949652902,13466.274440968342,1802.0559693898965,87.464896176849848,125.45002857993833,103.74895728530461,7.0189918570920726,113.44342368557037,307.36578224081507,399.74397271762967,48.001646665032609,904.48380597988512,0,0,0,0,404.14529349390017,7248.1330394952693,71.849703704188869,0,0,0,0,112.18000515129388,0,174.69032086681113,0,340.50368144376955,307.17585657879908,1300.1732786953555,50.726667033080332,1887.976687358188,939.17414102887449,11615.283711878359,0,0,0,0,0,0,0,0,0,0,0,0,0,0,0,0,0,0,0,0,0,0,0,0,0,0]
[6,"UNDERGROUND CABLES","> 33 kv & < = 66 kv",726.79140616773645,1394.5716331411027,5765.6529393338997,726.79140616773645,65.105661956406394,8.068807963782902,2,1E-3,7.9998518518517997E-2,0,1.40328914011614,0,4.0680361320343597,5.4580304519344001E-2,0,6.3261782375087297,1.57654906545818,0.99629673649110095,0,0,4.7287032442665002E-2,0,0,0.75154485938924598,0.40633660531841698,2.85680646871677,0,0,0,0,0,0,0,0,0,2.6125017268239699,3.27107227174253,0.125515821352332,0,4.7393152532282201,0,1.14045312789227,0,0,0,0,0,0,0,0,0,0,0,0,4.8730782351032298,4.9165894591138199,1.0832396938084601,1.98343216936545,1.8243116529677099,0.65687143112412405,0.14386823759977899,3.3971246553457299,2.0015063681494798,1.37626230081291,0.56737483494612795,0,0.40947648811982101,0,0.23004609689274699,0,0,8.0057075097825003E-2,0,0,0,0,0,0,0,0,0,0,0,0,0,0,0,0,0,0,0,0,0,0,0,0,0,0,null,0.72679140616773652,58.142235765409403,0,1019.8984874049231,0,2956.6137007424118,39.668496270677288,0,4597.8119769067025,1145.8223121767815,724.0999060746941,0,0,34.367808802503873,0,0,546.21634515364383,295.3219527567968,2076.3023905477471,0,0,0,0,0,0,0,0,0,1898.7438036540327,2377.3872160560454,91.223820296959772,0,3444.4935971659402,0,828.87153248921629,0,0,0,0,0,0,0,0,0,0,0,0,3541.7113828560678,3573.3349665388041,787.289300279759,1441.5414554114393,1325.8940315485895,477.40851109811558,104.56219870801738,2469.0010051858103,1454.6776277610397,1000.2556128634592,412.36315411468371,0,297.60399259323117,0,167.19552624407893,0,0,58.184794184024312,0,0,0,0,0,0,0,0,0,0,0,0,0,0,0,0,0,0,0,0,0,0,0,0,0,0]
["","","","","","","","","","","","","","","","","","","","","","","","","","","","","","","","","","","","","","","","","","","","","","","","","","","","","","","","","","","","","","","","","","","","","","","","","","","","","","","","","","","","","","","","","","","","","","","","","","","","","",null,"","","","","","","","","","","","","","","","","","","","","","","","","","","","","","","","","","","","","","","","","","","","","","","","","","","","","","","","","","","","","","","","","","","","","","","","","","","","","","","","","","","","","","","","","","",""]
["","","","","","","","","","","","","","","","","","","","","","","","","","","","","","","","","","","","","","","","","","","","","","","","","","","","","","","","","","","","","","","","","","","","","","","","","","","","","","","","","","","","","","","","","","","","","","","","","","","","","",null,"","","","","","","","","","","","","","","","","","","","","","","","","","","","","","","","","","","","","","","","","","","","","","","","","","","","","","","","","","","","","","","","","","","","","","","","","","","","","","","","","","","","","","","","","","",""]
["","","","","","","","","","","","","","","","","","","","","","","","","","","","","","","","","","","","","","","","","","","","","","","","","","","","","","","","","","","","","","","","","","","","","","","","","","","","","","","","","","","","","","","","","","","","","","","","","","","","","",null,"","","","","","","","","","","","","","","","","","","","","","","","","","","","","","","","","","","","","","","","","","","","","","","","","","","","","","","","","","","","","","","","","","","","","","","","","","","","","","","","","","","","","","","","","","",""]
["","","","","","","","","","","","","","","","","","","","","","","","","","","","","","","","","","","","","","","","","","","","","","","","","","","","","","","","","","","","","","","","","","","","","","","","","","","","","","","","","","","","","","","","","","","","","","","","","","","","","",null,"","","","","","","","","","","","","","","","","","","","","","","","","","","","","","","","","","","","","","","","","","","","","","","","","","","","","","","","","","","","","","","","","","","","","","","","","","","","","","","","","","","","","","","","","","",""]
["","","","","","","","","","","","","","","","","","","","","","","","","","","","","","","","","","","","","","","","","","","","","","","","","","","","","","","","","","","","","","","","","","","","","","","","","","","","","","","","","","","","","","","","","","","","","","","","","","","","","",null,"","","","","","","","","","","","","","","","","","","","","","","","","","","","","","","","","","","","","","","","","","","","","","","","","","","","","","","","","","","","","","","","","","","","","","","","","","","","","","","","","","","","","","","","","","",""]
["","","","","","","","","","","","","","","","","","","","","","","","","","","","","","","","","","","","","","","","","","","","","","","","","","","","","","","","","","","","","","","","","","","","","","","","","","","","","","","","","","","","","","","","","","","","","","","","","","","","","",null,"","","","","","","","","","","","","","","","","","","","","","","","","","","","","","","","","","","","","","","","","","","","","","","","","","","","","","","","","","","","","","","","","","","","","","","","","","","","","","","","","","","","","","","","","","",""]
["","","","","","","","","","","","","","","","","","","","","","","","","","","","","","","","","","","","","","","","","","","","","","","","","","","","","","","","","","","","","","","","","","","","","","","","","","","","","","","","","","","","","","","","","","","","","","","","","","","","","",null,"","","","","","","","","","","","","","","","","","","","","","","","","","","","","","","","","","","","","","","","","","","","","","","","","","","","","","","","","","","","","","","","","","","","","","","","","","","","","","","","","","","","","","","","","","",""]
["","","","","","","","","","","","","","","","","","","","","","","","","","","","","","","","","","","","","","","","","","","","","","","","","","","","","","","","","","","","","","","","","","","","","","","","","","","","","","","","","","","","","","","","","","","","","","","","","","","","","",null,"","","","","","","","","","","","","","","","","","","","","","","","","","","","","","","","","","","","","","","","","","","","","","","","","","","","","","","","","","","","","","","","","","","","","","","","","","","","","","","","","","","","","","","","","","",""]
["","","","","","","","","","","","","","","","","","","","","","","","","","","","","","","","","","","","","","","","","","","","","","","","","","","","","","","","","","","","","","","","","","","","","","","","","","","","","","","","","","","","","","","","","","","","","","","","","","","","","",null,"","","","","","","","","","","","","","","","","","","","","","","","","","","","","","","","","","","","","","","","","","","","","","","","","","","","","","","","","","","","","","","","","","","","","","","","","","","","","","","","","","","","","","","","","","",""]
["","","","","","","","","","","","","","","","","","","","","","","","","","","","","","","","","","","","","","","","","","","","","","","","","","","","","","","","","","","","","","","","","","","","","","","","","","","","","","","","","","","","","","","","","","","","","","","","","","","","","",null,"","","","","","","","","","","","","","","","","","","","","","","","","","","","","","","","","","","","","","","","","","","","","","","","","","","","","","","","","","","","","","","","","","","","","","","","","","","","","","","","","","","","","","","","","","",""]
["","","","","","","","","","","","","","","","","","","","","","","","","","","","","","","","","","","","","","","","","","","","","","","","","","","","","","","","","","","","","","","","","","","","","","","","","","","","","","","","","","","","","","","","","","","","","","","","","","","","","",null,"","","","","","","","","","","","","","","","","","","","","","","","","","","","","","","","","","","","","","","","","","","","","","","","","","","","","","","","","","","","","","","","","","","","","","","","","","","","","","","","","","","","","","","","","","",""]
["","","","","","","","","","","","","","","","","","","","","","","","","","","","","","","","","","","","","","","","","","","","","","","","","","","","","","","","","","","","","","","","","","","","","","","","","","","","","","","","","","","","","","","","","","","","","","","","","","","","","",null,"","","","","","","","","","","","","","","",{"$f":"IFERROR($G52*Z52,\"\")","v":""},"","","","","","","","","","","","","","","","","","","","","","","","","","","","","","","","","","","","","","","","","","","","","","","","","","","","","","","","","","","","","","","","","","","","","","","","","","",""]
["","","","","","","","","","","","","","","","","","","","","","","","","","","","","","","","","","","","","","","","","","","","","","","","","","","","","","","","","","","","","","","","","","","","","","","","","","","","","","","","","","","","","","","","","","","","","","","","","","","","","",null,{"$f":"IFERROR($G53*K53,\"\")","v":""},"","","","","","","","","","","","","","","","","","","","","","","","","","","","","","","","","","","","","","","","","","",{"$f":"IFERROR($G53*BB53,\"\")","v":""},"","","","","","","","","","","","","","","",{"$f":"IFERROR($G53*BR53,\"\")","v":""},"","","","","","","","","","","","","","","",{"$f":"IFERROR($G53*CH53,\"\")","v":""},"","","","","","","","","","","","","","",""]
["","","","","","","","","","","","","","","","","","","","","","","","","","","","","","","","","","","","","","","","","","","","","","","","","","","","","","","","","","","","","","","","","","","","","","","","","","","","","","","","","","","","","","","","","","","","","","","","","","","","","",null,"","","","","","","","","","","","","","","","","","","","","","","","","","","","","","","","",{"$f":"IFERROR($G54*AQ54,\"\")","v":""},"","","","","","","","","","","","","","","","","","","","","","","","","","","","","","","","","","","","","","","","","","","","","","","","","","","","","","","","","",""]
["","","","","","","","","","","","","","","","","","","","","","","","","","","","","","","","","","","","","","","","","","","","","","","","","","","","","","","","","","","","","","","","","","","","","","","","","","","","","","","","","","","","","","","","","","","","","","","","","","","","","",null,"","","","","","","","","","","","","","","","","","","","","","","","","","","","","","","",{"$f":"IFERROR($G55*AP55,\"\")","v":""},"","","","","","","","","","","","","","","","","","","","","","","","","","","","","","","","","","","","","","","","","","","","","","","","","","","","","","","","","","",""]
["","","","","","","","","","","","","","","","","","","","","","","","","","","","","","","","","","","","","","","","","","","","","","","","","","","","","","","","","","","","","","","","","","","","","","","","","","","","","","","","","","","","","","","","","","","","","","","","","","","","","",null,"","","","","","","","","","","","","","","","","","","","","","","","","","","","","","","","","","","","","","","","","","","","","","","","","","","","","","","","","","","","","","","","","","","","","","","","","","","","","","","","","","","","","","","","","","",""]
["","","","","","","","","","","","","","","","","","","","","","","","","","","","","","","","","","","","","","","","","","","","","","","","","","","","","","","","","","","","","","","","","","","","","","","","","","","","","","","","","","","","","","","","","","","","","","","","","","","","","",null,"","","","","","","","","","","","","","","","","","","","","","","","","","","","","","","","","","","","","","","","","","","","","","","","","","","","","","","","","","","","","","","","","","","","","","","","","","","","","","","","","","","","","","","","","","",""]
["","","","","","","","","","","","","","","","","","","","","","","","","","","","","","","","","","","","","","","","","","","","","","","","","","","","","","","","","","","","","","","","","","","","","","","","","","","","","","","","","","","","","","","","","","","","","","","","","","","","","",null,"","","","","","","","","","","","","","","","","","","","","","","","","","","","","","","","","","","","","","","","","","","","","","","","","","","","","","","","","","","","","","","","","","","","","","","","","","","","","","","","","","","","","","","","","","",""]
["","","","","","","","","","","","","","","","","","","","","","","","","","","","","","","","","","","","","","","","","","","","","","","","","","","","","","","","","","","","","","","","","","","","","","","","","","","","","","","","","","","","","","","","","","","","","","","","","","","","","",null,"","","","","","","","","","","","","","","","","","","","","","","","","","","","","","","","","","","","","","","","","","","","","","","","","","","","","","","","","","","","","","","","","","","","","","","","","","","","","","","","","","","","","","","","","","",""]
["","","","","","","","","","","","","","","","","","","","","","","","","","","","","","","","","","","","","","","","","","","","","","","","","","","","","","","","","","","","","","","","","","","","","","","","","","","","","","","","","","","","","","","","","","","","","","","","","","","","","",null,"","","","","","","","","","","","","","","","","","","","","","","","","","","","","","","","","","","","","","","","","","","","","","","","","","","","","","","","","","","","","","","","","","","","","","","","","","","","","","","","","","","","","","","","","","",""]
["","","","","","","","","","","","","","","","","","","","","","","","","","","","","","","","","","","","","","","","","","","","","","","","","","","","","","","","","","","","","","","","","","","","","","","","","","","","","","","","","","","","","","","","","","","","","","","","","","","","","",null,"","","","","","","","","","","","","","","","","","","","","","","","","","","","","","","","","","","","","","","","","","","","","","","","","","","","","","","","","","","","","","","","","","","","","","","","","","","","","","","","","","","","","","","","","","",""]
["","","","","","","","","","","","","","","","","","","","","","","","","","","","","","","","","","","","","","","","","","","","","","","","","","","","","","","","","","","","","","","","","","","","","","","","","","","","","","","","","","","","","","","","","","","","","","","","","","","","","",null,"","","","","","","","","","","","","","","","","","","","","","","","","","","","","","","","","","","","","","","","","","","","","","","","","","","","","","","","","","","","","","","","","","","","","","","","","","","","","","","","","","","","","","","","","","",""]
["","","","","","","","","","","","","","","","","","","","","","","","","","","","","","","","","","","","","","","","","","","","","","","","","","","","","","","","","","","","","","","","","","","","","","","","","","","","","","","","","","","","","","","","","","","","","","","","","","","","","",null,"","","","","","","","","","","","","","","","","","","","","","","","","","","","","","","","","","","","","","","","","","","","","","","","","","","","","","","","","","","","","","","","","","","","","","","","","","","","","","","","","","","","","","","","","","",""]
["","","","","","","","","","","","","","","","","","","","","","","","","","","","","","","","","","","","","","","","","","","","","","","","","","","","","","","","","","","","","","","","","","","","","","","","","","","","","","","","","","","","","","","","","","","","","","","","","","","","","",null,"","","","","","","","","","","","","","","","","","","","","","","","","","","","","","","","","","","","","","","","","","","","","","","","","","","","","","","","","","","","","","","","","","","","","","","","","","","","","","","","","","","","","","","","","","",""]
["","","","","","","","","","","","","","","","","","","","","","","","","","","","","","","","","","","","","","","","","","","","","","","","","","","","","","","","","","","","","","","","","","","","","","","","","","","","","","","","","","","","","","","","","","","","","","","","","","","","","",null,"","","","","","","","","","","","","","","","","","","","","","","","","","","","","","","","","","","","","","","","","","","","","","","","","","","","","","","","","","","","","","","","","","","","","","","","","","","","","","","","","","","","","","","","","","",""]
["","","","","","","","","","","","","","","","","","","","","","","","","","","","","","","","","","","","","","","","","","","","","","","","","","","","","","","","","","","","","","","","","","","","","","","","","","","","","","","","","","","","","","","","","","","","","","","","","","","","","",null,{"$f":"IFERROR($G66*K66,\"\")","v":""},"","","","","","","","","","","","","","","",{"$f":"IFERROR($G66*AA66,\"\")","v":""},"","","","","","","","","","","","","","","",{"$f":"IFERROR($G66*AQ66,\"\")","v":""},"","","","","","","","","","","","","","","",{"$f":"IFERROR($G66*BG66,\"\")","v":""},"","","","","","","","","","","","","","","",{"$f":"IFERROR($G66*BW66,\"\")","v":""},"","","","","","","","","","","","","",{"$f":"IFERROR($G66*CK66,\"\")","v":""},{"$f":"IFERROR($G66*CL66,\"\")","v":""},"","","","","","","","","","",""]
["","","","","","","","","","","","","","","","","","","","","","","","","","","","","","","","","","","","","","","","","","","","","","","","","","","","","","","","","","","","","","","","","","","","","","","","","","","","","","","","","","","","","","","","","","","","","","","","","","","","","",null,"","","","","","","","","","","","","","","","","","","","","","","","","","","","","","","","","","","","","","","","","","","","","","","","","","","","","","","","","","","","","","","","","","","","","","","","","","","","","","","","","","","","","","","","","","",""]
["","","","","","","","","","","","","","","","","","","","","","","","","","","","","","","","","","","","","","","","","","","","","","","","","","","","","","","","","","","","","","","","","","","","","","","","","","","","","","","","","","","","","","","","","","","","","","","","","","","","","",null,"","","","","","","","","","","","","","","","","","","","","","","","","","","","","","","","","","","","","","","","","","","","","","","","","","","","","","","","","","","","","","","","","","","","","","","","","","","","","","","","","","","","","","","","","","",""]
["","","","","","","","","","","","","","","","","","","","","","","","","","","","","","","","","","","","","","","","","","","","","","","","","","","","","","","","","","","","","","","","","","","","","","","","","","","","","","","","","","","","","","","","","","","","","","","","","","","","","",null,"","","","","","","","","","","","","","","","","","","","","","","","","","","","","","","","","","","","","","","","","","","","","","","","","","","","","","","","","","","","","","","","","","","","","","","","","","","","","","","","","","","","","","","","","","",""]
["","","","","","","","","","","","","","","","","","","","","","","","","","","","","","","","","","","","","","","","","","","","","","","","","","","","","","","","","","","","","","","","","","","","","","","","","","","","","","","","","","","","","","","","","","","","","","","","","","","","","",null,"","","","","","","","","","","","","","","","","","","","","","","","","","","","","","","","","","","","","","","","","","","","","","","","","","","","","","","","","","","","","","","","","","","","","","","","","","","","","","","","","","","","","","","","","","",""]
["","","","","","","","","","","","","","","","","","","","","","","","","","","","","","","","","","","","","","","","","","","","","","","","","","","","","","","","","","","","","","","","","","","","","","","","","","","","","","","","","","","","","","","","","","","","","","","","","","","","","",null,"","","","","","","","","","","","","","","","","","","","","","","","","","","","","","","","","","","","","","","","","","","","","","","","","","","","","","","","","","","","","","","","","","","","","","","","","","","","","","","","","","","","","","","","","","",""]
["","","","","","","","","","","","","","","","","","","","","","","","","","","","","","","","","","","","","","","","","","","","","","","","","","","","","","","","","","","","","","","","","","","","","","","","","","","","","","","","","","","","","","","","","","","","","","","","","","","","","",null,"","","","","","","","","","","","","","","","","","","","","","","","","","","","","","","","","","","","","","","","","","","","","","","","","","","","","","","","","","","","","","","","","","","","","","","","","","","","","","","","","","","","","","","","","","",""]
["","","","","","","","","","","","","","","","","","","","","","","","","","","","","","","","","","","","","","","","","","","","","","","","","","","","","","","","","","","","","","","","","","","","","","","","","","","","","","","","","","","","","","","","","","","","","","","","","","","","","",null,"","","","","","","","","","","","","","","","","","","","","","","","","","","","","","","","","","","","","","","","","","","","","","","","","","","","","","","","","","","","","","","","","","","","","","","","","","","","","","","","","","","","","","","","","","",""]
["","","","","","","","","","","","","","","","","","","","","","","","","","","","","","","","","","","","","","","","","","","","","","","","","","","","","","","","","","","","","","","","","","","","","","","","","","","","","","","","","","","","","","","","","","","","","","","","","","","","","",null,"","","","","","","","","","","","","","","","","","","","","","","","","","","","","","","","","","","","","","","","","","","","","","","","","","","","","","","","","","","","","","","","","","","","","","","","","","","","","","","","","","","","","","","","","","",""]
["","","","","","","","","","","","","","","","","","","","","","","","","","","","","","","","","","","","","","","","","","","","","","","","","","","","","","","","","","","","","","","","","","","","","","","","","","","","","","","","","","","","","","","","","","","","","","","","","","","","","",null,"","","","","","","","","","","","","","","","","","","","","","","","","","","","","","","","","","","","","","","","","","","","","","","","","","","","","","","","","","","","","","","","","","","","","","","","","","","","","","","","","","","","","","","","","","",""]
["","","","","","","","","","","","","","","","","","","","","","","","","","","","","","","","","","","","","","","","","","","","","","","","","","","","","","","","","","","","","","","","","","","","","","","","","","","","","","","","","","","","","","","","","","","","","","","","","","","","","",null,"","","","","","","","","","","","","","","","","","","","","","","","","","","","","","","","","","","","","","","","","","","","","","","","","","","","","","","","","","","","","","","","","","","","","","","","","","","","","","","","","","","","","","","","","","",""]
["","","","","","","","","","","","","","","","","","","","","","","","","","","","","","","","","","","","","","","","","","","","","","","","","","","","","","","","","","","","","","","","","","","","","","","","","","","","","","","","","","","","","","","","","","","","","","","","","","","","","",null,"","","","","","","","","","","","","","","","","","","","","","","","","","","","","","","","","","","","","","","","","","","","","","","","","","","","","","","","","","","","","","","","","","","","","","","","","","","","","","","","","","","","","","","","","","",""]
["","","","","","","","","","","","","","","","","","","","","","","","","","","","","","","","","","","","","","","","","","","","","","","","","","","","","","","","","","","","","","","","","","","","","","","","","","","","","","","","","","","","","","","","","","","","","","","","","","","","","",null,"","","","","","","","","","","","","","","","","","","","","","","","","","","","","","","","","","","","","","","","","","","","","","","","","","","","","","","","","","","","","","","","","","","","","","","","","","","","","","","","","","","","","","","","","","",""]
["","","","","","","","","","","","","","","","","","","","","","","","","","","","","","","","","","","","","","","","","","","","","","","","","","","","","","","","","","","","","","","","","","","","","","","","","","","","","","","","","","","","","","","","","","","","","","","","","","","","","",null,"","","","","","","","","","","","","","","","","","","","","","","","","","","","","","","","","","","","","","","","","","","","","","","","","","","","","","","","","","","","","","","","","","","","","","","","","","","","","","","","","","","","","","","","","","",""]
["","","","","","","","","","","","","","","","","","","","","","","","","","","","","","","","","","","","","","","","","","","","","","","","","","","","","","","","","","","","","","","","","","","","","","","","","","","","","","","","","","","","","","","","","","","","","","","","","","","","","",null,"","","","","","","","","","","","","","","","","","","","","","","","","","","","","","","","","","","","","","","","","","","","","","","","","","","","","","","","","","","","","","","","","","","","","","","","","","","","","","","","","","","","","","","","","","",""]
["","","","","","","","","","","","","","","","","","","","","","","","","","","","","","","","","","","","","","","","","","","","","","","","","","","","","","","","","","","","","","","","","","","","","","","","","","","","","","","","","","","","","","","","","","","","","","","","","","","","","",null,"","","","","","","","","","","","","","","",{"$f":"IFERROR($G81*Z81,\"\")","v":""},"","","","","","","","","","","","","","","","","","","","","","","","","","","","","","","",{"$f":"IFERROR($G81*BF81,\"\")","v":""},"","","","","","","","","","","","","","","","","","","","","","","","","","","","","","","","","","","","","","","","","","",""]
["","","","","","","","","","","","","","","","","","","","","","","","","","","","","","","","","","","","","","","","","","","","","","","","","","","","","","","","","","","","","","","","","","","","","","","","","","","","","","","","","","","","","","","","","","","","","","","","","","","","","",null,{"$f":"IFERROR($G82*K82,\"\")","v":""},"","","","","","","","","","","","","","","","","","","","","","","","","","","","","","","",{"$f":"IFERROR($G82*AQ82,\"\")","v":""},"","","","","","","","","","","","","","","","","","","","","","","","","","","","","","","","","","","","","","","","","","","","","","","","","","","","","","","","","",""]
["","","","","","","","","","","","","","","","","","","","","","","","","","","","","","","","","","","","","","","","","","","","","","","","","","","","","","","","","","","","","","","","","","","","","","","","","","","","","","","","","","","","","","","","","","","","","","","","","","","","","",null,"","","","","","","","","","","","","","","","","","","","","","","","","","","","","","","","","","","","","","","","","","","","","","","","","","","","","","","","","","","","","","","","","","","","","","","","","","","","","","","","","","","","","","","","","","",""]
["","","","","","","","","","","","","","","","","","","","","","","","","","","","","","","","","","","","","","","","","","","","","","","","","","","","","","","","","","","","","","","","","","","","","","","","","","","","","","","","","","","","","","","","","","","","","","","","","","","","","",null,"","","","","","","","","","","","","","","","","","","","","","","","","","","","","","","","","","","","","","","","","","","","","","","","","","","","","","","","","","","",{"$f":"IFERROR($G84*BR84,\"\")","v":""},"","","","","","","","","","","","","","","","","","","","","","","","","","","","","","",""]
["","","","","","","","","","","","","","","","","","","","","","","","","","","","","","","","","","","","","","","","","","","","","","","","","","","","","","","","","","","","","","","","","","","","","","","","","","","","","","","","","","","","","","","","","","","","","","","","","","","","","",null,"","","","","","","","","","","","","","","","","","","","","","","","","","","","","","","","","","","","","","","","","","","","","","","","","","","","","","","","","","","","","","","","","","","","","","","","","","","",{"$f":"IFERROR($G85*CH85,\"\")","v":""},"","","","","","","","","","","","","","",""]
["","","","","","","","","","","","","","","","","","","","","","","","","","","","","","","","","","","","","","","","","","","","","","","","","","","","","","","","","","","","","","","","","","","","","","","","","","","","","","","","","","","","","","","","","","","","","","","","","","","","","",null,{"$f":"IFERROR($G86*K86,\"\")","v":""},{"$f":"IFERROR($G86*L86,\"\")","v":""},"","","","","","","","","","","","","","",{"$f":"IFERROR($G86*AA86,\"\")","v":""},"","","","","","","","","",{"$f":"IFERROR($G86*AK86,\"\")","v":""},"","","","","","","","","","","","","","","","","","","","",{"$f":"IFERROR($G86*BF86,\"\")","v":""},{"$f":"IFERROR($G86*BG86,\"\")","v":""},"","","","","","","","","","","","","","","",{"$f":"IFERROR($G86*BW86,\"\")","v":""},"",{"$f":"IFERROR($G86*BY86,\"\")","v":""},"","","","",{"$f":"IFERROR($G86*CD86,\"\")","v":""},"","","","","","","","","","","","",{"$f":"IFERROR($G86*CQ86,\"\")","v":""},"","","","","",""]
["","","","","","","","","","","","","","","","","","","","","","","","","","","","","","","","","","","","","","","","","","","","","","","","","","","","","","","","","","","","","","","","","","","","","","","","","","","","","","","","","","","","","","","","","","","","","","","","","","","","","",null,{"$f":"IFERROR($G87*K87,\"\")","v":""},"","","","","","","","","","","","","","","","","","","","","","","","","","","","","","","","","","","","","","","","","","","","","","","","","","","","","","","","","","","","","","","","","","","","","","","","","","","","","","","","","","","","","","","","","",""]
["","","","","","","","","","","","","","","","","","","","","","","","","","","","","","","","","","","","","","","","","","","","","","","","","","","","","","","","","","","","","","","","","","","","","","","","","","","","","","","","","","","","","","","","","","","","","","","","","","","","","",null,"","","","","","","","","","","","","","","","","","","","","","","","","","","","","","","","","","","","","","","","","","","","","","","","","","","","","","","","","","","","","","","","","","","","","","","","","","","","","","","","","","","","","","","","","","",""]
["","","","","","","","","","","","","","","","","","","","","","","","","","","","","","","","","","","","","","","","","","","","","","","","","","","","","","","","","","","","","","","","","","","","","","","","","","","","","","","","","","","","","","","","","","","","","","","","","","","","","",null,"","","","","","","","","","","","","","","","","","","","","","","","","","","","","","","","","","","","","","","","","","",{"$f":"IFERROR($G89*BA89,\"\")","v":""},"","","","","","","","","","","","","","","","","","","","","","","","","","","","","","","","","","","","","","","","","","","","","","","",""]
["","","","","","","","","","","","","","","","","","","","","","","","","","","","","","","","","","","","","","","","","","","","","","","","","","","","","","","","","","","","","","","","","","","","","","","","","","","","","","","","","","","","","","","","","","","","","","","","","","","","","",null,"","","","","","","","","","","","","","","","","","","","","","","","","","","","","","","","","","","","","","","","","","","","","","","","","","","","","","","","","","","","","","","","","","","","","","","","","","","","","","","","","","","","","","","","","","",""]
["","","","","","","","","","","","","","","","","","","","","","","","","","","","","","","","","","","","","","","","","","","","","","","","","","","","","","","","","","","","","","","","","","","","","","","","","","","","","","","","","","","","","","","","","","","","","","","","","","","","","",null,"","","","","","","","","","","","","","","","","","","","","","","","","","","","","","","","","","","","","","","","","","","","","","","","","","","","","","","","","","","","","","","","","","","","","","","","","","","","","","","","","","","","","","","","","","",""]
["","","","","","","","","","","","","","","","","","","","","","","","","","","","","","","","","","","","","","","","","","","","","","","","","","","","","","","","","","","","","","","","","","","","","","","","","","","","","","","","","","","","","","","","","","","","","","","","","","","","","",null,"","","","","","","","","","","","","","","","","","","","","","","","","","","","","","","","","","","","","","","","","","","","","","","","","","","","","","","","","","","","","","","","","","","","","","","","","","","","","","","","","","","","","","","","","","",""]
["","","","","","","","","","","","","","","","","","","","","","","","","","","","","","","","","","","","","","","","","","","","","","","","","","","","","","","","","","","","","","","","","","","","","","","","","","","","","","","","","","","","","","","","","","","","","","","","","","","","","",null,"","","","","","","","","","","","","","","","","","","","","","","","","","","","","","","","","","","","","","","","","","","","","","","","","","","","","","","","","","","","","","","","","","","","","","","","","","","","","","","","","","","","","","","","","","",""]
["","","","","","","","","","","","","","","","","","","","","","","","","","","","","","","","","","","","","","","","","","","","","","","","","","","","","","","","","","","","","","","","","","","","","","","","","","","","","","","","","","","","","","","","","","","","","","","","","","","","","",null,"","","","","","","","","","","","","","","","","","","","","","","","","","","","","","","","","","","","","","","","","","","","","","","","","","","","","","","","","","","","","","","",{"$f":"IFERROR($G94*BV94,\"\")","v":""},"","","","","","","","","","","","","","","","","","","","","","","","","","",""]
["","","","","","","","","","","","","","","","","","","","","","","","","","","","","","","","","","","","","","","","","","","","","","","","","","","","","","","","","","","","","","","","","","","","","","","","","","","","","","","","","","","","","","","","","","","","","","","","","","","","","",null,"","","","","","","","","","","","","","","","","","","","","","","","","","","","","","","","","","","","","","","","","","","","","","","","","","","","","","","","","","","","","","","","","","","","","","","","","","","","","","","","","","","","","","","","","","",""]
["","","","","","","","","","","","","","","","","","","","","","","","","","","","","","","","","","","","","","","","","","","","","","","","","","","","","","","","","","","","","","","","","","","","","","","","","","","","","","","","","","","","","","","","","","","","","","","","","","","","","",null,"","","","","","","","","","","","","","","","","","","","","","","","","","","","","","","","","","","","","","","","","","","","","","","","","","","","","","","","","","","","","","","","","","","","","","","","","","","","","","","","","","","","","","","","","","",""]
["","","","","","","","","","","","","","","","","","","","","","","","","","","","","","","","","","","","","","","","","","","","","","","","","","","","","","","","","","","","","","","","","","","","","","","","","","","","","","","","","","","","","","","","","","","","","","","","","","","","","",null,"","","","","","","","","","","","","","","","","","","","","",{"$f":"IFERROR($G97*AF97,\"\")","v":""},"","","","","","","","","","","","","","","","","","","","","","","","","","","","","","","","","","","","","","","","","","","","","","","","","","","","","","","","","","","","","","","","","","","","",""]
["","","","","","","","","","","","","","","","","","","","","","","","","","","","","","","","","","","","","","","","","","","","","","","","","","","","","","","","","","","","","","","","","","","","","","","","","","","","","","","","","","","","","","","","","","","","","","","","","","","","","",null,"","","","","","","","","","","","","","","","","",{"$f":"IFERROR($G98*AB98,\"\")","v":""},"","","","","","","","","","","","","","","","","","","","","","","","","","","","","","","","","","","","","","","","","","","","","","","","","","","","","","","","","","","","","","","","","","","","","","","","",""]
["","","","","","","","","","","","","","","","","","","","","","","","","","","","","","","","","","","","","","","","","","","","","","","","","","","","","","","","","","","","","","","","","","","","","","","","","","","","","","","","","","","","","","","","","","","","","","","","","","","","","",null,"","","","","","","","","","","","","","","","","","","","","","","","","","","","","","","","","","","","","","","","","","","","","","","","","","","","","","","","","","","","","","","","","","","","","","","","","","","","","","","","","","","","","","","","","","",""]
["","","","","","","","","","","","","","","","","","","","","","","","","","","","","","","","","","","","","","","","","","","","","","","","","","","","","","","","","","","","","","","","","","","","","","","","","","","","","","","","","","","","","","","","","","","","","","","","","","","","","",null,"","","","","","","","","","","","","","","","","","","","","","","","","","","","","","","","","","","","","",{"$f":"IFERROR($G100*AV100,\"\")","v":""},"","","","","","","","","","","","","","","","","","","","","","","","","","","","","","","","","","","","","","","","","","","","","","","","","","","","",""]
["","","","","","","","","","","","","","","","","","","","","","","","","","","","","","","","","","","","","","","","","","","","","","","","","","","","","","","","","","","","","","","","","","","","","","","","","","","","","","","","","","","","","","","","","","","","","","","","","","","","","",null,"","","","","","","","","","","","","","","","","","","","","","","","","","","","","","","","","","","","","","","","","","","","","","","","","","","","","","","","","","","","","","","","","","","","","","","","","","","","","","","","","","","","","","","","","","",""]
["","","","","","","","","","","","","","","","","","","","","","","","","","","","","","","","","","","","","","","","","","","","","","","","","","","","","","","","","","","","","","","","","","","","","","","","","","","","","","","","","","","","","","","","","","","","","","","","","","","","","",null,"","","","","","","","","","","","",{"$f":"IFERROR($G102*W102,\"\")","v":""},"","","","","","","","","","","","","","","","","","","","","","","","","","","","","","","","","","","","","","","","","","","","","","","","","","","","","","","","","","","","","","","","","","","","","","","","","","","","","",""]
["","","","","","","","","","","","","","","","","","","","","","","","","","","","","","","","","","","","","","","","","","","","","","","","","","","","","","","","","","","","","","","","","","","","","","","","","","","","","","","","","","","","","","","","","","","","","","","","","","","","","",null,"","","","","","","","","","","","","","","","","","","","","","","","","","","","","","","","","","","","","","","","","","","","","","","","","","","","","","","","","","","","","","","","","","","","","","","","","","","","","","","","","","","","","","","","","","",""]
["","","","","","","","","","","","","","","","","","","","","","","","","","","","","","","","","","","","","","","","","","","","","","","","","","","","","","","","","","","","","","","","","","","","","","","","","","","","","","","","","","","","","","","","","","","","","","","","","","","","","",null,"","","","","","","","","","","","","","","","","","","","","","","","","","","","","","","","","","","","","","","","","","","","","","","","","","","","","","","","","","","","","","","","","","","","","","","","","","","","","","","","","","","","","","","","","","",""]
["","","","","","","","","","","","","","","","","","","","","","","","","","","","","","","","","","","","","","","","","","","","","","","","","","","","","","","","","","","","","","","","","","","","","","","","","","","","","","","","","","","","","","","","","","","","","","","","","","","","","",null,"","","","","","","","","","","","","","","","","","","","","","","","","","","","","","","","","","","","","","","","","","","","","","","","","","","","","","","","","","","","","","","","","","","","","","","","","","","","","","","","","","","","","","","","","","",""]
["","","","","","","","","","","","","","","","","","","","","","","","","","","","","","","","","","","","","","","","","","","","","","","","","","","","","","","","","","","","","","","","","","","","","","","","","","","","","","","","","","","","","","","","","","","","","","","","","","","","","",null,"","","","","","","","","","","","","","","","","","","","","","","","","","","","","","","","","","","","","","","","","","","","","","","","","","","","","","","","","","","","","","","","","","","","","","","","","","","","","","","","","","","","","","","","","","",""]
["","","","","","","","","","","","","","","","","","","","","","","","","","","","","","","","","","","","","","","","","","","","","","","","","","","","","","","","","","","","","","","","","","","","","","","","","","","","","","","","","","","","","","","","","","","","","","","","","","","","","",null,"","","","","","","","","","","","","","","","","","","","","","","","","","","","","","","","","","","","","","","","","","","","","","","","","","","","","","","","","","","","","","","","","","","","","","","","","","","","","","","","","","","","","","","","","","",""]
["","","","","","","","","","","","","","","","","","","","","","","","","","","","","","","","","","","","","","","","","","","","","","","","","","","","","","","","","","","","","","","","","","","","","","","","","","","","","","","","","","","","","","","","","","","","","","","","","","","","","",null,"","","","","","","","","","","","","","","","","","","","","","","","","","","","","","","","","","","","","","","","","","","","","","","","","","","","","","","","","","","","","","","","","","","","","","","","","","","","","","","","","","","","","","","","","","",""]
["","","","","","","","","","","","","","","","","","","","","","","","","","","","","","","","","","","","","","","","","","","","","","","","","","","","","","","","","","","","","","","","","","","","","","","","","","","","","","","","","","","","","","","","","","","","","","","","","","","","","",null,"","","","","","","","","","","","","","","","","","","","","","","","","","","","","","","","","","","","","","","","","","","","","","","","","","","","","","","","","",{"$f":"IFERROR($G109*BP109,\"\")","v":""},"","","","","","","","","","","","","","","","","","","","","","","","","","","","","","","","",""]
["","","","","","","","","","","","","","","","","","","","","","","","","","","","","","","","","","","","","","","","","","","","","","","","","","","","","","","","","","","","","","","","","","","","","","","","","","","","","","","","","","","","","","","","","","","","","","","","","","","","","",null,"","","","","","","","","","","","","","","","","","","","","","","","","","","","","","","","","","","","","","","","","","","","","","","","","","","","","","","","","","","","","","","","","","","","","","","","","","","","","","","","","","","","","","","","","","",""]
["","","","","","","","","","","","","","","","","","","","","","","","","","","","","","","","","","","","","","","","","","","","","","","","","","","","","","","","","","","","","","","","","","","","","","","","","","","","","","","","","","","","","","","","","","","","","","","","","","","","","",null,"","","","","","","","","","","","","","","","","","","","","","","","","","","","","","","","","","","","","","","","","","","","","","","","","","","","","","","","","","","","","","","","","","","","","","","","","","","","","","","","","","","","","","","","","","",""]
["","","","","","","","","","","","","","","","","","","","","","","","","","","","","","","","","","","","","","","","","","","","","","","","","","","","","","","","","","","","","","","","","","","","","","","","","","","","","","","","","","","","","","","","","","","","","","","","","","","","","",null,"","","","","","","","","","","","","","","","","","","","","","","","","","","","","","","","","","","","","","","","","","","","","","","","","","","","","","","","","","","","","","","","","","","","","","","","","","","","","","","","","","","","","","","","","","",""]
["","","","","","","","","","","","","","","","","","","","","","","","","","","","","","","","","","","","","","","","","","","","","","","","","","","","","","","","","","","","","","","","","","","","","","","","","","","","","","","","","","","","","","","","","","","","","","","","","","","","","",null,"","","","","","","","","","","","","","","","","","","","","","","","","","","","","","","","","","","","","","","","","","","","","","","","","","","","","","","","","","","","","","","","","","","","","","","","","","","","","","",{"$f":"IFERROR($G113*CK113,\"\")","v":""},"","","","","","","","","","","",""]
["","","","","","","","","","","","","","","","","","","","","","","","","","","","","","","","","","","","","","","","","","","","","","","","","","","","","","","","","","","","","","","","","","","","","","","","","","","","","","","","","","","","","","","","","","","","","","","","","","","","","",null,"","","","","","","","","","","","","","","","","","","","","","","","","","","","","","","","","","","","","","","","","","","","","","","","","","","","","","","","","","","","","","","","","","","","","","","","","","","","","","","","","","","","","","","","","","",""]
["","","","","","","","","","","","","","","","","","","","","","","","","","","","","","","","","","","","","","","","","","","","","","","","","","","","","","","","","","","","","","","","","","","","","","","","","","","","","","","","","","","","","","","","","","","","","","","","","","","","","",null,"","","","","","","","","","","","","","","","","","","","","","","","","","","","","","","","","",{"$f":"IFERROR($G115*AR115,\"\")","v":""},"","","","","","","","","","","","","","","","","","","","","","","","","","","","","","","","","","","","","","","","","","","","","","","","","","","","","","",{"$f":"IFERROR($G115*CU115,\"\")","v":""},"",""]
["","","","","","","","","","","","","","","","","","","","","","","","","","","","","","","","","","","","","","","","","","","","","","","","","","","","","","","","","","","","","","","","","","","","","","","","","","","","","","","","","","","","","","","","","","","","","","","","","","","","","",null,"","","","","","","","","","","","","","","","","","","","","","","","","","","","","","","","","","","","","","","","","","","","","","","","","","","","","","","","","","","","","","","","","","","","","","","","","","","","","","","","","","","","","","","","","","",""]
["","","","","","","","","","","","","","","","","","","","","","","","","","","","","","","","","","","","","","","","","","","","","","","","","","","","","","","","","","","","","","","","","","","","","","","","","","","","","","","","","","","","","","","","","","","","","","","","","","","","","",null,"","","","","","","","","","","","","","","","","","","","","","","","","","","","","","","","","","","","","","","","","","","","","","","","","","","","","","","","","","","","","","","","","","","","","","","","","","","","","","","","","","","","","","","","","","",""]
["","","","","","","","","","","","","","","","","","","","","","","","","","","","","","","","","","","","","","","","","","","","","","","","","","","","","","","","","","","","","","","","","","","","","","","","","","","","","","","","","","","","","","","","","","","","","","","","","","","","","",null,"","","","","","","","","","","","","","","","","","","","","","","","","","","","","","","","","","","","","","","","","","","","","","","","","","","","","","","","","","","","","","","","","","","","","","","","","","","","","","","","","","","","","","","","","","",""]
["","","","","","","","","","","","","","","","","","","","","","","","","","","","","","","","","","","","","","","","","","","","","","","","","","","","","","","","","","","","","","","","","","","","","","","","","","","","","","","","","","","","","","","","","","","","","","","","","","","","","",null,"","","","","","","","","","","","","","","","","","","","","","","","","","","","","","","","","","","","","","","","","","","","","","","","","","","","","","","","","","","","","","","","","","","","","","","","","","","","","","","","","","","","","","","","","","",""]
["","","","","","","","","","","","","","","","","","","","","","","","","","","","","","","","","","","","","","","","","","","","","","","","","","","","","","","","","","","","","","","","","","","","","","","","","","","","","","","","","","","","","","","","","","","","","","","","","","","","","",null,"","","","","","","","","","","","","","","","","","","","","","","","","","","","","","","","","","","","","","","","","","","","","","","","","","","","","",{"$f":"IFERROR($G120*BL120,\"\")","v":""},"","","","","","","","","","","","","","","","","","","","","","","","","","","","","","","","","","","","",""]
["","","","","","","","","","","","","","","","","","","","","","","","","","","","","","","","","","","","","","","","","","","","","","","","","","","","","","","","","","","","","","","","","","","","","","","","","","","","","","","","","","","","","","","","","","","","","","","","","","","","","",null,"","","","","","","","","","","","","","","","","","","","","","","","","","","","","","","","","","","","","","","","","","","","","","","","","","","","","","","","","","","","","","","","","","","","","","","","","","","","","","","","","","","","","","","","","","",""]
["","","","","","","","","","","","","","","","","","","","","","","","","","","","","","","","","","","","","","","","","","","","","","","","","","","","","","","","","","","","","","","","","","","","","","","","","","","","","","","","","","","","","","","","","","","","","","","","","","","","","",null,"","","","","","","","","","","",{"$f":"IFERROR($G122*V122,\"\")","v":""},"","","","","","","","","","","","","","","","","","","","","","","","","","","","","","","","","","","","","","","","","","","","","","","","","","","","","","","","","","","","","","","","","","","","","","","","","","","","","","",""]
["","","","","","","","","","","","","","","","","","","","","","","","","","","","","","","","","","","","","","","","","","","","","","","","","","","","","","","","","","","","","","","","","","","","","","","","","","","","","","","","","","","","","","","","","","","","","","","","","","","","","",null,{"$f":"IFERROR($G123*K123,\"\")","v":""},"","","","","","","","","","","","","","","","","","","","","","","","","","","","","","","","","","","","","","","","","","","","","","","","","","","","","","","","","","","","","","","","","","","","","","","","","","","","","","","","","","","","","","","","","",""]
["","","","","","","","","","","","","","","","","","","","","","","","","","","","","","","","","","","","","","","","","","","","","","","","","","","","","","","","","","","","","","","","","","","","","","","","","","","","","","","","","","","","","","","","","","","","","","","","","","","","","",null,"","","","","","","","","","","","","","","","","","","","","","","","","","","","","","","","","","","","","","","","","","","","","","","","","","","","","","","","","","","","","","","","","","","","","","","","","","","","",{"$f":"IFERROR($G124*CI124,\"\")","v":""},"","","","","","","","","","","","","",""]
["","","","","","","","","","","","","","","","","","","","","","","","","","","","","","","","","","","","","","","","","","","","","","","","","","","","","","","","","","","","","","","","","","","","","","","","","","","","","","","","","","","","","","","","","","","","","","","","","","","","","",null,"","","","","","","","","","","","","","","","","","","","","","","","","","","","","","","","","","","","","","","","","","","","","","","","","","","","","","","","","","","","","","","","","","","","","","","","","","","","","","","","","","","","","","","","","","",""]
["","","","","","","","","","","","","","","","","","","","","","","","","","","","","","","","","","","","","","","","","","","","","","","","","","","","","","","","","","","","","","","","","","","","","","","","","","","","","","","","","","","","","","","","","","","","","","","","","","","","","",null,"","","","","","","","","","","","","","","","","","","","","","","","","","","","",{"$f":"IFERROR($G126*AM126,\"\")","v":""},"","","","","","","","","","","","","","","","","","","","","","","","","","","","","","","","","","","","","","","","","","","","","","","","","","","","","","","","","","","","","",""]
["","","","","","","","","","","","","","","","","","","","","","","","","","","","","","","","","","","","","","","","","","","","","","","","","","","","","","","","","","","","","","","","","","","","","","","","","","","","","","","","","","","","","","","","","","","","","","","","","","","","","",null,"","","","","","","","","","","","","","","","","","","","","","","","","","","","","","","","","","","","","","","","","","","","","","","","","","","","","","","","","","","","","","","","","","","","","","","","","","","","","","","","","","","","","","","","","","",""]
["","","","","","","","","","","","","","","","","","","","","","","","","","","","","","","","","","","","","","","","","","","","","","","","","","","","","","","","","","","","","","","","","","","","","","","","","","","","","","","","","","","","","","","","","","","","","","","","","","","","","",null,"","","","","","","","","","","","","","","","","","","","","","","","","","","","","","","","","","","","","","","","","","","","","","","","","","","","","","","","","","","","","","","","","","","","","","","","","","","","","","","","","","","","","","","","","","",""]
["","","","","","","","","","","","","","","","","","","","","","","","","","","","","","","","","","","","","","","","","","","","","","","","","","","","","","","","","","","","","","","","","","","","","","","","","","","","","","","","","","","","","","","","","","","","","","","","","","","","","",null,"","","","","","","","","","","","","","","","","","","","","","","","","","","","","","","","","","","","","","","","","","","","","","","","",{"$f":"IFERROR($G129*BG129,\"\")","v":""},"","","","","","","","","","","","","","","","","","","","","","","","","","","","","","","","","","","","","","","","","",""]
["","","","","","","","","","","","","","","","","","","","","","","","","","","","","","","","","","","","","","","","","","","","","","","","","","","","","","","","","","","","","","","","","","","","","","","","","","","","","","","","","","","","","","","","","","","","","","","","","","","","","",null,"","","","","","","","","","","","","","","","","","","","","","","","","","","","","","","","","","","","","","","","","","","","","","","","","","","","","","","","","","","","","","","","","","","","","","","",{"$f":"IFERROR($G130*CD130,\"\")","v":""},"","","","","","","","","","","","","","","","","","",""]
["","","","","","","","","","","","","","","","","","","","","","","","","","","","","","","","","","","","","","","","","","","","","","","","","","","","","","","","","","","","","","","","","","","","","","","","","","","","","","","","","","","","","","","","","","","","","","","","","","","","","",null,"","","","","","","","","","","","","","","","","","","","","","","","","","","","","","","","","","","","","","","","","","","","","","","","","","","","","","","","","","","","","","","","","","","","","","","","","","","","","","","","","","","","","","","","","","",""]
["","","","","","","","","","","","","","","","","","","","","","","","","","","","","","","","","","","","","","","","","","","","","","","","","","","","","","","","","","","","","","","","","","","","","","","","","","","","","","","","","","","","","","","","","","","","","","","","","","","","","",null,"","","","","","","","","","","","","","","","","","","","","","","","","","","","","","","","","","","","","","","","","","","","","","","","","","","","","","","","","","","","","","","","","","","","","","","","","","","","","","","","","","","","","","","","","","",""]
["","","","","","","","","","","","","","","","","","","","","","","","","","","","","","","","","","","","","","","","","","","","","","","","","","","","","","","","","","","","","","","","","","","","","","","","","","","","","","","","","","","","","","","","","","","","","","","","","","","","","",null,"","","","","","","","","","","","","","","","","","","","","","","","","","","","","","","","","","","","","","","","","","","","","","","","","","","","","","","","","","","","","","","","","","","","","","","","","","","","","","","","","","","","","","","","","","",""]
["","","","","","","","","","","","","","","","","","","","","","","","","","","","","","","","","","","","","","","","","","","","","","","","","","","","","","","","","","","","","","","","","","","","","","","","","","","","","","","","","","","","","","","","","","","","","","","","","","","","","",null,"","","","","","","","","","","","","","","","","","","","","","","","","","","","","","","","","","","","","","","","","","","","","","","","","","","","","","","","","","","","","","","","","","","","","","","","","","","","","","","","","","","","","","","","","","",""]
["","","","","","","","","","","","","","","","","","","","","","","","","","","","","","","","","","","","","","","","","","","","","","","","","","","","","","","","","","","","","","","","","","","","","","","","","","","","","","","","","","","","","","","","","","","","","","","","","","","","","",null,"","","","","","","","","","","","","","",{"$f":"IFERROR($G135*Y135,\"\")","v":""},"","","","","","","","","","","","","","","","","","","","","","","","","","","","","","","","","","","","","","","","","","","","","","","","","","","","","","","","","","","","","","","","","","","","","","","","","","","",""]
["","","","","","","","","","","","","","","","","","","","","","","","","","","","","","","","","","","","","","","","","","","","","","","","","","","","","","","","","","","","","","","","","","","","","","","","","","","","","","","","","","","","","","","","","","","","","","","","","","","","","",null,"","","","","","","","","","","","","","","","","","","","","","","","","","","","","","","","","","","","","","","","","","","","","","","","","","","","","","","","","","","","","","","","","","","","","","","","","","","","","","","","","","","","","","","","","","",""]
["","","","","","","","","","","","","","","","","","","","","","","","","","","","","","","","","","","","","","","","","","","","","","","","","","","","","","","","","","","","","","","","","","","","","","","","","","","","","","","","","","","","","","","","","","","","","","","","","","","","","",null,"","","","","","","","","","","","","","","","","","","","","","","","","","","","","","","","","","","","","","","","","","","","","","","","","","","","","","","","","","","","","","","","","","","","","","","","","","","","","","","","","","","","","","","","","","",""]
["","","","","","","","","","","","","","","","","","","","","","","","","","","","","","","","","","","","","","","","","","","","","","","","","","","","","","","","","","","","","","","","","","","","","","","","","","","","","","","","","","","","","","","","","","","","","","","","","","","","","",null,"","","","","","","","","","","","","","","","","","","","","","","","","","","","","","","","","","","","","","","","","","","","","","","","","","","","","","","","","","","","","","","","","","","","","","","","","","","","","","","","","","","","","","","","","","",""]
["","","","","","","","","","","","","","","","","","","","","","","","","","","","","","","","","","","","","","","","","","","","","","","","","","","","","","","","","","","","","","","","","","","","","","","","","","","","","","","","","","","","","","","","","","","","","","","","","","","","","",null,"","","","","","","","","","","","","","","","","","","","","","","","","","","","","","","","","","","","","","","","","","","","","","","","","","","","","","","","","","","","","","","","","","","","","","","","","","","","","","","","","","","","","",{"$f":"IFERROR($G139*CR139,\"\")","v":""},"","","","",""]
["","","","","","","","","","","","","","","","","","","","","","","","","","","","","","","","","","","","","","","","","","","","","","","","","","","","","","","","","","","","","","","","","","","","","","","","","","","","","","","","","","","","","","","","","","","","","","","","","","","","","",null,"","","","","","","","","","","","","","","","","","","","","","","","","","","","","","","","","","","","","","","","","","","","","","","","","","","","","","","","","","","","","","","","","","","","","","","","","","","","","","","","","","","","","","","","","","",""]
["","","","","","","","","","","","","","","","","","","","","","","","","","","","","","","","","","","","","","","","","","","","","","","","","","","","","","","","","","","","","","","","","","","","","","","","","","","","","","","","","","","","","","","","","","","","","","","","","","","","","",null,"","","","","","","","","","","","","","","","","","","","","","","","","","","","","","","","","","","","","","","","","","","","","","","","","","","","","","","","","","","","","","","","","","","","","","","","","","","","","","","","","","","","","","","","","","",""]
["","","","","","","","","","","","","","","","","","","","","","","","","","","","","","","","","","","","","","","","","","","","","","","","","","","","","","","","","","","","","","","","","","","","","","","","","","","","","","","","","","","","","","","","","","","","","","","","","","","","","",null,"","","","","","","","","","","","","","","","","","","","","","","","","","","","","","","","","","","","","","","","","","","","","","","","","","","","","","","","","","","","","","","","","","","","","","","","","","","","","","","","","","","","","","","","","","",""]
["","","","","","","","","","","","","","","","","","","","","","","","","","","","","","","","","","","","","","","","","","","","","","","","","","","","","","","","","","","","","","","","","","","","","","","","","","","","","","","","","","","","","","","","","","","","","","","","","","","","","",null,"","","","","","","","","","","","","","","","","","","","","","","","","","","","","","","","","","","","","","","","","","","","",{"$f":"IFERROR($G143*BC143,\"\")","v":""},"","","","","","","","","","","","","","","","","","","","","","","","","","","","","","","","","","","","","","","","","","","","","",""]
["","","","","","","","","","","","","","","","","","","","","","","","","","","","","","","","","","","","","","","","","","","","","","","","","","","","","","","","","","","","","","","","","","","","","","","","","","","","","","","","","","","","","","","","","","","","","","","","","","","","","",null,"","","","","","","","","","","","","","","","","","","","","","","","","","","","","","","","","","","","","","","","","","","","","","","","","","","","","","","","","","","","","","","","","","","","","","","","","","","","","","","","","","","","","","","","","","",""]
["","","","","","","","","","","","","","","","","","","","","","","","","","","","","","","","","","","","","","","","","","","","","","","","","","","","","","","","","","","","","","","","","","","","","","","","","","","","","","","","","","","","","","","","","","","","","","","","","","","","","",null,"","","","","","","","","","","","","","","","","","","","","","","","","","","","","","","","","","","","","","","","","","","","","","","","","","","","","","","","","","","","","","","","","","","","","","","","","","","","","","","","","","","","","","","","","","",""]
["","","","","","","","","","","","","","","","","","","","","","","","","","","","","","","","","","","","","","","","","","","","","","","","","","","","","","","","","","","","","","","","","","","","","","","","","","","","","","","","","","","","","","","","","","","","","","","","","","","","","",null,"","",{"$f":"IFERROR($G146*M146,\"\")","v":""},"","","","","","","","","","","","","","","","","","","","","","","","","","","","","","","","","","","","","","","","","","","","","","","","","","","","","","","","","","","","","","","","","","","","","","","","","","","","","","","","","","","","","","","",""]
["","","","","","","","","","","","","","","","","","","","","","","","","","","","","","","","","","","","","","","","","","","","","","","","","","","","","","","","","","","","","","","","","","","","","","","","","","","","","","","","","","","","","","","","","","","","","","","","","","","","","",null,{"$f":"IFERROR($G147*K147,\"\")","v":""},"","","","","","","","","","","","","","","","","","","","","","","","","","","","","","","","","","","","","","","","","","","","","","","","","","","","","","","","","","","","","","","","","","","","","","","","","","","","","","","","","","","","","","","","","",""]
["","","","","","","","","","","","","","","","","","","","","","","","","","","","","","","","","","","","","","","","","","","","","","","","","","","","","","","","","","","","","","","","","","","","","","","","","","","","","","","","","","","","","","","","","","","","","","","","","","","","","",null,"","","","","","","","","","","","","","","","","","","","","","","","","","","","","","","","","","","","","","","","","","","","","","","","","","","","","","","","","","","","","","","","","","","","","","","","","","","","","","","","","","","","","","","","","","",""]
["","","","","","","","","","","","","","","","","","","","","","","","","","","","","","","","","","","","","","","","","","","","","","","","","","","","","","","","","","","","","","","","","","","","","","","","","","","","","","","","","","","","","","","","","","","","","","","","","","","","","",null,"","","","","","","","","","","","","","","","","","","","","","","","","","","","","","","","","","","","","","","","","","","","","","","","","","","","","","","","","","","","","","","","","","","","","","","","","","","","","","","","","","","","","","","","","","",""]
["","","","","","","","","","","","","","","","","","","","","","","","","","","","","","","","","","","","","","","","","","","","","","","","","","","","","","","","","","","","","","","","","","","","","","","","","","","","","","","","","","","","","","","","","","","","","","","","","","","","","",null,"","","","","","","","","","","","","","","","","","","","","","","","","","","","","","","","","","","","","","","","","","","","","","","","","","","","","","","","","","","","","","","","","","","","","","","","","","","","","","","","","","","","","","","","","","",""]
["","","","","","","","","","","","","","","","","","","","","","","","","","","","","","","","","","","","","","","","","","","","","","","","","","","","","","","","","","","","","","","","","","","","","","","","","","","","","","","","","","","","","","","","","","","","","","","","","","","","","",null,"","","","","","","","","","","","","","","","","","","","","","","","","","","","","","","","","","","","","","","","","","","","","","","","","","","","","","","","","","","","",{"$f":"IFERROR($G151*BS151,\"\")","v":""},"","","","","","","","","","","","","","","","","","","","","","","","","","","","","",""]
["","","","","","","","","","","","","","","","","","","","","","","","","","","","","","","","","","","","","","","","","","","","","","","","","","","","","","","","","","","","","","","","","","","","","","","","","","","","","","","","","","","","","","","","","","","","","","","","","","","","","",null,"","","","","","","","","","","","","","","","","","","","","","","","","","","","","","","","","","","","","","","","","","","","","","","","","","","","","","","","","","","","","","","","","","","","","","","","","","","","","","","","","","","","","","","","","","",""]
["","","","","","","","","","","","","","","","","","","","","","","","","","","","","","","","","","","","","","","","","","","","","","","","","","","","","","","","","","","","","","","","","","","","","","","","","","","","","","","","","","","","","","","","","","","","","","","","","","","","","",null,"","","","","","","","","","","","","","","","","",{"$f":"IFERROR($G153*AB153,\"\")","v":""},"","","","","","","","","","","","","","","","","","","","",{"$f":"IFERROR($G153*AW153,\"\")","v":""},"","","","","","","","","","","","","","","","","","","","","","","","","","","","","","","","","","","","","","","","","","","","","","","","","","","",""]
["","","","","","","","","","","","","","","","","","","","","","","","","","","","","","","","","","","","","","","","","","","","","","","","","","","","","","","","","","","","","","","","","","","","","","","","","","","","","","","","","","","","","","","","","","","","","","","","","","","","","",null,"","","","","","","","","","","","","","","","","","","","","","","","","","","","","","","","","",{"$f":"IFERROR($G154*AR154,\"\")","v":""},"","","","","","","","","","","","","","","","","","","","","","","","","","","","","","","","","","","","","","","","","","","","","","","","","","","","","","","","",""]
["","","","","","","","","","","","","","","","","","","","","","","","","","","","","","","","","","","","","","","","","","","","","","","","","","","","","","","","","","","","","","","","","","","","","","","","","","","","","","","","","","","","","","","","","","","","","","","","","","","","","",null,"","","","","","","","","","","","","","","","","","","","","","","","","","","","","","","","","","","","","","","","","","","","","","","","","","","","","","","","","","","","","","","","","","","","","","","","","","","","","","","","","","","","","","","","","","",""]
["","","","","","","","","","","","","","","","","","","","","","","","","","","","","","","","","","","","","","","","","","","","","","","","","","","","","","","","","","","","","","","","","","","","","","","","","","","","","","","","","","","","","","","","","","","","","","","","","","","","","",null,"","","","","","","","","","","","","","","","","","","","","","","","","","","","","","","","","","","","","","","","","","","","","","","","","","","","","","","","","","","","","","","","","","","","","","","","","","","","","","","","","","","","","","","","","","",""]
["","","","","","","","","","","","","","","","","","","","","","","","","","","","","","","","","","","","","","","","","","","","","","","","","","","","","","","","","","","","","","","","","","","","","","","","","","","","","","","","","","","","","","","","","","","","","","","","","","","","","",null,"","","","","","","","","","","","","","","","","","","","","","","","","","","","","","","","","","","","","","","","","","","","","","","","","","","","","","","","","","","","","","","","","","","","","","","","","","","","","","","","","","","","","","","","","","",""]
["","","","","","","","","","","","","","","","","","","","","","","","","","","","","","","","","","","","","","","","","","","","","","","","","","","","","","","","","","","","","","","","","","","","","","","","","","","","","","","","","","","","","","","","","","","","","","","","","","","","","",null,"","","","","","","","","","","","","","","","","","","","","","","","","","","","","","","","","","","","","","","","","","","","","","","","","","","","","","","","","","","","","","","","","","","","","","","","","","","","","","","","","","","","","","","","","","",""]
["","","","","","","","","","","","","","","","","","","","","","","","","","","","","","","","","","","","","","","","","","","","","","","","","","","","","","","","","","","","","","","","","","","","","","","","","","","","","","","","","","","","","","","","","","","","","","","","","","","","","",null,"","","","","","","","","","","","","","","","","","","","","","","","","","","","","","","","","","","","","","","","","","","","","","","","","","","","","","","","","","","","","","","","","","","","","","","","","","","","","","","","","","","","","","","","","","",""]
["","","","","","","","","","","","","","","","","","","","","","","","","","","","","","","","","","","","","","","","","","","","","","","","","","","","","","","","","","","","","","","","","","","","","","","","","","","","","","","","","","","","","","","","","","","","","","","","","","","","","",null,"","","","","","","","","","","","","","","","","","","","","","","","","","","","","","","","","","","","","","","","","","","","","","","","","","","","","","","","","","","","","","","","","","","","","","","","","","","","","","","","","","","","","","","","","","",""]
["","","","","","","","","","","","","","","","","","","","","","","","","","","","","","","","","","","","","","","","","","","","","","","","","","","","","","","","","","","","","","","","","","","","","","","","","","","","","","","","","","","","","","","","","","","","","","","","","","","","","",null,"","","","","","","","","","","","","","","","","","","","","","","","","","","","","","","","","","","","","","","","","","","","","","","","","","","","","","","","","","","","","","","","","","","","","","","","","","","","","","","","","","","","","","","","","","",""]
["","","","","","","","","","","","","","","","","","","","","","","","","","","","","","","","","","","","","","","","","","","","","","","","","","","","","","","","","","","","","","","","","","","","","","","","","","","","","","","","","","","","","","","","","","","","","","","","","","","","","",null,"","","","","","","","","","","","","","","","","","","","","","","","","","","","","","","","","","","","","","","","","","","","","","","","","","","","","","","","","","","","","","","","","","","","","","","","","","","","","","","","","","","","","","","","","","",""]
["","","","","","","","","","","","","","","","","","","","","","","","","","","","","","","","","","","","","","","","","","","","","","","","","","","","","","","","","","","","","","","","","","","","","","","","","","","","","","","","","","","","","","","","","","","","","","","","","","","","","",null,"","","","","","","","","","","","","","","","","","","","","","","","","","","","","","","","","","","","","","","","","","","","","","","","","","","","","","","","","","","","","","","","","","","","","","","","","","","","","","","","","","","","","","","","","","",""]
["","","","","","","","","","","","","","","","","","","","","","","","","","","","","","","","","","","","","","","","","","","","","","","","","","","","","","","","","","","","","","","","","","","","","","","","","","","","","","","","","","","","","","","","","","","","","","","","","","","","","",null,"","","","","","","","","","","","","","","","","","","","","","","","","","","","","","","","","","","","","","","","","","","","","","","","","","","","","","","","","","","","","","","","","","","","","","","","","","","","","","","","","","","",{"$f":"IFERROR($G164*CP164,\"\")","v":""},"","","","","","",""]
["","","","","","","","","","","","","","","","","","","","","","","","","","","","","","","","","","","","","","","","","","","","","","","","","","","","","","","","","","","","","","","","","","","","","","","","","","","","","","","","","","","","","","","","","","","","","","","","","","","","","",null,"","","","","","","","","","","","","","","","","","","","","","","","","","","","","","","","","","","","","","","","","","","","","","","","","","","","","","","","","","","","","","","","","","","","","","","","","","","","","","","","","","","","","","","","","","",""]
["","","","","","","","","","","","","","","","","","","","","","","","","","","","","","","","","","","","","","","","","","","","","","","","","","","","","","","","","","","","","","","","","","","","","","","","","","","","","","","","","","","","","","","","","","","","","","","","","","","","","",null,"","","","","","","","","","","","","","","","","","","","","","","","","","","","","","","","","","","","","","","","","","","","","","","","","","","","","","","","","","","","","","","","","","","","","","","","","","","","","","","","","","","","","","","","","","",""]
["","","","","","","","","","","","","","","","","","","","","","","","","","","","","","","","","","","","","","","","","","","","","","","","","","","","","","","","","","","","","","","","","","","","","","","","","","","","","","","","","","","","","","","","","","","","","","","","","","","","","",null,"","","","","","","","","","","","","","","","","","","","","","","","","","","","","","","","","","","","","","","","","","","","","","","","","","","","","","","","","","","","","","","","","","","","","","","","","","","","","","","","","","","","","","","","","","",""]
["","","","","","","","","","","","","","","","","","","","","","","","","","","","","","","","","","","","","","","","","","","","","","","","","","","","","","","","","","","","","","","","","","","","","","","","","","","","","","","","","","","","","","","","","","","","","","","","","","","","","",null,"","","","","","","","","","","","","","","","","","","","","","","","","","","","","","","","","","","","","","","","","","","","","","","","","","","","","","","","","","","","","","","","","","","","","","","","","","","","","","","","","","","","","","","","","","",""]
["","","","","","","","","","","","","","","","","","","","","","","","","","","","","","","","","","","","","","","","","","","","","","","","","","","","","","","","","","","","","","","","","","","","","","","","","","","","","","","","","","","","","","","","","","","","","","","","","","","","","",null,"","","","","","","","","","","","","","","","","","","","","",{"$f":"IFERROR($G169*AF169,\"\")","v":""},"","","","","","","","","","","","","","","","","","","","","","","","","","","","","","","","","","","","","","","","","","","","","","","","","","","","","","","","","","","","","","","","","","","","",""]
["","","","","","","","","","","","","","","","","","","","","","","","","","","","","","","","","","","","","","","","","","","","","","","","","","","","","","","","","","","","","","","","","","","","","","","","","","","","","","","","","","","","","","","","","","","","","","","","","","","","","",null,"","","","","","","","","","","","","","","","","","","","","","","","","","","","","","","","","","","","","","","","","","","","","","","","","","","","","","",{"$f":"IFERROR($G170*BM170,\"\")","v":""},"","","","","","","","","","","","","","","","","","","","","","","","","","","","","","","","","","","",""]
["","","","","","","","","","","","","","","","","","","","","","","","","","","","","","","","","","","","","","","","","","","","","","","","","","","","","","","","","","","","","","","","","","","","","","","","","","","","","","","","","","","","","","","","","","","","","","","","","","","","","",null,"","","","","","","","","","","","","","","","","","","","","","","","","","","","","","","","","","","","","","","","","","","","","","","","","","","","","","","","","","","","","","","","","","","","","","","","","","","","","","","",{"$f":"IFERROR($G171*CL171,\"\")","v":""},"","","","","","","","","","",""]
["","","","","","","","","","","","","","","","","","","","","","","","","","","","","","","","","","","","","","","","","","","","","","","","","","","","","","","","","","","","","","","","","","","","","","","","","","","","","","","","","","","","","","","","","","","","","","","","","","","","","",null,"","","","","","","","","","","","","","","","","","","","","","","","","","","","","","","","","","","","","","","","","","","","","","","","","","","","","","","","","","","","","","","","","","","","","","","","","","","","",{"$f":"IFERROR($G172*CI172,\"\")","v":""},"","","","","","","","","","","","","",""]
["","","","","","","","","","","","","","","","","","","","","","","","","","","","","","","","","","","","","","","","","","","","","","","","","","","","","","","","","","","","","","","","","","","","","","","","","","","","","","","","","","","","","","","","","","","","","","","","","","","","","",null,"","","","","","","","","","","","","","","","","","","","","","","","","","","","","","","","","","","","","","","","","","","","","","","","","","","","","","","","","","","","","","","","","","","","","","","","","","","","","","","","","","","","","","","","","","",""]
["","","","","","","","","","","","","","","","","","","","","","","","","","","","","","","","","","","","","","","","","","","","","","","","","","","","","","","","","","","","","","","","","","","","","","","","","","","","","","","","","","","","","","","","","","","","","","","","","","","","","",null,"","","","","",{"$f":"IFERROR($G174*P174,\"\")","v":""},"","","","","","","","","","","","","","","","","","","","","","","","","","","","","","","","","","","","","","","","","","","","","","","","","","","","","","","","","","","","","","","","","","","","","","","","","","","","","","","","","","","","",""]
["","","","","","","","","","","","","","","","","","","","","","","","","","","","","","","","","","","","","","","","","","","","","","","","","","","","","","","","","","","","","","","","","","","","","","","","","","","","","","","","","","","","","","","","","","","","","","","","","","","","","",null,"","","","","","","","","","","","","","","","","","","","","","","","","","","","","","","","","","","","","","","","","","","","","","","","","","","","","","","","","","","","","","","","","","","","","","","","","","","","","","","","","","","","","","","","","","",""]
["","","","","","","","","","","","","","","","","","","","","","","","","","","","","","","","","","","","","","","","","","","","","","","","","","","","","","","","","","","","","","","","","","","","","","","","","","","","","","","","","","","","","","","","","","","","","","","","","","","","","",null,"","","","","","","","","","","","","","","","","","","","","","","","","","","","","","","","","","","","","","","","","","","","","","","","","","","","","","","","","","","","","","","","","","","","","","","","","","","","","","","","","","","","","","","","","","",""]
["","","","","","","","","","","","","","","","","","","","","","","","","","","","","","","","","","","","","","","","","","","","","","","","","","","","","","","","","","","","","","","","","","","","","","","","","","","","","","","","","","","","","","","","","","","","","","","","","","","","","",null,"","","","","","","","","","","","","","","","","","","","","","","","","","","","","","","","","","","","","","","","","","","","","","","","","","","","","","","","","","","","","","","","","","","","","","",{"$f":"IFERROR($G177*CC177,\"\")","v":""},"","","","","","","","","","","","","","","","","","","",""]
["","","","","","","","","","","","","","","","","","","","","","","","","","","","","","","","","","","","","","","","","","","","","","","","","","","","","","","","","","","","","","","","","","","","","","","","","","","","","","","","","","","","","","","","","","","","","","","","","","","","","",null,"","","","","","","","","","","","","","","","","","","","","","","","","","","","","","","","","","","","","","","","","","","","","","","","","","","",{"$f":"IFERROR($G178*BJ178,\"\")","v":""},"","","","","","","","","","","","","","","","","","","","","","","","","","","","","","","","","","","","","","",""]
["","","","","","","","","","","","","","","","","","","","","","","","","","","","","","","","","","","","","","","","","","","","","","","","","","","","","","","","","","","","","","","","","","","","","","","","","","","","","","","","","","","","","","","","","","","","","","","","","","","","","",null,"","","","","","","","","","","","",{"$f":"IFERROR($G179*W179,\"\")","v":""},"","","","","","","","","","","","","","","","","","","","","","","","","","","","","","","","","","","","","","","","","","","","","","","","","","","","","","","","","","","","","","","","","","","","","","","","","","","","","",""]
["","","","","","","","","","","","","","","","","","","","","","","","","","","","","","","","","","","","","","","","","","","","","","","","","","","","","","","","","","","","","","","","","","","","","","","","","","","","","","","","","","","","","","","","","","","","","","","","","","","","","",null,"","","","","","","","","","","","","","","","","","","","","","","","","","","","","","","","","","","","","","","","","","","","","","","","","","","","","","","","","","","","","","","","","","","","","","","","","","","","","","","","","","","","","","","","","","",""]
["","","","","","","","","","","","","","","","","","","","","","","","","","","","","","","","","","","","","","","","","","","","","","","","","","","","","","","","","","","","","","","","","","","","","","","","","","","","","","","","","","","","","","","","","","","","","","","","","","","","","",null,"","","","","","","","","","","","","","","","","","","","","","","","","","","","","","","","","","","","","","","","","","","","","","","","","","","","","","","","","","","","","","","","","","","","","","","","","","","","","","","","","","","","","","","","","","",""]
["","","","","","","","","","","","","","","","","","","","","","","","","","","","","","","","","","","","","","","","","","","","","","","","","","","","","","","","","","","","","","","","","","","","","","","","","","","","","","","","","","","","","","","","","","","","","","","","","","","","","",null,"","","","","","","","","","","","","","","","","","","","","","","","","","","","","","","","","","","","","","","","","","","","","","","","","","","","","","","","","","","","","","","","","","","","","","","","","","","","","","","","","","","","","","","","","","",""]
["","","","","","","","","","","","","","","","","","","","","","","","","","","","","","","","","","","","","","","","","","","","","","","","","","","","","","","","","","","","","","","","","","","","","","","","","","","","","","","","","","","","","","","","","","","","","","","","","","","","","",null,"","","","","","","","","","","","","","","","","","","","","","","","","","","","","","","","","","","","","","","","","","","","","","","","","","","","","","","","","","","","","","","","","","","","","","","","","","","","","","","","","","","","","","","","","","",""]
["","","","","","","","","","","","","","","","","","","","","","","","","","","","","","","","","","","","","","","","","","","","","","","","","","","","","","","","","","","","","","","","","","","","","","","","","","","","","","","","","","","","","","","","","","","","","","","","","","","","","",null,"","","","","","","","","","","","","","","","","","","","","","","","","","","","","","","","","","","","","","","","","","","","","","","","","","","","","","","","","","","","","","","","","","","","","","","","","","","","","","","","","","","","","","","","","","",""]
["","","","","","","","","","","","","","","","","","","","","","","","","","","","","","","","","","","","","","","","","","","","","","","","","","","","","","","","","","","","","","","","","","","","","","","","","","","","","","","","","","","","","","","","","","","","","","","","","","","","","",null,"","","","","","","","","","","","","","","","","","","","","","","","","","","","","","","","","","","","","","","","","","","","","","","","","","","","","","","","","","","","","","","","","","","","","","","","","","","","","","","","","","","","","","","","","","",""]
["","","","","","","","","","","","","","","","","","","","","","","","","","","","","","","","","","","","","","","","","","","","","","","","","","","","","","","","","","","","","","","","","","","","","","","","","","","","","","","","","","","","","","","","","","","","","","","","","","","","","",null,"","","","","","","","","","","","","","","","","","","","","","","","","","","","","","","","","","","","","","","","","","","","","","","","","","","","","","","","","","","","","","","","","","","","","","","","","","","","","","","","","","","","","","","","","","",""]
["","","","","","","","","","","","","","","","","","","","","","","","","","","","","","","","","","","","","","","","","","","","","","","","","","","","","","","","","","","","","","","","","","","","","","","","","","","","","","","","","","","","","","","","","","","","","","","","","","","","","",null,"","","","","","","","","","","","","","","","","","","","","","","","","","","","","","","","","","","","","","","","","","","","","","","","","","","","","","","","","","","","","","","","","","","","","","","","","","","","","","","","","","","","","","","","","","",""]
["","","","","","","","","","","","","","","","","","","","","","","","","","","","","","","","","","","","","","","","","","","","","","","","","","","","","","","","","","","","","","","","","","","","","","","","","","","","","","","","","","","","","","","","","","","","","","","","","","","","","",null,"","","","","","","","","","","","","","","","","","","","","","","","","","","","","","","","","","","","","","","","","","","","","","","","","","","","","","","","","","","","","","","","","","","","","","","","","","","","","","","","","","","","","","","","","","",""]
["","","","","","","","","","","","","","","","","","","","","","","","","","","","","","","","","","","","","","","","","","","","","","","","","","","","","","","","","","","","","","","","","","","","","","","","","","","","","","","","","","","","","","","","","","","","","","","","","","","","","",null,"","","","","","","","","","","","","","","","","","","","","","","","","","","","","","","","","","","","","","","","","","","","","","","","","","","","","","","","","","","","","","","","","","","","","","","","","","","","","","","","","","","","","","","","","","",""]
["","","","","","","","","","","","","","","","","","","","","","","","","","","","","","","","","","","","","","","","","","","","","","","","","","","","","","","","","","","","","","","","","","","","","","","","","","","","","","","","","","","","","","","","","","","","","","","","","","","","","",null,"","","","","","","","","","","","","","","","","","","","","","","","",{"$f":"IFERROR($G190*AI190,\"\")","v":""},"","","","","","","","","","","","","","","","","","","","","","","","","","","","","","","","","","",{"$f":"IFERROR($G190*BR190,\"\")","v":""},"","","","","","","","","","","","","","","","","","","","","","","","","","","","","","",""]

{"sheet":"Cost scenario - output","index":3,"n_rows":175,"n_cols":43,"rows_kept":175,"cut":false,"hidden":false,"merged":[]}
[null,null,null,"Replacement expenditure forecast ($,000)",null,null,null,null,null,null,null,null,null,null,null,null,null,null,null,null,null,null,null,"Replacement quantity forecast (#)"]
[null,null,null,1,2,3,4,5,6,7,8,9,10,11,12,13,14,15,16,17,18,19,20,1,2,3,4,5,6,7,8,9,10,11,12,13,14,15,16,17,18,19,20]
[]
[]
["ID","Asset group",null,2020,2021,2022,2023,2024,2025,2026,2027,2028,2029,2030,2031,2032,2033,2034,2035,2036,2037,2038,2039,2020,2021,2022,2023,2024,2025,2026,2027,2028,2029,2030,2031,2032,2033,2034,2035,2036,2037,2038,2039]
[{"$f":"IFERROR(IF('Historical scenario - output'!A6=\"\",\"\",'Historical scenario - output'!A6),\"\")","v":1},{"$f":"IFERROR(IF('Historical scenario - output'!B6=\"\",\"\",'Historical scenario - output'!B6),\"\")","v":"OVERHEAD CONDUCTORS"},null,{"$f":"IFERROR(IF($A6=\"\",\"\",SUMIFS(D$21:D$175,$A$21:$A$175,$A6)),\"\")","v":2913.5594700698907},{"$f":"IFERROR(IF($A6=\"\",\"\",SUMIFS(E$21:E$175,$A$21:$A$175,$A6)),\"\")","v":3384.5768156569352},3920.4351078648574,4530.956039258419,5227.8765424463063,6025.052965231489,6938.5927972575428,7986.8838273360625,9190.4914906286485,10571.898614662701,12155.067928530529,13964.816461102539,16026.00196650108,18362.534172835978,20996.237130437992,23945.602258051811,27224.483792690953,{"$f":"IFERROR(IF($A6=\"\",\"\",SUMIFS(U$21:U$175,$A$21:$A$175,$A6)),\"\")","v":30840.798202265058},34795.295796722581,39080.475556090329,{"$f":"IFERROR(IF($A6=\"\",\"\",SUMIFS(X$21:X$175,$A$21:$A$175,$A6)),\"\")","v":118.85380907192202},{"$f":"IFERROR(IF($A6=\"\",\"\",SUMIFS(Y$21:Y$175,$A$21:$A$175,$A6)),\"\")","v":138.22594287358345},160.40013883720997,185.84405745620961,215.11918360490381,248.8902312949333,287.93102993754206,333.12549277439086,385.46230795382468,446.02214850715944,515.95647601604185,596.45741072037094,688.71864375654047,793.88794968676814,913.01248426260111,1046.9786808158549,1196.4491419765184,{"$f":"IFERROR(IF($A6=\"\",\"\",SUMIFS(AO$21:AO$175,$A$21:$A$175,$A6)),\"\")","v":1361.7994144555396},1543.0578900232329,1739.8522597633273]
[{"$f":"IFERROR(IF('Historical scenario - output'!A7=\"\",\"\",'Historical scenario - output'!A7),\"\")","v":2},null,null,{"$f":"IFERROR(IF($A7=\"\",\"\",SUMIFS(D$21:D$175,$A$21:$A$175,$A7)),\"\")","v":0},0,0,0,0,0,0,0,0,0,0,0,0,0,0,0,0,0,0,0,0,0,0,0,0,0,0,0,0,0,0,0,0,0,0,0,0,0,0,0]
[{"$f":"IFERROR(IF('Historical scenario - output'!A8=\"\",\"\",'Historical scenario - output'!A8),\"\")","v":3},{"$f":"IFERROR(IF('Historical scenario - output'!B8=\"\",\"\",'Historical scenario - output'!B8),\"\")","v":"SERVICE LINES"},null,8872.2227420114632,8977.653420893741,9037.8195284175908,9057.6047452495968,9043.0971354057256,9001.247862276372,8939.5069379076922,8865.4429139726781,8786.3562528039183,8708.9009890162979,8638.7347164314597,8580.2210664199665,8536.2099757141386,8507.9180691138245,8494.9242152269144,8495.2845610220938,8505.7587614856966,8522.1268198682028,8539.5660803090032,8553.0521642994736,16884.627650025617,17085.251017228551,17199.685113455384,17237.193070585829,17209.331016521126,17129.302883136606,17011.270855749739,16869.634179554279,16718.294554136137,16569.935798158633,16435.355987727206,16322.898321589235,16238.029267586158,16183.106973162201,16157.369105386673,16157.14876390718,16176.303030951451,16206.815151350829,16239.512367278889,16264.830321581096]
[{"$f":"IFERROR(IF('Historical scenario - output'!A9=\"\",\"\",'Historical scenario - output'!A9),\"\")","v":4},{"$f":"IFERROR(IF('Historical scenario - output'!B9=\"\",\"\",'Historical scenario - output'!B9),\"\")","v":"SWITCHGEAR"},null,8944.3662132601694,8549.7523411228358,8131.6779962020155,7702.7248304257828,7275.972967298625,6863.975660414495,6478.1117238100978,6128.2191949917751,5822.4371920696258,5567.1924954420429,5367.2709190059113,5225.9173068293549,5144.916192603695,5124.6196546317142,5163.9091748148339,5260.1017304055104,5408.8327697063505,5603.9654475076368,5837.5824082761083,6100.1110829692043,156.853661609646,151.11686599835906,146.44436939234902,142.9085790437114,140.6129401456194,139.65800212894814,140.12864520396278,142.09394293606152,145.61352588077855,150.74577801757243,157.55417316687476,166.10888733652519,176.4817459878214,188.73370631728483,202.89543100008652,218.94295609994938,236.77176992132334,256.17353284259525,276.81993406173825,298.25764812590728]
[{"$f":"IFERROR(IF('Historical scenario - output'!A10=\"\",\"\",'Historical scenario - output'!A10),\"\")","v":5},{"$f":"IFERROR(IF('Historical scenario - output'!B10=\"\",\"\",'Historical scenario - output'!B10),\"\")","v":"TRANSFORMERS"},null,23150.994768490007,22413.20539832065,21940.451384141223,21670.945404362017,21556.237011222969,21558.31284123701,21647.207784532646,21799.045510604603,21994.457725215329,22217.352409787571,22454.009758833861,22692.482145775961,22922.264879204406,23134.192133989389,23320.501304645379,23475.002177200244,23593.286452411365,23672.918609832617,23713.560057107476,23716.993336551019,1658.6438552837919,1587.0405186148621,1534.3052597584924,1496.3112540231843,1469.9243950007358,1452.7550631651993,1442.9577831657928,1439.0717655556828,1439.8970969347563,1444.4025355933866,1451.6613758632654,1460.811809855612,1471.0378935519573,1481.5668695377628,1491.6784029604023,1500.7213540340936,1508.1340570974662,1513.4646554575718,1516.3887697100829,1516.7225625000465]
[{"$f":"IFERROR(IF('Historical scenario - output'!A11=\"\",\"\",'Historical scenario - output'!A11),\"\")","v":6},{"$f":"IFERROR(IF('Historical scenario - output'!B11=\"\",\"\",'Historical scenario - output'!B11),\"\")","v":"UNDERGROUND CABLES"},null,2950.1660851223846,3280.4499478163066,3645.6441440322901,4054.8470709673484,4519.3520911416445,5052.6760485462119,5670.4884509821222,6390.4339327408234,7231.8450135267503,8215.3471539427082,9362.3636295146498,10694.533640013413,12233.063006948063,13998.032282921413,16007.691466996828,18277.773124938241,20820.855989603831,23645.808745135204,26757.338714740621,30155.663021623124,5.3517208206822389,6.1008982158124487,6.9577736756527839,7.9467785116487306,9.097780320985283,10.446418020023359,12.03422422610134,13.908483529452866,16.121782323251303,18.731218555300369,21.797258199940277,25.382248789877693,29.548627437963791,34.356888974630309,39.863406013420963,46.118213533958638,53.162882753548026,61.02861021622104,69.734636969968761,79.287089803718175]
[{"$f":"IFERROR(IF('Historical scenario - output'!A12=\"\",\"\",'Historical scenario - output'!A12),\"\")","v":""},{"$f":"IFERROR(IF('Historical scenario - output'!B12=\"\",\"\",'Historical scenario - output'!B12),\"\")","v":""},null,"","","","","","","","","","","","","","","","","","","","","","","","","","","","","","","","","","","","","","","",""]
[{"$f":"IFERROR(IF('Historical scenario - output'!A13=\"\",\"\",'Historical scenario - output'!A13),\"\")","v":""},{"$f":"IFERROR(IF('Historical scenario - output'!B13=\"\",\"\",'Historical scenario - output'!B13),\"\")","v":""},null,"","","","","","","","","","","","","","","","","","","","","","","","","","","","","","","","","","","","","","","",""]
[{"$f":"IFERROR(IF('Historical scenario - output'!A14=\"\",\"\",'Historical scenario - output'!A14),\"\")","v":""},{"$f":"IFERROR(IF('Historical scenario - output'!B14=\"\",\"\",'Historical scenario - output'!B14),\"\")","v":""},null,"","","","","","","","","","","","","","","","","","","","","","","","","","","","","","","","","","","","","","","",""]
[{"$f":"IFERROR(IF('Historical scenario - output'!A15=\"\",\"\",'Historical scenario - output'!A15),\"\")","v":""},{"$f":"IFERROR(IF('Historical scenario - output'!B15=\"\",\"\",'Historical scenario - output'!B15),\"\")","v":""},null,"","","","","","","","","","","","","","","","","","","","","","","","","","","","","","","","","","","","","","","",""]
[{"$f":"IFERROR(IF('Historical scenario - output'!A16=\"\",\"\",'Historical scenario - output'!A16),\"\")","v":""},{"$f":"IFERROR(IF('Historical scenario - output'!B16=\"\",\"\",'Historical scenario - output'!B16),\"\")","v":""},null,"","","","","","","","","","","","","","","","","","","","","","","","","","","","","","","","","","","","","","","",""]
[{"$f":"IFERROR(IF('Historical scenario - output'!A17=\"\",\"\",'Historical scenario - output'!A17),\"\")","v":""},{"$f":"IFERROR(IF('Historical scenario - output'!B17=\"\",\"\",'Historical scenario - output'!B17),\"\")","v":""},null,"","","","","","","","","","","","","","","","","","","","","","","","","","","","","","","","","","","","","","","",""]
[null,null,"Total",{"$f":"IFERROR(SUM(D$6:D$17),\"\")","v":46831.309278953922},{"$f":"IFERROR(SUM(E$6:E$17),\"\")","v":46605.637923810471},46676.028160657974,47017.07809026316,47622.53574751527,48501.265377705582,49673.907694490095,51170.025379645944,53025.587674244271,55280.691662851328,57977.446952316408,61157.970620141234,64862.456020971375,69127.296313492319,73983.263292121948,79453.763851617899,85553.217765898196,92285.617824608722,99643.343057155784,107606.29516153315]
[]
["ID","Asset group","Asset category"]
[{"$f":"IFERROR('Cost scenario - input'!A6,\"\")","v":1},{"$f":"IFERROR('Cost scenario - input'!B6,\"\")","v":"OVERHEAD CONDUCTORS"},{"$f":"IFERROR('Cost scenario - input'!C6,\"\")","v":"˂ = 1 kv"},{"$f":"IFERROR(repcalc('Cost scenario - input'!$CY6:$GK6,'Cost scenario - input'!$J6,'Cost scenario - input'!$H6,'Cost scenario - input'!$I6,20,TRUE,TRUE),\"\")","v":1955.0315250091135},2250.6157170092038,2581.0459320847872,2950.9463095307187,3366.0407174599663,3833.3161938473727,4361.1435559464962,4959.3328165954008,5639.1011368079644,6412.9331109881123,7294.3173975452582,8297.3500638032783,9436.2032899978349,10724.4678357962,12174.388275875122,13796.020659047739,15596.352039115423,17578.429345210385,19740.550452684463,22075.572386538945,{"$f":"IFERROR(IF(OR(D21=\"\",'Cost scenario - input'!$G6=\"\"),\"\",D21/'Cost scenario - input'!$G6),\"\")","v":77.375276153325444},{"$f":"IFERROR(IF(OR(E21=\"\",'Cost scenario - input'!$G6=\"\"),\"\",E21/'Cost scenario - input'!$G6),\"\")","v":89.073761927081932},{"$f":"IFERROR(IF(OR(F21=\"\",'Cost scenario - input'!$G6=\"\"),\"\",F21/'Cost scenario - input'!$G6),\"\")","v":102.15136646379486},{"$f":"IFERROR(IF(OR(G21=\"\",'Cost scenario - input'!$G6=\"\"),\"\",G21/'Cost scenario - input'!$G6),\"\")","v":116.7911016741848},{"$f":"IFERROR(IF(OR(H21=\"\",'Cost scenario - input'!$G6=\"\"),\"\",H21/'Cost scenario - input'!$G6),\"\")","v":133.21950399525579},{"$f":"IFERROR(IF(OR(I21=\"\",'Cost scenario - input'!$G6=\"\"),\"\",I21/'Cost scenario - input'!$G6),\"\")","v":151.71310297954005},{"$f":"IFERROR(IF(OR(J21=\"\",'Cost scenario - input'!$G6=\"\"),\"\",J21/'Cost scenario - input'!$G6),\"\")","v":172.60319471527851},{"$f":"IFERROR(IF(OR(K21=\"\",'Cost scenario - input'!$G6=\"\"),\"\",K21/'Cost scenario - input'!$G6),\"\")","v":196.2780350657157},{"$f":"IFERROR(IF(OR(L21=\"\",'Cost scenario - input'!$G6=\"\"),\"\",L21/'Cost scenario - input'!$G6),\"\")","v":223.18157131252076},{"$f":"IFERROR(IF(OR(M21=\"\",'Cost scenario - input'!$G6=\"\"),\"\",M21/'Cost scenario - input'!$G6),\"\")","v":253.80791259271206},{"$f":"IFERROR(IF(OR(N21=\"\",'Cost scenario - input'!$G6=\"\"),\"\",N21/'Cost scenario - input'!$G6),\"\")","v":288.69090639468823},{"$f":"IFERROR(IF(OR(O21=\"\",'Cost scenario - input'!$G6=\"\"),\"\",O21/'Cost scenario - input'!$G6),\"\")","v":328.38843993812242},{"$f":"IFERROR(IF(OR(P21=\"\",'Cost scenario - input'!$G6=\"\"),\"\",P21/'Cost scenario - input'!$G6),\"\")","v":373.46141280207593},{"$f":"IFERROR(IF(OR(Q21=\"\",'Cost scenario - input'!$G6=\"\"),\"\",Q21/'Cost scenario - input'!$G6),\"\")","v":424.44771338831441},{"$f":"IFERROR(IF(OR(R21=\"\",'Cost scenario - input'!$G6=\"\"),\"\",R21/'Cost scenario - input'!$G6),\"\")","v":481.83195145114303},{"$f":"IFERROR(IF(OR(S21=\"\",'Cost scenario - input'!$G6=\"\"),\"\",S21/'Cost scenario - input'!$G6),\"\")","v":546.0121203446198},{"$f":"IFERROR(IF(OR(T21=\"\",'Cost scenario - input'!$G6=\"\"),\"\",T21/'Cost scenario - input'!$G6),\"\")","v":617.26475024765182},{"$f":"IFERROR(IF(OR(U21=\"\",'Cost scenario - input'!$G6=\"\"),\"\",U21/'Cost scenario - input'!$G6),\"\")","v":695.71043102286183},{"$f":"IFERROR(IF(OR(V21=\"\",'Cost scenario - input'!$G6=\"\"),\"\",V21/'Cost scenario - input'!$G6),\"\")","v":781.28179681808138},{"$f":"IFERROR(IF(OR(W21=\"\",'Cost scenario - input'!$G6=\"\"),\"\",W21/'Cost scenario - input'!$G6),\"\")","v":873.69614648194181}]
[{"$f":"IFERROR('Cost scenario - input'!A7,\"\")","v":1},{"$f":"IFERROR('Cost scenario - input'!B7,\"\")","v":"OVERHEAD CONDUCTORS"},{"$f":"IFERROR('Cost scenario - input'!C7,\"\")","v":"˃ 11 kv & < = 22 kv ; swer"},{"$f":"IFERROR(repcalc('Cost scenario - input'!$CY7:$GK7,'Cost scenario - input'!$J7,'Cost scenario - input'!$H7,'Cost scenario - input'!$I7,20,TRUE,TRUE),\"\")","v":6.6605412542567217},8.552776808649174,11.007180115000128,14.184912813580693,18.28597482937624,23.555224130763001,30.28819425041576,38.836275245692782,49.61072468725191,63.084887628130105,79.793939882087415,100.33144011735631,125.34199622548319,155.50943195376661,191.53998991067618,234.14033129372473,283.99038946911571,341.7114948676757,407.83059542327214,482.74182473381762,{"$f":"IFERROR(IF(OR(D22=\"\",'Cost scenario - input'!$G7=\"\"),\"\",D22/'Cost scenario - input'!$G7),\"\")","v":2.691025584569616},{"$f":"IFERROR(IF(OR(E22=\"\",'Cost scenario - input'!$G7=\"\"),\"\",E22/'Cost scenario - input'!$G7),\"\")","v":3.4555361692984552},{"$f":"IFERROR(IF(OR(F22=\"\",'Cost scenario - input'!$G7=\"\"),\"\",F22/'Cost scenario - input'!$G7),\"\")","v":4.4471766141379101},{"$f":"IFERROR(IF(OR(G22=\"\",'Cost scenario - input'!$G7=\"\"),\"\",G22/'Cost scenario - input'!$G7),\"\")","v":5.7310602605816001},{"$f":"IFERROR(IF(OR(H22=\"\",'Cost scenario - input'!$G7=\"\"),\"\",H22/'Cost scenario - input'!$G7),\"\")","v":7.387992090462447},{"$f":"IFERROR(IF(OR(I22=\"\",'Cost scenario - input'!$G7=\"\"),\"\",I22/'Cost scenario - input'!$G7),\"\")","v":9.516900859317408},{"$f":"IFERROR(IF(OR(J22=\"\",'Cost scenario - input'!$G7=\"\"),\"\",J22/'Cost scenario - input'!$G7),\"\")","v":12.237189520625346},{"$f":"IFERROR(IF(OR(K22=\"\",'Cost scenario - input'!$G7=\"\"),\"\",K22/'Cost scenario - input'!$G7),\"\")","v":15.690828463641067},{"$f":"IFERROR(IF(OR(L22=\"\",'Cost scenario - input'!$G7=\"\"),\"\",L22/'Cost scenario - input'!$G7),\"\")","v":20.043976053314395},{"$f":"IFERROR(IF(OR(M22=\"\",'Cost scenario - input'!$G7=\"\"),\"\",M22/'Cost scenario - input'!$G7),\"\")","v":25.487875553432325},{"$f":"IFERROR(IF(OR(N22=\"\",'Cost scenario - input'!$G7=\"\"),\"\",N22/'Cost scenario - input'!$G7),\"\")","v":32.238751404636332},{"$f":"IFERROR(IF(OR(O22=\"\",'Cost scenario - input'!$G7=\"\"),\"\",O22/'Cost scenario - input'!$G7),\"\")","v":40.536416183890154},{"$f":"IFERROR(IF(OR(P22=\"\",'Cost scenario - input'!$G7=\"\"),\"\",P22/'Cost scenario - input'!$G7),\"\")","v":50.641307633705829},{"$f":"IFERROR(IF(OR(Q22=\"\",'Cost scenario - input'!$G7=\"\"),\"\",Q22/'Cost scenario - input'!$G7),\"\")","v":62.829707685096189},{"$f":"IFERROR(IF(OR(R22=\"\",'Cost scenario - input'!$G7=\"\"),\"\",R22/'Cost scenario - input'!$G7),\"\")","v":77.386956050819606},{"$f":"IFERROR(IF(OR(S22=\"\",'Cost scenario - input'!$G7=\"\"),\"\",S22/'Cost scenario - input'!$G7),\"\")","v":94.598561564098034},{"$f":"IFERROR(IF(OR(T22=\"\",'Cost scenario - input'!$G7=\"\"),\"\",T22/'Cost scenario - input'!$G7),\"\")","v":114.73923434448621},{"$f":"IFERROR(IF(OR(U22=\"\",'Cost scenario - input'!$G7=\"\"),\"\",U22/'Cost scenario - input'!$G7),\"\")","v":138.06000745701581},{"$f":"IFERROR(IF(OR(V22=\"\",'Cost scenario - input'!$G7=\"\"),\"\",V22/'Cost scenario - input'!$G7),\"\")","v":164.77378107265523},{"$f":"IFERROR(IF(OR(W22=\"\",'Cost scenario - input'!$G7=\"\"),\"\",W22/'Cost scenario - input'!$G7),\"\")","v":195.03979504222644}]
[{"$f":"IFERROR('Cost scenario - input'!A8,\"\")","v":1},{"$f":"IFERROR('Cost scenario - input'!B8,\"\")","v":"OVERHEAD CONDUCTORS"},{"$f":"IFERROR('Cost scenario - input'!C8,\"\")","v":"> 1 kv & < = 11 kv"},{"$f":"IFERROR(repcalc('Cost scenario - input'!$CY8:$GK8,'Cost scenario - input'!$J8,'Cost scenario - input'!$H8,'Cost scenario - input'!$I8,20,TRUE,TRUE),\"\")","v":673.83816240487045},792.30873931867677,931.51971069909507,1095.4222537031603,1288.5971774189666,1516.2549424312931,1784.2002138352516,2098.7546737501798,2466.6335284443176,2894.7735199752451,3390.1131842169516,3959.3294074948558,4608.5377846496158,5342.9675942674203,6166.6250909532409,7081.9609964882566,8089.5593270564777,9187.8648742787718,10372.965710921528,11638.445068718544,{"$f":"IFERROR(IF(OR(D23=\"\",'Cost scenario - input'!$G8=\"\"),\"\",D23/'Cost scenario - input'!$G8),\"\")","v":34.756481922049076},{"$f":"IFERROR(IF(OR(E23=\"\",'Cost scenario - input'!$G8=\"\"),\"\",E23/'Cost scenario - input'!$G8),\"\")","v":40.867178368958527},{"$f":"IFERROR(IF(OR(F23=\"\",'Cost scenario - input'!$G8=\"\"),\"\",F23/'Cost scenario - input'!$G8),\"\")","v":48.047661577072283},{"$f":"IFERROR(IF(OR(G23=\"\",'Cost scenario - input'!$G8=\"\"),\"\",G23/'Cost scenario - input'!$G8),\"\")","v":56.50173273351691},{"$f":"IFERROR(IF(OR(H23=\"\",'Cost scenario - input'!$G8=\"\"),\"\",H23/'Cost scenario - input'!$G8),\"\")","v":66.465669355865003},{"$f":"IFERROR(IF(OR(I23=\"\",'Cost scenario - input'!$G8=\"\"),\"\",I23/'Cost scenario - input'!$G8),\"\")","v":78.208226301327528},{"$f":"IFERROR(IF(OR(J23=\"\",'Cost scenario - input'!$G8=\"\"),\"\",J23/'Cost scenario - input'!$G8),\"\")","v":92.028807415958255},{"$f":"IFERROR(IF(OR(K23=\"\",'Cost scenario - input'!$G8=\"\"),\"\",K23/'Cost scenario - input'!$G8),\"\")","v":108.25348421448635},{"$f":"IFERROR(IF(OR(L23=\"\",'Cost scenario - input'!$G8=\"\"),\"\",L23/'Cost scenario - input'!$G8),\"\")","v":127.2286261343921},{"$f":"IFERROR(IF(OR(M23=\"\",'Cost scenario - input'!$G8=\"\"),\"\",M23/'Cost scenario - input'!$G8),\"\")","v":149.31202939941824},{"$f":"IFERROR(IF(OR(N23=\"\",'Cost scenario - input'!$G8=\"\"),\"\",N23/'Cost scenario - input'!$G8),\"\")","v":174.86158275811695},{"$f":"IFERROR(IF(OR(O23=\"\",'Cost scenario - input'!$G8=\"\"),\"\",O23/'Cost scenario - input'!$G8),\"\")","v":204.22167911046409},{"$f":"IFERROR(IF(OR(P23=\"\",'Cost scenario - input'!$G8=\"\"),\"\",P23/'Cost scenario - input'!$G8),\"\")","v":237.70776001703155},{"$f":"IFERROR(IF(OR(Q23=\"\",'Cost scenario - input'!$G8=\"\"),\"\",Q23/'Cost scenario - input'!$G8),\"\")","v":275.5895509650158},{"$f":"IFERROR(IF(OR(R23=\"\",'Cost scenario - input'!$G8=\"\"),\"\",R23/'Cost scenario - input'!$G8),\"\")","v":318.07369402891123},{"$f":"IFERROR(IF(OR(S23=\"\",'Cost scenario - input'!$G8=\"\"),\"\",S23/'Cost scenario - input'!$G8),\"\")","v":365.28659710906521},{"$f":"IFERROR(IF(OR(T23=\"\",'Cost scenario - input'!$G8=\"\"),\"\",T23/'Cost scenario - input'!$G8),\"\")","v":417.25838368181701},{"$f":"IFERROR(IF(OR(U23=\"\",'Cost scenario - input'!$G8=\"\"),\"\",U23/'Cost scenario - input'!$G8),\"\")","v":473.90883630783168},{"$f":"IFERROR(IF(OR(V23=\"\",'Cost scenario - input'!$G8=\"\"),\"\",V23/'Cost scenario - input'!$G8),\"\")","v":535.03617830576161},{"$f":"IFERROR(IF(OR(W23=\"\",'Cost scenario - input'!$G8=\"\"),\"\",W23/'Cost scenario - input'!$G8),\"\")","v":600.3094336301923}]
[{"$f":"IFERROR('Cost scenario - input'!A9,\"\")","v":1},{"$f":"IFERROR('Cost scenario - input'!B9,\"\")","v":"OVERHEAD CONDUCTORS"},{"$f":"IFERROR('Cost scenario - input'!C9,\"\")","v":"> 22 kv & < = 66 kv"},{"$f":"IFERROR(repcalc('Cost scenario - input'!$CY9:$GK9,'Cost scenario - input'!$J9,'Cost scenario - input'!$H9,'Cost scenario - input'!$I9,20,TRUE,TRUE),\"\")","v":278.02924140164976},333.0995825204057,396.86228496597516,470.4025632109595,554.95267273799698,651.92660482206031,762.96083322537879,889.96006174478975,1035.1461006891152,1201.1070960712143,1390.8434068862316,1607.8055496870486,1855.9188956281475,2139.5893108185919,2463.6837736989542,2833.4802712220935,3254.5820370499346,3732.7924879082238,4273.9490376933136,4883.7162760990277,{"$f":"IFERROR(IF(OR(D24=\"\",'Cost scenario - input'!$G9=\"\"),\"\",D24/'Cost scenario - input'!$G9),\"\")","v":4.0310254119778834},{"$f":"IFERROR(IF(OR(E24=\"\",'Cost scenario - input'!$G9=\"\"),\"\",E24/'Cost scenario - input'!$G9),\"\")","v":4.8294664082445387},{"$f":"IFERROR(IF(OR(F24=\"\",'Cost scenario - input'!$G9=\"\"),\"\",F24/'Cost scenario - input'!$G9),\"\")","v":5.7539341822049135},{"$f":"IFERROR(IF(OR(G24=\"\",'Cost scenario - input'!$G9=\"\"),\"\",G24/'Cost scenario - input'!$G9),\"\")","v":6.8201627879263009},{"$f":"IFERROR(IF(OR(H24=\"\",'Cost scenario - input'!$G9=\"\"),\"\",H24/'Cost scenario - input'!$G9),\"\")","v":8.0460181633205643},{"$f":"IFERROR(IF(OR(I24=\"\",'Cost scenario - input'!$G9=\"\"),\"\",I24/'Cost scenario - input'!$G9),\"\")","v":9.452001154748304},{"$f":"IFERROR(IF(OR(J24=\"\",'Cost scenario - input'!$G9=\"\"),\"\",J24/'Cost scenario - input'!$G9),\"\")","v":11.061838285679947},{"$f":"IFERROR(IF(OR(K24=\"\",'Cost scenario - input'!$G9=\"\"),\"\",K24/'Cost scenario - input'!$G9),\"\")","v":12.903145030547734},{"$f":"IFERROR(IF(OR(L24=\"\",'Cost scenario - input'!$G9=\"\"),\"\",L24/'Cost scenario - input'!$G9),\"\")","v":15.00813445359737},{"$f":"IFERROR(IF(OR(M24=\"\",'Cost scenario - input'!$G9=\"\"),\"\",M24/'Cost scenario - input'!$G9),\"\")","v":17.414330961596818},{"$f":"IFERROR(IF(OR(N24=\"\",'Cost scenario - input'!$G9=\"\"),\"\",N24/'Cost scenario - input'!$G9),\"\")","v":20.165235458600314},{"$f":"IFERROR(IF(OR(O24=\"\",'Cost scenario - input'!$G9=\"\"),\"\",O24/'Cost scenario - input'!$G9),\"\")","v":23.31087548789429},{"$f":"IFERROR(IF(OR(P24=\"\",'Cost scenario - input'!$G9=\"\"),\"\",P24/'Cost scenario - input'!$G9),\"\")","v":26.908163303727228},{"$f":"IFERROR(IF(OR(Q24=\"\",'Cost scenario - input'!$G9=\"\"),\"\",Q24/'Cost scenario - input'!$G9),\"\")","v":31.020977648341749},{"$f":"IFERROR(IF(OR(R24=\"\",'Cost scenario - input'!$G9=\"\"),\"\",R24/'Cost scenario - input'!$G9),\"\")","v":35.719882731727381},{"$f":"IFERROR(IF(OR(S24=\"\",'Cost scenario - input'!$G9=\"\"),\"\",S24/'Cost scenario - input'!$G9),\"\")","v":41.081401798071695},{"$f":"IFERROR(IF(OR(T24=\"\",'Cost scenario - input'!$G9=\"\"),\"\",T24/'Cost scenario - input'!$G9),\"\")","v":47.186773702563443},{"$f":"IFERROR(IF(OR(U24=\"\",'Cost scenario - input'!$G9=\"\"),\"\",U24/'Cost scenario - input'!$G9),\"\")","v":54.120139667830315},{"$f":"IFERROR(IF(OR(V24=\"\",'Cost scenario - input'!$G9=\"\"),\"\",V24/'Cost scenario - input'!$G9),\"\")","v":61.966133826734733},{"$f":"IFERROR(IF(OR(W24=\"\",'Cost scenario - input'!$G9=\"\"),\"\",W24/'Cost scenario - input'!$G9),\"\")","v":70.806884608966755}]
[{"$f":"IFERROR('Cost scenario - input'!A10,\"\")","v":3},{"$f":"IFERROR('Cost scenario - input'!B10,\"\")","v":"SERVICE LINES"},{"$f":"IFERROR('Cost scenario - input'!C10,\"\")","v":"˂ = 11 kv ; commercial and industrial ; complex type"},{"$f":"IFERROR(repcalc('Cost scenario - input'!$CY10:$GK10,'Cost scenario - input'!$J10,'Cost scenario - input'!$H10,'Cost scenario - input'!$I10,20,TRUE,TRUE),\"\")","v":932.18302051600688},943.57773618498049,950.93804414401677,955.25438008150206,957.62910580448352,959.17430155324962,960.91718229808453,963.72052577525176,968.22379157652529,974.80836425850941,983.58785824717995,994.42196871761848,1006.9502028865246,1020.6401940177457,1034.8443374104095,1048.8582731206852,1061.9752743532645,1073.5318008795325,1082.9411812065653,1089.7143655544537,{"$f":"IFERROR(IF(OR(D25=\"\",'Cost scenario - input'!$G10=\"\"),\"\",D25/'Cost scenario - input'!$G10),\"\")","v":1719.9406846911365},{"$f":"IFERROR(IF(OR(E25=\"\",'Cost scenario - input'!$G10=\"\"),\"\",E25/'Cost scenario - input'!$G10),\"\")","v":1740.96470533754},{"$f":"IFERROR(IF(OR(F25=\"\",'Cost scenario - input'!$G10=\"\"),\"\",F25/'Cost scenario - input'!$G10),\"\")","v":1754.5449710493044},{"$f":"IFERROR(IF(OR(G25=\"\",'Cost scenario - input'!$G10=\"\"),\"\",G25/'Cost scenario - input'!$G10),\"\")","v":1762.5089026209887},{"$f":"IFERROR(IF(OR(H25=\"\",'Cost scenario - input'!$G10=\"\"),\"\",H25/'Cost scenario - input'!$G10),\"\")","v":1766.8904321018383},{"$f":"IFERROR(IF(OR(I25=\"\",'Cost scenario - input'!$G10=\"\"),\"\",I25/'Cost scenario - input'!$G10),\"\")","v":1769.7414227073564},{"$f":"IFERROR(IF(OR(J25=\"\",'Cost scenario - input'!$G10=\"\"),\"\",J25/'Cost scenario - input'!$G10),\"\")","v":1772.9571554933354},{"$f":"IFERROR(IF(OR(K25=\"\",'Cost scenario - input'!$G10=\"\"),\"\",K25/'Cost scenario - input'!$G10),\"\")","v":1778.1295137035015},{"$f":"IFERROR(IF(OR(L25=\"\",'Cost scenario - input'!$G10=\"\"),\"\",L25/'Cost scenario - input'!$G10),\"\")","v":1786.4383435095854},{"$f":"IFERROR(IF(OR(M25=\"\",'Cost scenario - input'!$G10=\"\"),\"\",M25/'Cost scenario - input'!$G10),\"\")","v":1798.5873251985904},{"$f":"IFERROR(IF(OR(N25=\"\",'Cost scenario - input'!$G10=\"\"),\"\",N25/'Cost scenario - input'!$G10),\"\")","v":1814.7860850663221},{"$f":"IFERROR(IF(OR(O25=\"\",'Cost scenario - input'!$G10=\"\"),\"\",O25/'Cost scenario - input'!$G10),\"\")","v":1834.7757512267619},{"$f":"IFERROR(IF(OR(P25=\"\",'Cost scenario - input'!$G10=\"\"),\"\",P25/'Cost scenario - input'!$G10),\"\")","v":1857.8911901268523},{"$f":"IFERROR(IF(OR(Q25=\"\",'Cost scenario - input'!$G10=\"\"),\"\",Q25/'Cost scenario - input'!$G10),\"\")","v":1883.1501491525316},{"$f":"IFERROR(IF(OR(R25=\"\",'Cost scenario - input'!$G10=\"\"),\"\",R25/'Cost scenario - input'!$G10),\"\")","v":1909.357753855207},{"$f":"IFERROR(IF(OR(S25=\"\",'Cost scenario - input'!$G10=\"\"),\"\",S25/'Cost scenario - input'!$G10),\"\")","v":1935.2144125265986},{"$f":"IFERROR(IF(OR(T25=\"\",'Cost scenario - input'!$G10=\"\"),\"\",T25/'Cost scenario - input'!$G10),\"\")","v":1959.4161664574613},{"$f":"IFERROR(IF(OR(U25=\"\",'Cost scenario - input'!$G10=\"\"),\"\",U25/'Cost scenario - input'!$G10),\"\")","v":1980.738739073339},{"$f":"IFERROR(IF(OR(V25=\"\",'Cost scenario - input'!$G10=\"\"),\"\",V25/'Cost scenario - input'!$G10),\"\")","v":1998.099681813143},{"$f":"IFERROR(IF(OR(W25=\"\",'Cost scenario - input'!$G10=\"\"),\"\",W25/'Cost scenario - input'!$G10),\"\")","v":2010.5966647751347}]
[{"$f":"IFERROR('Cost scenario - input'!A11,\"\")","v":3},{"$f":"IFERROR('Cost scenario - input'!B11,\"\")","v":"SERVICE LINES"},{"$f":"IFERROR('Cost scenario - input'!C11,\"\")","v":"˂ = 11 kv ; residential ; simple type"},{"$f":"IFERROR(repcalc('Cost scenario - input'!$CY11:$GK11,'Cost scenario - input'!$J11,'Cost scenario - input'!$H11,'Cost scenario - input'!$I11,20,TRUE,TRUE),\"\")","v":7940.0397214954555},8034.0756847087596,8086.8814842735746,8102.3503651680949,8085.4680296012421,8042.0735607231227,7978.5897556096079,7901.7223881974269,7818.1324612273938,7734.0926247577881,7655.1468581842801,7585.7990977023483,7529.2597728276141,7487.2778750960797,7460.0798778165044,7446.4262879014086,7443.783487132433,7448.5950189886707,7456.6248991024386,7463.3377987450194,{"$f":"IFERROR(IF(OR(D26=\"\",'Cost scenario - input'!$G11=\"\"),\"\",D26/'Cost scenario - input'!$G11),\"\")","v":15164.686965334482},{"$f":"IFERROR(IF(OR(E26=\"\",'Cost scenario - input'!$G11=\"\"),\"\",E26/'Cost scenario - input'!$G11),\"\")","v":15344.28631189101},{"$f":"IFERROR(IF(OR(F26=\"\",'Cost scenario - input'!$G11=\"\"),\"\",F26/'Cost scenario - input'!$G11),\"\")","v":15445.140142406079},{"$f":"IFERROR(IF(OR(G26=\"\",'Cost scenario - input'!$G11=\"\"),\"\",G26/'Cost scenario - input'!$G11),\"\")","v":15474.684167964841},{"$f":"IFERROR(IF(OR(H26=\"\",'Cost scenario - input'!$G11=\"\"),\"\",H26/'Cost scenario - input'!$G11),\"\")","v":15442.440584419286},{"$f":"IFERROR(IF(OR(I26=\"\",'Cost scenario - input'!$G11=\"\"),\"\",I26/'Cost scenario - input'!$G11),\"\")","v":15359.561460429251},{"$f":"IFERROR(IF(OR(J26=\"\",'Cost scenario - input'!$G11=\"\"),\"\",J26/'Cost scenario - input'!$G11),\"\")","v":15238.313700256405},{"$f":"IFERROR(IF(OR(K26=\"\",'Cost scenario - input'!$G11=\"\"),\"\",K26/'Cost scenario - input'!$G11),\"\")","v":15091.504665850776},{"$f":"IFERROR(IF(OR(L26=\"\",'Cost scenario - input'!$G11=\"\"),\"\",L26/'Cost scenario - input'!$G11),\"\")","v":14931.856210626553},{"$f":"IFERROR(IF(OR(M26=\"\",'Cost scenario - input'!$G11=\"\"),\"\",M26/'Cost scenario - input'!$G11),\"\")","v":14771.348472960042},{"$f":"IFERROR(IF(OR(N26=\"\",'Cost scenario - input'!$G11=\"\"),\"\",N26/'Cost scenario - input'!$G11),\"\")","v":14620.569902660884},{"$f":"IFERROR(IF(OR(O26=\"\",'Cost scenario - input'!$G11=\"\"),\"\",O26/'Cost scenario - input'!$G11),\"\")","v":14488.122570362473},{"$f":"IFERROR(IF(OR(P26=\"\",'Cost scenario - input'!$G11=\"\"),\"\",P26/'Cost scenario - input'!$G11),\"\")","v":14380.138077459305},{"$f":"IFERROR(IF(OR(Q26=\"\",'Cost scenario - input'!$G11=\"\"),\"\",Q26/'Cost scenario - input'!$G11),\"\")","v":14299.956824009669},{"$f":"IFERROR(IF(OR(R26=\"\",'Cost scenario - input'!$G11=\"\"),\"\",R26/'Cost scenario - input'!$G11),\"\")","v":14248.011351531466},{"$f":"IFERROR(IF(OR(S26=\"\",'Cost scenario - input'!$G11=\"\"),\"\",S26/'Cost scenario - input'!$G11),\"\")","v":14221.934351380582},{"$f":"IFERROR(IF(OR(T26=\"\",'Cost scenario - input'!$G11=\"\"),\"\",T26/'Cost scenario - input'!$G11),\"\")","v":14216.88686449399},{"$f":"IFERROR(IF(OR(U26=\"\",'Cost scenario - input'!$G11=\"\"),\"\",U26/'Cost scenario - input'!$G11),\"\")","v":14226.076412277491},{"$f":"IFERROR(IF(OR(V26=\"\",'Cost scenario - input'!$G11=\"\"),\"\",V26/'Cost scenario - input'!$G11),\"\")","v":14241.412685465746},{"$f":"IFERROR(IF(OR(W26=\"\",'Cost scenario - input'!$G11=\"\"),\"\",W26/'Cost scenario - input'!$G11),\"\")","v":14254.23365680596}]
[{"$f":"IFERROR('Cost scenario - input'!A12,\"\")","v":4},{"$f":"IFERROR('Cost scenario - input'!B12,\"\")","v":"SWITCHGEAR"},{"$f":"IFERROR('Cost scenario - input'!C12,\"\")","v":"˂ = 11 kv ; circuit breaker"},{"$f":"IFERROR(repcalc('Cost scenario - input'!$CY12:$GK12,'Cost scenario - input'!$J12,'Cost scenario - input'!$H12,'Cost scenario - input'!$I12,20,TRUE,TRUE),\"\")","v":5139.0214518857983},4807.090670049236,4441.8891201630995,4055.1490701352145,3658.785905057227,3264.3167679678236,2882.3221293809052,2521.9887398218402,2190.7643480028582,1894.1435610940632,1635.591847548596,1416.6025503227581,1236.8712649649751,1094.5639900916867,986.65052660816423,909.27268338904923,858.11760792890459,828.76948845032268,817.01740901743835,819.10275471084219,{"$f":"IFERROR(IF(OR(D27=\"\",'Cost scenario - input'!$G12=\"\"),\"\",D27/'Cost scenario - input'!$G12),\"\")","v":60.961479079856588},{"$f":"IFERROR(IF(OR(E27=\"\",'Cost scenario - input'!$G12=\"\"),\"\",E27/'Cost scenario - input'!$G12),\"\")","v":57.023960701632134},{"$f":"IFERROR(IF(OR(F27=\"\",'Cost scenario - input'!$G12=\"\"),\"\",F27/'Cost scenario - input'!$G12),\"\")","v":52.691768892013343},{"$f":"IFERROR(IF(OR(G27=\"\",'Cost scenario - input'!$G12=\"\"),\"\",G27/'Cost scenario - input'!$G12),\"\")","v":48.104077307175508},{"$f":"IFERROR(IF(OR(H27=\"\",'Cost scenario - input'!$G12=\"\"),\"\",H27/'Cost scenario - input'!$G12),\"\")","v":43.402231825082659},{"$f":"IFERROR(IF(OR(I27=\"\",'Cost scenario - input'!$G12=\"\"),\"\",I27/'Cost scenario - input'!$G12),\"\")","v":38.7228541899688},{"$f":"IFERROR(IF(OR(J27=\"\",'Cost scenario - input'!$G12=\"\"),\"\",J27/'Cost scenario - input'!$G12),\"\")","v":34.191454897932665},{"$f":"IFERROR(IF(OR(K27=\"\",'Cost scenario - input'!$G12=\"\"),\"\",K27/'Cost scenario - input'!$G12),\"\")","v":29.917011485886196},{"$f":"IFERROR(IF(OR(L27=\"\",'Cost scenario - input'!$G12=\"\"),\"\",L27/'Cost scenario - input'!$G12),\"\")","v":25.987872636854629},{"$f":"IFERROR(IF(OR(M27=\"\",'Cost scenario - input'!$G12=\"\"),\"\",M27/'Cost scenario - input'!$G12),\"\")","v":22.469217954229084},{"$f":"IFERROR(IF(OR(N27=\"\",'Cost scenario - input'!$G12=\"\"),\"\",N27/'Cost scenario - input'!$G12),\"\")","v":19.40215644768892},{"$f":"IFERROR(IF(OR(O27=\"\",'Cost scenario - input'!$G12=\"\"),\"\",O27/'Cost scenario - input'!$G12),\"\")","v":16.804402850718319},{"$f":"IFERROR(IF(OR(P27=\"\",'Cost scenario - input'!$G12=\"\"),\"\",P27/'Cost scenario - input'!$G12),\"\")","v":14.67234617515928},{"$f":"IFERROR(IF(OR(Q27=\"\",'Cost scenario - input'!$G12=\"\"),\"\",Q27/'Cost scenario - input'!$G12),\"\")","v":12.984230637732223},{"$f":"IFERROR(IF(OR(R27=\"\",'Cost scenario - input'!$G12=\"\"),\"\",R27/'Cost scenario - input'!$G12),\"\")","v":11.704110597725077},{"$f":"IFERROR(IF(OR(S27=\"\",'Cost scenario - input'!$G12=\"\"),\"\",S27/'Cost scenario - input'!$G12),\"\")","v":10.786218385207547},{"$f":"IFERROR(IF(OR(T27=\"\",'Cost scenario - input'!$G12=\"\"),\"\",T27/'Cost scenario - input'!$G12),\"\")","v":10.179392924039695},{"$f":"IFERROR(IF(OR(U27=\"\",'Cost scenario - input'!$G12=\"\"),\"\",U27/'Cost scenario - input'!$G12),\"\")","v":9.8312517869813583},{"$f":"IFERROR(IF(OR(V27=\"\",'Cost scenario - input'!$G12=\"\"),\"\",V27/'Cost scenario - input'!$G12),\"\")","v":9.691843117218033},{"$f":"IFERROR(IF(OR(W27=\"\",'Cost scenario - input'!$G12=\"\"),\"\",W27/'Cost scenario - input'!$G12),\"\")","v":9.7165804644061939}]
[{"$f":"IFERROR('Cost scenario - input'!A13,\"\")","v":4},{"$f":"IFERROR('Cost scenario - input'!B13,\"\")","v":"SWITCHGEAR"},{"$f":"IFERROR('Cost scenario - input'!C13,\"\")","v":"˂ = 11 kv ; switch"},{"$f":"IFERROR(repcalc('Cost scenario - input'!$CY13:$GK13,'Cost scenario - input'!$J13,'Cost scenario - input'!$H13,'Cost scenario - input'!$I13,20,TRUE,TRUE),\"\")","v":36.064135887258303},42.402912661001658,49.929540047960856,58.834598927268246,69.316009885203471,81.571972383201654,95.792112965787169,112.14692049875784,130.77568656209266,151.77333765487029,175.17673452974901,200.95120774924757,228.97827578373321,259.04562581530513,290.84049880988726,323.94758230509166,357.8523566384751,391.95055482075691,425.56399060314197,457.96250903021024,{"$f":"IFERROR(IF(OR(D28=\"\",'Cost scenario - input'!$G13=\"\"),\"\",D28/'Cost scenario - input'!$G13),\"\")","v":2.6585140464606996},{"$f":"IFERROR(IF(OR(E28=\"\",'Cost scenario - input'!$G13=\"\"),\"\",E28/'Cost scenario - input'!$G13),\"\")","v":3.1257851088551094},{"$f":"IFERROR(IF(OR(F28=\"\",'Cost scenario - input'!$G13=\"\"),\"\",F28/'Cost scenario - input'!$G13),\"\")","v":3.6806201031901979},{"$f":"IFERROR(IF(OR(G28=\"\",'Cost scenario - input'!$G13=\"\"),\"\",G28/'Cost scenario - input'!$G13),\"\")","v":4.3370679434824853},{"$f":"IFERROR(IF(OR(H28=\"\",'Cost scenario - input'!$G13=\"\"),\"\",H28/'Cost scenario - input'!$G13),\"\")","v":5.1097185996775432},{"$f":"IFERROR(IF(OR(I28=\"\",'Cost scenario - input'!$G13=\"\"),\"\",I28/'Cost scenario - input'!$G13),\"\")","v":6.0131825993608246},{"$f":"IFERROR(IF(OR(J28=\"\",'Cost scenario - input'!$G13=\"\"),\"\",J28/'Cost scenario - input'!$G13),\"\")","v":7.0614385065488294},{"$f":"IFERROR(IF(OR(K28=\"\",'Cost scenario - input'!$G13=\"\"),\"\",K28/'Cost scenario - input'!$G13),\"\")","v":8.2670541267174897},{"$f":"IFERROR(IF(OR(L28=\"\",'Cost scenario - input'!$G13=\"\"),\"\",L28/'Cost scenario - input'!$G13),\"\")","v":9.640297517393142},{"$f":"IFERROR(IF(OR(M28=\"\",'Cost scenario - input'!$G13=\"\"),\"\",M28/'Cost scenario - input'!$G13),\"\")","v":11.188166307244076},{"$f":"IFERROR(IF(OR(N28=\"\",'Cost scenario - input'!$G13=\"\"),\"\",N28/'Cost scenario - input'!$G13),\"\")","v":12.913377733944076},{"$f":"IFERROR(IF(OR(O28=\"\",'Cost scenario - input'!$G13=\"\"),\"\",O28/'Cost scenario - input'!$G13),\"\")","v":14.813376095429044},{"$f":"IFERROR(IF(OR(P28=\"\",'Cost scenario - input'!$G13=\"\"),\"\",P28/'Cost scenario - input'!$G13),\"\")","v":16.879427373732781},{"$f":"IFERROR(IF(OR(Q28=\"\",'Cost scenario - input'!$G13=\"\"),\"\",Q28/'Cost scenario - input'!$G13),\"\")","v":19.095880657090831},{"$f":"IFERROR(IF(OR(R28=\"\",'Cost scenario - input'!$G13=\"\"),\"\",R28/'Cost scenario - input'!$G13),\"\")","v":21.43968051204298},{"$f":"IFERROR(IF(OR(S28=\"\",'Cost scenario - input'!$G13=\"\"),\"\",S28/'Cost scenario - input'!$G13),\"\")","v":23.880211647587103},{"$f":"IFERROR(IF(OR(T28=\"\",'Cost scenario - input'!$G13=\"\"),\"\",T28/'Cost scenario - input'!$G13),\"\")","v":26.379545586688245},{"$f":"IFERROR(IF(OR(U28=\"\",'Cost scenario - input'!$G13=\"\"),\"\",U28/'Cost scenario - input'!$G13),\"\")","v":28.893138012969676},{"$f":"IFERROR(IF(OR(V28=\"\",'Cost scenario - input'!$G13=\"\"),\"\",V28/'Cost scenario - input'!$G13),\"\")","v":31.370995557002708},{"$f":"IFERROR(IF(OR(W28=\"\",'Cost scenario - input'!$G13=\"\"),\"\",W28/'Cost scenario - input'!$G13),\"\")","v":33.759293909475026}]
[{"$f":"IFERROR('Cost scenario - input'!A14,\"\")","v":4},{"$f":"IFERROR('Cost scenario - input'!B14,\"\")","v":"SWITCHGEAR"},{"$f":"IFERROR('Cost scenario - input'!C14,\"\")","v":"> 11 kv & < = 22 kv ; switch"},{"$f":"IFERROR(repcalc('Cost scenario - input'!$CY14:$GK14,'Cost scenario - input'!$J14,'Cost scenario - input'!$H14,'Cost scenario - input'!$I14,20,TRUE,TRUE),\"\")","v":961.02372815043498},911.62204031686417,880.83008194511899,867.29795810290193,870.16870073088103,888.70445496701882,922.20826302000523,970.11159275640807,1032.1340199376655,1108.4446257533357,1199.7706988285438,1307.4130057866403,1433.1415716369474,1578.9633457133757,1746.773327306629,1937.9219728093544,2152.7508987288857,2390.1622278400228,2647.2908634085397,2919.341302931477,{"$f":"IFERROR(IF(OR(D29=\"\",'Cost scenario - input'!$G14=\"\"),\"\",D29/'Cost scenario - input'!$G14),\"\")","v":66.311887855100821},{"$f":"IFERROR(IF(OR(E29=\"\",'Cost scenario - input'!$G14=\"\"),\"\",E29/'Cost scenario - input'!$G14),\"\")","v":62.903107106495156},{"$f":"IFERROR(IF(OR(F29=\"\",'Cost scenario - input'!$G14=\"\"),\"\",F29/'Cost scenario - input'!$G14),\"\")","v":60.778421908226591},{"$f":"IFERROR(IF(OR(G29=\"\",'Cost scenario - input'!$G14=\"\"),\"\",G29/'Cost scenario - input'!$G14),\"\")","v":59.844687753302615},{"$f":"IFERROR(IF(OR(H29=\"\",'Cost scenario - input'!$G14=\"\"),\"\",H29/'Cost scenario - input'!$G14),\"\")","v":60.042772730427771},{"$f":"IFERROR(IF(OR(I29=\"\",'Cost scenario - input'!$G14=\"\"),\"\",I29/'Cost scenario - input'!$G14),\"\")","v":61.321763893925947},{"$f":"IFERROR(IF(OR(J29=\"\",'Cost scenario - input'!$G14=\"\"),\"\",J29/'Cost scenario - input'!$G14),\"\")","v":63.633570249221975},{"$f":"IFERROR(IF(OR(K29=\"\",'Cost scenario - input'!$G14=\"\"),\"\",K29/'Cost scenario - input'!$G14),\"\")","v":66.938962339258921},{"$f":"IFERROR(IF(OR(L29=\"\",'Cost scenario - input'!$G14=\"\"),\"\",L29/'Cost scenario - input'!$G14),\"\")","v":71.218590526650445},{"$f":"IFERROR(IF(OR(M29=\"\",'Cost scenario - input'!$G14=\"\"),\"\",M29/'Cost scenario - input'!$G14),\"\")","v":76.484121633507158},{"$f":"IFERROR(IF(OR(N29=\"\",'Cost scenario - input'!$G14=\"\"),\"\",N29/'Cost scenario - input'!$G14),\"\")","v":82.785739521408019},{"$f":"IFERROR(IF(OR(O29=\"\",'Cost scenario - input'!$G14=\"\"),\"\",O29/'Cost scenario - input'!$G14),\"\")","v":90.213198780095823},{"$f":"IFERROR(IF(OR(P29=\"\",'Cost scenario - input'!$G14=\"\"),\"\",P29/'Cost scenario - input'!$G14),\"\")","v":98.888633438607343},{"$f":"IFERROR(IF(OR(Q29=\"\",'Cost scenario - input'!$G14=\"\"),\"\",Q29/'Cost scenario - input'!$G14),\"\")","v":108.9505256126935},{"$f":"IFERROR(IF(OR(R29=\"\",'Cost scenario - input'!$G14=\"\"),\"\",R29/'Cost scenario - input'!$G14),\"\")","v":120.5296327194396},{"$f":"IFERROR(IF(OR(S29=\"\",'Cost scenario - input'!$G14=\"\"),\"\",S29/'Cost scenario - input'!$G14),\"\")","v":133.71913800733296},{"$f":"IFERROR(IF(OR(T29=\"\",'Cost scenario - input'!$G14=\"\"),\"\",T29/'Cost scenario - input'!$G14),\"\")","v":148.54261345993672},{"$f":"IFERROR(IF(OR(U29=\"\",'Cost scenario - input'!$G14=\"\"),\"\",U29/'Cost scenario - input'!$G14),\"\")","v":164.92430412000726},{"$f":"IFERROR(IF(OR(V29=\"\",'Cost scenario - input'!$G14=\"\"),\"\",V29/'Cost scenario - input'!$G14),\"\")","v":182.66651458443559},{"$f":"IFERROR(IF(OR(W29=\"\",'Cost scenario - input'!$G14=\"\"),\"\",W29/'Cost scenario - input'!$G14),\"\")","v":201.43834893996774}]
[{"$f":"IFERROR('Cost scenario - input'!A15,\"\")","v":4},{"$f":"IFERROR('Cost scenario - input'!B15,\"\")","v":"SWITCHGEAR"},{"$f":"IFERROR('Cost scenario - input'!C15,\"\")","v":"> 22 kv & < = 33 kv ; circuit breaker"},{"$f":"IFERROR(repcalc('Cost scenario - input'!$CY15:$GK15,'Cost scenario - input'!$J15,'Cost scenario - input'!$H15,'Cost scenario - input'!$I15,20,TRUE,TRUE),\"\")","v":1666.419827340962},1606.7609542673065,1536.0594748052017,1456.0871304886646,1368.6969878228742,1275.7554989716102,1179.0880019135407,1080.4385326303368,981.44248082930903,883.6089944156821,788.30935998138,696.76786860955997,610.05272607937638,529.06605066458337,454.5335336838674,386.99556835017216,326.80233941969624,274.11541226830008,228.91781175072711,191.03359644593166,{"$f":"IFERROR(IF(OR(D30=\"\",'Cost scenario - input'!$G15=\"\"),\"\",D30/'Cost scenario - input'!$G15),\"\")","v":8.6235424977085042},{"$f":"IFERROR(IF(OR(E30=\"\",'Cost scenario - input'!$G15=\"\"),\"\",E30/'Cost scenario - input'!$G15),\"\")","v":8.3148142775594529},{"$f":"IFERROR(IF(OR(F30=\"\",'Cost scenario - input'!$G15=\"\"),\"\",F30/'Cost scenario - input'!$G15),\"\")","v":7.9489417628491621},{"$f":"IFERROR(IF(OR(G30=\"\",'Cost scenario - input'!$G15=\"\"),\"\",G30/'Cost scenario - input'!$G15),\"\")","v":7.5350935245240853},{"$f":"IFERROR(IF(OR(H30=\"\",'Cost scenario - input'!$G15=\"\"),\"\",H30/'Cost scenario - input'!$G15),\"\")","v":7.0828589814667327},{"$f":"IFERROR(IF(OR(I30=\"\",'Cost scenario - input'!$G15=\"\"),\"\",I30/'Cost scenario - input'!$G15),\"\")","v":6.6018968218961325},{"$f":"IFERROR(IF(OR(J30=\"\",'Cost scenario - input'!$G15=\"\"),\"\",J30/'Cost scenario - input'!$G15),\"\")","v":6.1016529725670337},{"$f":"IFERROR(IF(OR(K30=\"\",'Cost scenario - input'!$G15=\"\"),\"\",K30/'Cost scenario - input'!$G15),\"\")","v":5.5911526311869517},{"$f":"IFERROR(IF(OR(L30=\"\",'Cost scenario - input'!$G15=\"\"),\"\",L30/'Cost scenario - input'!$G15),\"\")","v":5.0788587627362123},{"$f":"IFERROR(IF(OR(M30=\"\",'Cost scenario - input'!$G15=\"\"),\"\",M30/'Cost scenario - input'!$G15),\"\")","v":4.5725810445137212},{"$f":"IFERROR(IF(OR(N30=\"\",'Cost scenario - input'!$G15=\"\"),\"\",N30/'Cost scenario - input'!$G15),\"\")","v":4.0794157364222814},{"$f":"IFERROR(IF(OR(O30=\"\",'Cost scenario - input'!$G15=\"\"),\"\",O30/'Cost scenario - input'!$G15),\"\")","v":3.6056984124942901},{"$f":"IFERROR(IF(OR(P30=\"\",'Cost scenario - input'!$G15=\"\"),\"\",P30/'Cost scenario - input'!$G15),\"\")","v":3.1569569221838267},{"$f":"IFERROR(IF(OR(Q30=\"\",'Cost scenario - input'!$G15=\"\"),\"\",Q30/'Cost scenario - input'!$G15),\"\")","v":2.7378596300554752},{"$f":"IFERROR(IF(OR(R30=\"\",'Cost scenario - input'!$G15=\"\"),\"\",R30/'Cost scenario - input'!$G15),\"\")","v":2.3521619102497948},{"$f":"IFERROR(IF(OR(S30=\"\",'Cost scenario - input'!$G15=\"\"),\"\",S30/'Cost scenario - input'!$G15),\"\")","v":2.0026602392373807},{"$f":"IFERROR(IF(OR(T30=\"\",'Cost scenario - input'!$G15=\"\"),\"\",T30/'Cost scenario - input'!$G15),\"\")","v":1.6911667852831458},{"$f":"IFERROR(IF(OR(U30=\"\",'Cost scenario - input'!$G15=\"\"),\"\",U30/'Cost scenario - input'!$G15),\"\")","v":1.4185176317449757},{"$f":"IFERROR(IF(OR(V30=\"\",'Cost scenario - input'!$G15=\"\"),\"\",V30/'Cost scenario - input'!$G15),\"\")","v":1.1846249340808632},{"$f":"IFERROR(IF(OR(W30=\"\",'Cost scenario - input'!$G15=\"\"),\"\",W30/'Cost scenario - input'!$G15),\"\")","v":0.98857821445286986}]
[{"$f":"IFERROR('Cost scenario - input'!A16,\"\")","v":4},{"$f":"IFERROR('Cost scenario - input'!B16,\"\")","v":"SWITCHGEAR"},{"$f":"IFERROR('Cost scenario - input'!C16,\"\")","v":"> 22 kv & < = 33 kv ; switch"},{"$f":"IFERROR(repcalc('Cost scenario - input'!$CY16:$GK16,'Cost scenario - input'!$J16,'Cost scenario - input'!$H16,'Cost scenario - input'!$I16,20,TRUE,TRUE),\"\")","v":80.292922535917242},90.336599517287056,101.66645775184635,114.38197381018756,128.55967094043353,144.24605102720577,161.45068914605963,180.13969459938457,200.22978282353097,221.5832717092236,244.00440385190021,267.23748348750507,290.96737670146985,314.82292690747397,338.38375937362838,361.19077370773363,382.76035208271537,402.60196215526486,420.23844332251895,435.22788293443574,{"$f":"IFERROR(IF(OR(D31=\"\",'Cost scenario - input'!$G16=\"\"),\"\",D31/'Cost scenario - input'!$G16),\"\")","v":3.4334698842746598},{"$f":"IFERROR(IF(OR(E31=\"\",'Cost scenario - input'!$G16=\"\"),\"\",E31/'Cost scenario - input'!$G16),\"\")","v":3.8629555892879495},{"$f":"IFERROR(IF(OR(F31=\"\",'Cost scenario - input'!$G16=\"\"),\"\",F31/'Cost scenario - input'!$G16),\"\")","v":4.3474407196437319},{"$f":"IFERROR(IF(OR(G31=\"\",'Cost scenario - input'!$G16=\"\"),\"\",G31/'Cost scenario - input'!$G16),\"\")","v":4.8911790725452065},{"$f":"IFERROR(IF(OR(H31=\"\",'Cost scenario - input'!$G16=\"\"),\"\",H31/'Cost scenario - input'!$G16),\"\")","v":5.4974429198138308},{"$f":"IFERROR(IF(OR(I31=\"\",'Cost scenario - input'!$G16=\"\"),\"\",I31/'Cost scenario - input'!$G16),\"\")","v":6.1682207657332606},{"$f":"IFERROR(IF(OR(J31=\"\",'Cost scenario - input'!$G16=\"\"),\"\",J31/'Cost scenario - input'!$G16),\"\")","v":6.9039220577681126},{"$f":"IFERROR(IF(OR(K31=\"\",'Cost scenario - input'!$G16=\"\"),\"\",K31/'Cost scenario - input'!$G16),\"\")","v":7.7030975686897865},{"$f":"IFERROR(IF(OR(L31=\"\",'Cost scenario - input'!$G16=\"\"),\"\",L31/'Cost scenario - input'!$G16),\"\")","v":8.5621859006554288},{"$f":"IFERROR(IF(OR(M31=\"\",'Cost scenario - input'!$G16=\"\"),\"\",M31/'Cost scenario - input'!$G16),\"\")","v":9.4752995188628457},{"$f":"IFERROR(IF(OR(N31=\"\",'Cost scenario - input'!$G16=\"\"),\"\",N31/'Cost scenario - input'!$G16),\"\")","v":10.434067484355525},{"$f":"IFERROR(IF(OR(O31=\"\",'Cost scenario - input'!$G16=\"\"),\"\",O31/'Cost scenario - input'!$G16),\"\")","v":11.427555786043895},{"$f":"IFERROR(IF(OR(P31=\"\",'Cost scenario - input'!$G16=\"\"),\"\",P31/'Cost scenario - input'!$G16),\"\")","v":12.442288730541652},{"$f":"IFERROR(IF(OR(Q31=\"\",'Cost scenario - input'!$G16=\"\"),\"\",Q31/'Cost scenario - input'!$G16),\"\")","v":13.462394994184976},{"$f":"IFERROR(IF(OR(R31=\"\",'Cost scenario - input'!$G16=\"\"),\"\",R31/'Cost scenario - input'!$G16),\"\")","v":14.46989859681938},{"$f":"IFERROR(IF(OR(S31=\"\",'Cost scenario - input'!$G16=\"\"),\"\",S31/'Cost scenario - input'!$G16),\"\")","v":15.445167579354445},{"$f":"IFERROR(IF(OR(T31=\"\",'Cost scenario - input'!$G16=\"\"),\"\",T31/'Cost scenario - input'!$G16),\"\")","v":16.367521573056361},{"$f":"IFERROR(IF(OR(U31=\"\",'Cost scenario - input'!$G16=\"\"),\"\",U31/'Cost scenario - input'!$G16),\"\")","v":17.215984532031918},{"$f":"IFERROR(IF(OR(V31=\"\",'Cost scenario - input'!$G16=\"\"),\"\",V31/'Cost scenario - input'!$G16),\"\")","v":17.970152210076723},{"$f":"IFERROR(IF(OR(W31=\"\",'Cost scenario - input'!$G16=\"\"),\"\",W31/'Cost scenario - input'!$G16),\"\")","v":18.611127626890674}]
[{"$f":"IFERROR('Cost scenario - input'!A17,\"\")","v":4},{"$f":"IFERROR('Cost scenario - input'!B17,\"\")","v":"SWITCHGEAR"},{"$f":"IFERROR('Cost scenario - input'!C17,\"\")","v":"> 33 kv & < = 66 kv ; circuit breaker"},{"$f":"IFERROR(repcalc('Cost scenario - input'!$CY17:$GK17,'Cost scenario - input'!$J17,'Cost scenario - input'!$H17,'Cost scenario - input'!$I17,20,TRUE,TRUE),\"\")","v":852.19650980015808},859.48683630128698,864.00441737398774,865.94387513483832,865.3525546035969,862.14666521556262,856.15151912948591,847.15945033138644,834.99645610563414,819.58738583787726,801.00978082330607,779.52818832677724,755.60366697432664,729.87683313903449,703.12663233915293,676.21049844168908,649.99419144110345,625.28102030059711,602.75018328265458,582.91262221644308,{"$f":"IFERROR(IF(OR(D32=\"\",'Cost scenario - input'!$G17=\"\"),\"\",D32/'Cost scenario - input'!$G17),\"\")","v":5.9126864618646664},{"$f":"IFERROR(IF(OR(E32=\"\",'Cost scenario - input'!$G17=\"\"),\"\",E32/'Cost scenario - input'!$G17),\"\")","v":5.9632680053350873},{"$f":"IFERROR(IF(OR(F32=\"\",'Cost scenario - input'!$G17=\"\"),\"\",F32/'Cost scenario - input'!$G17),\"\")","v":5.9946117624870592},{"$f":"IFERROR(IF(OR(G32=\"\",'Cost scenario - input'!$G17=\"\"),\"\",G32/'Cost scenario - input'!$G17),\"\")","v":6.0080680551543786},{"$f":"IFERROR(IF(OR(H32=\"\",'Cost scenario - input'!$G17=\"\"),\"\",H32/'Cost scenario - input'!$G17),\"\")","v":6.0039653712551999},{"$f":"IFERROR(IF(OR(I32=\"\",'Cost scenario - input'!$G17=\"\"),\"\",I32/'Cost scenario - input'!$G17),\"\")","v":5.9817223573905798},{"$f":"IFERROR(IF(OR(J32=\"\",'Cost scenario - input'!$G17=\"\"),\"\",J32/'Cost scenario - input'!$G17),\"\")","v":5.9401269991693173},{"$f":"IFERROR(IF(OR(K32=\"\",'Cost scenario - input'!$G17=\"\"),\"\",K32/'Cost scenario - input'!$G17),\"\")","v":5.8777384739462484},{"$f":"IFERROR(IF(OR(L32=\"\",'Cost scenario - input'!$G17=\"\"),\"\",L32/'Cost scenario - input'!$G17),\"\")","v":5.7933495208499632},{"$f":"IFERROR(IF(OR(M32=\"\",'Cost scenario - input'!$G17=\"\"),\"\",M32/'Cost scenario - input'!$G17),\"\")","v":5.6864387319481722},{"$f":"IFERROR(IF(OR(N32=\"\",'Cost scenario - input'!$G17=\"\"),\"\",N32/'Cost scenario - input'!$G17),\"\")","v":5.5575441021294205},{"$f":"IFERROR(IF(OR(O32=\"\",'Cost scenario - input'!$G17=\"\"),\"\",O32/'Cost scenario - input'!$G17),\"\")","v":5.408501105974338},{"$f":"IFERROR(IF(OR(P32=\"\",'Cost scenario - input'!$G17=\"\"),\"\",P32/'Cost scenario - input'!$G17),\"\")","v":5.2425086478024552},{"$f":"IFERROR(IF(OR(Q32=\"\",'Cost scenario - input'!$G17=\"\"),\"\",Q32/'Cost scenario - input'!$G17),\"\")","v":5.064011434571384},{"$f":"IFERROR(IF(OR(R32=\"\",'Cost scenario - input'!$G17=\"\"),\"\",R32/'Cost scenario - input'!$G17),\"\")","v":4.878413924721559},{"$f":"IFERROR(IF(OR(S32=\"\",'Cost scenario - input'!$G17=\"\"),\"\",S32/'Cost scenario - input'!$G17),\"\")","v":4.6916651424030409},{"$f":"IFERROR(IF(OR(T32=\"\",'Cost scenario - input'!$G17=\"\"),\"\",T32/'Cost scenario - input'!$G17),\"\")","v":4.509771879875129},{"$f":"IFERROR(IF(OR(U32=\"\",'Cost scenario - input'!$G17=\"\"),\"\",U32/'Cost scenario - input'!$G17),\"\")","v":4.3383076333640958},{"$f":"IFERROR(IF(OR(V32=\"\",'Cost scenario - input'!$G17=\"\"),\"\",V32/'Cost scenario - input'!$G17),\"\")","v":4.181984797634918},{"$f":"IFERROR(IF(OR(W32=\"\",'Cost scenario - input'!$G17=\"\"),\"\",W32/'Cost scenario - input'!$G17),\"\")","v":4.0443483752795775}]
[{"$f":"IFERROR('Cost scenario - input'!A18,\"\")","v":4},{"$f":"IFERROR('Cost scenario - input'!B18,\"\")","v":"SWITCHGEAR"},{"$f":"IFERROR('Cost scenario - input'!C18,\"\")","v":"> 33 kv & < = 66 kv ; switch"},{"$f":"IFERROR(repcalc('Cost scenario - input'!$CY18:$GK18,'Cost scenario - input'!$J18,'Cost scenario - input'!$H18,'Cost scenario - input'!$I18,20,TRUE,TRUE),\"\")","v":209.34763765964098},232.05232800985237,257.29890411480017,285.03022382670849,315.09313825840962,347.23424988207296,381.09900825431453,416.23426435366127,452.09441780853575,488.05131897699107,523.4080934424353,557.41700254686657,589.30131046286738,618.28088230025514,643.60089669350418,664.56265140242078,680.55502346656931,691.08478167237149,695.80370689108804,694.53041469986431,{"$f":"IFERROR(IF(OR(D33=\"\",'Cost scenario - input'!$G18=\"\"),\"\",D33/'Cost scenario - input'!$G18),\"\")","v":8.9520817843800238},{"$f":"IFERROR(IF(OR(E33=\"\",'Cost scenario - input'!$G18=\"\"),\"\",E33/'Cost scenario - input'!$G18),\"\")","v":9.9229752091941528},{"$f":"IFERROR(IF(OR(F33=\"\",'Cost scenario - input'!$G18=\"\"),\"\",F33/'Cost scenario - input'!$G18),\"\")","v":11.002564243938911},{"$f":"IFERROR(IF(OR(G33=\"\",'Cost scenario - input'!$G18=\"\"),\"\",G33/'Cost scenario - input'!$G18),\"\")","v":12.188405387527093},{"$f":"IFERROR(IF(OR(H33=\"\",'Cost scenario - input'!$G18=\"\"),\"\",H33/'Cost scenario - input'!$G18),\"\")","v":13.473949717895673},{"$f":"IFERROR(IF(OR(I33=\"\",'Cost scenario - input'!$G18=\"\"),\"\",I33/'Cost scenario - input'!$G18),\"\")","v":14.848361500672581},{"$f":"IFERROR(IF(OR(J33=\"\",'Cost scenario - input'!$G18=\"\"),\"\",J33/'Cost scenario - input'!$G18),\"\")","v":16.296479520754826},{"$f":"IFERROR(IF(OR(K33=\"\",'Cost scenario - input'!$G18=\"\"),\"\",K33/'Cost scenario - input'!$G18),\"\")","v":17.798926310375929},{"$f":"IFERROR(IF(OR(L33=\"\",'Cost scenario - input'!$G18=\"\"),\"\",L33/'Cost scenario - input'!$G18),\"\")","v":19.332371015638738},{"$f":"IFERROR(IF(OR(M33=\"\",'Cost scenario - input'!$G18=\"\"),\"\",M33/'Cost scenario - input'!$G18),\"\")","v":20.869952827267355},{"$f":"IFERROR(IF(OR(N33=\"\",'Cost scenario - input'!$G18=\"\"),\"\",N33/'Cost scenario - input'!$G18),\"\")","v":22.381872140926539},{"$f":"IFERROR(IF(OR(O33=\"\",'Cost scenario - input'!$G18=\"\"),\"\",O33/'Cost scenario - input'!$G18),\"\")","v":23.836154305769465},{"$f":"IFERROR(IF(OR(P33=\"\",'Cost scenario - input'!$G18=\"\"),\"\",P33/'Cost scenario - input'!$G18),\"\")","v":25.199584699794023},{"$f":"IFERROR(IF(OR(Q33=\"\",'Cost scenario - input'!$G18=\"\"),\"\",Q33/'Cost scenario - input'!$G18),\"\")","v":26.438803350956405},{"$f":"IFERROR(IF(OR(R33=\"\",'Cost scenario - input'!$G18=\"\"),\"\",R33/'Cost scenario - input'!$G18),\"\")","v":27.521532739088126},{"$f":"IFERROR(IF(OR(S33=\"\",'Cost scenario - input'!$G18=\"\"),\"\",S33/'Cost scenario - input'!$G18),\"\")","v":28.417895098826907},{"$f":"IFERROR(IF(OR(T33=\"\",'Cost scenario - input'!$G18=\"\"),\"\",T33/'Cost scenario - input'!$G18),\"\")","v":29.101757712444027},{"$f":"IFERROR(IF(OR(U33=\"\",'Cost scenario - input'!$G18=\"\"),\"\",U33/'Cost scenario - input'!$G18),\"\")","v":29.552029125495945},{"$f":"IFERROR(IF(OR(V33=\"\",'Cost scenario - input'!$G18=\"\"),\"\",V33/'Cost scenario - input'!$G18),\"\")","v":29.753818861289407},{"$f":"IFERROR(IF(OR(W33=\"\",'Cost scenario - input'!$G18=\"\"),\"\",W33/'Cost scenario - input'!$G18),\"\")","v":29.699370595435173}]
[{"$f":"IFERROR('Cost scenario - input'!A19,\"\")","v":5},{"$f":"IFERROR('Cost scenario - input'!B19,\"\")","v":"TRANSFORMERS"},{"$f":"IFERROR('Cost scenario - input'!C19,\"\")","v":"ground outdoor / indoor chamber mounted ; ˂ 22 kv ; > 600 kva ; multiple phase"},{"$f":"IFERROR(repcalc('Cost scenario - input'!$CY19:$GK19,'Cost scenario - input'!$J19,'Cost scenario - input'!$H19,'Cost scenario - input'!$I19,20,TRUE,TRUE),\"\")","v":62.080495391884178},72.127071499709231,82.775639174262452,93.85749661008596,105.17400026404755,116.50450762111444,127.61637673171023,138.27635149799897,148.26247819291319,157.37559190772933,165.44939931164893,172.35827373241133,178.02206580447984,182.40750163620683,185.52606410196211,187.42859734756436,188.19720196785221,187.93526120160777,186.75662457605895,184.77505153473999,{"$f":"IFERROR(IF(OR(D34=\"\",'Cost scenario - input'!$G19=\"\"),\"\",D34/'Cost scenario - input'!$G19),\"\")","v":0.77788110284130141},{"$f":"IFERROR(IF(OR(E34=\"\",'Cost scenario - input'!$G19=\"\"),\"\",E34/'Cost scenario - input'!$G19),\"\")","v":0.90376672365024369},{"$f":"IFERROR(IF(OR(F34=\"\",'Cost scenario - input'!$G19=\"\"),\"\",F34/'Cost scenario - input'!$G19),\"\")","v":1.0371954199593356},{"$f":"IFERROR(IF(OR(G34=\"\",'Cost scenario - input'!$G19=\"\"),\"\",G34/'Cost scenario - input'!$G19),\"\")","v":1.176053324189839},{"$f":"IFERROR(IF(OR(H34=\"\",'Cost scenario - input'!$G19=\"\"),\"\",H34/'Cost scenario - input'!$G19),\"\")","v":1.3178513927632749},{"$f":"IFERROR(IF(OR(I34=\"\",'Cost scenario - input'!$G19=\"\"),\"\",I34/'Cost scenario - input'!$G19),\"\")","v":1.4598249305552897},{"$f":"IFERROR(IF(OR(J34=\"\",'Cost scenario - input'!$G19=\"\"),\"\",J34/'Cost scenario - input'!$G19),\"\")","v":1.5990588871114488},{"$f":"IFERROR(IF(OR(K34=\"\",'Cost scenario - input'!$G19=\"\"),\"\",K34/'Cost scenario - input'!$G19),\"\")","v":1.7326305165760096},{"$f":"IFERROR(IF(OR(L34=\"\",'Cost scenario - input'!$G19=\"\"),\"\",L34/'Cost scenario - input'!$G19),\"\")","v":1.857758694073903},{"$f":"IFERROR(IF(OR(M34=\"\",'Cost scenario - input'!$G19=\"\"),\"\",M34/'Cost scenario - input'!$G19),\"\")","v":1.9719478432108493},{"$f":"IFERROR(IF(OR(N34=\"\",'Cost scenario - input'!$G19=\"\"),\"\",N34/'Cost scenario - input'!$G19),\"\")","v":2.0731142750803717},{"$f":"IFERROR(IF(OR(O34=\"\",'Cost scenario - input'!$G19=\"\"),\"\",O34/'Cost scenario - input'!$G19),\"\")","v":2.1596838621928689},{"$f":"IFERROR(IF(OR(P34=\"\",'Cost scenario - input'!$G19=\"\"),\"\",P34/'Cost scenario - input'!$G19),\"\")","v":2.2306523168656782},{"$f":"IFERROR(IF(OR(Q34=\"\",'Cost scenario - input'!$G19=\"\"),\"\",Q34/'Cost scenario - input'!$G19),\"\")","v":2.2856027105390755},{"$f":"IFERROR(IF(OR(R34=\"\",'Cost scenario - input'!$G19=\"\"),\"\",R34/'Cost scenario - input'!$G19),\"\")","v":2.3246789259401903},{"$f":"IFERROR(IF(OR(S34=\"\",'Cost scenario - input'!$G19=\"\"),\"\",S34/'Cost scenario - input'!$G19),\"\")","v":2.3485180504500569},{"$f":"IFERROR(IF(OR(T34=\"\",'Cost scenario - input'!$G19=\"\"),\"\",T34/'Cost scenario - input'!$G19),\"\")","v":2.3581488210472354},{"$f":"IFERROR(IF(OR(U34=\"\",'Cost scenario - input'!$G19=\"\"),\"\",U34/'Cost scenario - input'!$G19),\"\")","v":2.3548666505226756},{"$f":"IFERROR(IF(OR(V34=\"\",'Cost scenario - input'!$G19=\"\"),\"\",V34/'Cost scenario - input'!$G19),\"\")","v":2.3400980963682105},{"$f":"IFERROR(IF(OR(W34=\"\",'Cost scenario - input'!$G19=\"\"),\"\",W34/'Cost scenario - input'!$G19),\"\")","v":2.3152685873088594}]
[{"$f":"IFERROR('Cost scenario - input'!A20,\"\")","v":5},{"$f":"IFERROR('Cost scenario - input'!B20,\"\")","v":"TRANSFORMERS"},{"$f":"IFERROR('Cost scenario - input'!C20,\"\")","v":"ground outdoor / indoor chamber mounted ; > = 22 kv & < = 33 kv ; < = 15 mva"},{"$f":"IFERROR(repcalc('Cost scenario - input'!$CY20:$GK20,'Cost scenario - input'!$J20,'Cost scenario - input'!$H20,'Cost scenario - input'!$I20,20,TRUE,TRUE),\"\")","v":945.8332204031841},978.16604151405932,1004.574547637809,1025.0843657148559,1039.862467917807,1049.1923711577283,1053.4502409979605,1053.0844078624104,1048.5996327551306,1040.5461586910706,1029.5123829603192,1016.1190900187006,1001.0127434900101,984.85541757438625,968.3095354672223,952.01657736543916,936.57016328400221,922.48520981271338,910.1660012290356,899.87682079132958,{"$f":"IFERROR(IF(OR(D35=\"\",'Cost scenario - input'!$G20=\"\"),\"\",D35/'Cost scenario - input'!$G20),\"\")","v":4.9704627447432523},{"$f":"IFERROR(IF(OR(E35=\"\",'Cost scenario - input'!$G20=\"\"),\"\",E35/'Cost scenario - input'!$G20),\"\")","v":5.1403754516531945},{"$f":"IFERROR(IF(OR(F35=\"\",'Cost scenario - input'!$G20=\"\"),\"\",F35/'Cost scenario - input'!$G20),\"\")","v":5.279155199499721},{"$f":"IFERROR(IF(OR(G35=\"\",'Cost scenario - input'!$G20=\"\"),\"\",G35/'Cost scenario - input'!$G20),\"\")","v":5.3869366608127081},{"$f":"IFERROR(IF(OR(H35=\"\",'Cost scenario - input'!$G20=\"\"),\"\",H35/'Cost scenario - input'!$G20),\"\")","v":5.4645972936317424},{"$f":"IFERROR(IF(OR(I35=\"\",'Cost scenario - input'!$G20=\"\"),\"\",I35/'Cost scenario - input'!$G20),\"\")","v":5.5136270120490343},{"$f":"IFERROR(IF(OR(J35=\"\",'Cost scenario - input'!$G20=\"\"),\"\",J35/'Cost scenario - input'!$G20),\"\")","v":5.5360026095183406},{"$f":"IFERROR(IF(OR(K35=\"\",'Cost scenario - input'!$G20=\"\"),\"\",K35/'Cost scenario - input'!$G20),\"\")","v":5.5340801141652287},{"$f":"IFERROR(IF(OR(L35=\"\",'Cost scenario - input'!$G20=\"\"),\"\",L35/'Cost scenario - input'!$G20),\"\")","v":5.5105121033273523},{"$f":"IFERROR(IF(OR(M35=\"\",'Cost scenario - input'!$G20=\"\"),\"\",M35/'Cost scenario - input'!$G20),\"\")","v":5.4681901675593281},{"$f":"IFERROR(IF(OR(N35=\"\",'Cost scenario - input'!$G20=\"\"),\"\",N35/'Cost scenario - input'!$G20),\"\")","v":5.4102064025355387},{"$f":"IFERROR(IF(OR(O35=\"\",'Cost scenario - input'!$G20=\"\"),\"\",O35/'Cost scenario - input'!$G20),\"\")","v":5.3398231022245497},{"$f":"IFERROR(IF(OR(P35=\"\",'Cost scenario - input'!$G20=\"\"),\"\",P35/'Cost scenario - input'!$G20),\"\")","v":5.2604375075865955},{"$f":"IFERROR(IF(OR(Q35=\"\",'Cost scenario - input'!$G20=\"\"),\"\",Q35/'Cost scenario - input'!$G20),\"\")","v":5.1755288949624276},{"$f":"IFERROR(IF(OR(R35=\"\",'Cost scenario - input'!$G20=\"\"),\"\",R35/'Cost scenario - input'!$G20),\"\")","v":5.0885783747031423},{"$f":"IFERROR(IF(OR(S35=\"\",'Cost scenario - input'!$G20=\"\"),\"\",S35/'Cost scenario - input'!$G20),\"\")","v":5.0029569992855452},{"$f":"IFERROR(IF(OR(T35=\"\",'Cost scenario - input'!$G20=\"\"),\"\",T35/'Cost scenario - input'!$G20),\"\")","v":4.9217843104060695},{"$f":"IFERROR(IF(OR(U35=\"\",'Cost scenario - input'!$G20=\"\"),\"\",U35/'Cost scenario - input'!$G20),\"\")","v":4.847766254177678},{"$f":"IFERROR(IF(OR(V35=\"\",'Cost scenario - input'!$G20=\"\"),\"\",V35/'Cost scenario - input'!$G20),\"\")","v":4.783027391142407},{"$f":"IFERROR(IF(OR(W35=\"\",'Cost scenario - input'!$G20=\"\"),\"\",W35/'Cost scenario - input'!$G20),\"\")","v":4.7289565603274788}]
[{"$f":"IFERROR('Cost scenario - input'!A21,\"\")","v":5},{"$f":"IFERROR('Cost scenario - input'!B21,\"\")","v":"TRANSFORMERS"},{"$f":"IFERROR('Cost scenario - input'!C21,\"\")","v":"ground outdoor / indoor chamber mounted ; > 33 kv & < = 66 kv ; < = 15 mva"},{"$f":"IFERROR(repcalc('Cost scenario - input'!$CY21:$GK21,'Cost scenario - input'!$J21,'Cost scenario - input'!$H21,'Cost scenario - input'!$I21,20,TRUE,TRUE),\"\")","v":891.48246456317474},927.80927126682207,959.13328507952895,984.32458400366613,1002.4099996311608,1012.635431933648,1014.516796776611,1007.8754910316529,992.85527709973962,969.91885194511201,939.82397157235198,903.58069951085861,862.39295776554707,817.58889855620293,770.54552859569958,722.61339943244172,675.04699023352316,628.9456889650296,585.20912539036965,544.50917347054849,{"$f":"IFERROR(IF(OR(D36=\"\",'Cost scenario - input'!$G21=\"\"),\"\",D36/'Cost scenario - input'!$G21),\"\")","v":5.0861668339432473},{"$f":"IFERROR(IF(OR(E36=\"\",'Cost scenario - input'!$G21=\"\"),\"\",E36/'Cost scenario - input'!$G21),\"\")","v":5.2934218353410509},{"$f":"IFERROR(IF(OR(F36=\"\",'Cost scenario - input'!$G21=\"\"),\"\",F36/'Cost scenario - input'!$G21),\"\")","v":5.4721344477514773},{"$f":"IFERROR(IF(OR(G36=\"\",'Cost scenario - input'!$G21=\"\"),\"\",G36/'Cost scenario - input'!$G21),\"\")","v":5.6158581374313172},{"$f":"IFERROR(IF(OR(H36=\"\",'Cost scenario - input'!$G21=\"\"),\"\",H36/'Cost scenario - input'!$G21),\"\")","v":5.7190406954726747},{"$f":"IFERROR(IF(OR(I36=\"\",'Cost scenario - input'!$G21=\"\"),\"\",I36/'Cost scenario - input'!$G21),\"\")","v":5.7773797618110425},{"$f":"IFERROR(IF(OR(J36=\"\",'Cost scenario - input'!$G21=\"\"),\"\",J36/'Cost scenario - input'!$G21),\"\")","v":5.788113495616467},{"$f":"IFERROR(IF(OR(K36=\"\",'Cost scenario - input'!$G21=\"\"),\"\",K36/'Cost scenario - input'!$G21),\"\")","v":5.7502229140775087},{"$f":"IFERROR(IF(OR(L36=\"\",'Cost scenario - input'!$G21=\"\"),\"\",L36/'Cost scenario - input'!$G21),\"\")","v":5.6645282235188299},{"$f":"IFERROR(IF(OR(M36=\"\",'Cost scenario - input'!$G21=\"\"),\"\",M36/'Cost scenario - input'!$G21),\"\")","v":5.5336692447414393},{"$f":"IFERROR(IF(OR(N36=\"\",'Cost scenario - input'!$G21=\"\"),\"\",N36/'Cost scenario - input'!$G21),\"\")","v":5.3619691962178546},{"$f":"IFERROR(IF(OR(O36=\"\",'Cost scenario - input'!$G21=\"\"),\"\",O36/'Cost scenario - input'!$G21),\"\")","v":5.1551907842576421},{"$f":"IFERROR(IF(OR(P36=\"\",'Cost scenario - input'!$G21=\"\"),\"\",P36/'Cost scenario - input'!$G21),\"\")","v":4.9202027341756116},{"$f":"IFERROR(IF(OR(Q36=\"\",'Cost scenario - input'!$G21=\"\"),\"\",Q36/'Cost scenario - input'!$G21),\"\")","v":4.6645825408067418},{"$f":"IFERROR(IF(OR(R36=\"\",'Cost scenario - input'!$G21=\"\"),\"\",R36/'Cost scenario - input'!$G21),\"\")","v":4.3961864280831149},{"$f":"IFERROR(IF(OR(S36=\"\",'Cost scenario - input'!$G21=\"\"),\"\",S36/'Cost scenario - input'!$G21),\"\")","v":4.1227196855264872},{"$f":"IFERROR(IF(OR(T36=\"\",'Cost scenario - input'!$G21=\"\"),\"\",T36/'Cost scenario - input'!$G21),\"\")","v":3.8513394817713205},{"$f":"IFERROR(IF(OR(U36=\"\",'Cost scenario - input'!$G21=\"\"),\"\",U36/'Cost scenario - input'!$G21),\"\")","v":3.5883181450271007},{"$f":"IFERROR(IF(OR(V36=\"\",'Cost scenario - input'!$G21=\"\"),\"\",V36/'Cost scenario - input'!$G21),\"\")","v":3.3387883248381116},{"$f":"IFERROR(IF(OR(W36=\"\",'Cost scenario - input'!$G21=\"\"),\"\",W36/'Cost scenario - input'!$G21),\"\")","v":3.1065832576311956}]
[{"$f":"IFERROR('Cost scenario - input'!A22,\"\")","v":5},{"$f":"IFERROR('Cost scenario - input'!B22,\"\")","v":"TRANSFORMERS"},{"$f":"IFERROR('Cost scenario - input'!C22,\"\")","v":"ground outdoor / indoor chamber mounted ; > 33 kv & < = 66 kv ; > 15 mva and < = 40 mva"},{"$f":"IFERROR(repcalc('Cost scenario - input'!$CY22:$GK22,'Cost scenario - input'!$J22,'Cost scenario - input'!$H22,'Cost scenario - input'!$I22,20,TRUE,TRUE),\"\")","v":230.90864779536659},256.5077740446049,283.21084559611609,310.6969110048571,338.56726570215125,366.36060644707999,393.57710208533223,419.70952345993197,444.27833330832982,466.86677856683957,487.15173170789922,504.92638078883863,520.11184163663609,532.75621880893766,543.02134498124497,551.15910598432117,557.48064200213457,562.32259164587572,566.01479489275823,568.85348309954622,{"$f":"IFERROR(IF(OR(D37=\"\",'Cost scenario - input'!$G22=\"\"),\"\",D37/'Cost scenario - input'!$G22),\"\")","v":0.68733020196335626},{"$f":"IFERROR(IF(OR(E37=\"\",'Cost scenario - input'!$G22=\"\"),\"\",E37/'Cost scenario - input'!$G22),\"\")","v":0.76352939494709982},{"$f":"IFERROR(IF(OR(F37=\"\",'Cost scenario - input'!$G22=\"\"),\"\",F37/'Cost scenario - input'!$G22),\"\")","v":0.84301462747423961},{"$f":"IFERROR(IF(OR(G37=\"\",'Cost scenario - input'!$G22=\"\"),\"\",G37/'Cost scenario - input'!$G22),\"\")","v":0.92483054501973694},{"$f":"IFERROR(IF(OR(H37=\"\",'Cost scenario - input'!$G22=\"\"),\"\",H37/'Cost scenario - input'!$G22),\"\")","v":1.0077903505782446},{"$f":"IFERROR(IF(OR(I37=\"\",'Cost scenario - input'!$G22=\"\"),\"\",I37/'Cost scenario - input'!$G22),\"\")","v":1.0905209138977168},{"$f":"IFERROR(IF(OR(J37=\"\",'Cost scenario - input'!$G22=\"\"),\"\",J37/'Cost scenario - input'!$G22),\"\")","v":1.1715344212842083},{"$f":"IFERROR(IF(OR(K37=\"\",'Cost scenario - input'!$G22=\"\"),\"\",K37/'Cost scenario - input'!$G22),\"\")","v":1.2493210379080817},{"$f":"IFERROR(IF(OR(L37=\"\",'Cost scenario - input'!$G22=\"\"),\"\",L37/'Cost scenario - input'!$G22),\"\")","v":1.3224533575346029},{"$f":"IFERROR(IF(OR(M37=\"\",'Cost scenario - input'!$G22=\"\"),\"\",M37/'Cost scenario - input'!$G22),\"\")","v":1.3896908594203217},{"$f":"IFERROR(IF(OR(N37=\"\",'Cost scenario - input'!$G22=\"\"),\"\",N37/'Cost scenario - input'!$G22),\"\")","v":1.4500717116420958},{"$f":"IFERROR(IF(OR(O37=\"\",'Cost scenario - input'!$G22=\"\"),\"\",O37/'Cost scenario - input'!$G22),\"\")","v":1.5029803110352928},{"$f":"IFERROR(IF(OR(P37=\"\",'Cost scenario - input'!$G22=\"\"),\"\",P37/'Cost scenario - input'!$G22),\"\")","v":1.5481818484011562},{"$f":"IFERROR(IF(OR(Q37=\"\",'Cost scenario - input'!$G22=\"\"),\"\",Q37/'Cost scenario - input'!$G22),\"\")","v":1.5858195133327913},{"$f":"IFERROR(IF(OR(R37=\"\",'Cost scenario - input'!$G22=\"\"),\"\",R37/'Cost scenario - input'!$G22),\"\")","v":1.6163750222431548},{"$f":"IFERROR(IF(OR(S37=\"\",'Cost scenario - input'!$G22=\"\"),\"\",S37/'Cost scenario - input'!$G22),\"\")","v":1.640598146700281},{"$f":"IFERROR(IF(OR(T37=\"\",'Cost scenario - input'!$G22=\"\"),\"\",T37/'Cost scenario - input'!$G22),\"\")","v":1.6594150367099305},{"$f":"IFERROR(IF(OR(U37=\"\",'Cost scenario - input'!$G22=\"\"),\"\",U37/'Cost scenario - input'!$G22),\"\")","v":1.6738277417268439},{"$f":"IFERROR(IF(OR(V37=\"\",'Cost scenario - input'!$G22=\"\"),\"\",V37/'Cost scenario - input'!$G22),\"\")","v":1.6848180741704279},{"$f":"IFERROR(IF(OR(W37=\"\",'Cost scenario - input'!$G22=\"\"),\"\",W37/'Cost scenario - input'!$G22),\"\")","v":1.6932678059457908}]
[{"$f":"IFERROR('Cost scenario - input'!A23,\"\")","v":5},{"$f":"IFERROR('Cost scenario - input'!B23,\"\")","v":"TRANSFORMERS"},{"$f":"IFERROR('Cost scenario - input'!C23,\"\")","v":"kiosk mounted ; < = 22 kv ; < = 60 kva ; multiple phase"},{"$f":"IFERROR(repcalc('Cost scenario - input'!$CY23:$GK23,'Cost scenario - input'!$J23,'Cost scenario - input'!$H23,'Cost scenario - input'!$I23,20,TRUE,TRUE),\"\")","v":0.56883043118707266},0.72880078474459309,0.92454009922361324,1.162090548053319,1.4483791044611298,1.7914413392184918,2.2007066025213997,2.6873364280392154,3.2645943635035692,3.9482089426035114,4.7566735667972129,5.7114098414908518,6.8367073121632886,8.1593460012050194,9.7078122405950147,11.511036229604386,13.596613657938116,15.988523960722384,18.704422181727015,21.752654977484752,{"$f":"IFERROR(IF(OR(D38=\"\",'Cost scenario - input'!$G23=\"\"),\"\",D38/'Cost scenario - input'!$G23),\"\")","v":1.5211924755843119E-2},{"$f":"IFERROR(IF(OR(E38=\"\",'Cost scenario - input'!$G23=\"\"),\"\",E38/'Cost scenario - input'!$G23),\"\")","v":1.948992545352788E-2},{"$f":"IFERROR(IF(OR(F38=\"\",'Cost scenario - input'!$G23=\"\"),\"\",F38/'Cost scenario - input'!$G23),\"\")","v":2.4724476139224103E-2},{"$f":"IFERROR(IF(OR(G38=\"\",'Cost scenario - input'!$G23=\"\"),\"\",G38/'Cost scenario - input'!$G23),\"\")","v":3.1077159391020511E-2},{"$f":"IFERROR(IF(OR(H38=\"\",'Cost scenario - input'!$G23=\"\"),\"\",H38/'Cost scenario - input'!$G23),\"\")","v":3.8733219509756188E-2},{"$f":"IFERROR(IF(OR(I38=\"\",'Cost scenario - input'!$G23=\"\"),\"\",I38/'Cost scenario - input'!$G23),\"\")","v":4.7907547421168706E-2},{"$f":"IFERROR(IF(OR(J38=\"\",'Cost scenario - input'!$G23=\"\"),\"\",J38/'Cost scenario - input'!$G23),\"\")","v":5.8852307140777819E-2},{"$f":"IFERROR(IF(OR(K38=\"\",'Cost scenario - input'!$G23=\"\"),\"\",K38/'Cost scenario - input'!$G23),\"\")","v":7.1865985530448179E-2},{"$f":"IFERROR(IF(OR(L38=\"\",'Cost scenario - input'!$G23=\"\"),\"\",L38/'Cost scenario - input'!$G23),\"\")","v":8.7303282477926708E-2},{"$f":"IFERROR(IF(OR(M38=\"\",'Cost scenario - input'!$G23=\"\"),\"\",M38/'Cost scenario - input'!$G23),\"\")","v":0.10558481765804036},{"$f":"IFERROR(IF(OR(N38=\"\",'Cost scenario - input'!$G23=\"\"),\"\",N38/'Cost scenario - input'!$G23),\"\")","v":0.12720515010989364},{"$f":"IFERROR(IF(OR(O38=\"\",'Cost scenario - input'!$G23=\"\"),\"\",O38/'Cost scenario - input'!$G23),\"\")","v":0.15273714624801388},{"$f":"IFERROR(IF(OR(P38=\"\",'Cost scenario - input'!$G23=\"\"),\"\",P38/'Cost scenario - input'!$G23),\"\")","v":0.1828303682581072},{"$f":"IFERROR(IF(OR(Q38=\"\",'Cost scenario - input'!$G23=\"\"),\"\",Q38/'Cost scenario - input'!$G23),\"\")","v":0.21820097980376996},{"$f":"IFERROR(IF(OR(R38=\"\",'Cost scenario - input'!$G23=\"\"),\"\",R38/'Cost scenario - input'!$G23),\"\")","v":0.2596107754636251},{"$f":"IFERROR(IF(OR(S38=\"\",'Cost scenario - input'!$G23=\"\"),\"\",S38/'Cost scenario - input'!$G23),\"\")","v":0.30783341991936919},{"$f":"IFERROR(IF(OR(T38=\"\",'Cost scenario - input'!$G23=\"\"),\"\",T38/'Cost scenario - input'!$G23),\"\")","v":0.36360688978470385},{"$f":"IFERROR(IF(OR(U38=\"\",'Cost scenario - input'!$G23=\"\"),\"\",U38/'Cost scenario - input'!$G23),\"\")","v":0.42757245413179484},{"$f":"IFERROR(IF(OR(V38=\"\",'Cost scenario - input'!$G23=\"\"),\"\",V38/'Cost scenario - input'!$G23),\"\")","v":0.50020225225323811},{"$f":"IFERROR(IF(OR(W38=\"\",'Cost scenario - input'!$G23=\"\"),\"\",W38/'Cost scenario - input'!$G23),\"\")","v":0.58171949427313696}]
[{"$f":"IFERROR('Cost scenario - input'!A24,\"\")","v":5},{"$f":"IFERROR('Cost scenario - input'!B24,\"\")","v":"TRANSFORMERS"},{"$f":"IFERROR('Cost scenario - input'!C24,\"\")","v":"kiosk mounted ; < = 22 kv ; < = 60 kva ; single phase"},{"$f":"IFERROR(repcalc('Cost scenario - input'!$CY24:$GK24,'Cost scenario - input'!$J24,'Cost scenario - input'!$H24,'Cost scenario - input'!$I24,20,TRUE,TRUE),\"\")","v":0.86575437393555732},1.0627978125142352,1.297989661159803,1.5789620356600775,1.9155061037214185,2.3202286322046417,2.8093068771639578,3.4033080081776244,4.1280157703974183,5.0151805862027521,6.1030823085545078,7.4367710760271963,9.0678359386921059,11.053548490626167,13.455244919263572,16.335848847102728,19.756501089816602,23.772349717713897,28.427659262444479,33.750511916518249,{"$f":"IFERROR(IF(OR(D39=\"\",'Cost scenario - input'!$G24=\"\"),\"\",D39/'Cost scenario - input'!$G24),\"\")","v":8.308137652607489E-2},{"$f":"IFERROR(IF(OR(E39=\"\",'Cost scenario - input'!$G24=\"\"),\"\",E39/'Cost scenario - input'!$G24),\"\")","v":0.10199048123914702},{"$f":"IFERROR(IF(OR(F39=\"\",'Cost scenario - input'!$G24=\"\"),\"\",F39/'Cost scenario - input'!$G24),\"\")","v":0.12456046543034499},{"$f":"IFERROR(IF(OR(G39=\"\",'Cost scenario - input'!$G24=\"\"),\"\",G39/'Cost scenario - input'!$G24),\"\")","v":0.15152373855037224},{"$f":"IFERROR(IF(OR(H39=\"\",'Cost scenario - input'!$G24=\"\"),\"\",H39/'Cost scenario - input'!$G24),\"\")","v":0.18381990161694486},{"$f":"IFERROR(IF(OR(I39=\"\",'Cost scenario - input'!$G24=\"\"),\"\",I39/'Cost scenario - input'!$G24),\"\")","v":0.22265875220761208},{"$f":"IFERROR(IF(OR(J39=\"\",'Cost scenario - input'!$G24=\"\"),\"\",J39/'Cost scenario - input'!$G24),\"\")","v":0.26959272683538726},{"$f":"IFERROR(IF(OR(K39=\"\",'Cost scenario - input'!$G24=\"\"),\"\",K39/'Cost scenario - input'!$G24),\"\")","v":0.32659553630237609},{"$f":"IFERROR(IF(OR(L39=\"\",'Cost scenario - input'!$G24=\"\"),\"\",L39/'Cost scenario - input'!$G24),\"\")","v":0.39614149561488843},{"$f":"IFERROR(IF(OR(M39=\"\",'Cost scenario - input'!$G24=\"\"),\"\",M39/'Cost scenario - input'!$G24),\"\")","v":0.48127750684582354},{"$f":"IFERROR(IF(OR(N39=\"\",'Cost scenario - input'!$G24=\"\"),\"\",N39/'Cost scenario - input'!$G24),\"\")","v":0.58567706327798008},{"$f":"IFERROR(IF(OR(O39=\"\",'Cost scenario - input'!$G24=\"\"),\"\",O39/'Cost scenario - input'!$G24),\"\")","v":0.71366336285079979},{"$f":"IFERROR(IF(OR(P39=\"\",'Cost scenario - input'!$G24=\"\"),\"\",P39/'Cost scenario - input'!$G24),\"\")","v":0.87018710454153569},{"$f":"IFERROR(IF(OR(Q39=\"\",'Cost scenario - input'!$G24=\"\"),\"\",Q39/'Cost scenario - input'!$G24),\"\")","v":1.0607443077928898},{"$f":"IFERROR(IF(OR(R39=\"\",'Cost scenario - input'!$G24=\"\"),\"\",R39/'Cost scenario - input'!$G24),\"\")","v":1.2912210472656565},{"$f":"IFERROR(IF(OR(S39=\"\",'Cost scenario - input'!$G24=\"\"),\"\",S39/'Cost scenario - input'!$G24),\"\")","v":1.5676557344661042},{"$f":"IFERROR(IF(OR(T39=\"\",'Cost scenario - input'!$G24=\"\"),\"\",T39/'Cost scenario - input'!$G24),\"\")","v":1.8959156953713987},{"$f":"IFERROR(IF(OR(U39=\"\",'Cost scenario - input'!$G24=\"\"),\"\",U39/'Cost scenario - input'!$G24),\"\")","v":2.2812931672857264},{"$f":"IFERROR(IF(OR(V39=\"\",'Cost scenario - input'!$G24=\"\"),\"\",V39/'Cost scenario - input'!$G24),\"\")","v":2.7280359580532854},{"$f":"IFERROR(IF(OR(W39=\"\",'Cost scenario - input'!$G24=\"\"),\"\",W39/'Cost scenario - input'!$G24),\"\")","v":3.2388389512112932}]
[{"$f":"IFERROR('Cost scenario - input'!A25,\"\")","v":5},{"$f":"IFERROR('Cost scenario - input'!B25,\"\")","v":"TRANSFORMERS"},{"$f":"IFERROR('Cost scenario - input'!C25,\"\")","v":"kiosk mounted ; < = 22 kv ; > 60 kva and < = 600 kva ; multiple phase"},{"$f":"IFERROR(repcalc('Cost scenario - input'!$CY25:$GK25,'Cost scenario - input'!$J25,'Cost scenario - input'!$H25,'Cost scenario - input'!$I25,20,TRUE,TRUE),\"\")","v":3590.8742686293831},3791.2982280801784,4029.8543424141171,4295.7620074027327,4579.2591690346362,4871.7462252611085,5165.7538087084968,5454.7854532608535,5733.0966215474527,5995.4744712342681,6237.0768553528169,6453.3744445165266,6640.2182081512947,6794.0289940416442,6912.0807609750545,6992.8284366713569,7036.2189235150208,7043.9215294158139,7019.4223184424509,6967.9440490360412,{"$f":"IFERROR(IF(OR(D40=\"\",'Cost scenario - input'!$G25=\"\"),\"\",D40/'Cost scenario - input'!$G25),\"\")","v":147.79928481852329},{"$f":"IFERROR(IF(OR(E40=\"\",'Cost scenario - input'!$G25=\"\"),\"\",E40/'Cost scenario - input'!$G25),\"\")","v":156.04867358886054},{"$f":"IFERROR(IF(OR(F40=\"\",'Cost scenario - input'!$G25=\"\"),\"\",F40/'Cost scenario - input'!$G25),\"\")","v":165.8675701722544},{"$f":"IFERROR(IF(OR(G40=\"\",'Cost scenario - input'!$G25=\"\"),\"\",G40/'Cost scenario - input'!$G25),\"\")","v":176.81224820134113},{"$f":"IFERROR(IF(OR(H40=\"\",'Cost scenario - input'!$G25=\"\"),\"\",H40/'Cost scenario - input'!$G25),\"\")","v":188.48090452365506},{"$f":"IFERROR(IF(OR(I40=\"\",'Cost scenario - input'!$G25=\"\"),\"\",I40/'Cost scenario - input'!$G25),\"\")","v":200.51958215339235},{"$f":"IFERROR(IF(OR(J40=\"\",'Cost scenario - input'!$G25=\"\"),\"\",J40/'Cost scenario - input'!$G25),\"\")","v":212.62084421772312},{"$f":"IFERROR(IF(OR(K40=\"\",'Cost scenario - input'!$G25=\"\"),\"\",K40/'Cost scenario - input'!$G25),\"\")","v":224.51729816153258},{"$f":"IFERROR(IF(OR(L40=\"\",'Cost scenario - input'!$G25=\"\"),\"\",L40/'Cost scenario - input'!$G25),\"\")","v":235.97250058650297},{"$f":"IFERROR(IF(OR(M40=\"\",'Cost scenario - input'!$G25=\"\"),\"\",M40/'Cost scenario - input'!$G25),\"\")","v":246.77189249914019},{"$f":"IFERROR(IF(OR(N40=\"\",'Cost scenario - input'!$G25=\"\"),\"\",N40/'Cost scenario - input'!$G25),\"\")","v":256.71617261363207},{"$f":"IFERROR(IF(OR(O40=\"\",'Cost scenario - input'!$G25=\"\"),\"\",O40/'Cost scenario - input'!$G25),\"\")","v":265.61891512000483},{"$f":"IFERROR(IF(OR(P40=\"\",'Cost scenario - input'!$G25=\"\"),\"\",P40/'Cost scenario - input'!$G25),\"\")","v":273.3093471909001},{"$f":"IFERROR(IF(OR(Q40=\"\",'Cost scenario - input'!$G25=\"\"),\"\",Q40/'Cost scenario - input'!$G25),\"\")","v":279.64015201761595},{"$f":"IFERROR(IF(OR(R40=\"\",'Cost scenario - input'!$G25=\"\"),\"\",R40/'Cost scenario - input'!$G25),\"\")","v":284.49912657897835},{"$f":"IFERROR(IF(OR(S40=\"\",'Cost scenario - input'!$G25=\"\"),\"\",S40/'Cost scenario - input'!$G25),\"\")","v":287.82267617327449},{"$f":"IFERROR(IF(OR(T40=\"\",'Cost scenario - input'!$G25=\"\"),\"\",T40/'Cost scenario - input'!$G25),\"\")","v":289.60861531891572},{"$f":"IFERROR(IF(OR(U40=\"\",'Cost scenario - input'!$G25=\"\"),\"\",U40/'Cost scenario - input'!$G25),\"\")","v":289.92565221806916},{"$f":"IFERROR(IF(OR(V40=\"\",'Cost scenario - input'!$G25=\"\"),\"\",V40/'Cost scenario - input'!$G25),\"\")","v":288.91727219983386},{"$f":"IFERROR(IF(OR(W40=\"\",'Cost scenario - input'!$G25=\"\"),\"\",W40/'Cost scenario - input'!$G25),\"\")","v":286.79844240163357}]
[{"$f":"IFERROR('Cost scenario - input'!A26,\"\")","v":5},{"$f":"IFERROR('Cost scenario - input'!B26,\"\")","v":"TRANSFORMERS"},{"$f":"IFERROR('Cost scenario - input'!C26,\"\")","v":"kiosk mounted ; < = 22 kv ; > 60 kva and < = 600 kva ; single phase"},{"$f":"IFERROR(repcalc('Cost scenario - input'!$CY26:$GK26,'Cost scenario - input'!$J26,'Cost scenario - input'!$H26,'Cost scenario - input'!$I26,20,TRUE,TRUE),\"\")","v":90.021768544348632},100.4516504742294,110.06597597249669,118.410498964784,125.06934088461712,129.70299682858615,132.08116623671376,132.10584343519571,129.82129674553082,125.4094033560779,119.17096058199859,111.49565338610267,102.82492998153191,93.612836830128415,84.28977770464509,75.233264864794208,66.748260174710794,59.057990248513505,52.304503707943915,46.55699728954184,{"$f":"IFERROR(IF(OR(D41=\"\",'Cost scenario - input'!$G26=\"\"),\"\",D41/'Cost scenario - input'!$G26),\"\")","v":3.9711293868315667},{"$f":"IFERROR(IF(OR(E41=\"\",'Cost scenario - input'!$G26=\"\"),\"\",E41/'Cost scenario - input'!$G26),\"\")","v":4.4312226654092752},{"$f":"IFERROR(IF(OR(F41=\"\",'Cost scenario - input'!$G26=\"\"),\"\",F41/'Cost scenario - input'!$G26),\"\")","v":4.855339311172842},{"$f":"IFERROR(IF(OR(G41=\"\",'Cost scenario - input'!$G26=\"\"),\"\",G41/'Cost scenario - input'!$G26),\"\")","v":5.2234411715294176},{"$f":"IFERROR(IF(OR(H41=\"\",'Cost scenario - input'!$G26=\"\"),\"\",H41/'Cost scenario - input'!$G26),\"\")","v":5.5171825993829291},{"$f":"IFERROR(IF(OR(I41=\"\",'Cost scenario - input'!$G26=\"\"),\"\",I41/'Cost scenario - input'!$G26),\"\")","v":5.7215870182818662},{"$f":"IFERROR(IF(OR(J41=\"\",'Cost scenario - input'!$G26=\"\"),\"\",J41/'Cost scenario - input'!$G26),\"\")","v":5.8264951818981672},{"$f":"IFERROR(IF(OR(K41=\"\",'Cost scenario - input'!$G26=\"\"),\"\",K41/'Cost scenario - input'!$G26),\"\")","v":5.8275837669111148},{"$f":"IFERROR(IF(OR(L41=\"\",'Cost scenario - input'!$G26=\"\"),\"\",L41/'Cost scenario - input'!$G26),\"\")","v":5.7268055813498338},{"$f":"IFERROR(IF(OR(M41=\"\",'Cost scenario - input'!$G26=\"\"),\"\",M41/'Cost scenario - input'!$G26),\"\")","v":5.5321837718283602},{"$f":"IFERROR(IF(OR(N41=\"\",'Cost scenario - input'!$G26=\"\"),\"\",N41/'Cost scenario - input'!$G26),\"\")","v":5.256987407340044},{"$f":"IFERROR(IF(OR(O41=\"\",'Cost scenario - input'!$G26=\"\"),\"\",O41/'Cost scenario - input'!$G26),\"\")","v":4.9184066568011735},{"$f":"IFERROR(IF(OR(P41=\"\",'Cost scenario - input'!$G26=\"\"),\"\",P41/'Cost scenario - input'!$G26),\"\")","v":4.5359151208787676},{"$f":"IFERROR(IF(OR(Q41=\"\",'Cost scenario - input'!$G26=\"\"),\"\",Q41/'Cost scenario - input'!$G26),\"\")","v":4.1295421466603583},{"$f":"IFERROR(IF(OR(R41=\"\",'Cost scenario - input'!$G26=\"\"),\"\",R41/'Cost scenario - input'!$G26),\"\")","v":3.7182741315231542},{"$f":"IFERROR(IF(OR(S41=\"\",'Cost scenario - input'!$G26=\"\"),\"\",S41/'Cost scenario - input'!$G26),\"\")","v":3.3187642700519087},{"$f":"IFERROR(IF(OR(T41=\"\",'Cost scenario - input'!$G26=\"\"),\"\",T41/'Cost scenario - input'!$G26),\"\")","v":2.9444653419477107},{"$f":"IFERROR(IF(OR(U41=\"\",'Cost scenario - input'!$G26=\"\"),\"\",U41/'Cost scenario - input'!$G26),\"\")","v":2.6052245406348127},{"$f":"IFERROR(IF(OR(V41=\"\",'Cost scenario - input'!$G26=\"\"),\"\",V41/'Cost scenario - input'!$G26),\"\")","v":2.3073080555613696},{"$f":"IFERROR(IF(OR(W41=\"\",'Cost scenario - input'!$G26=\"\"),\"\",W41/'Cost scenario - input'!$G26),\"\")","v":2.0537683616830456}]
[{"$f":"IFERROR('Cost scenario - input'!A27,\"\")","v":5},{"$f":"IFERROR('Cost scenario - input'!B27,\"\")","v":"TRANSFORMERS"},{"$f":"IFERROR('Cost scenario - input'!C27,\"\")","v":"kiosk mounted ; < = 22 kv ; > 600 kva ; multiple phase"},{"$f":"IFERROR(repcalc('Cost scenario - input'!$CY27:$GK27,'Cost scenario - input'!$J27,'Cost scenario - input'!$H27,'Cost scenario - input'!$I27,20,TRUE,TRUE),\"\")","v":159.37694126687592},160.43259832204714,163.29536541577812,168.57851616425151,176.881919991888,188.78009679708148,204.81107132606888,225.46501367710485,251.17182351371713,282.28723136109534,319.07757897429991,361.70410474602261,410.20819038287749,464.49951421481029,524.34931046858208,589.390882026089,659.12911822765352,732.96003057842006,810.20028449344466,890.125468364943,{"$f":"IFERROR(IF(OR(D42=\"\",'Cost scenario - input'!$G27=\"\"),\"\",D42/'Cost scenario - input'!$G27),\"\")","v":3.43232131389404},{"$f":"IFERROR(IF(OR(E42=\"\",'Cost scenario - input'!$G27=\"\"),\"\",E42/'Cost scenario - input'!$G27),\"\")","v":3.4550558084942318},{"$f":"IFERROR(IF(OR(F42=\"\",'Cost scenario - input'!$G27=\"\"),\"\",F42/'Cost scenario - input'!$G27),\"\")","v":3.5167079925204883},{"$f":"IFERROR(IF(OR(G42=\"\",'Cost scenario - input'!$G27=\"\"),\"\",G42/'Cost scenario - input'!$G27),\"\")","v":3.6304852477141116},{"$f":"IFERROR(IF(OR(H42=\"\",'Cost scenario - input'!$G27=\"\"),\"\",H42/'Cost scenario - input'!$G27),\"\")","v":3.8093062848661741},{"$f":"IFERROR(IF(OR(I42=\"\",'Cost scenario - input'!$G27=\"\"),\"\",I42/'Cost scenario - input'!$G27),\"\")","v":4.0655438906347632},{"$f":"IFERROR(IF(OR(J42=\"\",'Cost scenario - input'!$G27=\"\"),\"\",J42/'Cost scenario - input'!$G27),\"\")","v":4.4107848967737837},{"$f":"IFERROR(IF(OR(K42=\"\",'Cost scenario - input'!$G27=\"\"),\"\",K42/'Cost scenario - input'!$G27),\"\")","v":4.8555855434915109},{"$f":"IFERROR(IF(OR(L42=\"\",'Cost scenario - input'!$G27=\"\"),\"\",L42/'Cost scenario - input'!$G27),\"\")","v":5.409204094663715},{"$f":"IFERROR(IF(OR(M42=\"\",'Cost scenario - input'!$G27=\"\"),\"\",M42/'Cost scenario - input'!$G27),\"\")","v":6.0793015171398386},{"$f":"IFERROR(IF(OR(N42=\"\",'Cost scenario - input'!$G27=\"\"),\"\",N42/'Cost scenario - input'!$G27),\"\")","v":6.8716137127097339},{"$f":"IFERROR(IF(OR(O42=\"\",'Cost scenario - input'!$G27=\"\"),\"\",O42/'Cost scenario - input'!$G27),\"\")","v":7.7896130906658305},{"$f":"IFERROR(IF(OR(P42=\"\",'Cost scenario - input'!$G27=\"\"),\"\",P42/'Cost scenario - input'!$G27),\"\")","v":8.8341908421207673},{"$f":"IFERROR(IF(OR(Q42=\"\",'Cost scenario - input'!$G27=\"\"),\"\",Q42/'Cost scenario - input'!$G27),\"\")","v":10.003401811202124},{"$f":"IFERROR(IF(OR(R42=\"\",'Cost scenario - input'!$G27=\"\"),\"\",R42/'Cost scenario - input'!$G27),\"\")","v":11.292319327632907},{"$f":"IFERROR(IF(OR(S42=\"\",'Cost scenario - input'!$G27=\"\"),\"\",S42/'Cost scenario - input'!$G27),\"\")","v":12.693046249428797},{"$f":"IFERROR(IF(OR(T42=\"\",'Cost scenario - input'!$G27=\"\"),\"\",T42/'Cost scenario - input'!$G27),\"\")","v":14.19491993708599},{"$f":"IFERROR(IF(OR(U42=\"\",'Cost scenario - input'!$G27=\"\"),\"\",U42/'Cost scenario - input'!$G27),\"\")","v":15.784932972042174},{"$f":"IFERROR(IF(OR(V42=\"\",'Cost scenario - input'!$G27=\"\"),\"\",V42/'Cost scenario - input'!$G27),\"\")","v":17.448369148541481},{"$f":"IFERROR(IF(OR(W42=\"\",'Cost scenario - input'!$G27=\"\"),\"\",W42/'Cost scenario - input'!$G27),\"\")","v":19.169627631345975}]
[{"$f":"IFERROR('Cost scenario - input'!A28,\"\")","v":""},{"$f":"IFERROR('Cost scenario - input'!B28,\"\")","v":"TRANSFORMERS"},{"$f":"IFERROR('Cost scenario - input'!C28,\"\")","v":"kiosk mounted ; > 22 kv ; > 60 kva and < ≈ 600 kva"},{"$f":"IFERROR(repcalc('Cost scenario - input'!$CY28:$GK28,'Cost scenario - input'!$J28,'Cost scenario - input'!$H28,'Cost scenario - input'!$I28,20,TRUE,TRUE),\"\")","v":""},"","","","","","","","","","","","","","","","","","","",{"$f":"IFERROR(IF(OR(D43=\"\",'Cost scenario - input'!$G28=\"\"),\"\",D43/'Cost scenario - input'!$G28),\"\")","v":""},{"$f":"IFERROR(IF(OR(E43=\"\",'Cost scenario - input'!$G28=\"\"),\"\",E43/'Cost scenario - input'!$G28),\"\")","v":""},{"$f":"IFERROR(IF(OR(F43=\"\",'Cost scenario - input'!$G28=\"\"),\"\",F43/'Cost scenario - input'!$G28),\"\")","v":""},{"$f":"IFERROR(IF(OR(G43=\"\",'Cost scenario - input'!$G28=\"\"),\"\",G43/'Cost scenario - input'!$G28),\"\")","v":""},{"$f":"IFERROR(IF(OR(H43=\"\",'Cost scenario - input'!$G28=\"\"),\"\",H43/'Cost scenario - input'!$G28),\"\")","v":""},{"$f":"IFERROR(IF(OR(I43=\"\",'Cost scenario - input'!$G28=\"\"),\"\",I43/'Cost scenario - input'!$G28),\"\")","v":""},{"$f":"IFERROR(IF(OR(J43=\"\",'Cost scenario - input'!$G28=\"\"),\"\",J43/'Cost scenario - input'!$G28),\"\")","v":""},{"$f":"IFERROR(IF(OR(K43=\"\",'Cost scenario - input'!$G28=\"\"),\"\",K43/'Cost scenario - input'!$G28),\"\")","v":""},{"$f":"IFERROR(IF(OR(L43=\"\",'Cost scenario - input'!$G28=\"\"),\"\",L43/'Cost scenario - input'!$G28),\"\")","v":""},{"$f":"IFERROR(IF(OR(M43=\"\",'Cost scenario - input'!$G28=\"\"),\"\",M43/'Cost scenario - input'!$G28),\"\")","v":""},{"$f":"IFERROR(IF(OR(N43=\"\",'Cost scenario - input'!$G28=\"\"),\"\",N43/'Cost scenario - input'!$G28),\"\")","v":""},{"$f":"IFERROR(IF(OR(O43=\"\",'Cost scenario - input'!$G28=\"\"),\"\",O43/'Cost scenario - input'!$G28),\"\")","v":""},{"$f":"IFERROR(IF(OR(P43=\"\",'Cost scenario - input'!$G28=\"\"),\"\",P43/'Cost scenario - input'!$G28),\"\")","v":""},{"$f":"IFERROR(IF(OR(Q43=\"\",'Cost scenario - input'!$G28=\"\"),\"\",Q43/'Cost scenario - input'!$G28),\"\")","v":""},{"$f":"IFERROR(IF(OR(R43=\"\",'Cost scenario - input'!$G28=\"\"),\"\",R43/'Cost scenario - input'!$G28),\"\")","v":""},{"$f":"IFERROR(IF(OR(S43=\"\",'Cost scenario - input'!$G28=\"\"),\"\",S43/'Cost scenario - input'!$G28),\"\")","v":""},{"$f":"IFERROR(IF(OR(T43=\"\",'Cost scenario - input'!$G28=\"\"),\"\",T43/'Cost scenario - input'!$G28),\"\")","v":""},{"$f":"IFERROR(IF(OR(U43=\"\",'Cost scenario - input'!$G28=\"\"),\"\",U43/'Cost scenario - input'!$G28),\"\")","v":""},{"$f":"IFERROR(IF(OR(V43=\"\",'Cost scenario - input'!$G28=\"\"),\"\",V43/'Cost scenario - input'!$G28),\"\")","v":""},{"$f":"IFERROR(IF(OR(W43=\"\",'Cost scenario - input'!$G28=\"\"),\"\",W43/'Cost scenario - input'!$G28),\"\")","v":""}]
[{"$f":"IFERROR('Cost scenario - input'!A29,\"\")","v":5},{"$f":"IFERROR('Cost scenario - input'!B29,\"\")","v":"TRANSFORMERS"},{"$f":"IFERROR('Cost scenario - input'!C29,\"\")","v":"pole mounted ; < = 22 kv ; < = 60 kva ; multiple phase"},{"$f":"IFERROR(repcalc('Cost scenario - input'!$CY29:$GK29,'Cost scenario - input'!$J29,'Cost scenario - input'!$H29,'Cost scenario - input'!$I29,20,TRUE,TRUE),\"\")","v":9780.5852549082683},8522.2223043625909,7522.4456422514986,6725.3547662895107,6086.8562840590066,5572.0016863858773,5152.9597131590845,4807.4787124780596,4517.7255872178548,4269.4137373824351,4051.1508822227042,3853.9502813269469,3670.8583636257504,3496.6604694668645,3327.6355516046028,3161.3402825854314,2996.4122287297637,2832.389426302916,2669.5489227355411,2508.7692735896494,{"$f":"IFERROR(IF(OR(D44=\"\",'Cost scenario - input'!$G29=\"\"),\"\",D44/'Cost scenario - input'!$G29),\"\")","v":759.02957980968165},{"$f":"IFERROR(IF(OR(E44=\"\",'Cost scenario - input'!$G29=\"\"),\"\",E44/'Cost scenario - input'!$G29),\"\")","v":661.37338882444033},{"$f":"IFERROR(IF(OR(F44=\"\",'Cost scenario - input'!$G29=\"\"),\"\",F44/'Cost scenario - input'!$G29),\"\")","v":583.78497872752064},{"$f":"IFERROR(IF(OR(G44=\"\",'Cost scenario - input'!$G29=\"\"),\"\",G44/'Cost scenario - input'!$G29),\"\")","v":521.92614953854763},{"$f":"IFERROR(IF(OR(H44=\"\",'Cost scenario - input'!$G29=\"\"),\"\",H44/'Cost scenario - input'!$G29),\"\")","v":472.37500080403521},{"$f":"IFERROR(IF(OR(I44=\"\",'Cost scenario - input'!$G29=\"\"),\"\",I44/'Cost scenario - input'!$G29),\"\")","v":432.41932752376755},{"$f":"IFERROR(IF(OR(J44=\"\",'Cost scenario - input'!$G29=\"\"),\"\",J44/'Cost scenario - input'!$G29),\"\")","v":399.89926409491136},{"$f":"IFERROR(IF(OR(K44=\"\",'Cost scenario - input'!$G29=\"\"),\"\",K44/'Cost scenario - input'!$G29),\"\")","v":373.08795455210566},{"$f":"IFERROR(IF(OR(L44=\"\",'Cost scenario - input'!$G29=\"\"),\"\",L44/'Cost scenario - input'!$G29),\"\")","v":350.60144815368483},{"$f":"IFERROR(IF(OR(M44=\"\",'Cost scenario - input'!$G29=\"\"),\"\",M44/'Cost scenario - input'!$G29),\"\")","v":331.33102270059049},{"$f":"IFERROR(IF(OR(N44=\"\",'Cost scenario - input'!$G29=\"\"),\"\",N44/'Cost scenario - input'!$G29),\"\")","v":314.39257178766445},{"$f":"IFERROR(IF(OR(O44=\"\",'Cost scenario - input'!$G29=\"\"),\"\",O44/'Cost scenario - input'!$G29),\"\")","v":299.08867275350309},{"$f":"IFERROR(IF(OR(P44=\"\",'Cost scenario - input'!$G29=\"\"),\"\",P44/'Cost scenario - input'!$G29),\"\")","v":284.87968855293633},{"$f":"IFERROR(IF(OR(Q44=\"\",'Cost scenario - input'!$G29=\"\"),\"\",Q44/'Cost scenario - input'!$G29),\"\")","v":271.36093165229005},{"$f":"IFERROR(IF(OR(R44=\"\",'Cost scenario - input'!$G29=\"\"),\"\",R44/'Cost scenario - input'!$G29),\"\")","v":258.2436274175588},{"$f":"IFERROR(IF(OR(S44=\"\",'Cost scenario - input'!$G29=\"\"),\"\",S44/'Cost scenario - input'!$G29),\"\")","v":245.33815960778571},{"$f":"IFERROR(IF(OR(T44=\"\",'Cost scenario - input'!$G29=\"\"),\"\",T44/'Cost scenario - input'!$G29),\"\")","v":232.53879554579635},{"$f":"IFERROR(IF(OR(U44=\"\",'Cost scenario - input'!$G29=\"\"),\"\",U44/'Cost scenario - input'!$G29),\"\")","v":219.80968419299884},{"$f":"IFERROR(IF(OR(V44=\"\",'Cost scenario - input'!$G29=\"\"),\"\",V44/'Cost scenario - input'!$G29),\"\")","v":207.17232602092892},{"$f":"IFERROR(IF(OR(W44=\"\",'Cost scenario - input'!$G29=\"\"),\"\",W44/'Cost scenario - input'!$G29),\"\")","v":194.69490198621571}]
[{"$f":"IFERROR('Cost scenario - input'!A30,\"\")","v":5},{"$f":"IFERROR('Cost scenario - input'!B30,\"\")","v":"TRANSFORMERS"},{"$f":"IFERROR('Cost scenario - input'!C30,\"\")","v":"pole mounted ; < = 22 kv ; < = 60 kva ; single phase"},{"$f":"IFERROR(repcalc('Cost scenario - input'!$CY30:$GK30,'Cost scenario - input'!$J30,'Cost scenario - input'!$H30,'Cost scenario - input'!$I30,20,TRUE,TRUE),\"\")","v":6530.0340841688785},6621.1427062790135,6681.3716753282133,6717.4441613226581,6736.4125207161151,6745.1688326090025,6750.0186993312564,6756.3429873893347,6768.3604863099199,6788.9936350050766,6819.8306398559398,6861.1710913877678,6912.1386897068214,6970.8436380431713,7034.5781330102709,7100.0305244359497,7163.5064794887485,7221.1482735289901,7269.1456715905824,7303.9334461784138,{"$f":"IFERROR(IF(OR(D45=\"\",'Cost scenario - input'!$G30=\"\"),\"\",D45/'Cost scenario - input'!$G30),\"\")","v":676.76646424961575},{"$f":"IFERROR(IF(OR(E45=\"\",'Cost scenario - input'!$G30=\"\"),\"\",E45/'Cost scenario - input'!$G30),\"\")","v":686.20887438919135},{"$f":"IFERROR(IF(OR(F45=\"\",'Cost scenario - input'!$G30=\"\"),\"\",F45/'Cost scenario - input'!$G30),\"\")","v":692.45094692716555},{"$f":"IFERROR(IF(OR(G45=\"\",'Cost scenario - input'!$G30=\"\"),\"\",G45/'Cost scenario - input'!$G30),\"\")","v":696.18946474935262},{"$f":"IFERROR(IF(OR(H45=\"\",'Cost scenario - input'!$G30=\"\"),\"\",H45/'Cost scenario - input'!$G30),\"\")","v":698.15532730900566},{"$f":"IFERROR(IF(OR(I45=\"\",'Cost scenario - input'!$G30=\"\"),\"\",I45/'Cost scenario - input'!$G30),\"\")","v":699.06282306832838},{"$f":"IFERROR(IF(OR(J45=\"\",'Cost scenario - input'!$G30=\"\"),\"\",J45/'Cost scenario - input'!$G30),\"\")","v":699.56545859999574},{"$f":"IFERROR(IF(OR(K45=\"\",'Cost scenario - input'!$G30=\"\"),\"\",K45/'Cost scenario - input'!$G30),\"\")","v":700.22090174359857},{"$f":"IFERROR(IF(OR(L45=\"\",'Cost scenario - input'!$G30=\"\"),\"\",L45/'Cost scenario - input'!$G30),\"\")","v":701.46638379603155},{"$f":"IFERROR(IF(OR(M45=\"\",'Cost scenario - input'!$G30=\"\"),\"\",M45/'Cost scenario - input'!$G30),\"\")","v":703.60478352086784},{"$f":"IFERROR(IF(OR(N45=\"\",'Cost scenario - input'!$G30=\"\"),\"\",N45/'Cost scenario - input'!$G30),\"\")","v":706.80070110291558},{"$f":"IFERROR(IF(OR(O45=\"\",'Cost scenario - input'!$G30=\"\"),\"\",O45/'Cost scenario - input'!$G30),\"\")","v":711.08518581663338},{"$f":"IFERROR(IF(OR(P45=\"\",'Cost scenario - input'!$G30=\"\"),\"\",P45/'Cost scenario - input'!$G30),\"\")","v":716.36741878220164},{"$f":"IFERROR(IF(OR(Q45=\"\",'Cost scenario - input'!$G30=\"\"),\"\",Q45/'Cost scenario - input'!$G30),\"\")","v":722.45154327641615},{"$f":"IFERROR(IF(OR(R45=\"\",'Cost scenario - input'!$G30=\"\"),\"\",R45/'Cost scenario - input'!$G30),\"\")","v":729.05692515553824},{"$f":"IFERROR(IF(OR(S45=\"\",'Cost scenario - input'!$G30=\"\"),\"\",S45/'Cost scenario - input'!$G30),\"\")","v":735.84034817460451},{"$f":"IFERROR(IF(OR(T45=\"\",'Cost scenario - input'!$G30=\"\"),\"\",T45/'Cost scenario - input'!$G30),\"\")","v":742.41893522518319},{"$f":"IFERROR(IF(OR(U45=\"\",'Cost scenario - input'!$G30=\"\"),\"\",U45/'Cost scenario - input'!$G30),\"\")","v":748.39287542867964},{"$f":"IFERROR(IF(OR(V45=\"\",'Cost scenario - input'!$G30=\"\"),\"\",V45/'Cost scenario - input'!$G30),\"\")","v":753.36727969068431},{"$f":"IFERROR(IF(OR(W45=\"\",'Cost scenario - input'!$G30=\"\"),\"\",W45/'Cost scenario - input'!$G30),\"\")","v":756.97265125589502}]
[{"$f":"IFERROR('Cost scenario - input'!A31,\"\")","v":5},{"$f":"IFERROR('Cost scenario - input'!B31,\"\")","v":"TRANSFORMERS"},{"$f":"IFERROR('Cost scenario - input'!C31,\"\")","v":"pole mounted ; < = 22 kv ; > 60 kva and < = 600 kva ; multiple phase"},{"$f":"IFERROR(repcalc('Cost scenario - input'!$CY31:$GK31,'Cost scenario - input'!$J31,'Cost scenario - input'!$H31,'Cost scenario - input'!$I31,20,TRUE,TRUE),\"\")","v":837.92183648994194},947.95706494509091,1065.3586405342437,1189.7371589696033,1320.6595648405992,1457.668882183506,1600.2975134965407,1748.0712112157496,1900.5020284649199,2057.0701796498515,2217.1965918996498,2380.2097620040599,2545.3120901376888,2711.5518993882865,2877.8076779985286,3042.7905854441192,3205.0699237806989,3363.1241710255863,3515.4174762088678,3660.4984766260031,{"$f":"IFERROR(IF(OR(D46=\"\",'Cost scenario - input'!$G31=\"\"),\"\",D46/'Cost scenario - input'!$G31),\"\")","v":53.851203163544575},{"$f":"IFERROR(IF(OR(E46=\"\",'Cost scenario - input'!$G31=\"\"),\"\",E46/'Cost scenario - input'!$G31),\"\")","v":60.922900289266153},{"$f":"IFERROR(IF(OR(F46=\"\",'Cost scenario - input'!$G31=\"\"),\"\",F46/'Cost scenario - input'!$G31),\"\")","v":68.46801467040639},{"$f":"IFERROR(IF(OR(G46=\"\",'Cost scenario - input'!$G31=\"\"),\"\",G46/'Cost scenario - input'!$G31),\"\")","v":76.461520238301475},{"$f":"IFERROR(IF(OR(H46=\"\",'Cost scenario - input'!$G31=\"\"),\"\",H46/'Cost scenario - input'!$G31),\"\")","v":84.875585572548999},{"$f":"IFERROR(IF(OR(I46=\"\",'Cost scenario - input'!$G31=\"\"),\"\",I46/'Cost scenario - input'!$G31),\"\")","v":93.680841936839954},{"$f":"IFERROR(IF(OR(J46=\"\",'Cost scenario - input'!$G31=\"\"),\"\",J46/'Cost scenario - input'!$G31),\"\")","v":102.84723797438816},{"$f":"IFERROR(IF(OR(K46=\"\",'Cost scenario - input'!$G31=\"\"),\"\",K46/'Cost scenario - input'!$G31),\"\")","v":112.34429494504855},{"$f":"IFERROR(IF(OR(L46=\"\",'Cost scenario - input'!$G31=\"\"),\"\",L46/'Cost scenario - input'!$G31),\"\")","v":122.14065368711927},{"$f":"IFERROR(IF(OR(M46=\"\",'Cost scenario - input'!$G31=\"\"),\"\",M46/'Cost scenario - input'!$G31),\"\")","v":132.20290884175208},{"$f":"IFERROR(IF(OR(N46=\"\",'Cost scenario - input'!$G31=\"\"),\"\",N46/'Cost scenario - input'!$G31),\"\")","v":142.49384480068969},{"$f":"IFERROR(IF(OR(O46=\"\",'Cost scenario - input'!$G31=\"\"),\"\",O46/'Cost scenario - input'!$G31),\"\")","v":152.97030568205187},{"$f":"IFERROR(IF(OR(P46=\"\",'Cost scenario - input'!$G31=\"\"),\"\",P46/'Cost scenario - input'!$G31),\"\")","v":163.58103168048453},{"$f":"IFERROR(IF(OR(Q46=\"\",'Cost scenario - input'!$G31=\"\"),\"\",Q46/'Cost scenario - input'!$G31),\"\")","v":174.2648608301385},{"$f":"IFERROR(IF(OR(R46=\"\",'Cost scenario - input'!$G31=\"\"),\"\",R46/'Cost scenario - input'!$G31),\"\")","v":184.94971629178622},{"$f":"IFERROR(IF(OR(S46=\"\",'Cost scenario - input'!$G31=\"\"),\"\",S46/'Cost scenario - input'!$G31),\"\")","v":195.55276741238009},{"$f":"IFERROR(IF(OR(T46=\"\",'Cost scenario - input'!$G31=\"\"),\"\",T46/'Cost scenario - input'!$G31),\"\")","v":205.9820667067107},{"$f":"IFERROR(IF(OR(U46=\"\",'Cost scenario - input'!$G31=\"\"),\"\",U46/'Cost scenario - input'!$G31),\"\")","v":216.13982964901552},{"$f":"IFERROR(IF(OR(V46=\"\",'Cost scenario - input'!$G31=\"\"),\"\",V46/'Cost scenario - input'!$G31),\"\")","v":225.92735082429286},{"$f":"IFERROR(IF(OR(W46=\"\",'Cost scenario - input'!$G31=\"\"),\"\",W46/'Cost scenario - input'!$G31),\"\")","v":235.2513546733407}]
[{"$f":"IFERROR('Cost scenario - input'!A32,\"\")","v":5},{"$f":"IFERROR('Cost scenario - input'!B32,\"\")","v":"TRANSFORMERS"},{"$f":"IFERROR('Cost scenario - input'!C32,\"\")","v":"pole mounted ; < = 22 kv ; > 60 kva and < = 600 kva ; single phase"},{"$f":"IFERROR(repcalc('Cost scenario - input'!$CY32:$GK32,'Cost scenario - input'!$J32,'Cost scenario - input'!$H32,'Cost scenario - input'!$I32,20,TRUE,TRUE),\"\")","v":29.140050327416386},31.83229924390599,34.503432693164882,37.134179503026409,39.711650381033216,42.230038855482327,44.690809620745803,47.102350774677944,49.479105241583994,51.84023411290886,54.207899028742091,56.605280837255002,59.054476486696231,61.574434051257732,64.179095104352101,66.875912001172111,69.664892567325097,72.538294281895489,75.481043687806562,78.47189595226827,{"$f":"IFERROR(IF(OR(D47=\"\",'Cost scenario - input'!$G32=\"\"),\"\",D47/'Cost scenario - input'!$G32),\"\")","v":2.0803818047218767},{"$f":"IFERROR(IF(OR(E47=\"\",'Cost scenario - input'!$G32=\"\"),\"\",E47/'Cost scenario - input'!$G32),\"\")","v":2.2725882558678294},{"$f":"IFERROR(IF(OR(F47=\"\",'Cost scenario - input'!$G32=\"\"),\"\",F47/'Cost scenario - input'!$G32),\"\")","v":2.4632872204675547},{"$f":"IFERROR(IF(OR(G47=\"\",'Cost scenario - input'!$G32=\"\"),\"\",G47/'Cost scenario - input'!$G32),\"\")","v":2.6511028808583954},{"$f":"IFERROR(IF(OR(H47=\"\",'Cost scenario - input'!$G32=\"\"),\"\",H47/'Cost scenario - input'!$G32),\"\")","v":2.8351150378916636},{"$f":"IFERROR(IF(OR(I47=\"\",'Cost scenario - input'!$G32=\"\"),\"\",I47/'Cost scenario - input'!$G32),\"\")","v":3.0149091528845231},{"$f":"IFERROR(IF(OR(J47=\"\",'Cost scenario - input'!$G32=\"\"),\"\",J47/'Cost scenario - input'!$G32),\"\")","v":3.1905897940682184},{"$f":"IFERROR(IF(OR(K47=\"\",'Cost scenario - input'!$G32=\"\"),\"\",K47/'Cost scenario - input'!$G32),\"\")","v":3.3627558089380778},{"$f":"IFERROR(IF(OR(L47=\"\",'Cost scenario - input'!$G32=\"\"),\"\",L47/'Cost scenario - input'!$G32),\"\")","v":3.5324383143451024},{"$f":"IFERROR(IF(OR(M47=\"\",'Cost scenario - input'!$G32=\"\"),\"\",M47/'Cost scenario - input'!$G32),\"\")","v":3.701005269011143},{"$f":"IFERROR(IF(OR(N47=\"\",'Cost scenario - input'!$G32=\"\"),\"\",N47/'Cost scenario - input'!$G32),\"\")","v":3.8700388484056001},{"$f":"IFERROR(IF(OR(O47=\"\",'Cost scenario - input'!$G32=\"\"),\"\",O47/'Cost scenario - input'!$G32),\"\")","v":4.041193991837492},{"$f":"IFERROR(IF(OR(P47=\"\",'Cost scenario - input'!$G32=\"\"),\"\",P47/'Cost scenario - input'!$G32),\"\")","v":4.2160482562622734},{"$f":"IFERROR(IF(OR(Q47=\"\",'Cost scenario - input'!$G32=\"\"),\"\",Q47/'Cost scenario - input'!$G32),\"\")","v":4.3959543925619977},{"$f":"IFERROR(IF(OR(R47=\"\",'Cost scenario - input'!$G32=\"\"),\"\",R47/'Cost scenario - input'!$G32),\"\")","v":4.5819077248809563},{"$f":"IFERROR(IF(OR(S47=\"\",'Cost scenario - input'!$G32=\"\"),\"\",S47/'Cost scenario - input'!$G32),\"\")","v":4.7744402956820551},{"$f":"IFERROR(IF(OR(T47=\"\",'Cost scenario - input'!$G32=\"\"),\"\",T47/'Cost scenario - input'!$G32),\"\")","v":4.9735526636551688},{"$f":"IFERROR(IF(OR(U47=\"\",'Cost scenario - input'!$G32=\"\"),\"\",U47/'Cost scenario - input'!$G32),\"\")","v":5.1786920706734438},{"$f":"IFERROR(IF(OR(V47=\"\",'Cost scenario - input'!$G32=\"\"),\"\",V47/'Cost scenario - input'!$G32),\"\")","v":5.3887823845585094},{"$f":"IFERROR(IF(OR(W47=\"\",'Cost scenario - input'!$G32=\"\"),\"\",W47/'Cost scenario - input'!$G32),\"\")","v":5.6023068830300611}]
[{"$f":"IFERROR('Cost scenario - input'!A33,\"\")","v":5},{"$f":"IFERROR('Cost scenario - input'!B33,\"\")","v":"TRANSFORMERS"},{"$f":"IFERROR('Cost scenario - input'!C33,\"\")","v":"pole mounted ; < = 22 kv ; > 600 kva ; multiple phase"},{"$f":"IFERROR(repcalc('Cost scenario - input'!$CY33:$GK33,'Cost scenario - input'!$J33,'Cost scenario - input'!$H33,'Cost scenario - input'!$I33,20,TRUE,TRUE),\"\")","v":1.3011511961622066},1.4667896911370453,1.6394622836122166,1.8197058282663654,2.0089425917255341,2.2094951853706899,2.424472582439773,2.6575200854158267,2.9124446843334497,3.1927470463000875,3.5011094901418756,3.838902602954231,4.2057787842164984,4.5994168856595907,5.015467473357524,5.4477239648573761,5.8885136921778702,6.3292691468181852,6.7612087084455696,7.1760337239953742,{"$f":"IFERROR(IF(OR(D48=\"\",'Cost scenario - input'!$G33=\"\"),\"\",D48/'Cost scenario - input'!$G33),\"\")","v":9.3356552206151938E-2},{"$f":"IFERROR(IF(OR(E48=\"\",'Cost scenario - input'!$G33=\"\"),\"\",E48/'Cost scenario - input'!$G33),\"\")","v":0.10524098104814734},{"$f":"IFERROR(IF(OR(F48=\"\",'Cost scenario - input'!$G33=\"\"),\"\",F48/'Cost scenario - input'!$G33),\"\")","v":0.11763010073041549},{"$f":"IFERROR(IF(OR(G48=\"\",'Cost scenario - input'!$G33=\"\"),\"\",G48/'Cost scenario - input'!$G33),\"\")","v":0.13056243014452087},{"$f":"IFERROR(IF(OR(H48=\"\",'Cost scenario - input'!$G33=\"\"),\"\",H48/'Cost scenario - input'!$G33),\"\")","v":0.14414001577738744},{"$f":"IFERROR(IF(OR(I48=\"\",'Cost scenario - input'!$G33=\"\"),\"\",I48/'Cost scenario - input'!$G33),\"\")","v":0.15852950312823264},{"$f":"IFERROR(IF(OR(J48=\"\",'Cost scenario - input'!$G33=\"\"),\"\",J48/'Cost scenario - input'!$G33),\"\")","v":0.1739539585272811},{"$f":"IFERROR(IF(OR(K48=\"\",'Cost scenario - input'!$G33=\"\"),\"\",K48/'Cost scenario - input'!$G33),\"\")","v":0.1906749294968878},{"$f":"IFERROR(IF(OR(L48=\"\",'Cost scenario - input'!$G33=\"\"),\"\",L48/'Cost scenario - input'!$G33),\"\")","v":0.20896556451123594},{"$f":"IFERROR(IF(OR(M48=\"\",'Cost scenario - input'!$G33=\"\"),\"\",M48/'Cost scenario - input'!$G33),\"\")","v":0.2290770336207674},{"$f":"IFERROR(IF(OR(N48=\"\",'Cost scenario - input'!$G33=\"\"),\"\",N48/'Cost scenario - input'!$G33),\"\")","v":0.25120179104468765},{"$f":"IFERROR(IF(OR(O48=\"\",'Cost scenario - input'!$G33=\"\"),\"\",O48/'Cost scenario - input'!$G33),\"\")","v":0.27543817530514825},{"$f":"IFERROR(IF(OR(P48=\"\",'Cost scenario - input'!$G33=\"\"),\"\",P48/'Cost scenario - input'!$G33),\"\")","v":0.30176124634426121},{"$f":"IFERROR(IF(OR(Q48=\"\",'Cost scenario - input'!$G33=\"\"),\"\",Q48/'Cost scenario - input'!$G33),\"\")","v":0.33000446363990998},{"$f":"IFERROR(IF(OR(R48=\"\",'Cost scenario - input'!$G33=\"\"),\"\",R48/'Cost scenario - input'!$G33),\"\")","v":0.35985575880482656},{"$f":"IFERROR(IF(OR(S48=\"\",'Cost scenario - input'!$G33=\"\"),\"\",S48/'Cost scenario - input'!$G33),\"\")","v":0.39086981453807229},{"$f":"IFERROR(IF(OR(T48=\"\",'Cost scenario - input'!$G33=\"\"),\"\",T48/'Cost scenario - input'!$G33),\"\")","v":0.42249612308077389},{"$f":"IFERROR(IF(OR(U48=\"\",'Cost scenario - input'!$G33=\"\"),\"\",U48/'Cost scenario - input'!$G33),\"\")","v":0.45411997258622766},{"$f":"IFERROR(IF(OR(V48=\"\",'Cost scenario - input'!$G33=\"\"),\"\",V48/'Cost scenario - input'!$G33),\"\")","v":0.48511128885593374},{"$f":"IFERROR(IF(OR(W48=\"\",'Cost scenario - input'!$G33=\"\"),\"\",W48/'Cost scenario - input'!$G33),\"\")","v":0.51487465020457546}]
[{"$f":"IFERROR('Cost scenario - input'!A34,\"\")","v":""},{"$f":"IFERROR('Cost scenario - input'!B34,\"\")","v":"TRANSFORMERS"},{"$f":"IFERROR('Cost scenario - input'!C34,\"\")","v":"pole mounted ; > = 22 kv & < = 33 kv ; < = 60kva"},{"$f":"IFERROR(repcalc('Cost scenario - input'!$CY34:$GK34,'Cost scenario - input'!$J34,'Cost scenario - input'!$H34,'Cost scenario - input'!$I34,20,TRUE,TRUE),\"\")","v":""},"","","","","","","","","","","","","","","","","","","",{"$f":"IFERROR(IF(OR(D49=\"\",'Cost scenario - input'!$G34=\"\"),\"\",D49/'Cost scenario - input'!$G34),\"\")","v":""},{"$f":"IFERROR(IF(OR(E49=\"\",'Cost scenario - input'!$G34=\"\"),\"\",E49/'Cost scenario - input'!$G34),\"\")","v":""},{"$f":"IFERROR(IF(OR(F49=\"\",'Cost scenario - input'!$G34=\"\"),\"\",F49/'Cost scenario - input'!$G34),\"\")","v":""},{"$f":"IFERROR(IF(OR(G49=\"\",'Cost scenario - input'!$G34=\"\"),\"\",G49/'Cost scenario - input'!$G34),\"\")","v":""},{"$f":"IFERROR(IF(OR(H49=\"\",'Cost scenario - input'!$G34=\"\"),\"\",H49/'Cost scenario - input'!$G34),\"\")","v":""},{"$f":"IFERROR(IF(OR(I49=\"\",'Cost scenario - input'!$G34=\"\"),\"\",I49/'Cost scenario - input'!$G34),\"\")","v":""},{"$f":"IFERROR(IF(OR(J49=\"\",'Cost scenario - input'!$G34=\"\"),\"\",J49/'Cost scenario - input'!$G34),\"\")","v":""},{"$f":"IFERROR(IF(OR(K49=\"\",'Cost scenario - input'!$G34=\"\"),\"\",K49/'Cost scenario - input'!$G34),\"\")","v":""},{"$f":"IFERROR(IF(OR(L49=\"\",'Cost scenario - input'!$G34=\"\"),\"\",L49/'Cost scenario - input'!$G34),\"\")","v":""},{"$f":"IFERROR(IF(OR(M49=\"\",'Cost scenario - input'!$G34=\"\"),\"\",M49/'Cost scenario - input'!$G34),\"\")","v":""},{"$f":"IFERROR(IF(OR(N49=\"\",'Cost scenario - input'!$G34=\"\"),\"\",N49/'Cost scenario - input'!$G34),\"\")","v":""},{"$f":"IFERROR(IF(OR(O49=\"\",'Cost scenario - input'!$G34=\"\"),\"\",O49/'Cost scenario - input'!$G34),\"\")","v":""},{"$f":"IFERROR(IF(OR(P49=\"\",'Cost scenario - input'!$G34=\"\"),\"\",P49/'Cost scenario - input'!$G34),\"\")","v":""},{"$f":"IFERROR(IF(OR(Q49=\"\",'Cost scenario - input'!$G34=\"\"),\"\",Q49/'Cost scenario - input'!$G34),\"\")","v":""},{"$f":"IFERROR(IF(OR(R49=\"\",'Cost scenario - input'!$G34=\"\"),\"\",R49/'Cost scenario - input'!$G34),\"\")","v":""},{"$f":"IFERROR(IF(OR(S49=\"\",'Cost scenario - input'!$G34=\"\"),\"\",S49/'Cost scenario - input'!$G34),\"\")","v":""},{"$f":"IFERROR(IF(OR(T49=\"\",'Cost scenario - input'!$G34=\"\"),\"\",T49/'Cost scenario - input'!$G34),\"\")","v":""},{"$f":"IFERROR(IF(OR(U49=\"\",'Cost scenario - input'!$G34=\"\"),\"\",U49/'Cost scenario - input'!$G34),\"\")","v":""},{"$f":"IFERROR(IF(OR(V49=\"\",'Cost scenario - input'!$G34=\"\"),\"\",V49/'Cost scenario - input'!$G34),\"\")","v":""},{"$f":"IFERROR(IF(OR(W49=\"\",'Cost scenario - input'!$G34=\"\"),\"\",W49/'Cost scenario - input'!$G34),\"\")","v":""}]
[{"$f":"IFERROR('Cost scenario - input'!A35,\"\")","v":""},{"$f":"IFERROR('Cost scenario - input'!B35,\"\")","v":"TRANSFORMERS"},{"$f":"IFERROR('Cost scenario - input'!C35,\"\")","v":"pole mounted ; > = 22 kv & < = 33 kv ; > 60 kva and < = 600 kva"},{"$f":"IFERROR(repcalc('Cost scenario - input'!$CY35:$GK35,'Cost scenario - input'!$J35,'Cost scenario - input'!$H35,'Cost scenario - input'!$I35,20,TRUE,TRUE),\"\")","v":""},"","","","","","","","","","","","","","","","","","","",{"$f":"IFERROR(IF(OR(D50=\"\",'Cost scenario - input'!$G35=\"\"),\"\",D50/'Cost scenario - input'!$G35),\"\")","v":""},{"$f":"IFERROR(IF(OR(E50=\"\",'Cost scenario - input'!$G35=\"\"),\"\",E50/'Cost scenario - input'!$G35),\"\")","v":""},{"$f":"IFERROR(IF(OR(F50=\"\",'Cost scenario - input'!$G35=\"\"),\"\",F50/'Cost scenario - input'!$G35),\"\")","v":""},{"$f":"IFERROR(IF(OR(G50=\"\",'Cost scenario - input'!$G35=\"\"),\"\",G50/'Cost scenario - input'!$G35),\"\")","v":""},{"$f":"IFERROR(IF(OR(H50=\"\",'Cost scenario - input'!$G35=\"\"),\"\",H50/'Cost scenario - input'!$G35),\"\")","v":""},{"$f":"IFERROR(IF(OR(I50=\"\",'Cost scenario - input'!$G35=\"\"),\"\",I50/'Cost scenario - input'!$G35),\"\")","v":""},{"$f":"IFERROR(IF(OR(J50=\"\",'Cost scenario - input'!$G35=\"\"),\"\",J50/'Cost scenario - input'!$G35),\"\")","v":""},{"$f":"IFERROR(IF(OR(K50=\"\",'Cost scenario - input'!$G35=\"\"),\"\",K50/'Cost scenario - input'!$G35),\"\")","v":""},{"$f":"IFERROR(IF(OR(L50=\"\",'Cost scenario - input'!$G35=\"\"),\"\",L50/'Cost scenario - input'!$G35),\"\")","v":""},{"$f":"IFERROR(IF(OR(M50=\"\",'Cost scenario - input'!$G35=\"\"),\"\",M50/'Cost scenario - input'!$G35),\"\")","v":""},{"$f":"IFERROR(IF(OR(N50=\"\",'Cost scenario - input'!$G35=\"\"),\"\",N50/'Cost scenario - input'!$G35),\"\")","v":""},{"$f":"IFERROR(IF(OR(O50=\"\",'Cost scenario - input'!$G35=\"\"),\"\",O50/'Cost scenario - input'!$G35),\"\")","v":""},{"$f":"IFERROR(IF(OR(P50=\"\",'Cost scenario - input'!$G35=\"\"),\"\",P50/'Cost scenario - input'!$G35),\"\")","v":""},{"$f":"IFERROR(IF(OR(Q50=\"\",'Cost scenario - input'!$G35=\"\"),\"\",Q50/'Cost scenario - input'!$G35),\"\")","v":""},{"$f":"IFERROR(IF(OR(R50=\"\",'Cost scenario - input'!$G35=\"\"),\"\",R50/'Cost scenario - input'!$G35),\"\")","v":""},{"$f":"IFERROR(IF(OR(S50=\"\",'Cost scenario - input'!$G35=\"\"),\"\",S50/'Cost scenario - input'!$G35),\"\")","v":""},{"$f":"IFERROR(IF(OR(T50=\"\",'Cost scenario - input'!$G35=\"\"),\"\",T50/'Cost scenario - input'!$G35),\"\")","v":""},{"$f":"IFERROR(IF(OR(U50=\"\",'Cost scenario - input'!$G35=\"\"),\"\",U50/'Cost scenario - input'!$G35),\"\")","v":""},{"$f":"IFERROR(IF(OR(V50=\"\",'Cost scenario - input'!$G35=\"\"),\"\",V50/'Cost scenario - input'!$G35),\"\")","v":""},{"$f":"IFERROR(IF(OR(W50=\"\",'Cost scenario - input'!$G35=\"\"),\"\",W50/'Cost scenario - input'!$G35),\"\")","v":""}]
[{"$f":"IFERROR('Cost scenario - input'!A36,\"\")","v":6},{"$f":"IFERROR('Cost scenario - input'!B36,\"\")","v":"UNDERGROUND CABLES"},{"$f":"IFERROR('Cost scenario - input'!C36,\"\")","v":"˂ = 1 kv"},{"$f":"IFERROR(repcalc('Cost scenario - input'!$CY36:$GK36,'Cost scenario - input'!$J36,'Cost scenario - input'!$H36,'Cost scenario - input'!$I36,20,TRUE,TRUE),\"\")","v":379.36446728552528},468.15209416408106,576.0511509301723,707.29873894993761,867.09185887459103,1061.7268424001873,1298.715567833073,1586.8614091158297,1936.2771747343131,2358.3284477269494,2865.489029523369,3471.1006760541295,4189.0367624735172,5033.2783761918563,6017.4207738713212,7154.1370751796194,8454.6333189447505,9928.1334278822924,11581.433276599522,13418.559369698931,{"$f":"IFERROR(IF(OR(D51=\"\",'Cost scenario - input'!$G36=\"\"),\"\",D51/'Cost scenario - input'!$G36),\"\")","v":1.3391537372388562},{"$f":"IFERROR(IF(OR(E51=\"\",'Cost scenario - input'!$G36=\"\"),\"\",E51/'Cost scenario - input'!$G36),\"\")","v":1.6525733972448575},{"$f":"IFERROR(IF(OR(F51=\"\",'Cost scenario - input'!$G36=\"\"),\"\",F51/'Cost scenario - input'!$G36),\"\")","v":2.0334562620707475},{"$f":"IFERROR(IF(OR(G51=\"\",'Cost scenario - input'!$G36=\"\"),\"\",G51/'Cost scenario - input'!$G36),\"\")","v":2.4967592679054236},{"$f":"IFERROR(IF(OR(H51=\"\",'Cost scenario - input'!$G36=\"\"),\"\",H51/'Cost scenario - input'!$G36),\"\")","v":3.0608277882476318},{"$f":"IFERROR(IF(OR(I51=\"\",'Cost scenario - input'!$G36=\"\"),\"\",I51/'Cost scenario - input'!$G36),\"\")","v":3.7478878269769638},{"$f":"IFERROR(IF(OR(J51=\"\",'Cost scenario - input'!$G36=\"\"),\"\",J51/'Cost scenario - input'!$G36),\"\")","v":4.5844562584322501},{"$f":"IFERROR(IF(OR(K51=\"\",'Cost scenario - input'!$G36=\"\"),\"\",K51/'Cost scenario - input'!$G36),\"\")","v":5.6016089269061142},{"$f":"IFERROR(IF(OR(L51=\"\",'Cost scenario - input'!$G36=\"\"),\"\",L51/'Cost scenario - input'!$G36),\"\")","v":6.8350439708528929},{"$f":"IFERROR(IF(OR(M51=\"\",'Cost scenario - input'!$G36=\"\"),\"\",M51/'Cost scenario - input'!$G36),\"\")","v":8.3248818135444687},{"$f":"IFERROR(IF(OR(N51=\"\",'Cost scenario - input'!$G36=\"\"),\"\",N51/'Cost scenario - input'!$G36),\"\")","v":10.115154880899878},{"$f":"IFERROR(IF(OR(O51=\"\",'Cost scenario - input'!$G36=\"\"),\"\",O51/'Cost scenario - input'!$G36),\"\")","v":12.25295947174641},{"$f":"IFERROR(IF(OR(P51=\"\",'Cost scenario - input'!$G36=\"\"),\"\",P51/'Cost scenario - input'!$G36),\"\")","v":14.787268496802128},{"$f":"IFERROR(IF(OR(Q51=\"\",'Cost scenario - input'!$G36=\"\"),\"\",Q51/'Cost scenario - input'!$G36),\"\")","v":17.767435090244746},{"$f":"IFERROR(IF(OR(R51=\"\",'Cost scenario - input'!$G36=\"\"),\"\",R51/'Cost scenario - input'!$G36),\"\")","v":21.241450406591557},{"$f":"IFERROR(IF(OR(S51=\"\",'Cost scenario - input'!$G36=\"\"),\"\",S51/'Cost scenario - input'!$G36),\"\")","v":25.254050463653936},{"$f":"IFERROR(IF(OR(T51=\"\",'Cost scenario - input'!$G36=\"\"),\"\",T51/'Cost scenario - input'!$G36),\"\")","v":29.844792494832085},{"$f":"IFERROR(IF(OR(U51=\"\",'Cost scenario - input'!$G36=\"\"),\"\",U51/'Cost scenario - input'!$G36),\"\")","v":35.046236878447559},{"$f":"IFERROR(IF(OR(V51=\"\",'Cost scenario - input'!$G36=\"\"),\"\",V51/'Cost scenario - input'!$G36),\"\")","v":40.882373001127043},{"$f":"IFERROR(IF(OR(W51=\"\",'Cost scenario - input'!$G36=\"\"),\"\",W51/'Cost scenario - input'!$G36),\"\")","v":47.367414394056048}]
[{"$f":"IFERROR('Cost scenario - input'!A37,\"\")","v":6},{"$f":"IFERROR('Cost scenario - input'!B37,\"\")","v":"UNDERGROUND CABLES"},{"$f":"IFERROR('Cost scenario - input'!C37,\"\")","v":"> 1 kv & < = 11 kv"},{"$f":"IFERROR(repcalc('Cost scenario - input'!$CY37:$GK37,'Cost scenario - input'!$J37,'Cost scenario - input'!$H37,'Cost scenario - input'!$I37,20,TRUE,TRUE),\"\")","v":797.12179479667702},968.8724562186793,1171.1923433583543,1408.8109887948135,1687.108542252038,2012.1204221050525,2390.494737047567,2829.3930116374695,3336.3292650448971,3918.9485817426284,4584.7533109395335,5340.7919933646508,6193.3319385287678,7147.5399825478689,8207.1964906706235,9374.4646945951517,10649.731102991484,12031.523749428776,13516.504771470038,15099.523973674724,{"$f":"IFERROR(IF(OR(D52=\"\",'Cost scenario - input'!$G37=\"\"),\"\",D52/'Cost scenario - input'!$G37),\"\")","v":1.5438703688381215},{"$f":"IFERROR(IF(OR(E52=\"\",'Cost scenario - input'!$G37=\"\"),\"\",E52/'Cost scenario - input'!$G37),\"\")","v":1.8765181006259757},{"$f":"IFERROR(IF(OR(F52=\"\",'Cost scenario - input'!$G37=\"\"),\"\",F52/'Cost scenario - input'!$G37),\"\")","v":2.2683724958019225},{"$f":"IFERROR(IF(OR(G52=\"\",'Cost scenario - input'!$G37=\"\"),\"\",G52/'Cost scenario - input'!$G37),\"\")","v":2.7285937419997821},{"$f":"IFERROR(IF(OR(H52=\"\",'Cost scenario - input'!$G37=\"\"),\"\",H52/'Cost scenario - input'!$G37),\"\")","v":3.2676021461199389},{"$f":"IFERROR(IF(OR(I52=\"\",'Cost scenario - input'!$G37=\"\"),\"\",I52/'Cost scenario - input'!$G37),\"\")","v":3.8970871433949581},{"$f":"IFERROR(IF(OR(J52=\"\",'Cost scenario - input'!$G37=\"\"),\"\",J52/'Cost scenario - input'!$G37),\"\")","v":4.6299248314149857},{"$f":"IFERROR(IF(OR(K52=\"\",'Cost scenario - input'!$G37=\"\"),\"\",K52/'Cost scenario - input'!$G37),\"\")","v":5.4799856947569099},{"$f":"IFERROR(IF(OR(L52=\"\",'Cost scenario - input'!$G37=\"\"),\"\",L52/'Cost scenario - input'!$G37),\"\")","v":6.4618229317191371},{"$f":"IFERROR(IF(OR(M52=\"\",'Cost scenario - input'!$G37=\"\"),\"\",M52/'Cost scenario - input'!$G37),\"\")","v":7.5902435886800657},{"$f":"IFERROR(IF(OR(N52=\"\",'Cost scenario - input'!$G37=\"\"),\"\",N52/'Cost scenario - input'!$G37),\"\")","v":8.8797782614857237},{"$f":"IFERROR(IF(OR(O52=\"\",'Cost scenario - input'!$G37=\"\"),\"\",O52/'Cost scenario - input'!$G37),\"\")","v":10.344078606942064},{"$f":"IFERROR(IF(OR(P52=\"\",'Cost scenario - input'!$G37=\"\"),\"\",P52/'Cost scenario - input'!$G37),\"\")","v":11.995283188452078},{"$f":"IFERROR(IF(OR(Q52=\"\",'Cost scenario - input'!$G37=\"\"),\"\",Q52/'Cost scenario - input'!$G37),\"\")","v":13.843399165815157},{"$f":"IFERROR(IF(OR(R52=\"\",'Cost scenario - input'!$G37=\"\"),\"\",R52/'Cost scenario - input'!$G37),\"\")","v":15.895748373572651},{"$f":"IFERROR(IF(OR(S52=\"\",'Cost scenario - input'!$G37=\"\"),\"\",S52/'Cost scenario - input'!$G37),\"\")","v":18.156520572111823},{"$f":"IFERROR(IF(OR(T52=\"\",'Cost scenario - input'!$G37=\"\"),\"\",T52/'Cost scenario - input'!$G37),\"\")","v":20.626464353789384},{"$f":"IFERROR(IF(OR(U52=\"\",'Cost scenario - input'!$G37=\"\"),\"\",U52/'Cost scenario - input'!$G37),\"\")","v":23.302728805016809},{"$f":"IFERROR(IF(OR(V52=\"\",'Cost scenario - input'!$G37=\"\"),\"\",V52/'Cost scenario - input'!$G37),\"\")","v":26.178849133405564},{"$f":"IFERROR(IF(OR(W52=\"\",'Cost scenario - input'!$G37=\"\"),\"\",W52/'Cost scenario - input'!$G37),\"\")","v":29.244850408918257}]
[{"$f":"IFERROR('Cost scenario - input'!A38,\"\")","v":6},{"$f":"IFERROR('Cost scenario - input'!B38,\"\")","v":"UNDERGROUND CABLES"},{"$f":"IFERROR('Cost scenario - input'!C38,\"\")","v":"> 11 kv & < = 22 kv"},{"$f":"IFERROR(repcalc('Cost scenario - input'!$CY38:$GK38,'Cost scenario - input'!$J38,'Cost scenario - input'!$H38,'Cost scenario - input'!$I38,20,TRUE,TRUE),\"\")","v":5.0740095968672128},6.3565767090654912,7.8815818842954695,9.6728757493198874,11.751361950221,14.13371236898935,16.831176274910639,19.848616481731849,23.183911027072643,26.827847105158536,30.764602107901915,34.972854389059435,39.427496805460891,44.10184583194728,48.970157923554844,54.010194778054377,59.205532655042738,64.54729873754161,70.035046759470632,75.676556395989408,{"$f":"IFERROR(IF(OR(D53=\"\",'Cost scenario - input'!$G38=\"\"),\"\",D53/'Cost scenario - input'!$G38),\"\")","v":3.5253228022347254E-2},{"$f":"IFERROR(IF(OR(E53=\"\",'Cost scenario - input'!$G38=\"\"),\"\",E53/'Cost scenario - input'!$G38),\"\")","v":4.4164253907715244E-2},{"$f":"IFERROR(IF(OR(F53=\"\",'Cost scenario - input'!$G38=\"\"),\"\",F53/'Cost scenario - input'!$G38),\"\")","v":5.4759692121083094E-2},{"$f":"IFERROR(IF(OR(G53=\"\",'Cost scenario - input'!$G38=\"\"),\"\",G53/'Cost scenario - input'!$G38),\"\")","v":6.7205252160568787E-2},{"$f":"IFERROR(IF(OR(H53=\"\",'Cost scenario - input'!$G38=\"\"),\"\",H53/'Cost scenario - input'!$G38),\"\")","v":8.1646168477894937E-2},{"$f":"IFERROR(IF(OR(I53=\"\",'Cost scenario - input'!$G38=\"\"),\"\",I53/'Cost scenario - input'!$G38),\"\")","v":9.8198274054090401E-2},{"$f":"IFERROR(IF(OR(J53=\"\",'Cost scenario - input'!$G38=\"\"),\"\",J53/'Cost scenario - input'!$G38),\"\")","v":0.11693972661582928},{"$f":"IFERROR(IF(OR(K53=\"\",'Cost scenario - input'!$G38=\"\"),\"\",K53/'Cost scenario - input'!$G38),\"\")","v":0.13790431204360307},{"$f":"IFERROR(IF(OR(L53=\"\",'Cost scenario - input'!$G38=\"\"),\"\",L53/'Cost scenario - input'!$G38),\"\")","v":0.16107728735708809},{"$f":"IFERROR(IF(OR(M53=\"\",'Cost scenario - input'!$G38=\"\"),\"\",M53/'Cost scenario - input'!$G38),\"\")","v":0.18639464378048423},{"$f":"IFERROR(IF(OR(N53=\"\",'Cost scenario - input'!$G38=\"\"),\"\",N53/'Cost scenario - input'!$G38),\"\")","v":0.21374644892202674},{"$f":"IFERROR(IF(OR(O53=\"\",'Cost scenario - input'!$G38=\"\"),\"\",O53/'Cost scenario - input'!$G38),\"\")","v":0.2429845641464847},{"$f":"IFERROR(IF(OR(P53=\"\",'Cost scenario - input'!$G38=\"\"),\"\",P53/'Cost scenario - input'!$G38),\"\")","v":0.27393454992506505},{"$f":"IFERROR(IF(OR(Q53=\"\",'Cost scenario - input'!$G38=\"\"),\"\",Q53/'Cost scenario - input'!$G38),\"\")","v":0.30641101433469159},{"$f":"IFERROR(IF(OR(R53=\"\",'Cost scenario - input'!$G38=\"\"),\"\",R53/'Cost scenario - input'!$G38),\"\")","v":0.34023509625116161},{"$f":"IFERROR(IF(OR(S53=\"\",'Cost scenario - input'!$G38=\"\"),\"\",S53/'Cost scenario - input'!$G38),\"\")","v":0.37525228829242369},{"$f":"IFERROR(IF(OR(T53=\"\",'Cost scenario - input'!$G38=\"\"),\"\",T53/'Cost scenario - input'!$G38),\"\")","v":0.41134848151675063},{"$f":"IFERROR(IF(OR(U53=\"\",'Cost scenario - input'!$G38=\"\"),\"\",U53/'Cost scenario - input'!$G38),\"\")","v":0.44846202932411822},{"$f":"IFERROR(IF(OR(V53=\"\",'Cost scenario - input'!$G38=\"\"),\"\",V53/'Cost scenario - input'!$G38),\"\")","v":0.48658983114492976},{"$f":"IFERROR(IF(OR(W53=\"\",'Cost scenario - input'!$G38=\"\"),\"\",W53/'Cost scenario - input'!$G38),\"\")","v":0.5257859386432796}]
[{"$f":"IFERROR('Cost scenario - input'!A39,\"\")","v":6},{"$f":"IFERROR('Cost scenario - input'!B39,\"\")","v":"UNDERGROUND CABLES"},{"$f":"IFERROR('Cost scenario - input'!C39,\"\")","v":"> 22 kv & < = 33 kv"},{"$f":"IFERROR(repcalc('Cost scenario - input'!$CY39:$GK39,'Cost scenario - input'!$J39,'Cost scenario - input'!$H39,'Cost scenario - input'!$I39,20,TRUE,TRUE),\"\")","v":1484.3713730346369},1505.7301165552838,1508.791819586145,1494.4340579982816,1464.3259064456452,1420.7916229097909,1366.6302481829387,1304.9106868001077,1238.7637407881246,1171.1916729622983,1104.912383118374,1042.2497694229046,985.07517943118887,934.79802854463219,892.39765503102933,858.48409732361108,833.37324533783305,817.16191003314123,809.79059700421897,811.08567522456758,{"$f":"IFERROR(IF(OR(D54=\"\",'Cost scenario - input'!$G39=\"\"),\"\",D54/'Cost scenario - input'!$G39),\"\")","v":2.0423623070359453},{"$f":"IFERROR(IF(OR(E54=\"\",'Cost scenario - input'!$G39=\"\"),\"\",E54/'Cost scenario - input'!$G39),\"\")","v":2.0717500286564694},{"$f":"IFERROR(IF(OR(F54=\"\",'Cost scenario - input'!$G39=\"\"),\"\",F54/'Cost scenario - input'!$G39),\"\")","v":2.0759626583117998},{"$f":"IFERROR(IF(OR(G54=\"\",'Cost scenario - input'!$G39=\"\"),\"\",G54/'Cost scenario - input'!$G39),\"\")","v":2.0562076619455523},{"$f":"IFERROR(IF(OR(H54=\"\",'Cost scenario - input'!$G39=\"\"),\"\",H54/'Cost scenario - input'!$G39),\"\")","v":2.0147815370668991},{"$f":"IFERROR(IF(OR(I54=\"\",'Cost scenario - input'!$G39=\"\"),\"\",I54/'Cost scenario - input'!$G39),\"\")","v":1.9548822548706444},{"$f":"IFERROR(IF(OR(J54=\"\",'Cost scenario - input'!$G39=\"\"),\"\",J54/'Cost scenario - input'!$G39),\"\")","v":1.880361045253655},{"$f":"IFERROR(IF(OR(K54=\"\",'Cost scenario - input'!$G39=\"\"),\"\",K54/'Cost scenario - input'!$G39),\"\")","v":1.7954404464971712},{"$f":"IFERROR(IF(OR(L54=\"\",'Cost scenario - input'!$G39=\"\"),\"\",L54/'Cost scenario - input'!$G39),\"\")","v":1.7044281622975461},{"$f":"IFERROR(IF(OR(M54=\"\",'Cost scenario - input'!$G39=\"\"),\"\",M54/'Cost scenario - input'!$G39),\"\")","v":1.6114550378874437},{"$f":"IFERROR(IF(OR(N54=\"\",'Cost scenario - input'!$G39=\"\"),\"\",N54/'Cost scenario - input'!$G39),\"\")","v":1.5202606604065581},{"$f":"IFERROR(IF(OR(O54=\"\",'Cost scenario - input'!$G39=\"\"),\"\",O54/'Cost scenario - input'!$G39),\"\")","v":1.4340425059764168},{"$f":"IFERROR(IF(OR(P54=\"\",'Cost scenario - input'!$G39=\"\"),\"\",P54/'Cost scenario - input'!$G39),\"\")","v":1.3553753815353218},{"$f":"IFERROR(IF(OR(Q54=\"\",'Cost scenario - input'!$G39=\"\"),\"\",Q54/'Cost scenario - input'!$G39),\"\")","v":1.2861985166743837},{"$f":"IFERROR(IF(OR(R54=\"\",'Cost scenario - input'!$G39=\"\"),\"\",R54/'Cost scenario - input'!$G39),\"\")","v":1.2278593932976039},{"$f":"IFERROR(IF(OR(S54=\"\",'Cost scenario - input'!$G39=\"\"),\"\",S54/'Cost scenario - input'!$G39),\"\")","v":1.1811973697518945},{"$f":"IFERROR(IF(OR(T54=\"\",'Cost scenario - input'!$G39=\"\"),\"\",T54/'Cost scenario - input'!$G39),\"\")","v":1.1466470823204788},{"$f":"IFERROR(IF(OR(U54=\"\",'Cost scenario - input'!$G39=\"\"),\"\",U54/'Cost scenario - input'!$G39),\"\")","v":1.1243417342286903},{"$f":"IFERROR(IF(OR(V54=\"\",'Cost scenario - input'!$G39=\"\"),\"\",V54/'Cost scenario - input'!$G39),\"\")","v":1.1141994664935913},{"$f":"IFERROR(IF(OR(W54=\"\",'Cost scenario - input'!$G39=\"\"),\"\",W54/'Cost scenario - input'!$G39),\"\")","v":1.1159813783452701}]
[{"$f":"IFERROR('Cost scenario - input'!A40,\"\")","v":6},{"$f":"IFERROR('Cost scenario - input'!B40,\"\")","v":"UNDERGROUND CABLES"},{"$f":"IFERROR('Cost scenario - input'!C40,\"\")","v":"> 33 kv & < = 66 kv"},{"$f":"IFERROR(repcalc('Cost scenario - input'!$CY40:$GK40,'Cost scenario - input'!$J40,'Cost scenario - input'!$H40,'Cost scenario - input'!$I40,20,TRUE,TRUE),\"\")","v":284.23444040867838},331.33870416919729,381.7272482733228,434.63040947499582,489.0744216191494,543.90344876219103,597.81672164363215,649.42020870568399,697.29092193234237,740.05060440567331,776.44430382547193,805.41834678267014,826.19162970912816,838.31404980510899,841.70638950030002,836.67706306180753,823.91278967472226,804.44235905344931,779.57502290737216,750.81744662891344,{"$f":"IFERROR(IF(OR(D55=\"\",'Cost scenario - input'!$G40=\"\"),\"\",D55/'Cost scenario - input'!$G40),\"\")","v":0.39108117954696869},{"$f":"IFERROR(IF(OR(E55=\"\",'Cost scenario - input'!$G40=\"\"),\"\",E55/'Cost scenario - input'!$G40),\"\")","v":0.4558924353774314},{"$f":"IFERROR(IF(OR(F55=\"\",'Cost scenario - input'!$G40=\"\"),\"\",F55/'Cost scenario - input'!$G40),\"\")","v":0.52522256734723116},{"$f":"IFERROR(IF(OR(G55=\"\",'Cost scenario - input'!$G40=\"\"),\"\",G55/'Cost scenario - input'!$G40),\"\")","v":0.59801258763740428},{"$f":"IFERROR(IF(OR(H55=\"\",'Cost scenario - input'!$G40=\"\"),\"\",H55/'Cost scenario - input'!$G40),\"\")","v":0.67292268107291808},{"$f":"IFERROR(IF(OR(I55=\"\",'Cost scenario - input'!$G40=\"\"),\"\",I55/'Cost scenario - input'!$G40),\"\")","v":0.74836252072670129},{"$f":"IFERROR(IF(OR(J55=\"\",'Cost scenario - input'!$G40=\"\"),\"\",J55/'Cost scenario - input'!$G40),\"\")","v":0.82254236438461936},{"$f":"IFERROR(IF(OR(K55=\"\",'Cost scenario - input'!$G40=\"\"),\"\",K55/'Cost scenario - input'!$G40),\"\")","v":0.89354414924906811},{"$f":"IFERROR(IF(OR(L55=\"\",'Cost scenario - input'!$G40=\"\"),\"\",L55/'Cost scenario - input'!$G40),\"\")","v":0.95940997102463588},{"$f":"IFERROR(IF(OR(M55=\"\",'Cost scenario - input'!$G40=\"\"),\"\",M55/'Cost scenario - input'!$G40),\"\")","v":1.0182434714079114},{"$f":"IFERROR(IF(OR(N55=\"\",'Cost scenario - input'!$G40=\"\"),\"\",N55/'Cost scenario - input'!$G40),\"\")","v":1.0683179482260912},{"$f":"IFERROR(IF(OR(O55=\"\",'Cost scenario - input'!$G40=\"\"),\"\",O55/'Cost scenario - input'!$G40),\"\")","v":1.1081836410663162},{"$f":"IFERROR(IF(OR(P55=\"\",'Cost scenario - input'!$G40=\"\"),\"\",P55/'Cost scenario - input'!$G40),\"\")","v":1.1367658212492004},{"$f":"IFERROR(IF(OR(Q55=\"\",'Cost scenario - input'!$G40=\"\"),\"\",Q55/'Cost scenario - input'!$G40),\"\")","v":1.1534451875613321},{"$f":"IFERROR(IF(OR(R55=\"\",'Cost scenario - input'!$G40=\"\"),\"\",R55/'Cost scenario - input'!$G40),\"\")","v":1.1581127437079826},{"$f":"IFERROR(IF(OR(S55=\"\",'Cost scenario - input'!$G40=\"\"),\"\",S55/'Cost scenario - input'!$G40),\"\")","v":1.1511928401485674},{"$f":"IFERROR(IF(OR(T55=\"\",'Cost scenario - input'!$G40=\"\"),\"\",T55/'Cost scenario - input'!$G40),\"\")","v":1.1336303410893265},{"$f":"IFERROR(IF(OR(U55=\"\",'Cost scenario - input'!$G40=\"\"),\"\",U55/'Cost scenario - input'!$G40),\"\")","v":1.1068407692038558},{"$f":"IFERROR(IF(OR(V55=\"\",'Cost scenario - input'!$G40=\"\"),\"\",V55/'Cost scenario - input'!$G40),\"\")","v":1.0726255377976412},{"$f":"IFERROR(IF(OR(W55=\"\",'Cost scenario - input'!$G40=\"\"),\"\",W55/'Cost scenario - input'!$G40),\"\")","v":1.0330576837553196}]
[{"$f":"IFERROR('Cost scenario - input'!A41,\"\")","v":""},{"$f":"IFERROR('Cost scenario - input'!B41,\"\")","v":""},{"$f":"IFERROR('Cost scenario - input'!C41,\"\")","v":""},{"$f":"IFERROR(repcalc('Cost scenario - input'!$CY41:$GK41,'Cost scenario - input'!$J41,'Cost scenario - input'!$H41,'Cost scenario - input'!$I41,20,TRUE,TRUE),\"\")","v":""},"","","","","","","","","","","","","","","","","","","",{"$f":"IFERROR(IF(OR(D56=\"\",'Cost scenario - input'!$G41=\"\"),\"\",D56/'Cost scenario - input'!$G41),\"\")","v":""},{"$f":"IFERROR(IF(OR(E56=\"\",'Cost scenario - input'!$G41=\"\"),\"\",E56/'Cost scenario - input'!$G41),\"\")","v":""},{"$f":"IFERROR(IF(OR(F56=\"\",'Cost scenario - input'!$G41=\"\"),\"\",F56/'Cost scenario - input'!$G41),\"\")","v":""},{"$f":"IFERROR(IF(OR(G56=\"\",'Cost scenario - input'!$G41=\"\"),\"\",G56/'Cost scenario - input'!$G41),\"\")","v":""},{"$f":"IFERROR(IF(OR(H56=\"\",'Cost scenario - input'!$G41=\"\"),\"\",H56/'Cost scenario - input'!$G41),\"\")","v":""},{"$f":"IFERROR(IF(OR(I56=\"\",'Cost scenario - input'!$G41=\"\"),\"\",I56/'Cost scenario - input'!$G41),\"\")","v":""},{"$f":"IFERROR(IF(OR(J56=\"\",'Cost scenario - input'!$G41=\"\"),\"\",J56/'Cost scenario - input'!$G41),\"\")","v":""},{"$f":"IFERROR(IF(OR(K56=\"\",'Cost scenario - input'!$G41=\"\"),\"\",K56/'Cost scenario - input'!$G41),\"\")","v":""},{"$f":"IFERROR(IF(OR(L56=\"\",'Cost scenario - input'!$G41=\"\"),\"\",L56/'Cost scenario - input'!$G41),\"\")","v":""},{"$f":"IFERROR(IF(OR(M56=\"\",'Cost scenario - input'!$G41=\"\"),\"\",M56/'Cost scenario - input'!$G41),\"\")","v":""},{"$f":"IFERROR(IF(OR(N56=\"\",'Cost scenario - input'!$G41=\"\"),\"\",N56/'Cost scenario - input'!$G41),\"\")","v":""},{"$f":"IFERROR(IF(OR(O56=\"\",'Cost scenario - input'!$G41=\"\"),\"\",O56/'Cost scenario - input'!$G41),\"\")","v":""},{"$f":"IFERROR(IF(OR(P56=\"\",'Cost scenario - input'!$G41=\"\"),\"\",P56/'Cost scenario - input'!$G41),\"\")","v":""},{"$f":"IFERROR(IF(OR(Q56=\"\",'Cost scenario - input'!$G41=\"\"),\"\",Q56/'Cost scenario - input'!$G41),\"\")","v":""},{"$f":"IFERROR(IF(OR(R56=\"\",'Cost scenario - input'!$G41=\"\"),\"\",R56/'Cost scenario - input'!$G41),\"\")","v":""},{"$f":"IFERROR(IF(OR(S56=\"\",'Cost scenario - input'!$G41=\"\"),\"\",S56/'Cost scenario - input'!$G41),\"\")","v":""},{"$f":"IFERROR(IF(OR(T56=\"\",'Cost scenario - input'!$G41=\"\"),\"\",T56/'Cost scenario - input'!$G41),\"\")","v":""},{"$f":"IFERROR(IF(OR(U56=\"\",'Cost scenario - input'!$G41=\"\"),\"\",U56/'Cost scenario - input'!$G41),\"\")","v":""},{"$f":"IFERROR(IF(OR(V56=\"\",'Cost scenario - input'!$G41=\"\"),\"\",V56/'Cost scenario - input'!$G41),\"\")","v":""},{"$f":"IFERROR(IF(OR(W56=\"\",'Cost scenario - input'!$G41=\"\"),\"\",W56/'Cost scenario - input'!$G41),\"\")","v":""}]
[{"$f":"IFERROR('Cost scenario - input'!A42,\"\")","v":""},{"$f":"IFERROR('Cost scenario - input'!B42,\"\")","v":""},{"$f":"IFERROR('Cost scenario - input'!C42,\"\")","v":""},{"$f":"IFERROR(repcalc('Cost scenario - input'!$CY42:$GK42,'Cost scenario - input'!$J42,'Cost scenario - input'!$H42,'Cost scenario - input'!$I42,20,TRUE,TRUE),\"\")","v":""},"","","","","","","","","","","","","","","","","","","",{"$f":"IFERROR(IF(OR(D57=\"\",'Cost scenario - input'!$G42=\"\"),\"\",D57/'Cost scenario - input'!$G42),\"\")","v":""},{"$f":"IFERROR(IF(OR(E57=\"\",'Cost scenario - input'!$G42=\"\"),\"\",E57/'Cost scenario - input'!$G42),\"\")","v":""},{"$f":"IFERROR(IF(OR(F57=\"\",'Cost scenario - input'!$G42=\"\"),\"\",F57/'Cost scenario - input'!$G42),\"\")","v":""},{"$f":"IFERROR(IF(OR(G57=\"\",'Cost scenario - input'!$G42=\"\"),\"\",G57/'Cost scenario - input'!$G42),\"\")","v":""},{"$f":"IFERROR(IF(OR(H57=\"\",'Cost scenario - input'!$G42=\"\"),\"\",H57/'Cost scenario - input'!$G42),\"\")","v":""},{"$f":"IFERROR(IF(OR(I57=\"\",'Cost scenario - input'!$G42=\"\"),\"\",I57/'Cost scenario - input'!$G42),\"\")","v":""},{"$f":"IFERROR(IF(OR(J57=\"\",'Cost scenario - input'!$G42=\"\"),\"\",J57/'Cost scenario - input'!$G42),\"\")","v":""},{"$f":"IFERROR(IF(OR(K57=\"\",'Cost scenario - input'!$G42=\"\"),\"\",K57/'Cost scenario - input'!$G42),\"\")","v":""},{"$f":"IFERROR(IF(OR(L57=\"\",'Cost scenario - input'!$G42=\"\"),\"\",L57/'Cost scenario - input'!$G42),\"\")","v":""},{"$f":"IFERROR(IF(OR(M57=\"\",'Cost scenario - input'!$G42=\"\"),\"\",M57/'Cost scenario - input'!$G42),\"\")","v":""},{"$f":"IFERROR(IF(OR(N57=\"\",'Cost scenario - input'!$G42=\"\"),\"\",N57/'Cost scenario - input'!$G42),\"\")","v":""},{"$f":"IFERROR(IF(OR(O57=\"\",'Cost scenario - input'!$G42=\"\"),\"\",O57/'Cost scenario - input'!$G42),\"\")","v":""},{"$f":"IFERROR(IF(OR(P57=\"\",'Cost scenario - input'!$G42=\"\"),\"\",P57/'Cost scenario - input'!$G42),\"\")","v":""},{"$f":"IFERROR(IF(OR(Q57=\"\",'Cost scenario - input'!$G42=\"\"),\"\",Q57/'Cost scenario - input'!$G42),\"\")","v":""},{"$f":"IFERROR(IF(OR(R57=\"\",'Cost scenario - input'!$G42=\"\"),\"\",R57/'Cost scenario - input'!$G42),\"\")","v":""},{"$f":"IFERROR(IF(OR(S57=\"\",'Cost scenario - input'!$G42=\"\"),\"\",S57/'Cost scenario - input'!$G42),\"\")","v":""},{"$f":"IFERROR(IF(OR(T57=\"\",'Cost scenario - input'!$G42=\"\"),\"\",T57/'Cost scenario - input'!$G42),\"\")","v":""},{"$f":"IFERROR(IF(OR(U57=\"\",'Cost scenario - input'!$G42=\"\"),\"\",U57/'Cost scenario - input'!$G42),\"\")","v":""},{"$f":"IFERROR(IF(OR(V57=\"\",'Cost scenario - input'!$G42=\"\"),\"\",V57/'Cost scenario - input'!$G42),\"\")","v":""},{"$f":"IFERROR(IF(OR(W57=\"\",'Cost scenario - input'!$G42=\"\"),\"\",W57/'Cost scenario - input'!$G42),\"\")","v":""}]
[{"$f":"IFERROR('Cost scenario - input'!A43,\"\")","v":""},{"$f":"IFERROR('Cost scenario - input'!B43,\"\")","v":""},{"$f":"IFERROR('Cost scenario - input'!C43,\"\")","v":""},{"$f":"IFERROR(repcalc('Cost scenario - input'!$CY43:$GK43,'Cost scenario - input'!$J43,'Cost scenario - input'!$H43,'Cost scenario - input'!$I43,20,TRUE,TRUE),\"\")","v":""},"","","","","","","","","","","","","","","","","","","",{"$f":"IFERROR(IF(OR(D58=\"\",'Cost scenario - input'!$G43=\"\"),\"\",D58/'Cost scenario - input'!$G43),\"\")","v":""},{"$f":"IFERROR(IF(OR(E58=\"\",'Cost scenario - input'!$G43=\"\"),\"\",E58/'Cost scenario - input'!$G43),\"\")","v":""},{"$f":"IFERROR(IF(OR(F58=\"\",'Cost scenario - input'!$G43=\"\"),\"\",F58/'Cost scenario - input'!$G43),\"\")","v":""},{"$f":"IFERROR(IF(OR(G58=\"\",'Cost scenario - input'!$G43=\"\"),\"\",G58/'Cost scenario - input'!$G43),\"\")","v":""},{"$f":"IFERROR(IF(OR(H58=\"\",'Cost scenario - input'!$G43=\"\"),\"\",H58/'Cost scenario - input'!$G43),\"\")","v":""},{"$f":"IFERROR(IF(OR(I58=\"\",'Cost scenario - input'!$G43=\"\"),\"\",I58/'Cost scenario - input'!$G43),\"\")","v":""},{"$f":"IFERROR(IF(OR(J58=\"\",'Cost scenario - input'!$G43=\"\"),\"\",J58/'Cost scenario - input'!$G43),\"\")","v":""},{"$f":"IFERROR(IF(OR(K58=\"\",'Cost scenario - input'!$G43=\"\"),\"\",K58/'Cost scenario - input'!$G43),\"\")","v":""},{"$f":"IFERROR(IF(OR(L58=\"\",'Cost scenario - input'!$G43=\"\"),\"\",L58/'Cost scenario - input'!$G43),\"\")","v":""},{"$f":"IFERROR(IF(OR(M58=\"\",'Cost scenario - input'!$G43=\"\"),\"\",M58/'Cost scenario - input'!$G43),\"\")","v":""},{"$f":"IFERROR(IF(OR(N58=\"\",'Cost scenario - input'!$G43=\"\"),\"\",N58/'Cost scenario - input'!$G43),\"\")","v":""},{"$f":"IFERROR(IF(OR(O58=\"\",'Cost scenario - input'!$G43=\"\"),\"\",O58/'Cost scenario - input'!$G43),\"\")","v":""},{"$f":"IFERROR(IF(OR(P58=\"\",'Cost scenario - input'!$G43=\"\"),\"\",P58/'Cost scenario - input'!$G43),\"\")","v":""},{"$f":"IFERROR(IF(OR(Q58=\"\",'Cost scenario - input'!$G43=\"\"),\"\",Q58/'Cost scenario - input'!$G43),\"\")","v":""},{"$f":"IFERROR(IF(OR(R58=\"\",'Cost scenario - input'!$G43=\"\"),\"\",R58/'Cost scenario - input'!$G43),\"\")","v":""},{"$f":"IFERROR(IF(OR(S58=\"\",'Cost scenario - input'!$G43=\"\"),\"\",S58/'Cost scenario - input'!$G43),\"\")","v":""},{"$f":"IFERROR(IF(OR(T58=\"\",'Cost scenario - input'!$G43=\"\"),\"\",T58/'Cost scenario - input'!$G43),\"\")","v":""},{"$f":"IFERROR(IF(OR(U58=\"\",'Cost scenario - input'!$G43=\"\"),\"\",U58/'Cost scenario - input'!$G43),\"\")","v":""},{"$f":"IFERROR(IF(OR(V58=\"\",'Cost scenario - input'!$G43=\"\"),\"\",V58/'Cost scenario - input'!$G43),\"\")","v":""},{"$f":"IFERROR(IF(OR(W58=\"\",'Cost scenario - input'!$G43=\"\"),\"\",W58/'Cost scenario - input'!$G43),\"\")","v":""}]
[{"$f":"IFERROR('Cost scenario - input'!A44,\"\")","v":""},{"$f":"IFERROR('Cost scenario - input'!B44,\"\")","v":""},{"$f":"IFERROR('Cost scenario - input'!C44,\"\")","v":""},{"$f":"IFERROR(repcalc('Cost scenario - input'!$CY44:$GK44,'Cost scenario - input'!$J44,'Cost scenario - input'!$H44,'Cost scenario - input'!$I44,20,TRUE,TRUE),\"\")","v":""},"","","","","","","","","","","","","","","","","","","",{"$f":"IFERROR(IF(OR(D59=\"\",'Cost scenario - input'!$G44=\"\"),\"\",D59/'Cost scenario - input'!$G44),\"\")","v":""},{"$f":"IFERROR(IF(OR(E59=\"\",'Cost scenario - input'!$G44=\"\"),\"\",E59/'Cost scenario - input'!$G44),\"\")","v":""},{"$f":"IFERROR(IF(OR(F59=\"\",'Cost scenario - input'!$G44=\"\"),\"\",F59/'Cost scenario - input'!$G44),\"\")","v":""},{"$f":"IFERROR(IF(OR(G59=\"\",'Cost scenario - input'!$G44=\"\"),\"\",G59/'Cost scenario - input'!$G44),\"\")","v":""},{"$f":"IFERROR(IF(OR(H59=\"\",'Cost scenario - input'!$G44=\"\"),\"\",H59/'Cost scenario - input'!$G44),\"\")","v":""},{"$f":"IFERROR(IF(OR(I59=\"\",'Cost scenario - input'!$G44=\"\"),\"\",I59/'Cost scenario - input'!$G44),\"\")","v":""},{"$f":"IFERROR(IF(OR(J59=\"\",'Cost scenario - input'!$G44=\"\"),\"\",J59/'Cost scenario - input'!$G44),\"\")","v":""},{"$f":"IFERROR(IF(OR(K59=\"\",'Cost scenario - input'!$G44=\"\"),\"\",K59/'Cost scenario - input'!$G44),\"\")","v":""},{"$f":"IFERROR(IF(OR(L59=\"\",'Cost scenario - input'!$G44=\"\"),\"\",L59/'Cost scenario - input'!$G44),\"\")","v":""},{"$f":"IFERROR(IF(OR(M59=\"\",'Cost scenario - input'!$G44=\"\"),\"\",M59/'Cost scenario - input'!$G44),\"\")","v":""},{"$f":"IFERROR(IF(OR(N59=\"\",'Cost scenario - input'!$G44=\"\"),\"\",N59/'Cost scenario - input'!$G44),\"\")","v":""},{"$f":"IFERROR(IF(OR(O59=\"\",'Cost scenario - input'!$G44=\"\"),\"\",O59/'Cost scenario - input'!$G44),\"\")","v":""},{"$f":"IFERROR(IF(OR(P59=\"\",'Cost scenario - input'!$G44=\"\"),\"\",P59/'Cost scenario - input'!$G44),\"\")","v":""},{"$f":"IFERROR(IF(OR(Q59=\"\",'Cost scenario - input'!$G44=\"\"),\"\",Q59/'Cost scenario - input'!$G44),\"\")","v":""},{"$f":"IFERROR(IF(OR(R59=\"\",'Cost scenario - input'!$G44=\"\"),\"\",R59/'Cost scenario - input'!$G44),\"\")","v":""},{"$f":"IFERROR(IF(OR(S59=\"\",'Cost scenario - input'!$G44=\"\"),\"\",S59/'Cost scenario - input'!$G44),\"\")","v":""},{"$f":"IFERROR(IF(OR(T59=\"\",'Cost scenario - input'!$G44=\"\"),\"\",T59/'Cost scenario - input'!$G44),\"\")","v":""},{"$f":"IFERROR(IF(OR(U59=\"\",'Cost scenario - input'!$G44=\"\"),\"\",U59/'Cost scenario - input'!$G44),\"\")","v":""},{"$f":"IFERROR(IF(OR(V59=\"\",'Cost scenario - input'!$G44=\"\"),\"\",V59/'Cost scenario - input'!$G44),\"\")","v":""},{"$f":"IFERROR(IF(OR(W59=\"\",'Cost scenario - input'!$G44=\"\"),\"\",W59/'Cost scenario - input'!$G44),\"\")","v":""}]
[{"$f":"IFERROR('Cost scenario - input'!A45,\"\")","v":""},{"$f":"IFERROR('Cost scenario - input'!B45,\"\")","v":""},{"$f":"IFERROR('Cost scenario - input'!C45,\"\")","v":""},{"$f":"IFERROR(repcalc('Cost scenario - input'!$CY45:$GK45,'Cost scenario - input'!$J45,'Cost scenario - input'!$H45,'Cost scenario - input'!$I45,20,TRUE,TRUE),\"\")","v":""},"","","","","","","","","","","","","","","","","","","",{"$f":"IFERROR(IF(OR(D60=\"\",'Cost scenario - input'!$G45=\"\"),\"\",D60/'Cost scenario - input'!$G45),\"\")","v":""},{"$f":"IFERROR(IF(OR(E60=\"\",'Cost scenario - input'!$G45=\"\"),\"\",E60/'Cost scenario - input'!$G45),\"\")","v":""},{"$f":"IFERROR(IF(OR(F60=\"\",'Cost scenario - input'!$G45=\"\"),\"\",F60/'Cost scenario - input'!$G45),\"\")","v":""},{"$f":"IFERROR(IF(OR(G60=\"\",'Cost scenario - input'!$G45=\"\"),\"\",G60/'Cost scenario - input'!$G45),\"\")","v":""},{"$f":"IFERROR(IF(OR(H60=\"\",'Cost scenario - input'!$G45=\"\"),\"\",H60/'Cost scenario - input'!$G45),\"\")","v":""},{"$f":"IFERROR(IF(OR(I60=\"\",'Cost scenario - input'!$G45=\"\"),\"\",I60/'Cost scenario - input'!$G45),\"\")","v":""},{"$f":"IFERROR(IF(OR(J60=\"\",'Cost scenario - input'!$G45=\"\"),\"\",J60/'Cost scenario - input'!$G45),\"\")","v":""},{"$f":"IFERROR(IF(OR(K60=\"\",'Cost scenario - input'!$G45=\"\"),\"\",K60/'Cost scenario - input'!$G45),\"\")","v":""},{"$f":"IFERROR(IF(OR(L60=\"\",'Cost scenario - input'!$G45=\"\"),\"\",L60/'Cost scenario - input'!$G45),\"\")","v":""},{"$f":"IFERROR(IF(OR(M60=\"\",'Cost scenario - input'!$G45=\"\"),\"\",M60/'Cost scenario - input'!$G45),\"\")","v":""},{"$f":"IFERROR(IF(OR(N60=\"\",'Cost scenario - input'!$G45=\"\"),\"\",N60/'Cost scenario - input'!$G45),\"\")","v":""},{"$f":"IFERROR(IF(OR(O60=\"\",'Cost scenario - input'!$G45=\"\"),\"\",O60/'Cost scenario - input'!$G45),\"\")","v":""},{"$f":"IFERROR(IF(OR(P60=\"\",'Cost scenario - input'!$G45=\"\"),\"\",P60/'Cost scenario - input'!$G45),\"\")","v":""},{"$f":"IFERROR(IF(OR(Q60=\"\",'Cost scenario - input'!$G45=\"\"),\"\",Q60/'Cost scenario - input'!$G45),\"\")","v":""},{"$f":"IFERROR(IF(OR(R60=\"\",'Cost scenario - input'!$G45=\"\"),\"\",R60/'Cost scenario - input'!$G45),\"\")","v":""},{"$f":"IFERROR(IF(OR(S60=\"\",'Cost scenario - input'!$G45=\"\"),\"\",S60/'Cost scenario - input'!$G45),\"\")","v":""},{"$f":"IFERROR(IF(OR(T60=\"\",'Cost scenario - input'!$G45=\"\"),\"\",T60/'Cost scenario - input'!$G45),\"\")","v":""},{"$f":"IFERROR(IF(OR(U60=\"\",'Cost scenario - input'!$G45=\"\"),\"\",U60/'Cost scenario - input'!$G45),\"\")","v":""},{"$f":"IFERROR(IF(OR(V60=\"\",'Cost scenario - input'!$G45=\"\"),\"\",V60/'Cost scenario - input'!$G45),\"\")","v":""},{"$f":"IFERROR(IF(OR(W60=\"\",'Cost scenario - input'!$G45=\"\"),\"\",W60/'Cost scenario - input'!$G45),\"\")","v":""}]
[{"$f":"IFERROR('Cost scenario - input'!A46,\"\")","v":""},{"$f":"IFERROR('Cost scenario - input'!B46,\"\")","v":""},{"$f":"IFERROR('Cost scenario - input'!C46,\"\")","v":""},{"$f":"IFERROR(repcalc('Cost scenario - input'!$CY46:$GK46,'Cost scenario - input'!$J46,'Cost scenario - input'!$H46,'Cost scenario - input'!$I46,20,TRUE,TRUE),\"\")","v":""},"","","","","","","","","","","","","","","","","","","",{"$f":"IFERROR(IF(OR(D61=\"\",'Cost scenario - input'!$G46=\"\"),\"\",D61/'Cost scenario - input'!$G46),\"\")","v":""},{"$f":"IFERROR(IF(OR(E61=\"\",'Cost scenario - input'!$G46=\"\"),\"\",E61/'Cost scenario - input'!$G46),\"\")","v":""},{"$f":"IFERROR(IF(OR(F61=\"\",'Cost scenario - input'!$G46=\"\"),\"\",F61/'Cost scenario - input'!$G46),\"\")","v":""},{"$f":"IFERROR(IF(OR(G61=\"\",'Cost scenario - input'!$G46=\"\"),\"\",G61/'Cost scenario - input'!$G46),\"\")","v":""},{"$f":"IFERROR(IF(OR(H61=\"\",'Cost scenario - input'!$G46=\"\"),\"\",H61/'Cost scenario - input'!$G46),\"\")","v":""},{"$f":"IFERROR(IF(OR(I61=\"\",'Cost scenario - input'!$G46=\"\"),\"\",I61/'Cost scenario - input'!$G46),\"\")","v":""},{"$f":"IFERROR(IF(OR(J61=\"\",'Cost scenario - input'!$G46=\"\"),\"\",J61/'Cost scenario - input'!$G46),\"\")","v":""},{"$f":"IFERROR(IF(OR(K61=\"\",'Cost scenario - input'!$G46=\"\"),\"\",K61/'Cost scenario - input'!$G46),\"\")","v":""},{"$f":"IFERROR(IF(OR(L61=\"\",'Cost scenario - input'!$G46=\"\"),\"\",L61/'Cost scenario - input'!$G46),\"\")","v":""},{"$f":"IFERROR(IF(OR(M61=\"\",'Cost scenario - input'!$G46=\"\"),\"\",M61/'Cost scenario - input'!$G46),\"\")","v":""},{"$f":"IFERROR(IF(OR(N61=\"\",'Cost scenario - input'!$G46=\"\"),\"\",N61/'Cost scenario - input'!$G46),\"\")","v":""},{"$f":"IFERROR(IF(OR(O61=\"\",'Cost scenario - input'!$G46=\"\"),\"\",O61/'Cost scenario - input'!$G46),\"\")","v":""},{"$f":"IFERROR(IF(OR(P61=\"\",'Cost scenario - input'!$G46=\"\"),\"\",P61/'Cost scenario - input'!$G46),\"\")","v":""},{"$f":"IFERROR(IF(OR(Q61=\"\",'Cost scenario - input'!$G46=\"\"),\"\",Q61/'Cost scenario - input'!$G46),\"\")","v":""},{"$f":"IFERROR(IF(OR(R61=\"\",'Cost scenario - input'!$G46=\"\"),\"\",R61/'Cost scenario - input'!$G46),\"\")","v":""},{"$f":"IFERROR(IF(OR(S61=\"\",'Cost scenario - input'!$G46=\"\"),\"\",S61/'Cost scenario - input'!$G46),\"\")","v":""},{"$f":"IFERROR(IF(OR(T61=\"\",'Cost scenario - input'!$G46=\"\"),\"\",T61/'Cost scenario - input'!$G46),\"\")","v":""},{"$f":"IFERROR(IF(OR(U61=\"\",'Cost scenario - input'!$G46=\"\"),\"\",U61/'Cost scenario - input'!$G46),\"\")","v":""},{"$f":"IFERROR(IF(OR(V61=\"\",'Cost scenario - input'!$G46=\"\"),\"\",V61/'Cost scenario - input'!$G46),\"\")","v":""},{"$f":"IFERROR(IF(OR(W61=\"\",'Cost scenario - input'!$G46=\"\"),\"\",W61/'Cost scenario - input'!$G46),\"\")","v":""}]
[{"$f":"IFERROR('Cost scenario - input'!A47,\"\")","v":""},{"$f":"IFERROR('Cost scenario - input'!B47,\"\")","v":""},{"$f":"IFERROR('Cost scenario - input'!C47,\"\")","v":""},{"$f":"IFERROR(repcalc('Cost scenario - input'!$CY47:$GK47,'Cost scenario - input'!$J47,'Cost scenario - input'!$H47,'Cost scenario - input'!$I47,20,TRUE,TRUE),\"\")","v":""},"","","","","","","","","","","","","","","","","","","",{"$f":"IFERROR(IF(OR(D62=\"\",'Cost scenario - input'!$G47=\"\"),\"\",D62/'Cost scenario - input'!$G47),\"\")","v":""},{"$f":"IFERROR(IF(OR(E62=\"\",'Cost scenario - input'!$G47=\"\"),\"\",E62/'Cost scenario - input'!$G47),\"\")","v":""},{"$f":"IFERROR(IF(OR(F62=\"\",'Cost scenario - input'!$G47=\"\"),\"\",F62/'Cost scenario - input'!$G47),\"\")","v":""},{"$f":"IFERROR(IF(OR(G62=\"\",'Cost scenario - input'!$G47=\"\"),\"\",G62/'Cost scenario - input'!$G47),\"\")","v":""},{"$f":"IFERROR(IF(OR(H62=\"\",'Cost scenario - input'!$G47=\"\"),\"\",H62/'Cost scenario - input'!$G47),\"\")","v":""},{"$f":"IFERROR(IF(OR(I62=\"\",'Cost scenario - input'!$G47=\"\"),\"\",I62/'Cost scenario - input'!$G47),\"\")","v":""},{"$f":"IFERROR(IF(OR(J62=\"\",'Cost scenario - input'!$G47=\"\"),\"\",J62/'Cost scenario - input'!$G47),\"\")","v":""},{"$f":"IFERROR(IF(OR(K62=\"\",'Cost scenario - input'!$G47=\"\"),\"\",K62/'Cost scenario - input'!$G47),\"\")","v":""},{"$f":"IFERROR(IF(OR(L62=\"\",'Cost scenario - input'!$G47=\"\"),\"\",L62/'Cost scenario - input'!$G47),\"\")","v":""},{"$f":"IFERROR(IF(OR(M62=\"\",'Cost scenario - input'!$G47=\"\"),\"\",M62/'Cost scenario - input'!$G47),\"\")","v":""},{"$f":"IFERROR(IF(OR(N62=\"\",'Cost scenario - input'!$G47=\"\"),\"\",N62/'Cost scenario - input'!$G47),\"\")","v":""},{"$f":"IFERROR(IF(OR(O62=\"\",'Cost scenario - input'!$G47=\"\"),\"\",O62/'Cost scenario - input'!$G47),\"\")","v":""},{"$f":"IFERROR(IF(OR(P62=\"\",'Cost scenario - input'!$G47=\"\"),\"\",P62/'Cost scenario - input'!$G47),\"\")","v":""},{"$f":"IFERROR(IF(OR(Q62=\"\",'Cost scenario - input'!$G47=\"\"),\"\",Q62/'Cost scenario - input'!$G47),\"\")","v":""},{"$f":"IFERROR(IF(OR(R62=\"\",'Cost scenario - input'!$G47=\"\"),\"\",R62/'Cost scenario - input'!$G47),\"\")","v":""},{"$f":"IFERROR(IF(OR(S62=\"\",'Cost scenario - input'!$G47=\"\"),\"\",S62/'Cost scenario - input'!$G47),\"\")","v":""},{"$f":"IFERROR(IF(OR(T62=\"\",'Cost scenario - input'!$G47=\"\"),\"\",T62/'Cost scenario - input'!$G47),\"\")","v":""},{"$f":"IFERROR(IF(OR(U62=\"\",'Cost scenario - input'!$G47=\"\"),\"\",U62/'Cost scenario - input'!$G47),\"\")","v":""},{"$f":"IFERROR(IF(OR(V62=\"\",'Cost scenario - input'!$G47=\"\"),\"\",V62/'Cost scenario - input'!$G47),\"\")","v":""},{"$f":"IFERROR(IF(OR(W62=\"\",'Cost scenario - input'!$G47=\"\"),\"\",W62/'Cost scenario - input'!$G47),\"\")","v":""}]
[{"$f":"IFERROR('Cost scenario - input'!A48,\"\")","v":""},{"$f":"IFERROR('Cost scenario - input'!B48,\"\")","v":""},{"$f":"IFERROR('Cost scenario - input'!C48,\"\")","v":""},{"$f":"IFERROR(repcalc('Cost scenario - input'!$CY48:$GK48,'Cost scenario - input'!$J48,'Cost scenario - input'!$H48,'Cost scenario - input'!$I48,20,TRUE,TRUE),\"\")","v":""},"","","","","","","","","","","","","","","","","","","",{"$f":"IFERROR(IF(OR(D63=\"\",'Cost scenario - input'!$G48=\"\"),\"\",D63/'Cost scenario - input'!$G48),\"\")","v":""},{"$f":"IFERROR(IF(OR(E63=\"\",'Cost scenario - input'!$G48=\"\"),\"\",E63/'Cost scenario - input'!$G48),\"\")","v":""},{"$f":"IFERROR(IF(OR(F63=\"\",'Cost scenario - input'!$G48=\"\"),\"\",F63/'Cost scenario - input'!$G48),\"\")","v":""},{"$f":"IFERROR(IF(OR(G63=\"\",'Cost scenario - input'!$G48=\"\"),\"\",G63/'Cost scenario - input'!$G48),\"\")","v":""},{"$f":"IFERROR(IF(OR(H63=\"\",'Cost scenario - input'!$G48=\"\"),\"\",H63/'Cost scenario - input'!$G48),\"\")","v":""},{"$f":"IFERROR(IF(OR(I63=\"\",'Cost scenario - input'!$G48=\"\"),\"\",I63/'Cost scenario - input'!$G48),\"\")","v":""},{"$f":"IFERROR(IF(OR(J63=\"\",'Cost scenario - input'!$G48=\"\"),\"\",J63/'Cost scenario - input'!$G48),\"\")","v":""},{"$f":"IFERROR(IF(OR(K63=\"\",'Cost scenario - input'!$G48=\"\"),\"\",K63/'Cost scenario - input'!$G48),\"\")","v":""},{"$f":"IFERROR(IF(OR(L63=\"\",'Cost scenario - input'!$G48=\"\"),\"\",L63/'Cost scenario - input'!$G48),\"\")","v":""},{"$f":"IFERROR(IF(OR(M63=\"\",'Cost scenario - input'!$G48=\"\"),\"\",M63/'Cost scenario - input'!$G48),\"\")","v":""},{"$f":"IFERROR(IF(OR(N63=\"\",'Cost scenario - input'!$G48=\"\"),\"\",N63/'Cost scenario - input'!$G48),\"\")","v":""},{"$f":"IFERROR(IF(OR(O63=\"\",'Cost scenario - input'!$G48=\"\"),\"\",O63/'Cost scenario - input'!$G48),\"\")","v":""},{"$f":"IFERROR(IF(OR(P63=\"\",'Cost scenario - input'!$G48=\"\"),\"\",P63/'Cost scenario - input'!$G48),\"\")","v":""},{"$f":"IFERROR(IF(OR(Q63=\"\",'Cost scenario - input'!$G48=\"\"),\"\",Q63/'Cost scenario - input'!$G48),\"\")","v":""},{"$f":"IFERROR(IF(OR(R63=\"\",'Cost scenario - input'!$G48=\"\"),\"\",R63/'Cost scenario - input'!$G48),\"\")","v":""},{"$f":"IFERROR(IF(OR(S63=\"\",'Cost scenario - input'!$G48=\"\"),\"\",S63/'Cost scenario - input'!$G48),\"\")","v":""},{"$f":"IFERROR(IF(OR(T63=\"\",'Cost scenario - input'!$G48=\"\"),\"\",T63/'Cost scenario - input'!$G48),\"\")","v":""},{"$f":"IFERROR(IF(OR(U63=\"\",'Cost scenario - input'!$G48=\"\"),\"\",U63/'Cost scenario - input'!$G48),\"\")","v":""},{"$f":"IFERROR(IF(OR(V63=\"\",'Cost scenario - input'!$G48=\"\"),\"\",V63/'Cost scenario - input'!$G48),\"\")","v":""},{"$f":"IFERROR(IF(OR(W63=\"\",'Cost scenario - input'!$G48=\"\"),\"\",W63/'Cost scenario - input'!$G48),\"\")","v":""}]
[{"$f":"IFERROR('Cost scenario - input'!A49,\"\")","v":""},{"$f":"IFERROR('Cost scenario - input'!B49,\"\")","v":""},{"$f":"IFERROR('Cost scenario - input'!C49,\"\")","v":""},{"$f":"IFERROR(repcalc('Cost scenario - input'!$CY49:$GK49,'Cost scenario - input'!$J49,'Cost scenario - input'!$H49,'Cost scenario - input'!$I49,20,TRUE,TRUE),\"\")","v":""},"","","","","","","","","","","","","","","","","","","",{"$f":"IFERROR(IF(OR(D64=\"\",'Cost scenario - input'!$G49=\"\"),\"\",D64/'Cost scenario - input'!$G49),\"\")","v":""},{"$f":"IFERROR(IF(OR(E64=\"\",'Cost scenario - input'!$G49=\"\"),\"\",E64/'Cost scenario - input'!$G49),\"\")","v":""},{"$f":"IFERROR(IF(OR(F64=\"\",'Cost scenario - input'!$G49=\"\"),\"\",F64/'Cost scenario - input'!$G49),\"\")","v":""},{"$f":"IFERROR(IF(OR(G64=\"\",'Cost scenario - input'!$G49=\"\"),\"\",G64/'Cost scenario - input'!$G49),\"\")","v":""},{"$f":"IFERROR(IF(OR(H64=\"\",'Cost scenario - input'!$G49=\"\"),\"\",H64/'Cost scenario - input'!$G49),\"\")","v":""},{"$f":"IFERROR(IF(OR(I64=\"\",'Cost scenario - input'!$G49=\"\"),\"\",I64/'Cost scenario - input'!$G49),\"\")","v":""},{"$f":"IFERROR(IF(OR(J64=\"\",'Cost scenario - input'!$G49=\"\"),\"\",J64/'Cost scenario - input'!$G49),\"\")","v":""},{"$f":"IFERROR(IF(OR(K64=\"\",'Cost scenario - input'!$G49=\"\"),\"\",K64/'Cost scenario - input'!$G49),\"\")","v":""},{"$f":"IFERROR(IF(OR(L64=\"\",'Cost scenario - input'!$G49=\"\"),\"\",L64/'Cost scenario - input'!$G49),\"\")","v":""},{"$f":"IFERROR(IF(OR(M64=\"\",'Cost scenario - input'!$G49=\"\"),\"\",M64/'Cost scenario - input'!$G49),\"\")","v":""},{"$f":"IFERROR(IF(OR(N64=\"\",'Cost scenario - input'!$G49=\"\"),\"\",N64/'Cost scenario - input'!$G49),\"\")","v":""},{"$f":"IFERROR(IF(OR(O64=\"\",'Cost scenario - input'!$G49=\"\"),\"\",O64/'Cost scenario - input'!$G49),\"\")","v":""},{"$f":"IFERROR(IF(OR(P64=\"\",'Cost scenario - input'!$G49=\"\"),\"\",P64/'Cost scenario - input'!$G49),\"\")","v":""},{"$f":"IFERROR(IF(OR(Q64=\"\",'Cost scenario - input'!$G49=\"\"),\"\",Q64/'Cost scenario - input'!$G49),\"\")","v":""},{"$f":"IFERROR(IF(OR(R64=\"\",'Cost scenario - input'!$G49=\"\"),\"\",R64/'Cost scenario - input'!$G49),\"\")","v":""},{"$f":"IFERROR(IF(OR(S64=\"\",'Cost scenario - input'!$G49=\"\"),\"\",S64/'Cost scenario - input'!$G49),\"\")","v":""},{"$f":"IFERROR(IF(OR(T64=\"\",'Cost scenario - input'!$G49=\"\"),\"\",T64/'Cost scenario - input'!$G49),\"\")","v":""},{"$f":"IFERROR(IF(OR(U64=\"\",'Cost scenario - input'!$G49=\"\"),\"\",U64/'Cost scenario - input'!$G49),\"\")","v":""},{"$f":"IFERROR(IF(OR(V64=\"\",'Cost scenario - input'!$G49=\"\"),\"\",V64/'Cost scenario - input'!$G49),\"\")","v":""},{"$f":"IFERROR(IF(OR(W64=\"\",'Cost scenario - input'!$G49=\"\"),\"\",W64/'Cost scenario - input'!$G49),\"\")","v":""}]
[{"$f":"IFERROR('Cost scenario - input'!A50,\"\")","v":""},{"$f":"IFERROR('Cost scenario - input'!B50,\"\")","v":""},{"$f":"IFERROR('Cost scenario - input'!C50,\"\")","v":""},{"$f":"IFERROR(repcalc('Cost scenario - input'!$CY50:$GK50,'Cost scenario - input'!$J50,'Cost scenario - input'!$H50,'Cost scenario - input'!$I50,20,TRUE,TRUE),\"\")","v":""},"","","","","","","","","","","","","","","","","","","",{"$f":"IFERROR(IF(OR(D65=\"\",'Cost scenario - input'!$G50=\"\"),\"\",D65/'Cost scenario - input'!$G50),\"\")","v":""},{"$f":"IFERROR(IF(OR(E65=\"\",'Cost scenario - input'!$G50=\"\"),\"\",E65/'Cost scenario - input'!$G50),\"\")","v":""},{"$f":"IFERROR(IF(OR(F65=\"\",'Cost scenario - input'!$G50=\"\"),\"\",F65/'Cost scenario - input'!$G50),\"\")","v":""},{"$f":"IFERROR(IF(OR(G65=\"\",'Cost scenario - input'!$G50=\"\"),\"\",G65/'Cost scenario - input'!$G50),\"\")","v":""},{"$f":"IFERROR(IF(OR(H65=\"\",'Cost scenario - input'!$G50=\"\"),\"\",H65/'Cost scenario - input'!$G50),\"\")","v":""},{"$f":"IFERROR(IF(OR(I65=\"\",'Cost scenario - input'!$G50=\"\"),\"\",I65/'Cost scenario - input'!$G50),\"\")","v":""},{"$f":"IFERROR(IF(OR(J65=\"\",'Cost scenario - input'!$G50=\"\"),\"\",J65/'Cost scenario - input'!$G50),\"\")","v":""},{"$f":"IFERROR(IF(OR(K65=\"\",'Cost scenario - input'!$G50=\"\"),\"\",K65/'Cost scenario - input'!$G50),\"\")","v":""},{"$f":"IFERROR(IF(OR(L65=\"\",'Cost scenario - input'!$G50=\"\"),\"\",L65/'Cost scenario - input'!$G50),\"\")","v":""},{"$f":"IFERROR(IF(OR(M65=\"\",'Cost scenario - input'!$G50=\"\"),\"\",M65/'Cost scenario - input'!$G50),\"\")","v":""},{"$f":"IFERROR(IF(OR(N65=\"\",'Cost scenario - input'!$G50=\"\"),\"\",N65/'Cost scenario - input'!$G50),\"\")","v":""},{"$f":"IFERROR(IF(OR(O65=\"\",'Cost scenario - input'!$G50=\"\"),\"\",O65/'Cost scenario - input'!$G50),\"\")","v":""},{"$f":"IFERROR(IF(OR(P65=\"\",'Cost scenario - input'!$G50=\"\"),\"\",P65/'Cost scenario - input'!$G50),\"\")","v":""},{"$f":"IFERROR(IF(OR(Q65=\"\",'Cost scenario - input'!$G50=\"\"),\"\",Q65/'Cost scenario - input'!$G50),\"\")","v":""},{"$f":"IFERROR(IF(OR(R65=\"\",'Cost scenario - input'!$G50=\"\"),\"\",R65/'Cost scenario - input'!$G50),\"\")","v":""},{"$f":"IFERROR(IF(OR(S65=\"\",'Cost scenario - input'!$G50=\"\"),\"\",S65/'Cost scenario - input'!$G50),\"\")","v":""},{"$f":"IFERROR(IF(OR(T65=\"\",'Cost scenario - input'!$G50=\"\"),\"\",T65/'Cost scenario - input'!$G50),\"\")","v":""},{"$f":"IFERROR(IF(OR(U65=\"\",'Cost scenario - input'!$G50=\"\"),\"\",U65/'Cost scenario - input'!$G50),\"\")","v":""},{"$f":"IFERROR(IF(OR(V65=\"\",'Cost scenario - input'!$G50=\"\"),\"\",V65/'Cost scenario - input'!$G50),\"\")","v":""},{"$f":"IFERROR(IF(OR(W65=\"\",'Cost scenario - input'!$G50=\"\"),\"\",W65/'Cost scenario - input'!$G50),\"\")","v":""}]
[{"$f":"IFERROR('Cost scenario - input'!A51,\"\")","v":""},{"$f":"IFERROR('Cost scenario - input'!B51,\"\")","v":""},{"$f":"IFERROR('Cost scenario - input'!C51,\"\")","v":""},{"$f":"IFERROR(repcalc('Cost scenario - input'!$CY51:$GK51,'Cost scenario - input'!$J51,'Cost scenario - input'!$H51,'Cost scenario - input'!$I51,20,TRUE,TRUE),\"\")","v":""},"","","","","","","","","","","","","","","","","","","",{"$f":"IFERROR(IF(OR(D66=\"\",'Cost scenario - input'!$G51=\"\"),\"\",D66/'Cost scenario - input'!$G51),\"\")","v":""},{"$f":"IFERROR(IF(OR(E66=\"\",'Cost scenario - input'!$G51=\"\"),\"\",E66/'Cost scenario - input'!$G51),\"\")","v":""},{"$f":"IFERROR(IF(OR(F66=\"\",'Cost scenario - input'!$G51=\"\"),\"\",F66/'Cost scenario - input'!$G51),\"\")","v":""},{"$f":"IFERROR(IF(OR(G66=\"\",'Cost scenario - input'!$G51=\"\"),\"\",G66/'Cost scenario - input'!$G51),\"\")","v":""},{"$f":"IFERROR(IF(OR(H66=\"\",'Cost scenario - input'!$G51=\"\"),\"\",H66/'Cost scenario - input'!$G51),\"\")","v":""},{"$f":"IFERROR(IF(OR(I66=\"\",'Cost scenario - input'!$G51=\"\"),\"\",I66/'Cost scenario - input'!$G51),\"\")","v":""},{"$f":"IFERROR(IF(OR(J66=\"\",'Cost scenario - input'!$G51=\"\"),\"\",J66/'Cost scenario - input'!$G51),\"\")","v":""},{"$f":"IFERROR(IF(OR(K66=\"\",'Cost scenario - input'!$G51=\"\"),\"\",K66/'Cost scenario - input'!$G51),\"\")","v":""},{"$f":"IFERROR(IF(OR(L66=\"\",'Cost scenario - input'!$G51=\"\"),\"\",L66/'Cost scenario - input'!$G51),\"\")","v":""},{"$f":"IFERROR(IF(OR(M66=\"\",'Cost scenario - input'!$G51=\"\"),\"\",M66/'Cost scenario - input'!$G51),\"\")","v":""},{"$f":"IFERROR(IF(OR(N66=\"\",'Cost scenario - input'!$G51=\"\"),\"\",N66/'Cost scenario - input'!$G51),\"\")","v":""},{"$f":"IFERROR(IF(OR(O66=\"\",'Cost scenario - input'!$G51=\"\"),\"\",O66/'Cost scenario - input'!$G51),\"\")","v":""},{"$f":"IFERROR(IF(OR(P66=\"\",'Cost scenario - input'!$G51=\"\"),\"\",P66/'Cost scenario - input'!$G51),\"\")","v":""},{"$f":"IFERROR(IF(OR(Q66=\"\",'Cost scenario - input'!$G51=\"\"),\"\",Q66/'Cost scenario - input'!$G51),\"\")","v":""},{"$f":"IFERROR(IF(OR(R66=\"\",'Cost scenario - input'!$G51=\"\"),\"\",R66/'Cost scenario - input'!$G51),\"\")","v":""},{"$f":"IFERROR(IF(OR(S66=\"\",'Cost scenario - input'!$G51=\"\"),\"\",S66/'Cost scenario - input'!$G51),\"\")","v":""},{"$f":"IFERROR(IF(OR(T66=\"\",'Cost scenario - input'!$G51=\"\"),\"\",T66/'Cost scenario - input'!$G51),\"\")","v":""},{"$f":"IFERROR(IF(OR(U66=\"\",'Cost scenario - input'!$G51=\"\"),\"\",U66/'Cost scenario - input'!$G51),\"\")","v":""},{"$f":"IFERROR(IF(OR(V66=\"\",'Cost scenario - input'!$G51=\"\"),\"\",V66/'Cost scenario - input'!$G51),\"\")","v":""},{"$f":"IFERROR(IF(OR(W66=\"\",'Cost scenario - input'!$G51=\"\"),\"\",W66/'Cost scenario - input'!$G51),\"\")","v":""}]
[{"$f":"IFERROR('Cost scenario - input'!A52,\"\")","v":""},{"$f":"IFERROR('Cost scenario - input'!B52,\"\")","v":""},{"$f":"IFERROR('Cost scenario - input'!C52,\"\")","v":""},{"$f":"IFERROR(repcalc('Cost scenario - input'!$CY52:$GK52,'Cost scenario - input'!$J52,'Cost scenario - input'!$H52,'Cost scenario - input'!$I52,20,TRUE,TRUE),\"\")","v":""},"","","","","","","","","","","","","","","","","","","",{"$f":"IFERROR(IF(OR(D67=\"\",'Cost scenario - input'!$G52=\"\"),\"\",D67/'Cost scenario - input'!$G52),\"\")","v":""},{"$f":"IFERROR(IF(OR(E67=\"\",'Cost scenario - input'!$G52=\"\"),\"\",E67/'Cost scenario - input'!$G52),\"\")","v":""},{"$f":"IFERROR(IF(OR(F67=\"\",'Cost scenario - input'!$G52=\"\"),\"\",F67/'Cost scenario - input'!$G52),\"\")","v":""},{"$f":"IFERROR(IF(OR(G67=\"\",'Cost scenario - input'!$G52=\"\"),\"\",G67/'Cost scenario - input'!$G52),\"\")","v":""},{"$f":"IFERROR(IF(OR(H67=\"\",'Cost scenario - input'!$G52=\"\"),\"\",H67/'Cost scenario - input'!$G52),\"\")","v":""},{"$f":"IFERROR(IF(OR(I67=\"\",'Cost scenario - input'!$G52=\"\"),\"\",I67/'Cost scenario - input'!$G52),\"\")","v":""},{"$f":"IFERROR(IF(OR(J67=\"\",'Cost scenario - input'!$G52=\"\"),\"\",J67/'Cost scenario - input'!$G52),\"\")","v":""},{"$f":"IFERROR(IF(OR(K67=\"\",'Cost scenario - input'!$G52=\"\"),\"\",K67/'Cost scenario - input'!$G52),\"\")","v":""},{"$f":"IFERROR(IF(OR(L67=\"\",'Cost scenario - input'!$G52=\"\"),\"\",L67/'Cost scenario - input'!$G52),\"\")","v":""},{"$f":"IFERROR(IF(OR(M67=\"\",'Cost scenario - input'!$G52=\"\"),\"\",M67/'Cost scenario - input'!$G52),\"\")","v":""},{"$f":"IFERROR(IF(OR(N67=\"\",'Cost scenario - input'!$G52=\"\"),\"\",N67/'Cost scenario - input'!$G52),\"\")","v":""},{"$f":"IFERROR(IF(OR(O67=\"\",'Cost scenario - input'!$G52=\"\"),\"\",O67/'Cost scenario - input'!$G52),\"\")","v":""},{"$f":"IFERROR(IF(OR(P67=\"\",'Cost scenario - input'!$G52=\"\"),\"\",P67/'Cost scenario - input'!$G52),\"\")","v":""},{"$f":"IFERROR(IF(OR(Q67=\"\",'Cost scenario - input'!$G52=\"\"),\"\",Q67/'Cost scenario - input'!$G52),\"\")","v":""},{"$f":"IFERROR(IF(OR(R67=\"\",'Cost scenario - input'!$G52=\"\"),\"\",R67/'Cost scenario - input'!$G52),\"\")","v":""},{"$f":"IFERROR(IF(OR(S67=\"\",'Cost scenario - input'!$G52=\"\"),\"\",S67/'Cost scenario - input'!$G52),\"\")","v":""},{"$f":"IFERROR(IF(OR(T67=\"\",'Cost scenario - input'!$G52=\"\"),\"\",T67/'Cost scenario - input'!$G52),\"\")","v":""},{"$f":"IFERROR(IF(OR(U67=\"\",'Cost scenario - input'!$G52=\"\"),\"\",U67/'Cost scenario - input'!$G52),\"\")","v":""},{"$f":"IFERROR(IF(OR(V67=\"\",'Cost scenario - input'!$G52=\"\"),\"\",V67/'Cost scenario - input'!$G52),\"\")","v":""},{"$f":"IFERROR(IF(OR(W67=\"\",'Cost scenario - input'!$G52=\"\"),\"\",W67/'Cost scenario - input'!$G52),\"\")","v":""}]
[{"$f":"IFERROR('Cost scenario - input'!A53,\"\")","v":""},{"$f":"IFERROR('Cost scenario - input'!B53,\"\")","v":""},{"$f":"IFERROR('Cost scenario - input'!C53,\"\")","v":""},{"$f":"IFERROR(repcalc('Cost scenario - input'!$CY53:$GK53,'Cost scenario - input'!$J53,'Cost scenario - input'!$H53,'Cost scenario - input'!$I53,20,TRUE,TRUE),\"\")","v":""},"","","","","","","","","","","","","","","","","","","",{"$f":"IFERROR(IF(OR(D68=\"\",'Cost scenario - input'!$G53=\"\"),\"\",D68/'Cost scenario - input'!$G53),\"\")","v":""},{"$f":"IFERROR(IF(OR(E68=\"\",'Cost scenario - input'!$G53=\"\"),\"\",E68/'Cost scenario - input'!$G53),\"\")","v":""},{"$f":"IFERROR(IF(OR(F68=\"\",'Cost scenario - input'!$G53=\"\"),\"\",F68/'Cost scenario - input'!$G53),\"\")","v":""},{"$f":"IFERROR(IF(OR(G68=\"\",'Cost scenario - input'!$G53=\"\"),\"\",G68/'Cost scenario - input'!$G53),\"\")","v":""},{"$f":"IFERROR(IF(OR(H68=\"\",'Cost scenario - input'!$G53=\"\"),\"\",H68/'Cost scenario - input'!$G53),\"\")","v":""},{"$f":"IFERROR(IF(OR(I68=\"\",'Cost scenario - input'!$G53=\"\"),\"\",I68/'Cost scenario - input'!$G53),\"\")","v":""},{"$f":"IFERROR(IF(OR(J68=\"\",'Cost scenario - input'!$G53=\"\"),\"\",J68/'Cost scenario - input'!$G53),\"\")","v":""},{"$f":"IFERROR(IF(OR(K68=\"\",'Cost scenario - input'!$G53=\"\"),\"\",K68/'Cost scenario - input'!$G53),\"\")","v":""},{"$f":"IFERROR(IF(OR(L68=\"\",'Cost scenario - input'!$G53=\"\"),\"\",L68/'Cost scenario - input'!$G53),\"\")","v":""},{"$f":"IFERROR(IF(OR(M68=\"\",'Cost scenario - input'!$G53=\"\"),\"\",M68/'Cost scenario - input'!$G53),\"\")","v":""},{"$f":"IFERROR(IF(OR(N68=\"\",'Cost scenario - input'!$G53=\"\"),\"\",N68/'Cost scenario - input'!$G53),\"\")","v":""},{"$f":"IFERROR(IF(OR(O68=\"\",'Cost scenario - input'!$G53=\"\"),\"\",O68/'Cost scenario - input'!$G53),\"\")","v":""},{"$f":"IFERROR(IF(OR(P68=\"\",'Cost scenario - input'!$G53=\"\"),\"\",P68/'Cost scenario - input'!$G53),\"\")","v":""},{"$f":"IFERROR(IF(OR(Q68=\"\",'Cost scenario - input'!$G53=\"\"),\"\",Q68/'Cost scenario - input'!$G53),\"\")","v":""},{"$f":"IFERROR(IF(OR(R68=\"\",'Cost scenario - input'!$G53=\"\"),\"\",R68/'Cost scenario - input'!$G53),\"\")","v":""},{"$f":"IFERROR(IF(OR(S68=\"\",'Cost scenario - input'!$G53=\"\"),\"\",S68/'Cost scenario - input'!$G53),\"\")","v":""},{"$f":"IFERROR(IF(OR(T68=\"\",'Cost scenario - input'!$G53=\"\"),\"\",T68/'Cost scenario - input'!$G53),\"\")","v":""},{"$f":"IFERROR(IF(OR(U68=\"\",'Cost scenario - input'!$G53=\"\"),\"\",U68/'Cost scenario - input'!$G53),\"\")","v":""},{"$f":"IFERROR(IF(OR(V68=\"\",'Cost scenario - input'!$G53=\"\"),\"\",V68/'Cost scenario - input'!$G53),\"\")","v":""},{"$f":"IFERROR(IF(OR(W68=\"\",'Cost scenario - input'!$G53=\"\"),\"\",W68/'Cost scenario - input'!$G53),\"\")","v":""}]
[{"$f":"IFERROR('Cost scenario - input'!A54,\"\")","v":""},{"$f":"IFERROR('Cost scenario - input'!B54,\"\")","v":""},{"$f":"IFERROR('Cost scenario - input'!C54,\"\")","v":""},{"$f":"IFERROR(repcalc('Cost scenario - input'!$CY54:$GK54,'Cost scenario - input'!$J54,'Cost scenario - input'!$H54,'Cost scenario - input'!$I54,20,TRUE,TRUE),\"\")","v":""},"","","","","","","","","","","","","","","","","","","",{"$f":"IFERROR(IF(OR(D69=\"\",'Cost scenario - input'!$G54=\"\"),\"\",D69/'Cost scenario - input'!$G54),\"\")","v":""},{"$f":"IFERROR(IF(OR(E69=\"\",'Cost scenario - input'!$G54=\"\"),\"\",E69/'Cost scenario - input'!$G54),\"\")","v":""},{"$f":"IFERROR(IF(OR(F69=\"\",'Cost scenario - input'!$G54=\"\"),\"\",F69/'Cost scenario - input'!$G54),\"\")","v":""},{"$f":"IFERROR(IF(OR(G69=\"\",'Cost scenario - input'!$G54=\"\"),\"\",G69/'Cost scenario - input'!$G54),\"\")","v":""},{"$f":"IFERROR(IF(OR(H69=\"\",'Cost scenario - input'!$G54=\"\"),\"\",H69/'Cost scenario - input'!$G54),\"\")","v":""},{"$f":"IFERROR(IF(OR(I69=\"\",'Cost scenario - input'!$G54=\"\"),\"\",I69/'Cost scenario - input'!$G54),\"\")","v":""},{"$f":"IFERROR(IF(OR(J69=\"\",'Cost scenario - input'!$G54=\"\"),\"\",J69/'Cost scenario - input'!$G54),\"\")","v":""},{"$f":"IFERROR(IF(OR(K69=\"\",'Cost scenario - input'!$G54=\"\"),\"\",K69/'Cost scenario - input'!$G54),\"\")","v":""},{"$f":"IFERROR(IF(OR(L69=\"\",'Cost scenario - input'!$G54=\"\"),\"\",L69/'Cost scenario - input'!$G54),\"\")","v":""},{"$f":"IFERROR(IF(OR(M69=\"\",'Cost scenario - input'!$G54=\"\"),\"\",M69/'Cost scenario - input'!$G54),\"\")","v":""},{"$f":"IFERROR(IF(OR(N69=\"\",'Cost scenario - input'!$G54=\"\"),\"\",N69/'Cost scenario - input'!$G54),\"\")","v":""},{"$f":"IFERROR(IF(OR(O69=\"\",'Cost scenario - input'!$G54=\"\"),\"\",O69/'Cost scenario - input'!$G54),\"\")","v":""},{"$f":"IFERROR(IF(OR(P69=\"\",'Cost scenario - input'!$G54=\"\"),\"\",P69/'Cost scenario - input'!$G54),\"\")","v":""},{"$f":"IFERROR(IF(OR(Q69=\"\",'Cost scenario - input'!$G54=\"\"),\"\",Q69/'Cost scenario - input'!$G54),\"\")","v":""},{"$f":"IFERROR(IF(OR(R69=\"\",'Cost scenario - input'!$G54=\"\"),\"\",R69/'Cost scenario - input'!$G54),\"\")","v":""},{"$f":"IFERROR(IF(OR(S69=\"\",'Cost scenario - input'!$G54=\"\"),\"\",S69/'Cost scenario - input'!$G54),\"\")","v":""},{"$f":"IFERROR(IF(OR(T69=\"\",'Cost scenario - input'!$G54=\"\"),\"\",T69/'Cost scenario - input'!$G54),\"\")","v":""},{"$f":"IFERROR(IF(OR(U69=\"\",'Cost scenario - input'!$G54=\"\"),\"\",U69/'Cost scenario - input'!$G54),\"\")","v":""},{"$f":"IFERROR(IF(OR(V69=\"\",'Cost scenario - input'!$G54=\"\"),\"\",V69/'Cost scenario - input'!$G54),\"\")","v":""},{"$f":"IFERROR(IF(OR(W69=\"\",'Cost scenario - input'!$G54=\"\"),\"\",W69/'Cost scenario - input'!$G54),\"\")","v":""}]
[{"$f":"IFERROR('Cost scenario - input'!A55,\"\")","v":""},{"$f":"IFERROR('Cost scenario - input'!B55,\"\")","v":""},{"$f":"IFERROR('Cost scenario - input'!C55,\"\")","v":""},{"$f":"IFERROR(repcalc('Cost scenario - input'!$CY55:$GK55,'Cost scenario - input'!$J55,'Cost scenario - input'!$H55,'Cost scenario - input'!$I55,20,TRUE,TRUE),\"\")","v":""},"","","","","","","","","","","","","","","","","","","",{"$f":"IFERROR(IF(OR(D70=\"\",'Cost scenario - input'!$G55=\"\"),\"\",D70/'Cost scenario - input'!$G55),\"\")","v":""},{"$f":"IFERROR(IF(OR(E70=\"\",'Cost scenario - input'!$G55=\"\"),\"\",E70/'Cost scenario - input'!$G55),\"\")","v":""},{"$f":"IFERROR(IF(OR(F70=\"\",'Cost scenario - input'!$G55=\"\"),\"\",F70/'Cost scenario - input'!$G55),\"\")","v":""},{"$f":"IFERROR(IF(OR(G70=\"\",'Cost scenario - input'!$G55=\"\"),\"\",G70/'Cost scenario - input'!$G55),\"\")","v":""},{"$f":"IFERROR(IF(OR(H70=\"\",'Cost scenario - input'!$G55=\"\"),\"\",H70/'Cost scenario - input'!$G55),\"\")","v":""},{"$f":"IFERROR(IF(OR(I70=\"\",'Cost scenario - input'!$G55=\"\"),\"\",I70/'Cost scenario - input'!$G55),\"\")","v":""},{"$f":"IFERROR(IF(OR(J70=\"\",'Cost scenario - input'!$G55=\"\"),\"\",J70/'Cost scenario - input'!$G55),\"\")","v":""},{"$f":"IFERROR(IF(OR(K70=\"\",'Cost scenario - input'!$G55=\"\"),\"\",K70/'Cost scenario - input'!$G55),\"\")","v":""},{"$f":"IFERROR(IF(OR(L70=\"\",'Cost scenario - input'!$G55=\"\"),\"\",L70/'Cost scenario - input'!$G55),\"\")","v":""},{"$f":"IFERROR(IF(OR(M70=\"\",'Cost scenario - input'!$G55=\"\"),\"\",M70/'Cost scenario - input'!$G55),\"\")","v":""},{"$f":"IFERROR(IF(OR(N70=\"\",'Cost scenario - input'!$G55=\"\"),\"\",N70/'Cost scenario - input'!$G55),\"\")","v":""},{"$f":"IFERROR(IF(OR(O70=\"\",'Cost scenario - input'!$G55=\"\"),\"\",O70/'Cost scenario - input'!$G55),\"\")","v":""},{"$f":"IFERROR(IF(OR(P70=\"\",'Cost scenario - input'!$G55=\"\"),\"\",P70/'Cost scenario - input'!$G55),\"\")","v":""},{"$f":"IFERROR(IF(OR(Q70=\"\",'Cost scenario - input'!$G55=\"\"),\"\",Q70/'Cost scenario - input'!$G55),\"\")","v":""},{"$f":"IFERROR(IF(OR(R70=\"\",'Cost scenario - input'!$G55=\"\"),\"\",R70/'Cost scenario - input'!$G55),\"\")","v":""},{"$f":"IFERROR(IF(OR(S70=\"\",'Cost scenario - input'!$G55=\"\"),\"\",S70/'Cost scenario - input'!$G55),\"\")","v":""},{"$f":"IFERROR(IF(OR(T70=\"\",'Cost scenario - input'!$G55=\"\"),\"\",T70/'Cost scenario - input'!$G55),\"\")","v":""},{"$f":"IFERROR(IF(OR(U70=\"\",'Cost scenario - input'!$G55=\"\"),\"\",U70/'Cost scenario - input'!$G55),\"\")","v":""},{"$f":"IFERROR(IF(OR(V70=\"\",'Cost scenario - input'!$G55=\"\"),\"\",V70/'Cost scenario - input'!$G55),\"\")","v":""},{"$f":"IFERROR(IF(OR(W70=\"\",'Cost scenario - input'!$G55=\"\"),\"\",W70/'Cost scenario - input'!$G55),\"\")","v":""}]
[{"$f":"IFERROR('Cost scenario - input'!A56,\"\")","v":""},{"$f":"IFERROR('Cost scenario - input'!B56,\"\")","v":""},{"$f":"IFERROR('Cost scenario - input'!C56,\"\")","v":""},{"$f":"IFERROR(repcalc('Cost scenario - input'!$CY56:$GK56,'Cost scenario - input'!$J56,'Cost scenario - input'!$H56,'Cost scenario - input'!$I56,20,TRUE,TRUE),\"\")","v":""},"","","","","","","","","","","","","","","","","","","",{"$f":"IFERROR(IF(OR(D71=\"\",'Cost scenario - input'!$G56=\"\"),\"\",D71/'Cost scenario - input'!$G56),\"\")","v":""},{"$f":"IFERROR(IF(OR(E71=\"\",'Cost scenario - input'!$G56=\"\"),\"\",E71/'Cost scenario - input'!$G56),\"\")","v":""},{"$f":"IFERROR(IF(OR(F71=\"\",'Cost scenario - input'!$G56=\"\"),\"\",F71/'Cost scenario - input'!$G56),\"\")","v":""},{"$f":"IFERROR(IF(OR(G71=\"\",'Cost scenario - input'!$G56=\"\"),\"\",G71/'Cost scenario - input'!$G56),\"\")","v":""},{"$f":"IFERROR(IF(OR(H71=\"\",'Cost scenario - input'!$G56=\"\"),\"\",H71/'Cost scenario - input'!$G56),\"\")","v":""},{"$f":"IFERROR(IF(OR(I71=\"\",'Cost scenario - input'!$G56=\"\"),\"\",I71/'Cost scenario - input'!$G56),\"\")","v":""},{"$f":"IFERROR(IF(OR(J71=\"\",'Cost scenario - input'!$G56=\"\"),\"\",J71/'Cost scenario - input'!$G56),\"\")","v":""},{"$f":"IFERROR(IF(OR(K71=\"\",'Cost scenario - input'!$G56=\"\"),\"\",K71/'Cost scenario - input'!$G56),\"\")","v":""},{"$f":"IFERROR(IF(OR(L71=\"\",'Cost scenario - input'!$G56=\"\"),\"\",L71/'Cost scenario - input'!$G56),\"\")","v":""},{"$f":"IFERROR(IF(OR(M71=\"\",'Cost scenario - input'!$G56=\"\"),\"\",M71/'Cost scenario - input'!$G56),\"\")","v":""},{"$f":"IFERROR(IF(OR(N71=\"\",'Cost scenario - input'!$G56=\"\"),\"\",N71/'Cost scenario - input'!$G56),\"\")","v":""},{"$f":"IFERROR(IF(OR(O71=\"\",'Cost scenario - input'!$G56=\"\"),\"\",O71/'Cost scenario - input'!$G56),\"\")","v":""},{"$f":"IFERROR(IF(OR(P71=\"\",'Cost scenario - input'!$G56=\"\"),\"\",P71/'Cost scenario - input'!$G56),\"\")","v":""},{"$f":"IFERROR(IF(OR(Q71=\"\",'Cost scenario - input'!$G56=\"\"),\"\",Q71/'Cost scenario - input'!$G56),\"\")","v":""},{"$f":"IFERROR(IF(OR(R71=\"\",'Cost scenario - input'!$G56=\"\"),\"\",R71/'Cost scenario - input'!$G56),\"\")","v":""},{"$f":"IFERROR(IF(OR(S71=\"\",'Cost scenario - input'!$G56=\"\"),\"\",S71/'Cost scenario - input'!$G56),\"\")","v":""},{"$f":"IFERROR(IF(OR(T71=\"\",'Cost scenario - input'!$G56=\"\"),\"\",T71/'Cost scenario - input'!$G56),\"\")","v":""},{"$f":"IFERROR(IF(OR(U71=\"\",'Cost scenario - input'!$G56=\"\"),\"\",U71/'Cost scenario - input'!$G56),\"\")","v":""},{"$f":"IFERROR(IF(OR(V71=\"\",'Cost scenario - input'!$G56=\"\"),\"\",V71/'Cost scenario - input'!$G56),\"\")","v":""},{"$f":"IFERROR(IF(OR(W71=\"\",'Cost scenario - input'!$G56=\"\"),\"\",W71/'Cost scenario - input'!$G56),\"\")","v":""}]
[{"$f":"IFERROR('Cost scenario - input'!A57,\"\")","v":""},{"$f":"IFERROR('Cost scenario - input'!B57,\"\")","v":""},{"$f":"IFERROR('Cost scenario - input'!C57,\"\")","v":""},{"$f":"IFERROR(repcalc('Cost scenario - input'!$CY57:$GK57,'Cost scenario - input'!$J57,'Cost scenario - input'!$H57,'Cost scenario - input'!$I57,20,TRUE,TRUE),\"\")","v":""},"","","","","","","","","","","","","","","","","","","",{"$f":"IFERROR(IF(OR(D72=\"\",'Cost scenario - input'!$G57=\"\"),\"\",D72/'Cost scenario - input'!$G57),\"\")","v":""},{"$f":"IFERROR(IF(OR(E72=\"\",'Cost scenario - input'!$G57=\"\"),\"\",E72/'Cost scenario - input'!$G57),\"\")","v":""},{"$f":"IFERROR(IF(OR(F72=\"\",'Cost scenario - input'!$G57=\"\"),\"\",F72/'Cost scenario - input'!$G57),\"\")","v":""},{"$f":"IFERROR(IF(OR(G72=\"\",'Cost scenario - input'!$G57=\"\"),\"\",G72/'Cost scenario - input'!$G57),\"\")","v":""},{"$f":"IFERROR(IF(OR(H72=\"\",'Cost scenario - input'!$G57=\"\"),\"\",H72/'Cost scenario - input'!$G57),\"\")","v":""},{"$f":"IFERROR(IF(OR(I72=\"\",'Cost scenario - input'!$G57=\"\"),\"\",I72/'Cost scenario - input'!$G57),\"\")","v":""},{"$f":"IFERROR(IF(OR(J72=\"\",'Cost scenario - input'!$G57=\"\"),\"\",J72/'Cost scenario - input'!$G57),\"\")","v":""},{"$f":"IFERROR(IF(OR(K72=\"\",'Cost scenario - input'!$G57=\"\"),\"\",K72/'Cost scenario - input'!$G57),\"\")","v":""},{"$f":"IFERROR(IF(OR(L72=\"\",'Cost scenario - input'!$G57=\"\"),\"\",L72/'Cost scenario - input'!$G57),\"\")","v":""},{"$f":"IFERROR(IF(OR(M72=\"\",'Cost scenario - input'!$G57=\"\"),\"\",M72/'Cost scenario - input'!$G57),\"\")","v":""},{"$f":"IFERROR(IF(OR(N72=\"\",'Cost scenario - input'!$G57=\"\"),\"\",N72/'Cost scenario - input'!$G57),\"\")","v":""},{"$f":"IFERROR(IF(OR(O72=\"\",'Cost scenario - input'!$G57=\"\"),\"\",O72/'Cost scenario - input'!$G57),\"\")","v":""},{"$f":"IFERROR(IF(OR(P72=\"\",'Cost scenario - input'!$G57=\"\"),\"\",P72/'Cost scenario - input'!$G57),\"\")","v":""},{"$f":"IFERROR(IF(OR(Q72=\"\",'Cost scenario - input'!$G57=\"\"),\"\",Q72/'Cost scenario - input'!$G57),\"\")","v":""},{"$f":"IFERROR(IF(OR(R72=\"\",'Cost scenario - input'!$G57=\"\"),\"\",R72/'Cost scenario - input'!$G57),\"\")","v":""},{"$f":"IFERROR(IF(OR(S72=\"\",'Cost scenario - input'!$G57=\"\"),\"\",S72/'Cost scenario - input'!$G57),\"\")","v":""},{"$f":"IFERROR(IF(OR(T72=\"\",'Cost scenario - input'!$G57=\"\"),\"\",T72/'Cost scenario - input'!$G57),\"\")","v":""},{"$f":"IFERROR(IF(OR(U72=\"\",'Cost scenario - input'!$G57=\"\"),\"\",U72/'Cost scenario - input'!$G57),\"\")","v":""},{"$f":"IFERROR(IF(OR(V72=\"\",'Cost scenario - input'!$G57=\"\"),\"\",V72/'Cost scenario - input'!$G57),\"\")","v":""},{"$f":"IFERROR(IF(OR(W72=\"\",'Cost scenario - input'!$G57=\"\"),\"\",W72/'Cost scenario - input'!$G57),\"\")","v":""}]
[{"$f":"IFERROR('Cost scenario - input'!A58,\"\")","v":""},{"$f":"IFERROR('Cost scenario - input'!B58,\"\")","v":""},{"$f":"IFERROR('Cost scenario - input'!C58,\"\")","v":""},{"$f":"IFERROR(repcalc('Cost scenario - input'!$CY58:$GK58,'Cost scenario - input'!$J58,'Cost scenario - input'!$H58,'Cost scenario - input'!$I58,20,TRUE,TRUE),\"\")","v":""},"","","","","","","","","","","","","","","","","","","",{"$f":"IFERROR(IF(OR(D73=\"\",'Cost scenario - input'!$G58=\"\"),\"\",D73/'Cost scenario - input'!$G58),\"\")","v":""},{"$f":"IFERROR(IF(OR(E73=\"\",'Cost scenario - input'!$G58=\"\"),\"\",E73/'Cost scenario - input'!$G58),\"\")","v":""},{"$f":"IFERROR(IF(OR(F73=\"\",'Cost scenario - input'!$G58=\"\"),\"\",F73/'Cost scenario - input'!$G58),\"\")","v":""},{"$f":"IFERROR(IF(OR(G73=\"\",'Cost scenario - input'!$G58=\"\"),\"\",G73/'Cost scenario - input'!$G58),\"\")","v":""},{"$f":"IFERROR(IF(OR(H73=\"\",'Cost scenario - input'!$G58=\"\"),\"\",H73/'Cost scenario - input'!$G58),\"\")","v":""},{"$f":"IFERROR(IF(OR(I73=\"\",'Cost scenario - input'!$G58=\"\"),\"\",I73/'Cost scenario - input'!$G58),\"\")","v":""},{"$f":"IFERROR(IF(OR(J73=\"\",'Cost scenario - input'!$G58=\"\"),\"\",J73/'Cost scenario - input'!$G58),\"\")","v":""},{"$f":"IFERROR(IF(OR(K73=\"\",'Cost scenario - input'!$G58=\"\"),\"\",K73/'Cost scenario - input'!$G58),\"\")","v":""},{"$f":"IFERROR(IF(OR(L73=\"\",'Cost scenario - input'!$G58=\"\"),\"\",L73/'Cost scenario - input'!$G58),\"\")","v":""},{"$f":"IFERROR(IF(OR(M73=\"\",'Cost scenario - input'!$G58=\"\"),\"\",M73/'Cost scenario - input'!$G58),\"\")","v":""},{"$f":"IFERROR(IF(OR(N73=\"\",'Cost scenario - input'!$G58=\"\"),\"\",N73/'Cost scenario - input'!$G58),\"\")","v":""},{"$f":"IFERROR(IF(OR(O73=\"\",'Cost scenario - input'!$G58=\"\"),\"\",O73/'Cost scenario - input'!$G58),\"\")","v":""},{"$f":"IFERROR(IF(OR(P73=\"\",'Cost scenario - input'!$G58=\"\"),\"\",P73/'Cost scenario - input'!$G58),\"\")","v":""},{"$f":"IFERROR(IF(OR(Q73=\"\",'Cost scenario - input'!$G58=\"\"),\"\",Q73/'Cost scenario - input'!$G58),\"\")","v":""},{"$f":"IFERROR(IF(OR(R73=\"\",'Cost scenario - input'!$G58=\"\"),\"\",R73/'Cost scenario - input'!$G58),\"\")","v":""},{"$f":"IFERROR(IF(OR(S73=\"\",'Cost scenario - input'!$G58=\"\"),\"\",S73/'Cost scenario - input'!$G58),\"\")","v":""},{"$f":"IFERROR(IF(OR(T73=\"\",'Cost scenario - input'!$G58=\"\"),\"\",T73/'Cost scenario - input'!$G58),\"\")","v":""},{"$f":"IFERROR(IF(OR(U73=\"\",'Cost scenario - input'!$G58=\"\"),\"\",U73/'Cost scenario - input'!$G58),\"\")","v":""},{"$f":"IFERROR(IF(OR(V73=\"\",'Cost scenario - input'!$G58=\"\"),\"\",V73/'Cost scenario - input'!$G58),\"\")","v":""},{"$f":"IFERROR(IF(OR(W73=\"\",'Cost scenario - input'!$G58=\"\"),\"\",W73/'Cost scenario - input'!$G58),\"\")","v":""}]
[{"$f":"IFERROR('Cost scenario - input'!A59,\"\")","v":""},{"$f":"IFERROR('Cost scenario - input'!B59,\"\")","v":""},{"$f":"IFERROR('Cost scenario - input'!C59,\"\")","v":""},{"$f":"IFERROR(repcalc('Cost scenario - input'!$CY59:$GK59,'Cost scenario - input'!$J59,'Cost scenario - input'!$H59,'Cost scenario - input'!$I59,20,TRUE,TRUE),\"\")","v":""},"","","","","","","","","","","","","","","","","","","",{"$f":"IFERROR(IF(OR(D74=\"\",'Cost scenario - input'!$G59=\"\"),\"\",D74/'Cost scenario - input'!$G59),\"\")","v":""},{"$f":"IFERROR(IF(OR(E74=\"\",'Cost scenario - input'!$G59=\"\"),\"\",E74/'Cost scenario - input'!$G59),\"\")","v":""},{"$f":"IFERROR(IF(OR(F74=\"\",'Cost scenario - input'!$G59=\"\"),\"\",F74/'Cost scenario - input'!$G59),\"\")","v":""},{"$f":"IFERROR(IF(OR(G74=\"\",'Cost scenario - input'!$G59=\"\"),\"\",G74/'Cost scenario - input'!$G59),\"\")","v":""},{"$f":"IFERROR(IF(OR(H74=\"\",'Cost scenario - input'!$G59=\"\"),\"\",H74/'Cost scenario - input'!$G59),\"\")","v":""},{"$f":"IFERROR(IF(OR(I74=\"\",'Cost scenario - input'!$G59=\"\"),\"\",I74/'Cost scenario - input'!$G59),\"\")","v":""},{"$f":"IFERROR(IF(OR(J74=\"\",'Cost scenario - input'!$G59=\"\"),\"\",J74/'Cost scenario - input'!$G59),\"\")","v":""},{"$f":"IFERROR(IF(OR(K74=\"\",'Cost scenario - input'!$G59=\"\"),\"\",K74/'Cost scenario - input'!$G59),\"\")","v":""},{"$f":"IFERROR(IF(OR(L74=\"\",'Cost scenario - input'!$G59=\"\"),\"\",L74/'Cost scenario - input'!$G59),\"\")","v":""},{"$f":"IFERROR(IF(OR(M74=\"\",'Cost scenario - input'!$G59=\"\"),\"\",M74/'Cost scenario - input'!$G59),\"\")","v":""},{"$f":"IFERROR(IF(OR(N74=\"\",'Cost scenario - input'!$G59=\"\"),\"\",N74/'Cost scenario - input'!$G59),\"\")","v":""},{"$f":"IFERROR(IF(OR(O74=\"\",'Cost scenario - input'!$G59=\"\"),\"\",O74/'Cost scenario - input'!$G59),\"\")","v":""},{"$f":"IFERROR(IF(OR(P74=\"\",'Cost scenario - input'!$G59=\"\"),\"\",P74/'Cost scenario - input'!$G59),\"\")","v":""},{"$f":"IFERROR(IF(OR(Q74=\"\",'Cost scenario - input'!$G59=\"\"),\"\",Q74/'Cost scenario - input'!$G59),\"\")","v":""},{"$f":"IFERROR(IF(OR(R74=\"\",'Cost scenario - input'!$G59=\"\"),\"\",R74/'Cost scenario - input'!$G59),\"\")","v":""},{"$f":"IFERROR(IF(OR(S74=\"\",'Cost scenario - input'!$G59=\"\"),\"\",S74/'Cost scenario - input'!$G59),\"\")","v":""},{"$f":"IFERROR(IF(OR(T74=\"\",'Cost scenario - input'!$G59=\"\"),\"\",T74/'Cost scenario - input'!$G59),\"\")","v":""},{"$f":"IFERROR(IF(OR(U74=\"\",'Cost scenario - input'!$G59=\"\"),\"\",U74/'Cost scenario - input'!$G59),\"\")","v":""},{"$f":"IFERROR(IF(OR(V74=\"\",'Cost scenario - input'!$G59=\"\"),\"\",V74/'Cost scenario - input'!$G59),\"\")","v":""},{"$f":"IFERROR(IF(OR(W74=\"\",'Cost scenario - input'!$G59=\"\"),\"\",W74/'Cost scenario - input'!$G59),\"\")","v":""}]
[{"$f":"IFERROR('Cost scenario - input'!A60,\"\")","v":""},{"$f":"IFERROR('Cost scenario - input'!B60,\"\")","v":""},{"$f":"IFERROR('Cost scenario - input'!C60,\"\")","v":""},{"$f":"IFERROR(repcalc('Cost scenario - input'!$CY60:$GK60,'Cost scenario - input'!$J60,'Cost scenario - input'!$H60,'Cost scenario - input'!$I60,20,TRUE,TRUE),\"\")","v":""},"","","","","","","","","","","","","","","","","","","",{"$f":"IFERROR(IF(OR(D75=\"\",'Cost scenario - input'!$G60=\"\"),\"\",D75/'Cost scenario - input'!$G60),\"\")","v":""},{"$f":"IFERROR(IF(OR(E75=\"\",'Cost scenario - input'!$G60=\"\"),\"\",E75/'Cost scenario - input'!$G60),\"\")","v":""},{"$f":"IFERROR(IF(OR(F75=\"\",'Cost scenario - input'!$G60=\"\"),\"\",F75/'Cost scenario - input'!$G60),\"\")","v":""},{"$f":"IFERROR(IF(OR(G75=\"\",'Cost scenario - input'!$G60=\"\"),\"\",G75/'Cost scenario - input'!$G60),\"\")","v":""},{"$f":"IFERROR(IF(OR(H75=\"\",'Cost scenario - input'!$G60=\"\"),\"\",H75/'Cost scenario - input'!$G60),\"\")","v":""},{"$f":"IFERROR(IF(OR(I75=\"\",'Cost scenario - input'!$G60=\"\"),\"\",I75/'Cost scenario - input'!$G60),\"\")","v":""},{"$f":"IFERROR(IF(OR(J75=\"\",'Cost scenario - input'!$G60=\"\"),\"\",J75/'Cost scenario - input'!$G60),\"\")","v":""},{"$f":"IFERROR(IF(OR(K75=\"\",'Cost scenario - input'!$G60=\"\"),\"\",K75/'Cost scenario - input'!$G60),\"\")","v":""},{"$f":"IFERROR(IF(OR(L75=\"\",'Cost scenario - input'!$G60=\"\"),\"\",L75/'Cost scenario - input'!$G60),\"\")","v":""},{"$f":"IFERROR(IF(OR(M75=\"\",'Cost scenario - input'!$G60=\"\"),\"\",M75/'Cost scenario - input'!$G60),\"\")","v":""},{"$f":"IFERROR(IF(OR(N75=\"\",'Cost scenario - input'!$G60=\"\"),\"\",N75/'Cost scenario - input'!$G60),\"\")","v":""},{"$f":"IFERROR(IF(OR(O75=\"\",'Cost scenario - input'!$G60=\"\"),\"\",O75/'Cost scenario - input'!$G60),\"\")","v":""},{"$f":"IFERROR(IF(OR(P75=\"\",'Cost scenario - input'!$G60=\"\"),\"\",P75/'Cost scenario - input'!$G60),\"\")","v":""},{"$f":"IFERROR(IF(OR(Q75=\"\",'Cost scenario - input'!$G60=\"\"),\"\",Q75/'Cost scenario - input'!$G60),\"\")","v":""},{"$f":"IFERROR(IF(OR(R75=\"\",'Cost scenario - input'!$G60=\"\"),\"\",R75/'Cost scenario - input'!$G60),\"\")","v":""},{"$f":"IFERROR(IF(OR(S75=\"\",'Cost scenario - input'!$G60=\"\"),\"\",S75/'Cost scenario - input'!$G60),\"\")","v":""},{"$f":"IFERROR(IF(OR(T75=\"\",'Cost scenario - input'!$G60=\"\"),\"\",T75/'Cost scenario - input'!$G60),\"\")","v":""},{"$f":"IFERROR(IF(OR(U75=\"\",'Cost scenario - input'!$G60=\"\"),\"\",U75/'Cost scenario - input'!$G60),\"\")","v":""},{"$f":"IFERROR(IF(OR(V75=\"\",'Cost scenario - input'!$G60=\"\"),\"\",V75/'Cost scenario - input'!$G60),\"\")","v":""},{"$f":"IFERROR(IF(OR(W75=\"\",'Cost scenario - input'!$G60=\"\"),\"\",W75/'Cost scenario - input'!$G60),\"\")","v":""}]
[{"$f":"IFERROR('Cost scenario - input'!A61,\"\")","v":""},{"$f":"IFERROR('Cost scenario - input'!B61,\"\")","v":""},{"$f":"IFERROR('Cost scenario - input'!C61,\"\")","v":""},{"$f":"IFERROR(repcalc('Cost scenario - input'!$CY61:$GK61,'Cost scenario - input'!$J61,'Cost scenario - input'!$H61,'Cost scenario - input'!$I61,20,TRUE,TRUE),\"\")","v":""},"","","","","","","","","","","","","","","","","","","",{"$f":"IFERROR(IF(OR(D76=\"\",'Cost scenario - input'!$G61=\"\"),\"\",D76/'Cost scenario - input'!$G61),\"\")","v":""},{"$f":"IFERROR(IF(OR(E76=\"\",'Cost scenario - input'!$G61=\"\"),\"\",E76/'Cost scenario - input'!$G61),\"\")","v":""},{"$f":"IFERROR(IF(OR(F76=\"\",'Cost scenario - input'!$G61=\"\"),\"\",F76/'Cost scenario - input'!$G61),\"\")","v":""},{"$f":"IFERROR(IF(OR(G76=\"\",'Cost scenario - input'!$G61=\"\"),\"\",G76/'Cost scenario - input'!$G61),\"\")","v":""},{"$f":"IFERROR(IF(OR(H76=\"\",'Cost scenario - input'!$G61=\"\"),\"\",H76/'Cost scenario - input'!$G61),\"\")","v":""},{"$f":"IFERROR(IF(OR(I76=\"\",'Cost scenario - input'!$G61=\"\"),\"\",I76/'Cost scenario - input'!$G61),\"\")","v":""},{"$f":"IFERROR(IF(OR(J76=\"\",'Cost scenario - input'!$G61=\"\"),\"\",J76/'Cost scenario - input'!$G61),\"\")","v":""},{"$f":"IFERROR(IF(OR(K76=\"\",'Cost scenario - input'!$G61=\"\"),\"\",K76/'Cost scenario - input'!$G61),\"\")","v":""},{"$f":"IFERROR(IF(OR(L76=\"\",'Cost scenario - input'!$G61=\"\"),\"\",L76/'Cost scenario - input'!$G61),\"\")","v":""},{"$f":"IFERROR(IF(OR(M76=\"\",'Cost scenario - input'!$G61=\"\"),\"\",M76/'Cost scenario - input'!$G61),\"\")","v":""},{"$f":"IFERROR(IF(OR(N76=\"\",'Cost scenario - input'!$G61=\"\"),\"\",N76/'Cost scenario - input'!$G61),\"\")","v":""},{"$f":"IFERROR(IF(OR(O76=\"\",'Cost scenario - input'!$G61=\"\"),\"\",O76/'Cost scenario - input'!$G61),\"\")","v":""},{"$f":"IFERROR(IF(OR(P76=\"\",'Cost scenario - input'!$G61=\"\"),\"\",P76/'Cost scenario - input'!$G61),\"\")","v":""},{"$f":"IFERROR(IF(OR(Q76=\"\",'Cost scenario - input'!$G61=\"\"),\"\",Q76/'Cost scenario - input'!$G61),\"\")","v":""},{"$f":"IFERROR(IF(OR(R76=\"\",'Cost scenario - input'!$G61=\"\"),\"\",R76/'Cost scenario - input'!$G61),\"\")","v":""},{"$f":"IFERROR(IF(OR(S76=\"\",'Cost scenario - input'!$G61=\"\"),\"\",S76/'Cost scenario - input'!$G61),\"\")","v":""},{"$f":"IFERROR(IF(OR(T76=\"\",'Cost scenario - input'!$G61=\"\"),\"\",T76/'Cost scenario - input'!$G61),\"\")","v":""},{"$f":"IFERROR(IF(OR(U76=\"\",'Cost scenario - input'!$G61=\"\"),\"\",U76/'Cost scenario - input'!$G61),\"\")","v":""},{"$f":"IFERROR(IF(OR(V76=\"\",'Cost scenario - input'!$G61=\"\"),\"\",V76/'Cost scenario - input'!$G61),\"\")","v":""},{"$f":"IFERROR(IF(OR(W76=\"\",'Cost scenario - input'!$G61=\"\"),\"\",W76/'Cost scenario - input'!$G61),\"\")","v":""}]
[{"$f":"IFERROR('Cost scenario - input'!A62,\"\")","v":""},{"$f":"IFERROR('Cost scenario - input'!B62,\"\")","v":""},{"$f":"IFERROR('Cost scenario - input'!C62,\"\")","v":""},{"$f":"IFERROR(repcalc('Cost scenario - input'!$CY62:$GK62,'Cost scenario - input'!$J62,'Cost scenario - input'!$H62,'Cost scenario - input'!$I62,20,TRUE,TRUE),\"\")","v":""},"","","","","","","","","","","","","","","","","","","",{"$f":"IFERROR(IF(OR(D77=\"\",'Cost scenario - input'!$G62=\"\"),\"\",D77/'Cost scenario - input'!$G62),\"\")","v":""},{"$f":"IFERROR(IF(OR(E77=\"\",'Cost scenario - input'!$G62=\"\"),\"\",E77/'Cost scenario - input'!$G62),\"\")","v":""},{"$f":"IFERROR(IF(OR(F77=\"\",'Cost scenario - input'!$G62=\"\"),\"\",F77/'Cost scenario - input'!$G62),\"\")","v":""},{"$f":"IFERROR(IF(OR(G77=\"\",'Cost scenario - input'!$G62=\"\"),\"\",G77/'Cost scenario - input'!$G62),\"\")","v":""},{"$f":"IFERROR(IF(OR(H77=\"\",'Cost scenario - input'!$G62=\"\"),\"\",H77/'Cost scenario - input'!$G62),\"\")","v":""},{"$f":"IFERROR(IF(OR(I77=\"\",'Cost scenario - input'!$G62=\"\"),\"\",I77/'Cost scenario - input'!$G62),\"\")","v":""},{"$f":"IFERROR(IF(OR(J77=\"\",'Cost scenario - input'!$G62=\"\"),\"\",J77/'Cost scenario - input'!$G62),\"\")","v":""},{"$f":"IFERROR(IF(OR(K77=\"\",'Cost scenario - input'!$G62=\"\"),\"\",K77/'Cost scenario - input'!$G62),\"\")","v":""},{"$f":"IFERROR(IF(OR(L77=\"\",'Cost scenario - input'!$G62=\"\"),\"\",L77/'Cost scenario - input'!$G62),\"\")","v":""},{"$f":"IFERROR(IF(OR(M77=\"\",'Cost scenario - input'!$G62=\"\"),\"\",M77/'Cost scenario - input'!$G62),\"\")","v":""},{"$f":"IFERROR(IF(OR(N77=\"\",'Cost scenario - input'!$G62=\"\"),\"\",N77/'Cost scenario - input'!$G62),\"\")","v":""},{"$f":"IFERROR(IF(OR(O77=\"\",'Cost scenario - input'!$G62=\"\"),\"\",O77/'Cost scenario - input'!$G62),\"\")","v":""},{"$f":"IFERROR(IF(OR(P77=\"\",'Cost scenario - input'!$G62=\"\"),\"\",P77/'Cost scenario - input'!$G62),\"\")","v":""},{"$f":"IFERROR(IF(OR(Q77=\"\",'Cost scenario - input'!$G62=\"\"),\"\",Q77/'Cost scenario - input'!$G62),\"\")","v":""},{"$f":"IFERROR(IF(OR(R77=\"\",'Cost scenario - input'!$G62=\"\"),\"\",R77/'Cost scenario - input'!$G62),\"\")","v":""},{"$f":"IFERROR(IF(OR(S77=\"\",'Cost scenario - input'!$G62=\"\"),\"\",S77/'Cost scenario - input'!$G62),\"\")","v":""},{"$f":"IFERROR(IF(OR(T77=\"\",'Cost scenario - input'!$G62=\"\"),\"\",T77/'Cost scenario - input'!$G62),\"\")","v":""},{"$f":"IFERROR(IF(OR(U77=\"\",'Cost scenario - input'!$G62=\"\"),\"\",U77/'Cost scenario - input'!$G62),\"\")","v":""},{"$f":"IFERROR(IF(OR(V77=\"\",'Cost scenario - input'!$G62=\"\"),\"\",V77/'Cost scenario - input'!$G62),\"\")","v":""},{"$f":"IFERROR(IF(OR(W77=\"\",'Cost scenario - input'!$G62=\"\"),\"\",W77/'Cost scenario - input'!$G62),\"\")","v":""}]
[{"$f":"IFERROR('Cost scenario - input'!A63,\"\")","v":""},{"$f":"IFERROR('Cost scenario - input'!B63,\"\")","v":""},{"$f":"IFERROR('Cost scenario - input'!C63,\"\")","v":""},{"$f":"IFERROR(repcalc('Cost scenario - input'!$CY63:$GK63,'Cost scenario - input'!$J63,'Cost scenario - input'!$H63,'Cost scenario - input'!$I63,20,TRUE,TRUE),\"\")","v":""},"","","","","","","","","","","","","","","","","","","",{"$f":"IFERROR(IF(OR(D78=\"\",'Cost scenario - input'!$G63=\"\"),\"\",D78/'Cost scenario - input'!$G63),\"\")","v":""},{"$f":"IFERROR(IF(OR(E78=\"\",'Cost scenario - input'!$G63=\"\"),\"\",E78/'Cost scenario - input'!$G63),\"\")","v":""},{"$f":"IFERROR(IF(OR(F78=\"\",'Cost scenario - input'!$G63=\"\"),\"\",F78/'Cost scenario - input'!$G63),\"\")","v":""},{"$f":"IFERROR(IF(OR(G78=\"\",'Cost scenario - input'!$G63=\"\"),\"\",G78/'Cost scenario - input'!$G63),\"\")","v":""},{"$f":"IFERROR(IF(OR(H78=\"\",'Cost scenario - input'!$G63=\"\"),\"\",H78/'Cost scenario - input'!$G63),\"\")","v":""},{"$f":"IFERROR(IF(OR(I78=\"\",'Cost scenario - input'!$G63=\"\"),\"\",I78/'Cost scenario - input'!$G63),\"\")","v":""},{"$f":"IFERROR(IF(OR(J78=\"\",'Cost scenario - input'!$G63=\"\"),\"\",J78/'Cost scenario - input'!$G63),\"\")","v":""},{"$f":"IFERROR(IF(OR(K78=\"\",'Cost scenario - input'!$G63=\"\"),\"\",K78/'Cost scenario - input'!$G63),\"\")","v":""},{"$f":"IFERROR(IF(OR(L78=\"\",'Cost scenario - input'!$G63=\"\"),\"\",L78/'Cost scenario - input'!$G63),\"\")","v":""},{"$f":"IFERROR(IF(OR(M78=\"\",'Cost scenario - input'!$G63=\"\"),\"\",M78/'Cost scenario - input'!$G63),\"\")","v":""},{"$f":"IFERROR(IF(OR(N78=\"\",'Cost scenario - input'!$G63=\"\"),\"\",N78/'Cost scenario - input'!$G63),\"\")","v":""},{"$f":"IFERROR(IF(OR(O78=\"\",'Cost scenario - input'!$G63=\"\"),\"\",O78/'Cost scenario - input'!$G63),\"\")","v":""},{"$f":"IFERROR(IF(OR(P78=\"\",'Cost scenario - input'!$G63=\"\"),\"\",P78/'Cost scenario - input'!$G63),\"\")","v":""},{"$f":"IFERROR(IF(OR(Q78=\"\",'Cost scenario - input'!$G63=\"\"),\"\",Q78/'Cost scenario - input'!$G63),\"\")","v":""},{"$f":"IFERROR(IF(OR(R78=\"\",'Cost scenario - input'!$G63=\"\"),\"\",R78/'Cost scenario - input'!$G63),\"\")","v":""},{"$f":"IFERROR(IF(OR(S78=\"\",'Cost scenario - input'!$G63=\"\"),\"\",S78/'Cost scenario - input'!$G63),\"\")","v":""},{"$f":"IFERROR(IF(OR(T78=\"\",'Cost scenario - input'!$G63=\"\"),\"\",T78/'Cost scenario - input'!$G63),\"\")","v":""},{"$f":"IFERROR(IF(OR(U78=\"\",'Cost scenario - input'!$G63=\"\"),\"\",U78/'Cost scenario - input'!$G63),\"\")","v":""},{"$f":"IFERROR(IF(OR(V78=\"\",'Cost scenario - input'!$G63=\"\"),\"\",V78/'Cost scenario - input'!$G63),\"\")","v":""},{"$f":"IFERROR(IF(OR(W78=\"\",'Cost scenario - input'!$G63=\"\"),\"\",W78/'Cost scenario - input'!$G63),\"\")","v":""}]
[{"$f":"IFERROR('Cost scenario - input'!A64,\"\")","v":""},{"$f":"IFERROR('Cost scenario - input'!B64,\"\")","v":""},{"$f":"IFERROR('Cost scenario - input'!C64,\"\")","v":""},{"$f":"IFERROR(repcalc('Cost scenario - input'!$CY64:$GK64,'Cost scenario - input'!$J64,'Cost scenario - input'!$H64,'Cost scenario - input'!$I64,20,TRUE,TRUE),\"\")","v":""},"","","","","","","","","","","","","","","","","","","",{"$f":"IFERROR(IF(OR(D79=\"\",'Cost scenario - input'!$G64=\"\"),\"\",D79/'Cost scenario - input'!$G64),\"\")","v":""},{"$f":"IFERROR(IF(OR(E79=\"\",'Cost scenario - input'!$G64=\"\"),\"\",E79/'Cost scenario - input'!$G64),\"\")","v":""},{"$f":"IFERROR(IF(OR(F79=\"\",'Cost scenario - input'!$G64=\"\"),\"\",F79/'Cost scenario - input'!$G64),\"\")","v":""},{"$f":"IFERROR(IF(OR(G79=\"\",'Cost scenario - input'!$G64=\"\"),\"\",G79/'Cost scenario - input'!$G64),\"\")","v":""},{"$f":"IFERROR(IF(OR(H79=\"\",'Cost scenario - input'!$G64=\"\"),\"\",H79/'Cost scenario - input'!$G64),\"\")","v":""},{"$f":"IFERROR(IF(OR(I79=\"\",'Cost scenario - input'!$G64=\"\"),\"\",I79/'Cost scenario - input'!$G64),\"\")","v":""},{"$f":"IFERROR(IF(OR(J79=\"\",'Cost scenario - input'!$G64=\"\"),\"\",J79/'Cost scenario - input'!$G64),\"\")","v":""},{"$f":"IFERROR(IF(OR(K79=\"\",'Cost scenario - input'!$G64=\"\"),\"\",K79/'Cost scenario - input'!$G64),\"\")","v":""},{"$f":"IFERROR(IF(OR(L79=\"\",'Cost scenario - input'!$G64=\"\"),\"\",L79/'Cost scenario - input'!$G64),\"\")","v":""},{"$f":"IFERROR(IF(OR(M79=\"\",'Cost scenario - input'!$G64=\"\"),\"\",M79/'Cost scenario - input'!$G64),\"\")","v":""},{"$f":"IFERROR(IF(OR(N79=\"\",'Cost scenario - input'!$G64=\"\"),\"\",N79/'Cost scenario - input'!$G64),\"\")","v":""},{"$f":"IFERROR(IF(OR(O79=\"\",'Cost scenario - input'!$G64=\"\"),\"\",O79/'Cost scenario - input'!$G64),\"\")","v":""},{"$f":"IFERROR(IF(OR(P79=\"\",'Cost scenario - input'!$G64=\"\"),\"\",P79/'Cost scenario - input'!$G64),\"\")","v":""},{"$f":"IFERROR(IF(OR(Q79=\"\",'Cost scenario - input'!$G64=\"\"),\"\",Q79/'Cost scenario - input'!$G64),\"\")","v":""},{"$f":"IFERROR(IF(OR(R79=\"\",'Cost scenario - input'!$G64=\"\"),\"\",R79/'Cost scenario - input'!$G64),\"\")","v":""},{"$f":"IFERROR(IF(OR(S79=\"\",'Cost scenario - input'!$G64=\"\"),\"\",S79/'Cost scenario - input'!$G64),\"\")","v":""},{"$f":"IFERROR(IF(OR(T79=\"\",'Cost scenario - input'!$G64=\"\"),\"\",T79/'Cost scenario - input'!$G64),\"\")","v":""},{"$f":"IFERROR(IF(OR(U79=\"\",'Cost scenario - input'!$G64=\"\"),\"\",U79/'Cost scenario - input'!$G64),\"\")","v":""},{"$f":"IFERROR(IF(OR(V79=\"\",'Cost scenario - input'!$G64=\"\"),\"\",V79/'Cost scenario - input'!$G64),\"\")","v":""},{"$f":"IFERROR(IF(OR(W79=\"\",'Cost scenario - input'!$G64=\"\"),\"\",W79/'Cost scenario - input'!$G64),\"\")","v":""}]
[{"$f":"IFERROR('Cost scenario - input'!A65,\"\")","v":""},{"$f":"IFERROR('Cost scenario - input'!B65,\"\")","v":""},{"$f":"IFERROR('Cost scenario - input'!C65,\"\")","v":""},{"$f":"IFERROR(repcalc('Cost scenario - input'!$CY65:$GK65,'Cost scenario - input'!$J65,'Cost scenario - input'!$H65,'Cost scenario - input'!$I65,20,TRUE,TRUE),\"\")","v":""},"","","","","","","","","","","","","","","","","","","",{"$f":"IFERROR(IF(OR(D80=\"\",'Cost scenario - input'!$G65=\"\"),\"\",D80/'Cost scenario - input'!$G65),\"\")","v":""},{"$f":"IFERROR(IF(OR(E80=\"\",'Cost scenario - input'!$G65=\"\"),\"\",E80/'Cost scenario - input'!$G65),\"\")","v":""},{"$f":"IFERROR(IF(OR(F80=\"\",'Cost scenario - input'!$G65=\"\"),\"\",F80/'Cost scenario - input'!$G65),\"\")","v":""},{"$f":"IFERROR(IF(OR(G80=\"\",'Cost scenario - input'!$G65=\"\"),\"\",G80/'Cost scenario - input'!$G65),\"\")","v":""},{"$f":"IFERROR(IF(OR(H80=\"\",'Cost scenario - input'!$G65=\"\"),\"\",H80/'Cost scenario - input'!$G65),\"\")","v":""},{"$f":"IFERROR(IF(OR(I80=\"\",'Cost scenario - input'!$G65=\"\"),\"\",I80/'Cost scenario - input'!$G65),\"\")","v":""},{"$f":"IFERROR(IF(OR(J80=\"\",'Cost scenario - input'!$G65=\"\"),\"\",J80/'Cost scenario - input'!$G65),\"\")","v":""},{"$f":"IFERROR(IF(OR(K80=\"\",'Cost scenario - input'!$G65=\"\"),\"\",K80/'Cost scenario - input'!$G65),\"\")","v":""},{"$f":"IFERROR(IF(OR(L80=\"\",'Cost scenario - input'!$G65=\"\"),\"\",L80/'Cost scenario - input'!$G65),\"\")","v":""},{"$f":"IFERROR(IF(OR(M80=\"\",'Cost scenario - input'!$G65=\"\"),\"\",M80/'Cost scenario - input'!$G65),\"\")","v":""},{"$f":"IFERROR(IF(OR(N80=\"\",'Cost scenario - input'!$G65=\"\"),\"\",N80/'Cost scenario - input'!$G65),\"\")","v":""},{"$f":"IFERROR(IF(OR(O80=\"\",'Cost scenario - input'!$G65=\"\"),\"\",O80/'Cost scenario - input'!$G65),\"\")","v":""},{"$f":"IFERROR(IF(OR(P80=\"\",'Cost scenario - input'!$G65=\"\"),\"\",P80/'Cost scenario - input'!$G65),\"\")","v":""},{"$f":"IFERROR(IF(OR(Q80=\"\",'Cost scenario - input'!$G65=\"\"),\"\",Q80/'Cost scenario - input'!$G65),\"\")","v":""},{"$f":"IFERROR(IF(OR(R80=\"\",'Cost scenario - input'!$G65=\"\"),\"\",R80/'Cost scenario - input'!$G65),\"\")","v":""},{"$f":"IFERROR(IF(OR(S80=\"\",'Cost scenario - input'!$G65=\"\"),\"\",S80/'Cost scenario - input'!$G65),\"\")","v":""},{"$f":"IFERROR(IF(OR(T80=\"\",'Cost scenario - input'!$G65=\"\"),\"\",T80/'Cost scenario - input'!$G65),\"\")","v":""},{"$f":"IFERROR(IF(OR(U80=\"\",'Cost scenario - input'!$G65=\"\"),\"\",U80/'Cost scenario - input'!$G65),\"\")","v":""},{"$f":"IFERROR(IF(OR(V80=\"\",'Cost scenario - input'!$G65=\"\"),\"\",V80/'Cost scenario - input'!$G65),\"\")","v":""},{"$f":"IFERROR(IF(OR(W80=\"\",'Cost scenario - input'!$G65=\"\"),\"\",W80/'Cost scenario - input'!$G65),\"\")","v":""}]
[{"$f":"IFERROR('Cost scenario - input'!A66,\"\")","v":""},{"$f":"IFERROR('Cost scenario - input'!B66,\"\")","v":""},{"$f":"IFERROR('Cost scenario - input'!C66,\"\")","v":""},{"$f":"IFERROR(repcalc('Cost scenario - input'!$CY66:$GK66,'Cost scenario - input'!$J66,'Cost scenario - input'!$H66,'Cost scenario - input'!$I66,20,TRUE,TRUE),\"\")","v":""},"","","","","","","","","","","","","","","","","","","",{"$f":"IFERROR(IF(OR(D81=\"\",'Cost scenario - input'!$G66=\"\"),\"\",D81/'Cost scenario - input'!$G66),\"\")","v":""},{"$f":"IFERROR(IF(OR(E81=\"\",'Cost scenario - input'!$G66=\"\"),\"\",E81/'Cost scenario - input'!$G66),\"\")","v":""},{"$f":"IFERROR(IF(OR(F81=\"\",'Cost scenario - input'!$G66=\"\"),\"\",F81/'Cost scenario - input'!$G66),\"\")","v":""},{"$f":"IFERROR(IF(OR(G81=\"\",'Cost scenario - input'!$G66=\"\"),\"\",G81/'Cost scenario - input'!$G66),\"\")","v":""},{"$f":"IFERROR(IF(OR(H81=\"\",'Cost scenario - input'!$G66=\"\"),\"\",H81/'Cost scenario - input'!$G66),\"\")","v":""},{"$f":"IFERROR(IF(OR(I81=\"\",'Cost scenario - input'!$G66=\"\"),\"\",I81/'Cost scenario - input'!$G66),\"\")","v":""},{"$f":"IFERROR(IF(OR(J81=\"\",'Cost scenario - input'!$G66=\"\"),\"\",J81/'Cost scenario - input'!$G66),\"\")","v":""},{"$f":"IFERROR(IF(OR(K81=\"\",'Cost scenario - input'!$G66=\"\"),\"\",K81/'Cost scenario - input'!$G66),\"\")","v":""},{"$f":"IFERROR(IF(OR(L81=\"\",'Cost scenario - input'!$G66=\"\"),\"\",L81/'Cost scenario - input'!$G66),\"\")","v":""},{"$f":"IFERROR(IF(OR(M81=\"\",'Cost scenario - input'!$G66=\"\"),\"\",M81/'Cost scenario - input'!$G66),\"\")","v":""},{"$f":"IFERROR(IF(OR(N81=\"\",'Cost scenario - input'!$G66=\"\"),\"\",N81/'Cost scenario - input'!$G66),\"\")","v":""},{"$f":"IFERROR(IF(OR(O81=\"\",'Cost scenario - input'!$G66=\"\"),\"\",O81/'Cost scenario - input'!$G66),\"\")","v":""},{"$f":"IFERROR(IF(OR(P81=\"\",'Cost scenario - input'!$G66=\"\"),\"\",P81/'Cost scenario - input'!$G66),\"\")","v":""},{"$f":"IFERROR(IF(OR(Q81=\"\",'Cost scenario - input'!$G66=\"\"),\"\",Q81/'Cost scenario - input'!$G66),\"\")","v":""},{"$f":"IFERROR(IF(OR(R81=\"\",'Cost scenario - input'!$G66=\"\"),\"\",R81/'Cost scenario - input'!$G66),\"\")","v":""},{"$f":"IFERROR(IF(OR(S81=\"\",'Cost scenario - input'!$G66=\"\"),\"\",S81/'Cost scenario - input'!$G66),\"\")","v":""},{"$f":"IFERROR(IF(OR(T81=\"\",'Cost scenario - input'!$G66=\"\"),\"\",T81/'Cost scenario - input'!$G66),\"\")","v":""},{"$f":"IFERROR(IF(OR(U81=\"\",'Cost scenario - input'!$G66=\"\"),\"\",U81/'Cost scenario - input'!$G66),\"\")","v":""},{"$f":"IFERROR(IF(OR(V81=\"\",'Cost scenario - input'!$G66=\"\"),\"\",V81/'Cost scenario - input'!$G66),\"\")","v":""},{"$f":"IFERROR(IF(OR(W81=\"\",'Cost scenario - input'!$G66=\"\"),\"\",W81/'Cost scenario - input'!$G66),\"\")","v":""}]
[{"$f":"IFERROR('Cost scenario - input'!A67,\"\")","v":""},{"$f":"IFERROR('Cost scenario - input'!B67,\"\")","v":""},{"$f":"IFERROR('Cost scenario - input'!C67,\"\")","v":""},{"$f":"IFERROR(repcalc('Cost scenario - input'!$CY67:$GK67,'Cost scenario - input'!$J67,'Cost scenario - input'!$H67,'Cost scenario - input'!$I67,20,TRUE,TRUE),\"\")","v":""},"","","","","","","","","","","","","","","","","","","",{"$f":"IFERROR(IF(OR(D82=\"\",'Cost scenario - input'!$G67=\"\"),\"\",D82/'Cost scenario - input'!$G67),\"\")","v":""},{"$f":"IFERROR(IF(OR(E82=\"\",'Cost scenario - input'!$G67=\"\"),\"\",E82/'Cost scenario - input'!$G67),\"\")","v":""},{"$f":"IFERROR(IF(OR(F82=\"\",'Cost scenario - input'!$G67=\"\"),\"\",F82/'Cost scenario - input'!$G67),\"\")","v":""},{"$f":"IFERROR(IF(OR(G82=\"\",'Cost scenario - input'!$G67=\"\"),\"\",G82/'Cost scenario - input'!$G67),\"\")","v":""},{"$f":"IFERROR(IF(OR(H82=\"\",'Cost scenario - input'!$G67=\"\"),\"\",H82/'Cost scenario - input'!$G67),\"\")","v":""},{"$f":"IFERROR(IF(OR(I82=\"\",'Cost scenario - input'!$G67=\"\"),\"\",I82/'Cost scenario - input'!$G67),\"\")","v":""},{"$f":"IFERROR(IF(OR(J82=\"\",'Cost scenario - input'!$G67=\"\"),\"\",J82/'Cost scenario - input'!$G67),\"\")","v":""},{"$f":"IFERROR(IF(OR(K82=\"\",'Cost scenario - input'!$G67=\"\"),\"\",K82/'Cost scenario - input'!$G67),\"\")","v":""},{"$f":"IFERROR(IF(OR(L82=\"\",'Cost scenario - input'!$G67=\"\"),\"\",L82/'Cost scenario - input'!$G67),\"\")","v":""},{"$f":"IFERROR(IF(OR(M82=\"\",'Cost scenario - input'!$G67=\"\"),\"\",M82/'Cost scenario - input'!$G67),\"\")","v":""},{"$f":"IFERROR(IF(OR(N82=\"\",'Cost scenario - input'!$G67=\"\"),\"\",N82/'Cost scenario - input'!$G67),\"\")","v":""},{"$f":"IFERROR(IF(OR(O82=\"\",'Cost scenario - input'!$G67=\"\"),\"\",O82/'Cost scenario - input'!$G67),\"\")","v":""},{"$f":"IFERROR(IF(OR(P82=\"\",'Cost scenario - input'!$G67=\"\"),\"\",P82/'Cost scenario - input'!$G67),\"\")","v":""},{"$f":"IFERROR(IF(OR(Q82=\"\",'Cost scenario - input'!$G67=\"\"),\"\",Q82/'Cost scenario - input'!$G67),\"\")","v":""},{"$f":"IFERROR(IF(OR(R82=\"\",'Cost scenario - input'!$G67=\"\"),\"\",R82/'Cost scenario - input'!$G67),\"\")","v":""},{"$f":"IFERROR(IF(OR(S82=\"\",'Cost scenario - input'!$G67=\"\"),\"\",S82/'Cost scenario - input'!$G67),\"\")","v":""},{"$f":"IFERROR(IF(OR(T82=\"\",'Cost scenario - input'!$G67=\"\"),\"\",T82/'Cost scenario - input'!$G67),\"\")","v":""},{"$f":"IFERROR(IF(OR(U82=\"\",'Cost scenario - input'!$G67=\"\"),\"\",U82/'Cost scenario - input'!$G67),\"\")","v":""},{"$f":"IFERROR(IF(OR(V82=\"\",'Cost scenario - input'!$G67=\"\"),\"\",V82/'Cost scenario - input'!$G67),\"\")","v":""},{"$f":"IFERROR(IF(OR(W82=\"\",'Cost scenario - input'!$G67=\"\"),\"\",W82/'Cost scenario - input'!$G67),\"\")","v":""}]
[{"$f":"IFERROR('Cost scenario - input'!A68,\"\")","v":""},{"$f":"IFERROR('Cost scenario - input'!B68,\"\")","v":""},{"$f":"IFERROR('Cost scenario - input'!C68,\"\")","v":""},{"$f":"IFERROR(repcalc('Cost scenario - input'!$CY68:$GK68,'Cost scenario - input'!$J68,'Cost scenario - input'!$H68,'Cost scenario - input'!$I68,20,TRUE,TRUE),\"\")","v":""},"","","","","","","","","","","","","","","","","","","",{"$f":"IFERROR(IF(OR(D83=\"\",'Cost scenario - input'!$G68=\"\"),\"\",D83/'Cost scenario - input'!$G68),\"\")","v":""},{"$f":"IFERROR(IF(OR(E83=\"\",'Cost scenario - input'!$G68=\"\"),\"\",E83/'Cost scenario - input'!$G68),\"\")","v":""},{"$f":"IFERROR(IF(OR(F83=\"\",'Cost scenario - input'!$G68=\"\"),\"\",F83/'Cost scenario - input'!$G68),\"\")","v":""},{"$f":"IFERROR(IF(OR(G83=\"\",'Cost scenario - input'!$G68=\"\"),\"\",G83/'Cost scenario - input'!$G68),\"\")","v":""},{"$f":"IFERROR(IF(OR(H83=\"\",'Cost scenario - input'!$G68=\"\"),\"\",H83/'Cost scenario - input'!$G68),\"\")","v":""},{"$f":"IFERROR(IF(OR(I83=\"\",'Cost scenario - input'!$G68=\"\"),\"\",I83/'Cost scenario - input'!$G68),\"\")","v":""},{"$f":"IFERROR(IF(OR(J83=\"\",'Cost scenario - input'!$G68=\"\"),\"\",J83/'Cost scenario - input'!$G68),\"\")","v":""},{"$f":"IFERROR(IF(OR(K83=\"\",'Cost scenario - input'!$G68=\"\"),\"\",K83/'Cost scenario - input'!$G68),\"\")","v":""},{"$f":"IFERROR(IF(OR(L83=\"\",'Cost scenario - input'!$G68=\"\"),\"\",L83/'Cost scenario - input'!$G68),\"\")","v":""},{"$f":"IFERROR(IF(OR(M83=\"\",'Cost scenario - input'!$G68=\"\"),\"\",M83/'Cost scenario - input'!$G68),\"\")","v":""},{"$f":"IFERROR(IF(OR(N83=\"\",'Cost scenario - input'!$G68=\"\"),\"\",N83/'Cost scenario - input'!$G68),\"\")","v":""},{"$f":"IFERROR(IF(OR(O83=\"\",'Cost scenario - input'!$G68=\"\"),\"\",O83/'Cost scenario - input'!$G68),\"\")","v":""},{"$f":"IFERROR(IF(OR(P83=\"\",'Cost scenario - input'!$G68=\"\"),\"\",P83/'Cost scenario - input'!$G68),\"\")","v":""},{"$f":"IFERROR(IF(OR(Q83=\"\",'Cost scenario - input'!$G68=\"\"),\"\",Q83/'Cost scenario - input'!$G68),\"\")","v":""},{"$f":"IFERROR(IF(OR(R83=\"\",'Cost scenario - input'!$G68=\"\"),\"\",R83/'Cost scenario - input'!$G68),\"\")","v":""},{"$f":"IFERROR(IF(OR(S83=\"\",'Cost scenario - input'!$G68=\"\"),\"\",S83/'Cost scenario - input'!$G68),\"\")","v":""},{"$f":"IFERROR(IF(OR(T83=\"\",'Cost scenario - input'!$G68=\"\"),\"\",T83/'Cost scenario - input'!$G68),\"\")","v":""},{"$f":"IFERROR(IF(OR(U83=\"\",'Cost scenario - input'!$G68=\"\"),\"\",U83/'Cost scenario - input'!$G68),\"\")","v":""},{"$f":"IFERROR(IF(OR(V83=\"\",'Cost scenario - input'!$G68=\"\"),\"\",V83/'Cost scenario - input'!$G68),\"\")","v":""},{"$f":"IFERROR(IF(OR(W83=\"\",'Cost scenario - input'!$G68=\"\"),\"\",W83/'Cost scenario - input'!$G68),\"\")","v":""}]
[{"$f":"IFERROR('Cost scenario - input'!A69,\"\")","v":""},{"$f":"IFERROR('Cost scenario - input'!B69,\"\")","v":""},{"$f":"IFERROR('Cost scenario - input'!C69,\"\")","v":""},{"$f":"IFERROR(repcalc('Cost scenario - input'!$CY69:$GK69,'Cost scenario - input'!$J69,'Cost scenario - input'!$H69,'Cost scenario - input'!$I69,20,TRUE,TRUE),\"\")","v":""},"","","","","","","","","","","","","","","","","","","",{"$f":"IFERROR(IF(OR(D84=\"\",'Cost scenario - input'!$G69=\"\"),\"\",D84/'Cost scenario - input'!$G69),\"\")","v":""},{"$f":"IFERROR(IF(OR(E84=\"\",'Cost scenario - input'!$G69=\"\"),\"\",E84/'Cost scenario - input'!$G69),\"\")","v":""},{"$f":"IFERROR(IF(OR(F84=\"\",'Cost scenario - input'!$G69=\"\"),\"\",F84/'Cost scenario - input'!$G69),\"\")","v":""},{"$f":"IFERROR(IF(OR(G84=\"\",'Cost scenario - input'!$G69=\"\"),\"\",G84/'Cost scenario - input'!$G69),\"\")","v":""},{"$f":"IFERROR(IF(OR(H84=\"\",'Cost scenario - input'!$G69=\"\"),\"\",H84/'Cost scenario - input'!$G69),\"\")","v":""},{"$f":"IFERROR(IF(OR(I84=\"\",'Cost scenario - input'!$G69=\"\"),\"\",I84/'Cost scenario - input'!$G69),\"\")","v":""},{"$f":"IFERROR(IF(OR(J84=\"\",'Cost scenario - input'!$G69=\"\"),\"\",J84/'Cost scenario - input'!$G69),\"\")","v":""},{"$f":"IFERROR(IF(OR(K84=\"\",'Cost scenario - input'!$G69=\"\"),\"\",K84/'Cost scenario - input'!$G69),\"\")","v":""},{"$f":"IFERROR(IF(OR(L84=\"\",'Cost scenario - input'!$G69=\"\"),\"\",L84/'Cost scenario - input'!$G69),\"\")","v":""},{"$f":"IFERROR(IF(OR(M84=\"\",'Cost scenario - input'!$G69=\"\"),\"\",M84/'Cost scenario - input'!$G69),\"\")","v":""},{"$f":"IFERROR(IF(OR(N84=\"\",'Cost scenario - input'!$G69=\"\"),\"\",N84/'Cost scenario - input'!$G69),\"\")","v":""},{"$f":"IFERROR(IF(OR(O84=\"\",'Cost scenario - input'!$G69=\"\"),\"\",O84/'Cost scenario - input'!$G69),\"\")","v":""},{"$f":"IFERROR(IF(OR(P84=\"\",'Cost scenario - input'!$G69=\"\"),\"\",P84/'Cost scenario - input'!$G69),\"\")","v":""},{"$f":"IFERROR(IF(OR(Q84=\"\",'Cost scenario - input'!$G69=\"\"),\"\",Q84/'Cost scenario - input'!$G69),\"\")","v":""},{"$f":"IFERROR(IF(OR(R84=\"\",'Cost scenario - input'!$G69=\"\"),\"\",R84/'Cost scenario - input'!$G69),\"\")","v":""},{"$f":"IFERROR(IF(OR(S84=\"\",'Cost scenario - input'!$G69=\"\"),\"\",S84/'Cost scenario - input'!$G69),\"\")","v":""},{"$f":"IFERROR(IF(OR(T84=\"\",'Cost scenario - input'!$G69=\"\"),\"\",T84/'Cost scenario - input'!$G69),\"\")","v":""},{"$f":"IFERROR(IF(OR(U84=\"\",'Cost scenario - input'!$G69=\"\"),\"\",U84/'Cost scenario - input'!$G69),\"\")","v":""},{"$f":"IFERROR(IF(OR(V84=\"\",'Cost scenario - input'!$G69=\"\"),\"\",V84/'Cost scenario - input'!$G69),\"\")","v":""},{"$f":"IFERROR(IF(OR(W84=\"\",'Cost scenario - input'!$G69=\"\"),\"\",W84/'Cost scenario - input'!$G69),\"\")","v":""}]
[{"$f":"IFERROR('Cost scenario - input'!A70,\"\")","v":""},{"$f":"IFERROR('Cost scenario - input'!B70,\"\")","v":""},{"$f":"IFERROR('Cost scenario - input'!C70,\"\")","v":""},{"$f":"IFERROR(repcalc('Cost scenario - input'!$CY70:$GK70,'Cost scenario - input'!$J70,'Cost scenario - input'!$H70,'Cost scenario - input'!$I70,20,TRUE,TRUE),\"\")","v":""},"","","","","","","","","","","","","","","","","","","",{"$f":"IFERROR(IF(OR(D85=\"\",'Cost scenario - input'!$G70=\"\"),\"\",D85/'Cost scenario - input'!$G70),\"\")","v":""},{"$f":"IFERROR(IF(OR(E85=\"\",'Cost scenario - input'!$G70=\"\"),\"\",E85/'Cost scenario - input'!$G70),\"\")","v":""},{"$f":"IFERROR(IF(OR(F85=\"\",'Cost scenario - input'!$G70=\"\"),\"\",F85/'Cost scenario - input'!$G70),\"\")","v":""},{"$f":"IFERROR(IF(OR(G85=\"\",'Cost scenario - input'!$G70=\"\"),\"\",G85/'Cost scenario - input'!$G70),\"\")","v":""},{"$f":"IFERROR(IF(OR(H85=\"\",'Cost scenario - input'!$G70=\"\"),\"\",H85/'Cost scenario - input'!$G70),\"\")","v":""},{"$f":"IFERROR(IF(OR(I85=\"\",'Cost scenario - input'!$G70=\"\"),\"\",I85/'Cost scenario - input'!$G70),\"\")","v":""},{"$f":"IFERROR(IF(OR(J85=\"\",'Cost scenario - input'!$G70=\"\"),\"\",J85/'Cost scenario - input'!$G70),\"\")","v":""},{"$f":"IFERROR(IF(OR(K85=\"\",'Cost scenario - input'!$G70=\"\"),\"\",K85/'Cost scenario - input'!$G70),\"\")","v":""},{"$f":"IFERROR(IF(OR(L85=\"\",'Cost scenario - input'!$G70=\"\"),\"\",L85/'Cost scenario - input'!$G70),\"\")","v":""},{"$f":"IFERROR(IF(OR(M85=\"\",'Cost scenario - input'!$G70=\"\"),\"\",M85/'Cost scenario - input'!$G70),\"\")","v":""},{"$f":"IFERROR(IF(OR(N85=\"\",'Cost scenario - input'!$G70=\"\"),\"\",N85/'Cost scenario - input'!$G70),\"\")","v":""},{"$f":"IFERROR(IF(OR(O85=\"\",'Cost scenario - input'!$G70=\"\"),\"\",O85/'Cost scenario - input'!$G70),\"\")","v":""},{"$f":"IFERROR(IF(OR(P85=\"\",'Cost scenario - input'!$G70=\"\"),\"\",P85/'Cost scenario - input'!$G70),\"\")","v":""},{"$f":"IFERROR(IF(OR(Q85=\"\",'Cost scenario - input'!$G70=\"\"),\"\",Q85/'Cost scenario - input'!$G70),\"\")","v":""},{"$f":"IFERROR(IF(OR(R85=\"\",'Cost scenario - input'!$G70=\"\"),\"\",R85/'Cost scenario - input'!$G70),\"\")","v":""},{"$f":"IFERROR(IF(OR(S85=\"\",'Cost scenario - input'!$G70=\"\"),\"\",S85/'Cost scenario - input'!$G70),\"\")","v":""},{"$f":"IFERROR(IF(OR(T85=\"\",'Cost scenario - input'!$G70=\"\"),\"\",T85/'Cost scenario - input'!$G70),\"\")","v":""},{"$f":"IFERROR(IF(OR(U85=\"\",'Cost scenario - input'!$G70=\"\"),\"\",U85/'Cost scenario - input'!$G70),\"\")","v":""},{"$f":"IFERROR(IF(OR(V85=\"\",'Cost scenario - input'!$G70=\"\"),\"\",V85/'Cost scenario - input'!$G70),\"\")","v":""},{"$f":"IFERROR(IF(OR(W85=\"\",'Cost scenario - input'!$G70=\"\"),\"\",W85/'Cost scenario - input'!$G70),\"\")","v":""}]
[{"$f":"IFERROR('Cost scenario - input'!A71,\"\")","v":""},{"$f":"IFERROR('Cost scenario - input'!B71,\"\")","v":""},{"$f":"IFERROR('Cost scenario - input'!C71,\"\")","v":""},{"$f":"IFERROR(repcalc('Cost scenario - input'!$CY71:$GK71,'Cost scenario - input'!$J71,'Cost scenario - input'!$H71,'Cost scenario - input'!$I71,20,TRUE,TRUE),\"\")","v":""},"","","","","","","","","","","","","","","","","","","",{"$f":"IFERROR(IF(OR(D86=\"\",'Cost scenario - input'!$G71=\"\"),\"\",D86/'Cost scenario - input'!$G71),\"\")","v":""},{"$f":"IFERROR(IF(OR(E86=\"\",'Cost scenario - input'!$G71=\"\"),\"\",E86/'Cost scenario - input'!$G71),\"\")","v":""},{"$f":"IFERROR(IF(OR(F86=\"\",'Cost scenario - input'!$G71=\"\"),\"\",F86/'Cost scenario - input'!$G71),\"\")","v":""},{"$f":"IFERROR(IF(OR(G86=\"\",'Cost scenario - input'!$G71=\"\"),\"\",G86/'Cost scenario - input'!$G71),\"\")","v":""},{"$f":"IFERROR(IF(OR(H86=\"\",'Cost scenario - input'!$G71=\"\"),\"\",H86/'Cost scenario - input'!$G71),\"\")","v":""},{"$f":"IFERROR(IF(OR(I86=\"\",'Cost scenario - input'!$G71=\"\"),\"\",I86/'Cost scenario - input'!$G71),\"\")","v":""},{"$f":"IFERROR(IF(OR(J86=\"\",'Cost scenario - input'!$G71=\"\"),\"\",J86/'Cost scenario - input'!$G71),\"\")","v":""},{"$f":"IFERROR(IF(OR(K86=\"\",'Cost scenario - input'!$G71=\"\"),\"\",K86/'Cost scenario - input'!$G71),\"\")","v":""},{"$f":"IFERROR(IF(OR(L86=\"\",'Cost scenario - input'!$G71=\"\"),\"\",L86/'Cost scenario - input'!$G71),\"\")","v":""},{"$f":"IFERROR(IF(OR(M86=\"\",'Cost scenario - input'!$G71=\"\"),\"\",M86/'Cost scenario - input'!$G71),\"\")","v":""},{"$f":"IFERROR(IF(OR(N86=\"\",'Cost scenario - input'!$G71=\"\"),\"\",N86/'Cost scenario - input'!$G71),\"\")","v":""},{"$f":"IFERROR(IF(OR(O86=\"\",'Cost scenario - input'!$G71=\"\"),\"\",O86/'Cost scenario - input'!$G71),\"\")","v":""},{"$f":"IFERROR(IF(OR(P86=\"\",'Cost scenario - input'!$G71=\"\"),\"\",P86/'Cost scenario - input'!$G71),\"\")","v":""},{"$f":"IFERROR(IF(OR(Q86=\"\",'Cost scenario - input'!$G71=\"\"),\"\",Q86/'Cost scenario - input'!$G71),\"\")","v":""},{"$f":"IFERROR(IF(OR(R86=\"\",'Cost scenario - input'!$G71=\"\"),\"\",R86/'Cost scenario - input'!$G71),\"\")","v":""},{"$f":"IFERROR(IF(OR(S86=\"\",'Cost scenario - input'!$G71=\"\"),\"\",S86/'Cost scenario - input'!$G71),\"\")","v":""},{"$f":"IFERROR(IF(OR(T86=\"\",'Cost scenario - input'!$G71=\"\"),\"\",T86/'Cost scenario - input'!$G71),\"\")","v":""},{"$f":"IFERROR(IF(OR(U86=\"\",'Cost scenario - input'!$G71=\"\"),\"\",U86/'Cost scenario - input'!$G71),\"\")","v":""},{"$f":"IFERROR(IF(OR(V86=\"\",'Cost scenario - input'!$G71=\"\"),\"\",V86/'Cost scenario - input'!$G71),\"\")","v":""},{"$f":"IFERROR(IF(OR(W86=\"\",'Cost scenario - input'!$G71=\"\"),\"\",W86/'Cost scenario - input'!$G71),\"\")","v":""}]
[{"$f":"IFERROR('Cost scenario - input'!A72,\"\")","v":""},{"$f":"IFERROR('Cost scenario - input'!B72,\"\")","v":""},{"$f":"IFERROR('Cost scenario - input'!C72,\"\")","v":""},{"$f":"IFERROR(repcalc('Cost scenario - input'!$CY72:$GK72,'Cost scenario - input'!$J72,'Cost scenario - input'!$H72,'Cost scenario - input'!$I72,20,TRUE,TRUE),\"\")","v":""},"","","","","","","","","","","","","","","","","","","",{"$f":"IFERROR(IF(OR(D87=\"\",'Cost scenario - input'!$G72=\"\"),\"\",D87/'Cost scenario - input'!$G72),\"\")","v":""},{"$f":"IFERROR(IF(OR(E87=\"\",'Cost scenario - input'!$G72=\"\"),\"\",E87/'Cost scenario - input'!$G72),\"\")","v":""},{"$f":"IFERROR(IF(OR(F87=\"\",'Cost scenario - input'!$G72=\"\"),\"\",F87/'Cost scenario - input'!$G72),\"\")","v":""},{"$f":"IFERROR(IF(OR(G87=\"\",'Cost scenario - input'!$G72=\"\"),\"\",G87/'Cost scenario - input'!$G72),\"\")","v":""},{"$f":"IFERROR(IF(OR(H87=\"\",'Cost scenario - input'!$G72=\"\"),\"\",H87/'Cost scenario - input'!$G72),\"\")","v":""},{"$f":"IFERROR(IF(OR(I87=\"\",'Cost scenario - input'!$G72=\"\"),\"\",I87/'Cost scenario - input'!$G72),\"\")","v":""},{"$f":"IFERROR(IF(OR(J87=\"\",'Cost scenario - input'!$G72=\"\"),\"\",J87/'Cost scenario - input'!$G72),\"\")","v":""},{"$f":"IFERROR(IF(OR(K87=\"\",'Cost scenario - input'!$G72=\"\"),\"\",K87/'Cost scenario - input'!$G72),\"\")","v":""},{"$f":"IFERROR(IF(OR(L87=\"\",'Cost scenario - input'!$G72=\"\"),\"\",L87/'Cost scenario - input'!$G72),\"\")","v":""},{"$f":"IFERROR(IF(OR(M87=\"\",'Cost scenario - input'!$G72=\"\"),\"\",M87/'Cost scenario - input'!$G72),\"\")","v":""},{"$f":"IFERROR(IF(OR(N87=\"\",'Cost scenario - input'!$G72=\"\"),\"\",N87/'Cost scenario - input'!$G72),\"\")","v":""},{"$f":"IFERROR(IF(OR(O87=\"\",'Cost scenario - input'!$G72=\"\"),\"\",O87/'Cost scenario - input'!$G72),\"\")","v":""},{"$f":"IFERROR(IF(OR(P87=\"\",'Cost scenario - input'!$G72=\"\"),\"\",P87/'Cost scenario - input'!$G72),\"\")","v":""},{"$f":"IFERROR(IF(OR(Q87=\"\",'Cost scenario - input'!$G72=\"\"),\"\",Q87/'Cost scenario - input'!$G72),\"\")","v":""},{"$f":"IFERROR(IF(OR(R87=\"\",'Cost scenario - input'!$G72=\"\"),\"\",R87/'Cost scenario - input'!$G72),\"\")","v":""},{"$f":"IFERROR(IF(OR(S87=\"\",'Cost scenario - input'!$G72=\"\"),\"\",S87/'Cost scenario - input'!$G72),\"\")","v":""},{"$f":"IFERROR(IF(OR(T87=\"\",'Cost scenario - input'!$G72=\"\"),\"\",T87/'Cost scenario - input'!$G72),\"\")","v":""},{"$f":"IFERROR(IF(OR(U87=\"\",'Cost scenario - input'!$G72=\"\"),\"\",U87/'Cost scenario - input'!$G72),\"\")","v":""},{"$f":"IFERROR(IF(OR(V87=\"\",'Cost scenario - input'!$G72=\"\"),\"\",V87/'Cost scenario - input'!$G72),\"\")","v":""},{"$f":"IFERROR(IF(OR(W87=\"\",'Cost scenario - input'!$G72=\"\"),\"\",W87/'Cost scenario - input'!$G72),\"\")","v":""}]
[{"$f":"IFERROR('Cost scenario - input'!A73,\"\")","v":""},{"$f":"IFERROR('Cost scenario - input'!B73,\"\")","v":""},{"$f":"IFERROR('Cost scenario - input'!C73,\"\")","v":""},{"$f":"IFERROR(repcalc('Cost scenario - input'!$CY73:$GK73,'Cost scenario - input'!$J73,'Cost scenario - input'!$H73,'Cost scenario - input'!$I73,20,TRUE,TRUE),\"\")","v":""},"","","","","","","","","","","","","","","","","","","",{"$f":"IFERROR(IF(OR(D88=\"\",'Cost scenario - input'!$G73=\"\"),\"\",D88/'Cost scenario - input'!$G73),\"\")","v":""},{"$f":"IFERROR(IF(OR(E88=\"\",'Cost scenario - input'!$G73=\"\"),\"\",E88/'Cost scenario - input'!$G73),\"\")","v":""},{"$f":"IFERROR(IF(OR(F88=\"\",'Cost scenario - input'!$G73=\"\"),\"\",F88/'Cost scenario - input'!$G73),\"\")","v":""},{"$f":"IFERROR(IF(OR(G88=\"\",'Cost scenario - input'!$G73=\"\"),\"\",G88/'Cost scenario - input'!$G73),\"\")","v":""},{"$f":"IFERROR(IF(OR(H88=\"\",'Cost scenario - input'!$G73=\"\"),\"\",H88/'Cost scenario - input'!$G73),\"\")","v":""},{"$f":"IFERROR(IF(OR(I88=\"\",'Cost scenario - input'!$G73=\"\"),\"\",I88/'Cost scenario - input'!$G73),\"\")","v":""},{"$f":"IFERROR(IF(OR(J88=\"\",'Cost scenario - input'!$G73=\"\"),\"\",J88/'Cost scenario - input'!$G73),\"\")","v":""},{"$f":"IFERROR(IF(OR(K88=\"\",'Cost scenario - input'!$G73=\"\"),\"\",K88/'Cost scenario - input'!$G73),\"\")","v":""},{"$f":"IFERROR(IF(OR(L88=\"\",'Cost scenario - input'!$G73=\"\"),\"\",L88/'Cost scenario - input'!$G73),\"\")","v":""},{"$f":"IFERROR(IF(OR(M88=\"\",'Cost scenario - input'!$G73=\"\"),\"\",M88/'Cost scenario - input'!$G73),\"\")","v":""},{"$f":"IFERROR(IF(OR(N88=\"\",'Cost scenario - input'!$G73=\"\"),\"\",N88/'Cost scenario - input'!$G73),\"\")","v":""},{"$f":"IFERROR(IF(OR(O88=\"\",'Cost scenario - input'!$G73=\"\"),\"\",O88/'Cost scenario - input'!$G73),\"\")","v":""},{"$f":"IFERROR(IF(OR(P88=\"\",'Cost scenario - input'!$G73=\"\"),\"\",P88/'Cost scenario - input'!$G73),\"\")","v":""},{"$f":"IFERROR(IF(OR(Q88=\"\",'Cost scenario - input'!$G73=\"\"),\"\",Q88/'Cost scenario - input'!$G73),\"\")","v":""},{"$f":"IFERROR(IF(OR(R88=\"\",'Cost scenario - input'!$G73=\"\"),\"\",R88/'Cost scenario - input'!$G73),\"\")","v":""},{"$f":"IFERROR(IF(OR(S88=\"\",'Cost scenario - input'!$G73=\"\"),\"\",S88/'Cost scenario - input'!$G73),\"\")","v":""},{"$f":"IFERROR(IF(OR(T88=\"\",'Cost scenario - input'!$G73=\"\"),\"\",T88/'Cost scenario - input'!$G73),\"\")","v":""},{"$f":"IFERROR(IF(OR(U88=\"\",'Cost scenario - input'!$G73=\"\"),\"\",U88/'Cost scenario - input'!$G73),\"\")","v":""},{"$f":"IFERROR(IF(OR(V88=\"\",'Cost scenario - input'!$G73=\"\"),\"\",V88/'Cost scenario - input'!$G73),\"\")","v":""},{"$f":"IFERROR(IF(OR(W88=\"\",'Cost scenario - input'!$G73=\"\"),\"\",W88/'Cost scenario - input'!$G73),\"\")","v":""}]
[{"$f":"IFERROR('Cost scenario - input'!A74,\"\")","v":""},{"$f":"IFERROR('Cost scenario - input'!B74,\"\")","v":""},{"$f":"IFERROR('Cost scenario - input'!C74,\"\")","v":""},{"$f":"IFERROR(repcalc('Cost scenario - input'!$CY74:$GK74,'Cost scenario - input'!$J74,'Cost scenario - input'!$H74,'Cost scenario - input'!$I74,20,TRUE,TRUE),\"\")","v":""},"","","","","","","","","","","","","","","","","","","",{"$f":"IFERROR(IF(OR(D89=\"\",'Cost scenario - input'!$G74=\"\"),\"\",D89/'Cost scenario - input'!$G74),\"\")","v":""},{"$f":"IFERROR(IF(OR(E89=\"\",'Cost scenario - input'!$G74=\"\"),\"\",E89/'Cost scenario - input'!$G74),\"\")","v":""},{"$f":"IFERROR(IF(OR(F89=\"\",'Cost scenario - input'!$G74=\"\"),\"\",F89/'Cost scenario - input'!$G74),\"\")","v":""},{"$f":"IFERROR(IF(OR(G89=\"\",'Cost scenario - input'!$G74=\"\"),\"\",G89/'Cost scenario - input'!$G74),\"\")","v":""},{"$f":"IFERROR(IF(OR(H89=\"\",'Cost scenario - input'!$G74=\"\"),\"\",H89/'Cost scenario - input'!$G74),\"\")","v":""},{"$f":"IFERROR(IF(OR(I89=\"\",'Cost scenario - input'!$G74=\"\"),\"\",I89/'Cost scenario - input'!$G74),\"\")","v":""},{"$f":"IFERROR(IF(OR(J89=\"\",'Cost scenario - input'!$G74=\"\"),\"\",J89/'Cost scenario - input'!$G74),\"\")","v":""},{"$f":"IFERROR(IF(OR(K89=\"\",'Cost scenario - input'!$G74=\"\"),\"\",K89/'Cost scenario - input'!$G74),\"\")","v":""},{"$f":"IFERROR(IF(OR(L89=\"\",'Cost scenario - input'!$G74=\"\"),\"\",L89/'Cost scenario - input'!$G74),\"\")","v":""},{"$f":"IFERROR(IF(OR(M89=\"\",'Cost scenario - input'!$G74=\"\"),\"\",M89/'Cost scenario - input'!$G74),\"\")","v":""},{"$f":"IFERROR(IF(OR(N89=\"\",'Cost scenario - input'!$G74=\"\"),\"\",N89/'Cost scenario - input'!$G74),\"\")","v":""},{"$f":"IFERROR(IF(OR(O89=\"\",'Cost scenario - input'!$G74=\"\"),\"\",O89/'Cost scenario - input'!$G74),\"\")","v":""},{"$f":"IFERROR(IF(OR(P89=\"\",'Cost scenario - input'!$G74=\"\"),\"\",P89/'Cost scenario - input'!$G74),\"\")","v":""},{"$f":"IFERROR(IF(OR(Q89=\"\",'Cost scenario - input'!$G74=\"\"),\"\",Q89/'Cost scenario - input'!$G74),\"\")","v":""},{"$f":"IFERROR(IF(OR(R89=\"\",'Cost scenario - input'!$G74=\"\"),\"\",R89/'Cost scenario - input'!$G74),\"\")","v":""},{"$f":"IFERROR(IF(OR(S89=\"\",'Cost scenario - input'!$G74=\"\"),\"\",S89/'Cost scenario - input'!$G74),\"\")","v":""},{"$f":"IFERROR(IF(OR(T89=\"\",'Cost scenario - input'!$G74=\"\"),\"\",T89/'Cost scenario - input'!$G74),\"\")","v":""},{"$f":"IFERROR(IF(OR(U89=\"\",'Cost scenario - input'!$G74=\"\"),\"\",U89/'Cost scenario - input'!$G74),\"\")","v":""},{"$f":"IFERROR(IF(OR(V89=\"\",'Cost scenario - input'!$G74=\"\"),\"\",V89/'Cost scenario - input'!$G74),\"\")","v":""},{"$f":"IFERROR(IF(OR(W89=\"\",'Cost scenario - input'!$G74=\"\"),\"\",W89/'Cost scenario - input'!$G74),\"\")","v":""}]
[{"$f":"IFERROR('Cost scenario - input'!A75,\"\")","v":""},{"$f":"IFERROR('Cost scenario - input'!B75,\"\")","v":""},{"$f":"IFERROR('Cost scenario - input'!C75,\"\")","v":""},{"$f":"IFERROR(repcalc('Cost scenario - input'!$CY75:$GK75,'Cost scenario - input'!$J75,'Cost scenario - input'!$H75,'Cost scenario - input'!$I75,20,TRUE,TRUE),\"\")","v":""},"","","","","","","","","","","","","","","","","","","",{"$f":"IFERROR(IF(OR(D90=\"\",'Cost scenario - input'!$G75=\"\"),\"\",D90/'Cost scenario - input'!$G75),\"\")","v":""},{"$f":"IFERROR(IF(OR(E90=\"\",'Cost scenario - input'!$G75=\"\"),\"\",E90/'Cost scenario - input'!$G75),\"\")","v":""},{"$f":"IFERROR(IF(OR(F90=\"\",'Cost scenario - input'!$G75=\"\"),\"\",F90/'Cost scenario - input'!$G75),\"\")","v":""},{"$f":"IFERROR(IF(OR(G90=\"\",'Cost scenario - input'!$G75=\"\"),\"\",G90/'Cost scenario - input'!$G75),\"\")","v":""},{"$f":"IFERROR(IF(OR(H90=\"\",'Cost scenario - input'!$G75=\"\"),\"\",H90/'Cost scenario - input'!$G75),\"\")","v":""},{"$f":"IFERROR(IF(OR(I90=\"\",'Cost scenario - input'!$G75=\"\"),\"\",I90/'Cost scenario - input'!$G75),\"\")","v":""},{"$f":"IFERROR(IF(OR(J90=\"\",'Cost scenario - input'!$G75=\"\"),\"\",J90/'Cost scenario - input'!$G75),\"\")","v":""},{"$f":"IFERROR(IF(OR(K90=\"\",'Cost scenario - input'!$G75=\"\"),\"\",K90/'Cost scenario - input'!$G75),\"\")","v":""},{"$f":"IFERROR(IF(OR(L90=\"\",'Cost scenario - input'!$G75=\"\"),\"\",L90/'Cost scenario - input'!$G75),\"\")","v":""},{"$f":"IFERROR(IF(OR(M90=\"\",'Cost scenario - input'!$G75=\"\"),\"\",M90/'Cost scenario - input'!$G75),\"\")","v":""},{"$f":"IFERROR(IF(OR(N90=\"\",'Cost scenario - input'!$G75=\"\"),\"\",N90/'Cost scenario - input'!$G75),\"\")","v":""},{"$f":"IFERROR(IF(OR(O90=\"\",'Cost scenario - input'!$G75=\"\"),\"\",O90/'Cost scenario - input'!$G75),\"\")","v":""},{"$f":"IFERROR(IF(OR(P90=\"\",'Cost scenario - input'!$G75=\"\"),\"\",P90/'Cost scenario - input'!$G75),\"\")","v":""},{"$f":"IFERROR(IF(OR(Q90=\"\",'Cost scenario - input'!$G75=\"\"),\"\",Q90/'Cost scenario - input'!$G75),\"\")","v":""},{"$f":"IFERROR(IF(OR(R90=\"\",'Cost scenario - input'!$G75=\"\"),\"\",R90/'Cost scenario - input'!$G75),\"\")","v":""},{"$f":"IFERROR(IF(OR(S90=\"\",'Cost scenario - input'!$G75=\"\"),\"\",S90/'Cost scenario - input'!$G75),\"\")","v":""},{"$f":"IFERROR(IF(OR(T90=\"\",'Cost scenario - input'!$G75=\"\"),\"\",T90/'Cost scenario - input'!$G75),\"\")","v":""},{"$f":"IFERROR(IF(OR(U90=\"\",'Cost scenario - input'!$G75=\"\"),\"\",U90/'Cost scenario - input'!$G75),\"\")","v":""},{"$f":"IFERROR(IF(OR(V90=\"\",'Cost scenario - input'!$G75=\"\"),\"\",V90/'Cost scenario - input'!$G75),\"\")","v":""},{"$f":"IFERROR(IF(OR(W90=\"\",'Cost scenario - input'!$G75=\"\"),\"\",W90/'Cost scenario - input'!$G75),\"\")","v":""}]
[{"$f":"IFERROR('Cost scenario - input'!A76,\"\")","v":""},{"$f":"IFERROR('Cost scenario - input'!B76,\"\")","v":""},{"$f":"IFERROR('Cost scenario - input'!C76,\"\")","v":""},{"$f":"IFERROR(repcalc('Cost scenario - input'!$CY76:$GK76,'Cost scenario - input'!$J76,'Cost scenario - input'!$H76,'Cost scenario - input'!$I76,20,TRUE,TRUE),\"\")","v":""},"","","","","","","","","","","","","","","","","","","",{"$f":"IFERROR(IF(OR(D91=\"\",'Cost scenario - input'!$G76=\"\"),\"\",D91/'Cost scenario - input'!$G76),\"\")","v":""},{"$f":"IFERROR(IF(OR(E91=\"\",'Cost scenario - input'!$G76=\"\"),\"\",E91/'Cost scenario - input'!$G76),\"\")","v":""},{"$f":"IFERROR(IF(OR(F91=\"\",'Cost scenario - input'!$G76=\"\"),\"\",F91/'Cost scenario - input'!$G76),\"\")","v":""},{"$f":"IFERROR(IF(OR(G91=\"\",'Cost scenario - input'!$G76=\"\"),\"\",G91/'Cost scenario - input'!$G76),\"\")","v":""},{"$f":"IFERROR(IF(OR(H91=\"\",'Cost scenario - input'!$G76=\"\"),\"\",H91/'Cost scenario - input'!$G76),\"\")","v":""},{"$f":"IFERROR(IF(OR(I91=\"\",'Cost scenario - input'!$G76=\"\"),\"\",I91/'Cost scenario - input'!$G76),\"\")","v":""},{"$f":"IFERROR(IF(OR(J91=\"\",'Cost scenario - input'!$G76=\"\"),\"\",J91/'Cost scenario - input'!$G76),\"\")","v":""},{"$f":"IFERROR(IF(OR(K91=\"\",'Cost scenario - input'!$G76=\"\"),\"\",K91/'Cost scenario - input'!$G76),\"\")","v":""},{"$f":"IFERROR(IF(OR(L91=\"\",'Cost scenario - input'!$G76=\"\"),\"\",L91/'Cost scenario - input'!$G76),\"\")","v":""},{"$f":"IFERROR(IF(OR(M91=\"\",'Cost scenario - input'!$G76=\"\"),\"\",M91/'Cost scenario - input'!$G76),\"\")","v":""},{"$f":"IFERROR(IF(OR(N91=\"\",'Cost scenario - input'!$G76=\"\"),\"\",N91/'Cost scenario - input'!$G76),\"\")","v":""},{"$f":"IFERROR(IF(OR(O91=\"\",'Cost scenario - input'!$G76=\"\"),\"\",O91/'Cost scenario - input'!$G76),\"\")","v":""},{"$f":"IFERROR(IF(OR(P91=\"\",'Cost scenario - input'!$G76=\"\"),\"\",P91/'Cost scenario - input'!$G76),\"\")","v":""},{"$f":"IFERROR(IF(OR(Q91=\"\",'Cost scenario - input'!$G76=\"\"),\"\",Q91/'Cost scenario - input'!$G76),\"\")","v":""},{"$f":"IFERROR(IF(OR(R91=\"\",'Cost scenario - input'!$G76=\"\"),\"\",R91/'Cost scenario - input'!$G76),\"\")","v":""},{"$f":"IFERROR(IF(OR(S91=\"\",'Cost scenario - input'!$G76=\"\"),\"\",S91/'Cost scenario - input'!$G76),\"\")","v":""},{"$f":"IFERROR(IF(OR(T91=\"\",'Cost scenario - input'!$G76=\"\"),\"\",T91/'Cost scenario - input'!$G76),\"\")","v":""},{"$f":"IFERROR(IF(OR(U91=\"\",'Cost scenario - input'!$G76=\"\"),\"\",U91/'Cost scenario - input'!$G76),\"\")","v":""},{"$f":"IFERROR(IF(OR(V91=\"\",'Cost scenario - input'!$G76=\"\"),\"\",V91/'Cost scenario - input'!$G76),\"\")","v":""},{"$f":"IFERROR(IF(OR(W91=\"\",'Cost scenario - input'!$G76=\"\"),\"\",W91/'Cost scenario - input'!$G76),\"\")","v":""}]
[{"$f":"IFERROR('Cost scenario - input'!A77,\"\")","v":""},{"$f":"IFERROR('Cost scenario - input'!B77,\"\")","v":""},{"$f":"IFERROR('Cost scenario - input'!C77,\"\")","v":""},{"$f":"IFERROR(repcalc('Cost scenario - input'!$CY77:$GK77,'Cost scenario - input'!$J77,'Cost scenario - input'!$H77,'Cost scenario - input'!$I77,20,TRUE,TRUE),\"\")","v":""},"","","","","","","","","","","","","","","","","","","",{"$f":"IFERROR(IF(OR(D92=\"\",'Cost scenario - input'!$G77=\"\"),\"\",D92/'Cost scenario - input'!$G77),\"\")","v":""},{"$f":"IFERROR(IF(OR(E92=\"\",'Cost scenario - input'!$G77=\"\"),\"\",E92/'Cost scenario - input'!$G77),\"\")","v":""},{"$f":"IFERROR(IF(OR(F92=\"\",'Cost scenario - input'!$G77=\"\"),\"\",F92/'Cost scenario - input'!$G77),\"\")","v":""},{"$f":"IFERROR(IF(OR(G92=\"\",'Cost scenario - input'!$G77=\"\"),\"\",G92/'Cost scenario - input'!$G77),\"\")","v":""},{"$f":"IFERROR(IF(OR(H92=\"\",'Cost scenario - input'!$G77=\"\"),\"\",H92/'Cost scenario - input'!$G77),\"\")","v":""},{"$f":"IFERROR(IF(OR(I92=\"\",'Cost scenario - input'!$G77=\"\"),\"\",I92/'Cost scenario - input'!$G77),\"\")","v":""},{"$f":"IFERROR(IF(OR(J92=\"\",'Cost scenario - input'!$G77=\"\"),\"\",J92/'Cost scenario - input'!$G77),\"\")","v":""},{"$f":"IFERROR(IF(OR(K92=\"\",'Cost scenario - input'!$G77=\"\"),\"\",K92/'Cost scenario - input'!$G77),\"\")","v":""},{"$f":"IFERROR(IF(OR(L92=\"\",'Cost scenario - input'!$G77=\"\"),\"\",L92/'Cost scenario - input'!$G77),\"\")","v":""},{"$f":"IFERROR(IF(OR(M92=\"\",'Cost scenario - input'!$G77=\"\"),\"\",M92/'Cost scenario - input'!$G77),\"\")","v":""},{"$f":"IFERROR(IF(OR(N92=\"\",'Cost scenario - input'!$G77=\"\"),\"\",N92/'Cost scenario - input'!$G77),\"\")","v":""},{"$f":"IFERROR(IF(OR(O92=\"\",'Cost scenario - input'!$G77=\"\"),\"\",O92/'Cost scenario - input'!$G77),\"\")","v":""},{"$f":"IFERROR(IF(OR(P92=\"\",'Cost scenario - input'!$G77=\"\"),\"\",P92/'Cost scenario - input'!$G77),\"\")","v":""},{"$f":"IFERROR(IF(OR(Q92=\"\",'Cost scenario - input'!$G77=\"\"),\"\",Q92/'Cost scenario - input'!$G77),\"\")","v":""},{"$f":"IFERROR(IF(OR(R92=\"\",'Cost scenario - input'!$G77=\"\"),\"\",R92/'Cost scenario - input'!$G77),\"\")","v":""},{"$f":"IFERROR(IF(OR(S92=\"\",'Cost scenario - input'!$G77=\"\"),\"\",S92/'Cost scenario - input'!$G77),\"\")","v":""},{"$f":"IFERROR(IF(OR(T92=\"\",'Cost scenario - input'!$G77=\"\"),\"\",T92/'Cost scenario - input'!$G77),\"\")","v":""},{"$f":"IFERROR(IF(OR(U92=\"\",'Cost scenario - input'!$G77=\"\"),\"\",U92/'Cost scenario - input'!$G77),\"\")","v":""},{"$f":"IFERROR(IF(OR(V92=\"\",'Cost scenario - input'!$G77=\"\"),\"\",V92/'Cost scenario - input'!$G77),\"\")","v":""},{"$f":"IFERROR(IF(OR(W92=\"\",'Cost scenario - input'!$G77=\"\"),\"\",W92/'Cost scenario - input'!$G77),\"\")","v":""}]
[{"$f":"IFERROR('Cost scenario - input'!A78,\"\")","v":""},{"$f":"IFERROR('Cost scenario - input'!B78,\"\")","v":""},{"$f":"IFERROR('Cost scenario - input'!C78,\"\")","v":""},{"$f":"IFERROR(repcalc('Cost scenario - input'!$CY78:$GK78,'Cost scenario - input'!$J78,'Cost scenario - input'!$H78,'Cost scenario - input'!$I78,20,TRUE,TRUE),\"\")","v":""},"","","","","","","","","","","","","","","","","","","",{"$f":"IFERROR(IF(OR(D93=\"\",'Cost scenario - input'!$G78=\"\"),\"\",D93/'Cost scenario - input'!$G78),\"\")","v":""},{"$f":"IFERROR(IF(OR(E93=\"\",'Cost scenario - input'!$G78=\"\"),\"\",E93/'Cost scenario - input'!$G78),\"\")","v":""},{"$f":"IFERROR(IF(OR(F93=\"\",'Cost scenario - input'!$G78=\"\"),\"\",F93/'Cost scenario - input'!$G78),\"\")","v":""},{"$f":"IFERROR(IF(OR(G93=\"\",'Cost scenario - input'!$G78=\"\"),\"\",G93/'Cost scenario - input'!$G78),\"\")","v":""},{"$f":"IFERROR(IF(OR(H93=\"\",'Cost scenario - input'!$G78=\"\"),\"\",H93/'Cost scenario - input'!$G78),\"\")","v":""},{"$f":"IFERROR(IF(OR(I93=\"\",'Cost scenario - input'!$G78=\"\"),\"\",I93/'Cost scenario - input'!$G78),\"\")","v":""},{"$f":"IFERROR(IF(OR(J93=\"\",'Cost scenario - input'!$G78=\"\"),\"\",J93/'Cost scenario - input'!$G78),\"\")","v":""},{"$f":"IFERROR(IF(OR(K93=\"\",'Cost scenario - input'!$G78=\"\"),\"\",K93/'Cost scenario - input'!$G78),\"\")","v":""},{"$f":"IFERROR(IF(OR(L93=\"\",'Cost scenario - input'!$G78=\"\"),\"\",L93/'Cost scenario - input'!$G78),\"\")","v":""},{"$f":"IFERROR(IF(OR(M93=\"\",'Cost scenario - input'!$G78=\"\"),\"\",M93/'Cost scenario - input'!$G78),\"\")","v":""},{"$f":"IFERROR(IF(OR(N93=\"\",'Cost scenario - input'!$G78=\"\"),\"\",N93/'Cost scenario - input'!$G78),\"\")","v":""},{"$f":"IFERROR(IF(OR(O93=\"\",'Cost scenario - input'!$G78=\"\"),\"\",O93/'Cost scenario - input'!$G78),\"\")","v":""},{"$f":"IFERROR(IF(OR(P93=\"\",'Cost scenario - input'!$G78=\"\"),\"\",P93/'Cost scenario - input'!$G78),\"\")","v":""},{"$f":"IFERROR(IF(OR(Q93=\"\",'Cost scenario - input'!$G78=\"\"),\"\",Q93/'Cost scenario - input'!$G78),\"\")","v":""},{"$f":"IFERROR(IF(OR(R93=\"\",'Cost scenario - input'!$G78=\"\"),\"\",R93/'Cost scenario - input'!$G78),\"\")","v":""},{"$f":"IFERROR(IF(OR(S93=\"\",'Cost scenario - input'!$G78=\"\"),\"\",S93/'Cost scenario - input'!$G78),\"\")","v":""},{"$f":"IFERROR(IF(OR(T93=\"\",'Cost scenario - input'!$G78=\"\"),\"\",T93/'Cost scenario - input'!$G78),\"\")","v":""},{"$f":"IFERROR(IF(OR(U93=\"\",'Cost scenario - input'!$G78=\"\"),\"\",U93/'Cost scenario - input'!$G78),\"\")","v":""},{"$f":"IFERROR(IF(OR(V93=\"\",'Cost scenario - input'!$G78=\"\"),\"\",V93/'Cost scenario - input'!$G78),\"\")","v":""},{"$f":"IFERROR(IF(OR(W93=\"\",'Cost scenario - input'!$G78=\"\"),\"\",W93/'Cost scenario - input'!$G78),\"\")","v":""}]
[{"$f":"IFERROR('Cost scenario - input'!A79,\"\")","v":""},{"$f":"IFERROR('Cost scenario - input'!B79,\"\")","v":""},{"$f":"IFERROR('Cost scenario - input'!C79,\"\")","v":""},{"$f":"IFERROR(repcalc('Cost scenario - input'!$CY79:$GK79,'Cost scenario - input'!$J79,'Cost scenario - input'!$H79,'Cost scenario - input'!$I79,20,TRUE,TRUE),\"\")","v":""},"","","","","","","","","","","","","","","","","","","",{"$f":"IFERROR(IF(OR(D94=\"\",'Cost scenario - input'!$G79=\"\"),\"\",D94/'Cost scenario - input'!$G79),\"\")","v":""},{"$f":"IFERROR(IF(OR(E94=\"\",'Cost scenario - input'!$G79=\"\"),\"\",E94/'Cost scenario - input'!$G79),\"\")","v":""},{"$f":"IFERROR(IF(OR(F94=\"\",'Cost scenario - input'!$G79=\"\"),\"\",F94/'Cost scenario - input'!$G79),\"\")","v":""},{"$f":"IFERROR(IF(OR(G94=\"\",'Cost scenario - input'!$G79=\"\"),\"\",G94/'Cost scenario - input'!$G79),\"\")","v":""},{"$f":"IFERROR(IF(OR(H94=\"\",'Cost scenario - input'!$G79=\"\"),\"\",H94/'Cost scenario - input'!$G79),\"\")","v":""},{"$f":"IFERROR(IF(OR(I94=\"\",'Cost scenario - input'!$G79=\"\"),\"\",I94/'Cost scenario - input'!$G79),\"\")","v":""},{"$f":"IFERROR(IF(OR(J94=\"\",'Cost scenario - input'!$G79=\"\"),\"\",J94/'Cost scenario - input'!$G79),\"\")","v":""},{"$f":"IFERROR(IF(OR(K94=\"\",'Cost scenario - input'!$G79=\"\"),\"\",K94/'Cost scenario - input'!$G79),\"\")","v":""},{"$f":"IFERROR(IF(OR(L94=\"\",'Cost scenario - input'!$G79=\"\"),\"\",L94/'Cost scenario - input'!$G79),\"\")","v":""},{"$f":"IFERROR(IF(OR(M94=\"\",'Cost scenario - input'!$G79=\"\"),\"\",M94/'Cost scenario - input'!$G79),\"\")","v":""},{"$f":"IFERROR(IF(OR(N94=\"\",'Cost scenario - input'!$G79=\"\"),\"\",N94/'Cost scenario - input'!$G79),\"\")","v":""},{"$f":"IFERROR(IF(OR(O94=\"\",'Cost scenario - input'!$G79=\"\"),\"\",O94/'Cost scenario - input'!$G79),\"\")","v":""},{"$f":"IFERROR(IF(OR(P94=\"\",'Cost scenario - input'!$G79=\"\"),\"\",P94/'Cost scenario - input'!$G79),\"\")","v":""},{"$f":"IFERROR(IF(OR(Q94=\"\",'Cost scenario - input'!$G79=\"\"),\"\",Q94/'Cost scenario - input'!$G79),\"\")","v":""},{"$f":"IFERROR(IF(OR(R94=\"\",'Cost scenario - input'!$G79=\"\"),\"\",R94/'Cost scenario - input'!$G79),\"\")","v":""},{"$f":"IFERROR(IF(OR(S94=\"\",'Cost scenario - input'!$G79=\"\"),\"\",S94/'Cost scenario - input'!$G79),\"\")","v":""},{"$f":"IFERROR(IF(OR(T94=\"\",'Cost scenario - input'!$G79=\"\"),\"\",T94/'Cost scenario - input'!$G79),\"\")","v":""},{"$f":"IFERROR(IF(OR(U94=\"\",'Cost scenario - input'!$G79=\"\"),\"\",U94/'Cost scenario - input'!$G79),\"\")","v":""},{"$f":"IFERROR(IF(OR(V94=\"\",'Cost scenario - input'!$G79=\"\"),\"\",V94/'Cost scenario - input'!$G79),\"\")","v":""},{"$f":"IFERROR(IF(OR(W94=\"\",'Cost scenario - input'!$G79=\"\"),\"\",W94/'Cost scenario - input'!$G79),\"\")","v":""}]
[{"$f":"IFERROR('Cost scenario - input'!A80,\"\")","v":""},{"$f":"IFERROR('Cost scenario - input'!B80,\"\")","v":""},{"$f":"IFERROR('Cost scenario - input'!C80,\"\")","v":""},{"$f":"IFERROR(repcalc('Cost scenario - input'!$CY80:$GK80,'Cost scenario - input'!$J80,'Cost scenario - input'!$H80,'Cost scenario - input'!$I80,20,TRUE,TRUE),\"\")","v":""},"","","","","","","","","","","","","","","","","","","",{"$f":"IFERROR(IF(OR(D95=\"\",'Cost scenario - input'!$G80=\"\"),\"\",D95/'Cost scenario - input'!$G80),\"\")","v":""},{"$f":"IFERROR(IF(OR(E95=\"\",'Cost scenario - input'!$G80=\"\"),\"\",E95/'Cost scenario - input'!$G80),\"\")","v":""},{"$f":"IFERROR(IF(OR(F95=\"\",'Cost scenario - input'!$G80=\"\"),\"\",F95/'Cost scenario - input'!$G80),\"\")","v":""},{"$f":"IFERROR(IF(OR(G95=\"\",'Cost scenario - input'!$G80=\"\"),\"\",G95/'Cost scenario - input'!$G80),\"\")","v":""},{"$f":"IFERROR(IF(OR(H95=\"\",'Cost scenario - input'!$G80=\"\"),\"\",H95/'Cost scenario - input'!$G80),\"\")","v":""},{"$f":"IFERROR(IF(OR(I95=\"\",'Cost scenario - input'!$G80=\"\"),\"\",I95/'Cost scenario - input'!$G80),\"\")","v":""},{"$f":"IFERROR(IF(OR(J95=\"\",'Cost scenario - input'!$G80=\"\"),\"\",J95/'Cost scenario - input'!$G80),\"\")","v":""},{"$f":"IFERROR(IF(OR(K95=\"\",'Cost scenario - input'!$G80=\"\"),\"\",K95/'Cost scenario - input'!$G80),\"\")","v":""},{"$f":"IFERROR(IF(OR(L95=\"\",'Cost scenario - input'!$G80=\"\"),\"\",L95/'Cost scenario - input'!$G80),\"\")","v":""},{"$f":"IFERROR(IF(OR(M95=\"\",'Cost scenario - input'!$G80=\"\"),\"\",M95/'Cost scenario - input'!$G80),\"\")","v":""},{"$f":"IFERROR(IF(OR(N95=\"\",'Cost scenario - input'!$G80=\"\"),\"\",N95/'Cost scenario - input'!$G80),\"\")","v":""},{"$f":"IFERROR(IF(OR(O95=\"\",'Cost scenario - input'!$G80=\"\"),\"\",O95/'Cost scenario - input'!$G80),\"\")","v":""},{"$f":"IFERROR(IF(OR(P95=\"\",'Cost scenario - input'!$G80=\"\"),\"\",P95/'Cost scenario - input'!$G80),\"\")","v":""},{"$f":"IFERROR(IF(OR(Q95=\"\",'Cost scenario - input'!$G80=\"\"),\"\",Q95/'Cost scenario - input'!$G80),\"\")","v":""},{"$f":"IFERROR(IF(OR(R95=\"\",'Cost scenario - input'!$G80=\"\"),\"\",R95/'Cost scenario - input'!$G80),\"\")","v":""},{"$f":"IFERROR(IF(OR(S95=\"\",'Cost scenario - input'!$G80=\"\"),\"\",S95/'Cost scenario - input'!$G80),\"\")","v":""},{"$f":"IFERROR(IF(OR(T95=\"\",'Cost scenario - input'!$G80=\"\"),\"\",T95/'Cost scenario - input'!$G80),\"\")","v":""},{"$f":"IFERROR(IF(OR(U95=\"\",'Cost scenario - input'!$G80=\"\"),\"\",U95/'Cost scenario - input'!$G80),\"\")","v":""},{"$f":"IFERROR(IF(OR(V95=\"\",'Cost scenario - input'!$G80=\"\"),\"\",V95/'Cost scenario - input'!$G80),\"\")","v":""},{"$f":"IFERROR(IF(OR(W95=\"\",'Cost scenario - input'!$G80=\"\"),\"\",W95/'Cost scenario - input'!$G80),\"\")","v":""}]
[{"$f":"IFERROR('Cost scenario - input'!A81,\"\")","v":""},{"$f":"IFERROR('Cost scenario - input'!B81,\"\")","v":""},{"$f":"IFERROR('Cost scenario - input'!C81,\"\")","v":""},{"$f":"IFERROR(repcalc('Cost scenario - input'!$CY81:$GK81,'Cost scenario - input'!$J81,'Cost scenario - input'!$H81,'Cost scenario - input'!$I81,20,TRUE,TRUE),\"\")","v":""},"","","","","","","","","","","","","","","","","","","",{"$f":"IFERROR(IF(OR(D96=\"\",'Cost scenario - input'!$G81=\"\"),\"\",D96/'Cost scenario - input'!$G81),\"\")","v":""},{"$f":"IFERROR(IF(OR(E96=\"\",'Cost scenario - input'!$G81=\"\"),\"\",E96/'Cost scenario - input'!$G81),\"\")","v":""},{"$f":"IFERROR(IF(OR(F96=\"\",'Cost scenario - input'!$G81=\"\"),\"\",F96/'Cost scenario - input'!$G81),\"\")","v":""},{"$f":"IFERROR(IF(OR(G96=\"\",'Cost scenario - input'!$G81=\"\"),\"\",G96/'Cost scenario - input'!$G81),\"\")","v":""},{"$f":"IFERROR(IF(OR(H96=\"\",'Cost scenario - input'!$G81=\"\"),\"\",H96/'Cost scenario - input'!$G81),\"\")","v":""},{"$f":"IFERROR(IF(OR(I96=\"\",'Cost scenario - input'!$G81=\"\"),\"\",I96/'Cost scenario - input'!$G81),\"\")","v":""},{"$f":"IFERROR(IF(OR(J96=\"\",'Cost scenario - input'!$G81=\"\"),\"\",J96/'Cost scenario - input'!$G81),\"\")","v":""},{"$f":"IFERROR(IF(OR(K96=\"\",'Cost scenario - input'!$G81=\"\"),\"\",K96/'Cost scenario - input'!$G81),\"\")","v":""},{"$f":"IFERROR(IF(OR(L96=\"\",'Cost scenario - input'!$G81=\"\"),\"\",L96/'Cost scenario - input'!$G81),\"\")","v":""},{"$f":"IFERROR(IF(OR(M96=\"\",'Cost scenario - input'!$G81=\"\"),\"\",M96/'Cost scenario - input'!$G81),\"\")","v":""},{"$f":"IFERROR(IF(OR(N96=\"\",'Cost scenario - input'!$G81=\"\"),\"\",N96/'Cost scenario - input'!$G81),\"\")","v":""},{"$f":"IFERROR(IF(OR(O96=\"\",'Cost scenario - input'!$G81=\"\"),\"\",O96/'Cost scenario - input'!$G81),\"\")","v":""},{"$f":"IFERROR(IF(OR(P96=\"\",'Cost scenario - input'!$G81=\"\"),\"\",P96/'Cost scenario - input'!$G81),\"\")","v":""},{"$f":"IFERROR(IF(OR(Q96=\"\",'Cost scenario - input'!$G81=\"\"),\"\",Q96/'Cost scenario - input'!$G81),\"\")","v":""},{"$f":"IFERROR(IF(OR(R96=\"\",'Cost scenario - input'!$G81=\"\"),\"\",R96/'Cost scenario - input'!$G81),\"\")","v":""},{"$f":"IFERROR(IF(OR(S96=\"\",'Cost scenario - input'!$G81=\"\"),\"\",S96/'Cost scenario - input'!$G81),\"\")","v":""},{"$f":"IFERROR(IF(OR(T96=\"\",'Cost scenario - input'!$G81=\"\"),\"\",T96/'Cost scenario - input'!$G81),\"\")","v":""},{"$f":"IFERROR(IF(OR(U96=\"\",'Cost scenario - input'!$G81=\"\"),\"\",U96/'Cost scenario - input'!$G81),\"\")","v":""},{"$f":"IFERROR(IF(OR(V96=\"\",'Cost scenario - input'!$G81=\"\"),\"\",V96/'Cost scenario - input'!$G81),\"\")","v":""},{"$f":"IFERROR(IF(OR(W96=\"\",'Cost scenario - input'!$G81=\"\"),\"\",W96/'Cost scenario - input'!$G81),\"\")","v":""}]
[{"$f":"IFERROR('Cost scenario - input'!A82,\"\")","v":""},{"$f":"IFERROR('Cost scenario - input'!B82,\"\")","v":""},{"$f":"IFERROR('Cost scenario - input'!C82,\"\")","v":""},{"$f":"IFERROR(repcalc('Cost scenario - input'!$CY82:$GK82,'Cost scenario - input'!$J82,'Cost scenario - input'!$H82,'Cost scenario - input'!$I82,20,TRUE,TRUE),\"\")","v":""},"","","","","","","","","","","","","","","","","","","",{"$f":"IFERROR(IF(OR(D97=\"\",'Cost scenario - input'!$G82=\"\"),\"\",D97/'Cost scenario - input'!$G82),\"\")","v":""},{"$f":"IFERROR(IF(OR(E97=\"\",'Cost scenario - input'!$G82=\"\"),\"\",E97/'Cost scenario - input'!$G82),\"\")","v":""},{"$f":"IFERROR(IF(OR(F97=\"\",'Cost scenario - input'!$G82=\"\"),\"\",F97/'Cost scenario - input'!$G82),\"\")","v":""},{"$f":"IFERROR(IF(OR(G97=\"\",'Cost scenario - input'!$G82=\"\"),\"\",G97/'Cost scenario - input'!$G82),\"\")","v":""},{"$f":"IFERROR(IF(OR(H97=\"\",'Cost scenario - input'!$G82=\"\"),\"\",H97/'Cost scenario - input'!$G82),\"\")","v":""},{"$f":"IFERROR(IF(OR(I97=\"\",'Cost scenario - input'!$G82=\"\"),\"\",I97/'Cost scenario - input'!$G82),\"\")","v":""},{"$f":"IFERROR(IF(OR(J97=\"\",'Cost scenario - input'!$G82=\"\"),\"\",J97/'Cost scenario - input'!$G82),\"\")","v":""},{"$f":"IFERROR(IF(OR(K97=\"\",'Cost scenario - input'!$G82=\"\"),\"\",K97/'Cost scenario - input'!$G82),\"\")","v":""},{"$f":"IFERROR(IF(OR(L97=\"\",'Cost scenario - input'!$G82=\"\"),\"\",L97/'Cost scenario - input'!$G82),\"\")","v":""},{"$f":"IFERROR(IF(OR(M97=\"\",'Cost scenario - input'!$G82=\"\"),\"\",M97/'Cost scenario - input'!$G82),\"\")","v":""},{"$f":"IFERROR(IF(OR(N97=\"\",'Cost scenario - input'!$G82=\"\"),\"\",N97/'Cost scenario - input'!$G82),\"\")","v":""},{"$f":"IFERROR(IF(OR(O97=\"\",'Cost scenario - input'!$G82=\"\"),\"\",O97/'Cost scenario - input'!$G82),\"\")","v":""},{"$f":"IFERROR(IF(OR(P97=\"\",'Cost scenario - input'!$G82=\"\"),\"\",P97/'Cost scenario - input'!$G82),\"\")","v":""},{"$f":"IFERROR(IF(OR(Q97=\"\",'Cost scenario - input'!$G82=\"\"),\"\",Q97/'Cost scenario - input'!$G82),\"\")","v":""},{"$f":"IFERROR(IF(OR(R97=\"\",'Cost scenario - input'!$G82=\"\"),\"\",R97/'Cost scenario - input'!$G82),\"\")","v":""},{"$f":"IFERROR(IF(OR(S97=\"\",'Cost scenario - input'!$G82=\"\"),\"\",S97/'Cost scenario - input'!$G82),\"\")","v":""},{"$f":"IFERROR(IF(OR(T97=\"\",'Cost scenario - input'!$G82=\"\"),\"\",T97/'Cost scenario - input'!$G82),\"\")","v":""},{"$f":"IFERROR(IF(OR(U97=\"\",'Cost scenario - input'!$G82=\"\"),\"\",U97/'Cost scenario - input'!$G82),\"\")","v":""},{"$f":"IFERROR(IF(OR(V97=\"\",'Cost scenario - input'!$G82=\"\"),\"\",V97/'Cost scenario - input'!$G82),\"\")","v":""},{"$f":"IFERROR(IF(OR(W97=\"\",'Cost scenario - input'!$G82=\"\"),\"\",W97/'Cost scenario - input'!$G82),\"\")","v":""}]
[{"$f":"IFERROR('Cost scenario - input'!A83,\"\")","v":""},{"$f":"IFERROR('Cost scenario - input'!B83,\"\")","v":""},{"$f":"IFERROR('Cost scenario - input'!C83,\"\")","v":""},{"$f":"IFERROR(repcalc('Cost scenario - input'!$CY83:$GK83,'Cost scenario - input'!$J83,'Cost scenario - input'!$H83,'Cost scenario - input'!$I83,20,TRUE,TRUE),\"\")","v":""},"","","","","","","","","","","","","","","","","","","",{"$f":"IFERROR(IF(OR(D98=\"\",'Cost scenario - input'!$G83=\"\"),\"\",D98/'Cost scenario - input'!$G83),\"\")","v":""},{"$f":"IFERROR(IF(OR(E98=\"\",'Cost scenario - input'!$G83=\"\"),\"\",E98/'Cost scenario - input'!$G83),\"\")","v":""},{"$f":"IFERROR(IF(OR(F98=\"\",'Cost scenario - input'!$G83=\"\"),\"\",F98/'Cost scenario - input'!$G83),\"\")","v":""},{"$f":"IFERROR(IF(OR(G98=\"\",'Cost scenario - input'!$G83=\"\"),\"\",G98/'Cost scenario - input'!$G83),\"\")","v":""},{"$f":"IFERROR(IF(OR(H98=\"\",'Cost scenario - input'!$G83=\"\"),\"\",H98/'Cost scenario - input'!$G83),\"\")","v":""},{"$f":"IFERROR(IF(OR(I98=\"\",'Cost scenario - input'!$G83=\"\"),\"\",I98/'Cost scenario - input'!$G83),\"\")","v":""},{"$f":"IFERROR(IF(OR(J98=\"\",'Cost scenario - input'!$G83=\"\"),\"\",J98/'Cost scenario - input'!$G83),\"\")","v":""},{"$f":"IFERROR(IF(OR(K98=\"\",'Cost scenario - input'!$G83=\"\"),\"\",K98/'Cost scenario - input'!$G83),\"\")","v":""},{"$f":"IFERROR(IF(OR(L98=\"\",'Cost scenario - input'!$G83=\"\"),\"\",L98/'Cost scenario - input'!$G83),\"\")","v":""},{"$f":"IFERROR(IF(OR(M98=\"\",'Cost scenario - input'!$G83=\"\"),\"\",M98/'Cost scenario - input'!$G83),\"\")","v":""},{"$f":"IFERROR(IF(OR(N98=\"\",'Cost scenario - input'!$G83=\"\"),\"\",N98/'Cost scenario - input'!$G83),\"\")","v":""},{"$f":"IFERROR(IF(OR(O98=\"\",'Cost scenario - input'!$G83=\"\"),\"\",O98/'Cost scenario - input'!$G83),\"\")","v":""},{"$f":"IFERROR(IF(OR(P98=\"\",'Cost scenario - input'!$G83=\"\"),\"\",P98/'Cost scenario - input'!$G83),\"\")","v":""},{"$f":"IFERROR(IF(OR(Q98=\"\",'Cost scenario - input'!$G83=\"\"),\"\",Q98/'Cost scenario - input'!$G83),\"\")","v":""},{"$f":"IFERROR(IF(OR(R98=\"\",'Cost scenario - input'!$G83=\"\"),\"\",R98/'Cost scenario - input'!$G83),\"\")","v":""},{"$f":"IFERROR(IF(OR(S98=\"\",'Cost scenario - input'!$G83=\"\"),\"\",S98/'Cost scenario - input'!$G83),\"\")","v":""},{"$f":"IFERROR(IF(OR(T98=\"\",'Cost scenario - input'!$G83=\"\"),\"\",T98/'Cost scenario - input'!$G83),\"\")","v":""},{"$f":"IFERROR(IF(OR(U98=\"\",'Cost scenario - input'!$G83=\"\"),\"\",U98/'Cost scenario - input'!$G83),\"\")","v":""},{"$f":"IFERROR(IF(OR(V98=\"\",'Cost scenario - input'!$G83=\"\"),\"\",V98/'Cost scenario - input'!$G83),\"\")","v":""},{"$f":"IFERROR(IF(OR(W98=\"\",'Cost scenario - input'!$G83=\"\"),\"\",W98/'Cost scenario - input'!$G83),\"\")","v":""}]
[{"$f":"IFERROR('Cost scenario - input'!A84,\"\")","v":""},{"$f":"IFERROR('Cost scenario - input'!B84,\"\")","v":""},{"$f":"IFERROR('Cost scenario - input'!C84,\"\")","v":""},{"$f":"IFERROR(repcalc('Cost scenario - input'!$CY84:$GK84,'Cost scenario - input'!$J84,'Cost scenario - input'!$H84,'Cost scenario - input'!$I84,20,TRUE,TRUE),\"\")","v":""},"","","","","","","","","","","","","","","","","","","",{"$f":"IFERROR(IF(OR(D99=\"\",'Cost scenario - input'!$G84=\"\"),\"\",D99/'Cost scenario - input'!$G84),\"\")","v":""},{"$f":"IFERROR(IF(OR(E99=\"\",'Cost scenario - input'!$G84=\"\"),\"\",E99/'Cost scenario - input'!$G84),\"\")","v":""},{"$f":"IFERROR(IF(OR(F99=\"\",'Cost scenario - input'!$G84=\"\"),\"\",F99/'Cost scenario - input'!$G84),\"\")","v":""},{"$f":"IFERROR(IF(OR(G99=\"\",'Cost scenario - input'!$G84=\"\"),\"\",G99/'Cost scenario - input'!$G84),\"\")","v":""},{"$f":"IFERROR(IF(OR(H99=\"\",'Cost scenario - input'!$G84=\"\"),\"\",H99/'Cost scenario - input'!$G84),\"\")","v":""},{"$f":"IFERROR(IF(OR(I99=\"\",'Cost scenario - input'!$G84=\"\"),\"\",I99/'Cost scenario - input'!$G84),\"\")","v":""},{"$f":"IFERROR(IF(OR(J99=\"\",'Cost scenario - input'!$G84=\"\"),\"\",J99/'Cost scenario - input'!$G84),\"\")","v":""},{"$f":"IFERROR(IF(OR(K99=\"\",'Cost scenario - input'!$G84=\"\"),\"\",K99/'Cost scenario - input'!$G84),\"\")","v":""},{"$f":"IFERROR(IF(OR(L99=\"\",'Cost scenario - input'!$G84=\"\"),\"\",L99/'Cost scenario - input'!$G84),\"\")","v":""},{"$f":"IFERROR(IF(OR(M99=\"\",'Cost scenario - input'!$G84=\"\"),\"\",M99/'Cost scenario - input'!$G84),\"\")","v":""},{"$f":"IFERROR(IF(OR(N99=\"\",'Cost scenario - input'!$G84=\"\"),\"\",N99/'Cost scenario - input'!$G84),\"\")","v":""},{"$f":"IFERROR(IF(OR(O99=\"\",'Cost scenario - input'!$G84=\"\"),\"\",O99/'Cost scenario - input'!$G84),\"\")","v":""},{"$f":"IFERROR(IF(OR(P99=\"\",'Cost scenario - input'!$G84=\"\"),\"\",P99/'Cost scenario - input'!$G84),\"\")","v":""},{"$f":"IFERROR(IF(OR(Q99=\"\",'Cost scenario - input'!$G84=\"\"),\"\",Q99/'Cost scenario - input'!$G84),\"\")","v":""},{"$f":"IFERROR(IF(OR(R99=\"\",'Cost scenario - input'!$G84=\"\"),\"\",R99/'Cost scenario - input'!$G84),\"\")","v":""},{"$f":"IFERROR(IF(OR(S99=\"\",'Cost scenario - input'!$G84=\"\"),\"\",S99/'Cost scenario - input'!$G84),\"\")","v":""},{"$f":"IFERROR(IF(OR(T99=\"\",'Cost scenario - input'!$G84=\"\"),\"\",T99/'Cost scenario - input'!$G84),\"\")","v":""},{"$f":"IFERROR(IF(OR(U99=\"\",'Cost scenario - input'!$G84=\"\"),\"\",U99/'Cost scenario - input'!$G84),\"\")","v":""},{"$f":"IFERROR(IF(OR(V99=\"\",'Cost scenario - input'!$G84=\"\"),\"\",V99/'Cost scenario - input'!$G84),\"\")","v":""},{"$f":"IFERROR(IF(OR(W99=\"\",'Cost scenario - input'!$G84=\"\"),\"\",W99/'Cost scenario - input'!$G84),\"\")","v":""}]
[{"$f":"IFERROR('Cost scenario - input'!A85,\"\")","v":""},{"$f":"IFERROR('Cost scenario - input'!B85,\"\")","v":""},{"$f":"IFERROR('Cost scenario - input'!C85,\"\")","v":""},{"$f":"IFERROR(repcalc('Cost scenario - input'!$CY85:$GK85,'Cost scenario - input'!$J85,'Cost scenario - input'!$H85,'Cost scenario - input'!$I85,20,TRUE,TRUE),\"\")","v":""},"","","","","","","","","","","","","","","","","","","",{"$f":"IFERROR(IF(OR(D100=\"\",'Cost scenario - input'!$G85=\"\"),\"\",D100/'Cost scenario - input'!$G85),\"\")","v":""},{"$f":"IFERROR(IF(OR(E100=\"\",'Cost scenario - input'!$G85=\"\"),\"\",E100/'Cost scenario - input'!$G85),\"\")","v":""},{"$f":"IFERROR(IF(OR(F100=\"\",'Cost scenario - input'!$G85=\"\"),\"\",F100/'Cost scenario - input'!$G85),\"\")","v":""},{"$f":"IFERROR(IF(OR(G100=\"\",'Cost scenario - input'!$G85=\"\"),\"\",G100/'Cost scenario - input'!$G85),\"\")","v":""},{"$f":"IFERROR(IF(OR(H100=\"\",'Cost scenario - input'!$G85=\"\"),\"\",H100/'Cost scenario - input'!$G85),\"\")","v":""},{"$f":"IFERROR(IF(OR(I100=\"\",'Cost scenario - input'!$G85=\"\"),\"\",I100/'Cost scenario - input'!$G85),\"\")","v":""},{"$f":"IFERROR(IF(OR(J100=\"\",'Cost scenario - input'!$G85=\"\"),\"\",J100/'Cost scenario - input'!$G85),\"\")","v":""},{"$f":"IFERROR(IF(OR(K100=\"\",'Cost scenario - input'!$G85=\"\"),\"\",K100/'Cost scenario - input'!$G85),\"\")","v":""},{"$f":"IFERROR(IF(OR(L100=\"\",'Cost scenario - input'!$G85=\"\"),\"\",L100/'Cost scenario - input'!$G85),\"\")","v":""},{"$f":"IFERROR(IF(OR(M100=\"\",'Cost scenario - input'!$G85=\"\"),\"\",M100/'Cost scenario - input'!$G85),\"\")","v":""},{"$f":"IFERROR(IF(OR(N100=\"\",'Cost scenario - input'!$G85=\"\"),\"\",N100/'Cost scenario - input'!$G85),\"\")","v":""},{"$f":"IFERROR(IF(OR(O100=\"\",'Cost scenario - input'!$G85=\"\"),\"\",O100/'Cost scenario - input'!$G85),\"\")","v":""},{"$f":"IFERROR(IF(OR(P100=\"\",'Cost scenario - input'!$G85=\"\"),\"\",P100/'Cost scenario - input'!$G85),\"\")","v":""},{"$f":"IFERROR(IF(OR(Q100=\"\",'Cost scenario - input'!$G85=\"\"),\"\",Q100/'Cost scenario - input'!$G85),\"\")","v":""},{"$f":"IFERROR(IF(OR(R100=\"\",'Cost scenario - input'!$G85=\"\"),\"\",R100/'Cost scenario - input'!$G85),\"\")","v":""},{"$f":"IFERROR(IF(OR(S100=\"\",'Cost scenario - input'!$G85=\"\"),\"\",S100/'Cost scenario - input'!$G85),\"\")","v":""},{"$f":"IFERROR(IF(OR(T100=\"\",'Cost scenario - input'!$G85=\"\"),\"\",T100/'Cost scenario - input'!$G85),\"\")","v":""},{"$f":"IFERROR(IF(OR(U100=\"\",'Cost scenario - input'!$G85=\"\"),\"\",U100/'Cost scenario - input'!$G85),\"\")","v":""},{"$f":"IFERROR(IF(OR(V100=\"\",'Cost scenario - input'!$G85=\"\"),\"\",V100/'Cost scenario - input'!$G85),\"\")","v":""},{"$f":"IFERROR(IF(OR(W100=\"\",'Cost scenario - input'!$G85=\"\"),\"\",W100/'Cost scenario - input'!$G85),\"\")","v":""}]
[{"$f":"IFERROR('Cost scenario - input'!A86,\"\")","v":""},{"$f":"IFERROR('Cost scenario - input'!B86,\"\")","v":""},{"$f":"IFERROR('Cost scenario - input'!C86,\"\")","v":""},{"$f":"IFERROR(repcalc('Cost scenario - input'!$CY86:$GK86,'Cost scenario - input'!$J86,'Cost scenario - input'!$H86,'Cost scenario - input'!$I86,20,TRUE,TRUE),\"\")","v":""},"","","","","","","","","","","","","","","","","","","",{"$f":"IFERROR(IF(OR(D101=\"\",'Cost scenario - input'!$G86=\"\"),\"\",D101/'Cost scenario - input'!$G86),\"\")","v":""},{"$f":"IFERROR(IF(OR(E101=\"\",'Cost scenario - input'!$G86=\"\"),\"\",E101/'Cost scenario - input'!$G86),\"\")","v":""},{"$f":"IFERROR(IF(OR(F101=\"\",'Cost scenario - input'!$G86=\"\"),\"\",F101/'Cost scenario - input'!$G86),\"\")","v":""},{"$f":"IFERROR(IF(OR(G101=\"\",'Cost scenario - input'!$G86=\"\"),\"\",G101/'Cost scenario - input'!$G86),\"\")","v":""},{"$f":"IFERROR(IF(OR(H101=\"\",'Cost scenario - input'!$G86=\"\"),\"\",H101/'Cost scenario - input'!$G86),\"\")","v":""},{"$f":"IFERROR(IF(OR(I101=\"\",'Cost scenario - input'!$G86=\"\"),\"\",I101/'Cost scenario - input'!$G86),\"\")","v":""},{"$f":"IFERROR(IF(OR(J101=\"\",'Cost scenario - input'!$G86=\"\"),\"\",J101/'Cost scenario - input'!$G86),\"\")","v":""},{"$f":"IFERROR(IF(OR(K101=\"\",'Cost scenario - input'!$G86=\"\"),\"\",K101/'Cost scenario - input'!$G86),\"\")","v":""},{"$f":"IFERROR(IF(OR(L101=\"\",'Cost scenario - input'!$G86=\"\"),\"\",L101/'Cost scenario - input'!$G86),\"\")","v":""},{"$f":"IFERROR(IF(OR(M101=\"\",'Cost scenario - input'!$G86=\"\"),\"\",M101/'Cost scenario - input'!$G86),\"\")","v":""},{"$f":"IFERROR(IF(OR(N101=\"\",'Cost scenario - input'!$G86=\"\"),\"\",N101/'Cost scenario - input'!$G86),\"\")","v":""},{"$f":"IFERROR(IF(OR(O101=\"\",'Cost scenario - input'!$G86=\"\"),\"\",O101/'Cost scenario - input'!$G86),\"\")","v":""},{"$f":"IFERROR(IF(OR(P101=\"\",'Cost scenario - input'!$G86=\"\"),\"\",P101/'Cost scenario - input'!$G86),\"\")","v":""},{"$f":"IFERROR(IF(OR(Q101=\"\",'Cost scenario - input'!$G86=\"\"),\"\",Q101/'Cost scenario - input'!$G86),\"\")","v":""},{"$f":"IFERROR(IF(OR(R101=\"\",'Cost scenario - input'!$G86=\"\"),\"\",R101/'Cost scenario - input'!$G86),\"\")","v":""},{"$f":"IFERROR(IF(OR(S101=\"\",'Cost scenario - input'!$G86=\"\"),\"\",S101/'Cost scenario - input'!$G86),\"\")","v":""},{"$f":"IFERROR(IF(OR(T101=\"\",'Cost scenario - input'!$G86=\"\"),\"\",T101/'Cost scenario - input'!$G86),\"\")","v":""},{"$f":"IFERROR(IF(OR(U101=\"\",'Cost scenario - input'!$G86=\"\"),\"\",U101/'Cost scenario - input'!$G86),\"\")","v":""},{"$f":"IFERROR(IF(OR(V101=\"\",'Cost scenario - input'!$G86=\"\"),\"\",V101/'Cost scenario - input'!$G86),\"\")","v":""},{"$f":"IFERROR(IF(OR(W101=\"\",'Cost scenario - input'!$G86=\"\"),\"\",W101/'Cost scenario - input'!$G86),\"\")","v":""}]
[{"$f":"IFERROR('Cost scenario - input'!A87,\"\")","v":""},{"$f":"IFERROR('Cost scenario - input'!B87,\"\")","v":""},{"$f":"IFERROR('Cost scenario - input'!C87,\"\")","v":""},{"$f":"IFERROR(repcalc('Cost scenario - input'!$CY87:$GK87,'Cost scenario - input'!$J87,'Cost scenario - input'!$H87,'Cost scenario - input'!$I87,20,TRUE,TRUE),\"\")","v":""},"","","","","","","","","","","","","","","","","","","",{"$f":"IFERROR(IF(OR(D102=\"\",'Cost scenario - input'!$G87=\"\"),\"\",D102/'Cost scenario - input'!$G87),\"\")","v":""},{"$f":"IFERROR(IF(OR(E102=\"\",'Cost scenario - input'!$G87=\"\"),\"\",E102/'Cost scenario - input'!$G87),\"\")","v":""},{"$f":"IFERROR(IF(OR(F102=\"\",'Cost scenario - input'!$G87=\"\"),\"\",F102/'Cost scenario - input'!$G87),\"\")","v":""},{"$f":"IFERROR(IF(OR(G102=\"\",'Cost scenario - input'!$G87=\"\"),\"\",G102/'Cost scenario - input'!$G87),\"\")","v":""},{"$f":"IFERROR(IF(OR(H102=\"\",'Cost scenario - input'!$G87=\"\"),\"\",H102/'Cost scenario - input'!$G87),\"\")","v":""},{"$f":"IFERROR(IF(OR(I102=\"\",'Cost scenario - input'!$G87=\"\"),\"\",I102/'Cost scenario - input'!$G87),\"\")","v":""},{"$f":"IFERROR(IF(OR(J102=\"\",'Cost scenario - input'!$G87=\"\"),\"\",J102/'Cost scenario - input'!$G87),\"\")","v":""},{"$f":"IFERROR(IF(OR(K102=\"\",'Cost scenario - input'!$G87=\"\"),\"\",K102/'Cost scenario - input'!$G87),\"\")","v":""},{"$f":"IFERROR(IF(OR(L102=\"\",'Cost scenario - input'!$G87=\"\"),\"\",L102/'Cost scenario - input'!$G87),\"\")","v":""},{"$f":"IFERROR(IF(OR(M102=\"\",'Cost scenario - input'!$G87=\"\"),\"\",M102/'Cost scenario - input'!$G87),\"\")","v":""},{"$f":"IFERROR(IF(OR(N102=\"\",'Cost scenario - input'!$G87=\"\"),\"\",N102/'Cost scenario - input'!$G87),\"\")","v":""},{"$f":"IFERROR(IF(OR(O102=\"\",'Cost scenario - input'!$G87=\"\"),\"\",O102/'Cost scenario - input'!$G87),\"\")","v":""},{"$f":"IFERROR(IF(OR(P102=\"\",'Cost scenario - input'!$G87=\"\"),\"\",P102/'Cost scenario - input'!$G87),\"\")","v":""},{"$f":"IFERROR(IF(OR(Q102=\"\",'Cost scenario - input'!$G87=\"\"),\"\",Q102/'Cost scenario - input'!$G87),\"\")","v":""},{"$f":"IFERROR(IF(OR(R102=\"\",'Cost scenario - input'!$G87=\"\"),\"\",R102/'Cost scenario - input'!$G87),\"\")","v":""},{"$f":"IFERROR(IF(OR(S102=\"\",'Cost scenario - input'!$G87=\"\"),\"\",S102/'Cost scenario - input'!$G87),\"\")","v":""},{"$f":"IFERROR(IF(OR(T102=\"\",'Cost scenario - input'!$G87=\"\"),\"\",T102/'Cost scenario - input'!$G87),\"\")","v":""},{"$f":"IFERROR(IF(OR(U102=\"\",'Cost scenario - input'!$G87=\"\"),\"\",U102/'Cost scenario - input'!$G87),\"\")","v":""},{"$f":"IFERROR(IF(OR(V102=\"\",'Cost scenario - input'!$G87=\"\"),\"\",V102/'Cost scenario - input'!$G87),\"\")","v":""},{"$f":"IFERROR(IF(OR(W102=\"\",'Cost scenario - input'!$G87=\"\"),\"\",W102/'Cost scenario - input'!$G87),\"\")","v":""}]
[{"$f":"IFERROR('Cost scenario - input'!A88,\"\")","v":""},{"$f":"IFERROR('Cost scenario - input'!B88,\"\")","v":""},{"$f":"IFERROR('Cost scenario - input'!C88,\"\")","v":""},{"$f":"IFERROR(repcalc('Cost scenario - input'!$CY88:$GK88,'Cost scenario - input'!$J88,'Cost scenario - input'!$H88,'Cost scenario - input'!$I88,20,TRUE,TRUE),\"\")","v":""},"","","","","","","","","","","","","","","","","","","",{"$f":"IFERROR(IF(OR(D103=\"\",'Cost scenario - input'!$G88=\"\"),\"\",D103/'Cost scenario - input'!$G88),\"\")","v":""},{"$f":"IFERROR(IF(OR(E103=\"\",'Cost scenario - input'!$G88=\"\"),\"\",E103/'Cost scenario - input'!$G88),\"\")","v":""},{"$f":"IFERROR(IF(OR(F103=\"\",'Cost scenario - input'!$G88=\"\"),\"\",F103/'Cost scenario - input'!$G88),\"\")","v":""},{"$f":"IFERROR(IF(OR(G103=\"\",'Cost scenario - input'!$G88=\"\"),\"\",G103/'Cost scenario - input'!$G88),\"\")","v":""},{"$f":"IFERROR(IF(OR(H103=\"\",'Cost scenario - input'!$G88=\"\"),\"\",H103/'Cost scenario - input'!$G88),\"\")","v":""},{"$f":"IFERROR(IF(OR(I103=\"\",'Cost scenario - input'!$G88=\"\"),\"\",I103/'Cost scenario - input'!$G88),\"\")","v":""},{"$f":"IFERROR(IF(OR(J103=\"\",'Cost scenario - input'!$G88=\"\"),\"\",J103/'Cost scenario - input'!$G88),\"\")","v":""},{"$f":"IFERROR(IF(OR(K103=\"\",'Cost scenario - input'!$G88=\"\"),\"\",K103/'Cost scenario - input'!$G88),\"\")","v":""},{"$f":"IFERROR(IF(OR(L103=\"\",'Cost scenario - input'!$G88=\"\"),\"\",L103/'Cost scenario - input'!$G88),\"\")","v":""},{"$f":"IFERROR(IF(OR(M103=\"\",'Cost scenario - input'!$G88=\"\"),\"\",M103/'Cost scenario - input'!$G88),\"\")","v":""},{"$f":"IFERROR(IF(OR(N103=\"\",'Cost scenario - input'!$G88=\"\"),\"\",N103/'Cost scenario - input'!$G88),\"\")","v":""},{"$f":"IFERROR(IF(OR(O103=\"\",'Cost scenario - input'!$G88=\"\"),\"\",O103/'Cost scenario - input'!$G88),\"\")","v":""},{"$f":"IFERROR(IF(OR(P103=\"\",'Cost scenario - input'!$G88=\"\"),\"\",P103/'Cost scenario - input'!$G88),\"\")","v":""},{"$f":"IFERROR(IF(OR(Q103=\"\",'Cost scenario - input'!$G88=\"\"),\"\",Q103/'Cost scenario - input'!$G88),\"\")","v":""},{"$f":"IFERROR(IF(OR(R103=\"\",'Cost scenario - input'!$G88=\"\"),\"\",R103/'Cost scenario - input'!$G88),\"\")","v":""},{"$f":"IFERROR(IF(OR(S103=\"\",'Cost scenario - input'!$G88=\"\"),\"\",S103/'Cost scenario - input'!$G88),\"\")","v":""},{"$f":"IFERROR(IF(OR(T103=\"\",'Cost scenario - input'!$G88=\"\"),\"\",T103/'Cost scenario - input'!$G88),\"\")","v":""},{"$f":"IFERROR(IF(OR(U103=\"\",'Cost scenario - input'!$G88=\"\"),\"\",U103/'Cost scenario - input'!$G88),\"\")","v":""},{"$f":"IFERROR(IF(OR(V103=\"\",'Cost scenario - input'!$G88=\"\"),\"\",V103/'Cost scenario - input'!$G88),\"\")","v":""},{"$f":"IFERROR(IF(OR(W103=\"\",'Cost scenario - input'!$G88=\"\"),\"\",W103/'Cost scenario - input'!$G88),\"\")","v":""}]
[{"$f":"IFERROR('Cost scenario - input'!A89,\"\")","v":""},{"$f":"IFERROR('Cost scenario - input'!B89,\"\")","v":""},{"$f":"IFERROR('Cost scenario - input'!C89,\"\")","v":""},{"$f":"IFERROR(repcalc('Cost scenario - input'!$CY89:$GK89,'Cost scenario - input'!$J89,'Cost scenario - input'!$H89,'Cost scenario - input'!$I89,20,TRUE,TRUE),\"\")","v":""},"","","","","","","","","","","","","","","","","","","",{"$f":"IFERROR(IF(OR(D104=\"\",'Cost scenario - input'!$G89=\"\"),\"\",D104/'Cost scenario - input'!$G89),\"\")","v":""},{"$f":"IFERROR(IF(OR(E104=\"\",'Cost scenario - input'!$G89=\"\"),\"\",E104/'Cost scenario - input'!$G89),\"\")","v":""},{"$f":"IFERROR(IF(OR(F104=\"\",'Cost scenario - input'!$G89=\"\"),\"\",F104/'Cost scenario - input'!$G89),\"\")","v":""},{"$f":"IFERROR(IF(OR(G104=\"\",'Cost scenario - input'!$G89=\"\"),\"\",G104/'Cost scenario - input'!$G89),\"\")","v":""},{"$f":"IFERROR(IF(OR(H104=\"\",'Cost scenario - input'!$G89=\"\"),\"\",H104/'Cost scenario - input'!$G89),\"\")","v":""},{"$f":"IFERROR(IF(OR(I104=\"\",'Cost scenario - input'!$G89=\"\"),\"\",I104/'Cost scenario - input'!$G89),\"\")","v":""},{"$f":"IFERROR(IF(OR(J104=\"\",'Cost scenario - input'!$G89=\"\"),\"\",J104/'Cost scenario - input'!$G89),\"\")","v":""},{"$f":"IFERROR(IF(OR(K104=\"\",'Cost scenario - input'!$G89=\"\"),\"\",K104/'Cost scenario - input'!$G89),\"\")","v":""},{"$f":"IFERROR(IF(OR(L104=\"\",'Cost scenario - input'!$G89=\"\"),\"\",L104/'Cost scenario - input'!$G89),\"\")","v":""},{"$f":"IFERROR(IF(OR(M104=\"\",'Cost scenario - input'!$G89=\"\"),\"\",M104/'Cost scenario - input'!$G89),\"\")","v":""},{"$f":"IFERROR(IF(OR(N104=\"\",'Cost scenario - input'!$G89=\"\"),\"\",N104/'Cost scenario - input'!$G89),\"\")","v":""},{"$f":"IFERROR(IF(OR(O104=\"\",'Cost scenario - input'!$G89=\"\"),\"\",O104/'Cost scenario - input'!$G89),\"\")","v":""},{"$f":"IFERROR(IF(OR(P104=\"\",'Cost scenario - input'!$G89=\"\"),\"\",P104/'Cost scenario - input'!$G89),\"\")","v":""},{"$f":"IFERROR(IF(OR(Q104=\"\",'Cost scenario - input'!$G89=\"\"),\"\",Q104/'Cost scenario - input'!$G89),\"\")","v":""},{"$f":"IFERROR(IF(OR(R104=\"\",'Cost scenario - input'!$G89=\"\"),\"\",R104/'Cost scenario - input'!$G89),\"\")","v":""},{"$f":"IFERROR(IF(OR(S104=\"\",'Cost scenario - input'!$G89=\"\"),\"\",S104/'Cost scenario - input'!$G89),\"\")","v":""},{"$f":"IFERROR(IF(OR(T104=\"\",'Cost scenario - input'!$G89=\"\"),\"\",T104/'Cost scenario - input'!$G89),\"\")","v":""},{"$f":"IFERROR(IF(OR(U104=\"\",'Cost scenario - input'!$G89=\"\"),\"\",U104/'Cost scenario - input'!$G89),\"\")","v":""},{"$f":"IFERROR(IF(OR(V104=\"\",'Cost scenario - input'!$G89=\"\"),\"\",V104/'Cost scenario - input'!$G89),\"\")","v":""},{"$f":"IFERROR(IF(OR(W104=\"\",'Cost scenario - input'!$G89=\"\"),\"\",W104/'Cost scenario - input'!$G89),\"\")","v":""}]
[{"$f":"IFERROR('Cost scenario - input'!A90,\"\")","v":""},{"$f":"IFERROR('Cost scenario - input'!B90,\"\")","v":""},{"$f":"IFERROR('Cost scenario - input'!C90,\"\")","v":""},{"$f":"IFERROR(repcalc('Cost scenario - input'!$CY90:$GK90,'Cost scenario - input'!$J90,'Cost scenario - input'!$H90,'Cost scenario - input'!$I90,20,TRUE,TRUE),\"\")","v":""},"","","","","","","","","","","","","","","","","","","",{"$f":"IFERROR(IF(OR(D105=\"\",'Cost scenario - input'!$G90=\"\"),\"\",D105/'Cost scenario - input'!$G90),\"\")","v":""},{"$f":"IFERROR(IF(OR(E105=\"\",'Cost scenario - input'!$G90=\"\"),\"\",E105/'Cost scenario - input'!$G90),\"\")","v":""},{"$f":"IFERROR(IF(OR(F105=\"\",'Cost scenario - input'!$G90=\"\"),\"\",F105/'Cost scenario - input'!$G90),\"\")","v":""},{"$f":"IFERROR(IF(OR(G105=\"\",'Cost scenario - input'!$G90=\"\"),\"\",G105/'Cost scenario - input'!$G90),\"\")","v":""},{"$f":"IFERROR(IF(OR(H105=\"\",'Cost scenario - input'!$G90=\"\"),\"\",H105/'Cost scenario - input'!$G90),\"\")","v":""},{"$f":"IFERROR(IF(OR(I105=\"\",'Cost scenario - input'!$G90=\"\"),\"\",I105/'Cost scenario - input'!$G90),\"\")","v":""},{"$f":"IFERROR(IF(OR(J105=\"\",'Cost scenario - input'!$G90=\"\"),\"\",J105/'Cost scenario - input'!$G90),\"\")","v":""},{"$f":"IFERROR(IF(OR(K105=\"\",'Cost scenario - input'!$G90=\"\"),\"\",K105/'Cost scenario - input'!$G90),\"\")","v":""},{"$f":"IFERROR(IF(OR(L105=\"\",'Cost scenario - input'!$G90=\"\"),\"\",L105/'Cost scenario - input'!$G90),\"\")","v":""},{"$f":"IFERROR(IF(OR(M105=\"\",'Cost scenario - input'!$G90=\"\"),\"\",M105/'Cost scenario - input'!$G90),\"\")","v":""},{"$f":"IFERROR(IF(OR(N105=\"\",'Cost scenario - input'!$G90=\"\"),\"\",N105/'Cost scenario - input'!$G90),\"\")","v":""},{"$f":"IFERROR(IF(OR(O105=\"\",'Cost scenario - input'!$G90=\"\"),\"\",O105/'Cost scenario - input'!$G90),\"\")","v":""},{"$f":"IFERROR(IF(OR(P105=\"\",'Cost scenario - input'!$G90=\"\"),\"\",P105/'Cost scenario - input'!$G90),\"\")","v":""},{"$f":"IFERROR(IF(OR(Q105=\"\",'Cost scenario - input'!$G90=\"\"),\"\",Q105/'Cost scenario - input'!$G90),\"\")","v":""},{"$f":"IFERROR(IF(OR(R105=\"\",'Cost scenario - input'!$G90=\"\"),\"\",R105/'Cost scenario - input'!$G90),\"\")","v":""},{"$f":"IFERROR(IF(OR(S105=\"\",'Cost scenario - input'!$G90=\"\"),\"\",S105/'Cost scenario - input'!$G90),\"\")","v":""},{"$f":"IFERROR(IF(OR(T105=\"\",'Cost scenario - input'!$G90=\"\"),\"\",T105/'Cost scenario - input'!$G90),\"\")","v":""},{"$f":"IFERROR(IF(OR(U105=\"\",'Cost scenario - input'!$G90=\"\"),\"\",U105/'Cost scenario - input'!$G90),\"\")","v":""},{"$f":"IFERROR(IF(OR(V105=\"\",'Cost scenario - input'!$G90=\"\"),\"\",V105/'Cost scenario - input'!$G90),\"\")","v":""},{"$f":"IFERROR(IF(OR(W105=\"\",'Cost scenario - input'!$G90=\"\"),\"\",W105/'Cost scenario - input'!$G90),\"\")","v":""}]
[{"$f":"IFERROR('Cost scenario - input'!A91,\"\")","v":""},{"$f":"IFERROR('Cost scenario - input'!B91,\"\")","v":""},{"$f":"IFERROR('Cost scenario - input'!C91,\"\")","v":""},{"$f":"IFERROR(repcalc('Cost scenario - input'!$CY91:$GK91,'Cost scenario - input'!$J91,'Cost scenario - input'!$H91,'Cost scenario - input'!$I91,20,TRUE,TRUE),\"\")","v":""},"","","","","","","","","","","","","","","","","","","",{"$f":"IFERROR(IF(OR(D106=\"\",'Cost scenario - input'!$G91=\"\"),\"\",D106/'Cost scenario - input'!$G91),\"\")","v":""},{"$f":"IFERROR(IF(OR(E106=\"\",'Cost scenario - input'!$G91=\"\"),\"\",E106/'Cost scenario - input'!$G91),\"\")","v":""},{"$f":"IFERROR(IF(OR(F106=\"\",'Cost scenario - input'!$G91=\"\"),\"\",F106/'Cost scenario - input'!$G91),\"\")","v":""},{"$f":"IFERROR(IF(OR(G106=\"\",'Cost scenario - input'!$G91=\"\"),\"\",G106/'Cost scenario - input'!$G91),\"\")","v":""},{"$f":"IFERROR(IF(OR(H106=\"\",'Cost scenario - input'!$G91=\"\"),\"\",H106/'Cost scenario - input'!$G91),\"\")","v":""},{"$f":"IFERROR(IF(OR(I106=\"\",'Cost scenario - input'!$G91=\"\"),\"\",I106/'Cost scenario - input'!$G91),\"\")","v":""},{"$f":"IFERROR(IF(OR(J106=\"\",'Cost scenario - input'!$G91=\"\"),\"\",J106/'Cost scenario - input'!$G91),\"\")","v":""},{"$f":"IFERROR(IF(OR(K106=\"\",'Cost scenario - input'!$G91=\"\"),\"\",K106/'Cost scenario - input'!$G91),\"\")","v":""},{"$f":"IFERROR(IF(OR(L106=\"\",'Cost scenario - input'!$G91=\"\"),\"\",L106/'Cost scenario - input'!$G91),\"\")","v":""},{"$f":"IFERROR(IF(OR(M106=\"\",'Cost scenario - input'!$G91=\"\"),\"\",M106/'Cost scenario - input'!$G91),\"\")","v":""},{"$f":"IFERROR(IF(OR(N106=\"\",'Cost scenario - input'!$G91=\"\"),\"\",N106/'Cost scenario - input'!$G91),\"\")","v":""},{"$f":"IFERROR(IF(OR(O106=\"\",'Cost scenario - input'!$G91=\"\"),\"\",O106/'Cost scenario - input'!$G91),\"\")","v":""},{"$f":"IFERROR(IF(OR(P106=\"\",'Cost scenario - input'!$G91=\"\"),\"\",P106/'Cost scenario - input'!$G91),\"\")","v":""},{"$f":"IFERROR(IF(OR(Q106=\"\",'Cost scenario - input'!$G91=\"\"),\"\",Q106/'Cost scenario - input'!$G91),\"\")","v":""},{"$f":"IFERROR(IF(OR(R106=\"\",'Cost scenario - input'!$G91=\"\"),\"\",R106/'Cost scenario - input'!$G91),\"\")","v":""},{"$f":"IFERROR(IF(OR(S106=\"\",'Cost scenario - input'!$G91=\"\"),\"\",S106/'Cost scenario - input'!$G91),\"\")","v":""},{"$f":"IFERROR(IF(OR(T106=\"\",'Cost scenario - input'!$G91=\"\"),\"\",T106/'Cost scenario - input'!$G91),\"\")","v":""},{"$f":"IFERROR(IF(OR(U106=\"\",'Cost scenario - input'!$G91=\"\"),\"\",U106/'Cost scenario - input'!$G91),\"\")","v":""},{"$f":"IFERROR(IF(OR(V106=\"\",'Cost scenario - input'!$G91=\"\"),\"\",V106/'Cost scenario - input'!$G91),\"\")","v":""},{"$f":"IFERROR(IF(OR(W106=\"\",'Cost scenario - input'!$G91=\"\"),\"\",W106/'Cost scenario - input'!$G91),\"\")","v":""}]
[{"$f":"IFERROR('Cost scenario - input'!A92,\"\")","v":""},{"$f":"IFERROR('Cost scenario - input'!B92,\"\")","v":""},{"$f":"IFERROR('Cost scenario - input'!C92,\"\")","v":""},{"$f":"IFERROR(repcalc('Cost scenario - input'!$CY92:$GK92,'Cost scenario - input'!$J92,'Cost scenario - input'!$H92,'Cost scenario - input'!$I92,20,TRUE,TRUE),\"\")","v":""},"","","","","","","","","","","","","","","","","","","",{"$f":"IFERROR(IF(OR(D107=\"\",'Cost scenario - input'!$G92=\"\"),\"\",D107/'Cost scenario - input'!$G92),\"\")","v":""},{"$f":"IFERROR(IF(OR(E107=\"\",'Cost scenario - input'!$G92=\"\"),\"\",E107/'Cost scenario - input'!$G92),\"\")","v":""},{"$f":"IFERROR(IF(OR(F107=\"\",'Cost scenario - input'!$G92=\"\"),\"\",F107/'Cost scenario - input'!$G92),\"\")","v":""},{"$f":"IFERROR(IF(OR(G107=\"\",'Cost scenario - input'!$G92=\"\"),\"\",G107/'Cost scenario - input'!$G92),\"\")","v":""},{"$f":"IFERROR(IF(OR(H107=\"\",'Cost scenario - input'!$G92=\"\"),\"\",H107/'Cost scenario - input'!$G92),\"\")","v":""},{"$f":"IFERROR(IF(OR(I107=\"\",'Cost scenario - input'!$G92=\"\"),\"\",I107/'Cost scenario - input'!$G92),\"\")","v":""},{"$f":"IFERROR(IF(OR(J107=\"\",'Cost scenario - input'!$G92=\"\"),\"\",J107/'Cost scenario - input'!$G92),\"\")","v":""},{"$f":"IFERROR(IF(OR(K107=\"\",'Cost scenario - input'!$G92=\"\"),\"\",K107/'Cost scenario - input'!$G92),\"\")","v":""},{"$f":"IFERROR(IF(OR(L107=\"\",'Cost scenario - input'!$G92=\"\"),\"\",L107/'Cost scenario - input'!$G92),\"\")","v":""},{"$f":"IFERROR(IF(OR(M107=\"\",'Cost scenario - input'!$G92=\"\"),\"\",M107/'Cost scenario - input'!$G92),\"\")","v":""},{"$f":"IFERROR(IF(OR(N107=\"\",'Cost scenario - input'!$G92=\"\"),\"\",N107/'Cost scenario - input'!$G92),\"\")","v":""},{"$f":"IFERROR(IF(OR(O107=\"\",'Cost scenario - input'!$G92=\"\"),\"\",O107/'Cost scenario - input'!$G92),\"\")","v":""},{"$f":"IFERROR(IF(OR(P107=\"\",'Cost scenario - input'!$G92=\"\"),\"\",P107/'Cost scenario - input'!$G92),\"\")","v":""},{"$f":"IFERROR(IF(OR(Q107=\"\",'Cost scenario - input'!$G92=\"\"),\"\",Q107/'Cost scenario - input'!$G92),\"\")","v":""},{"$f":"IFERROR(IF(OR(R107=\"\",'Cost scenario - input'!$G92=\"\"),\"\",R107/'Cost scenario - input'!$G92),\"\")","v":""},{"$f":"IFERROR(IF(OR(S107=\"\",'Cost scenario - input'!$G92=\"\"),\"\",S107/'Cost scenario - input'!$G92),\"\")","v":""},{"$f":"IFERROR(IF(OR(T107=\"\",'Cost scenario - input'!$G92=\"\"),\"\",T107/'Cost scenario - input'!$G92),\"\")","v":""},{"$f":"IFERROR(IF(OR(U107=\"\",'Cost scenario - input'!$G92=\"\"),\"\",U107/'Cost scenario - input'!$G92),\"\")","v":""},{"$f":"IFERROR(IF(OR(V107=\"\",'Cost scenario - input'!$G92=\"\"),\"\",V107/'Cost scenario - input'!$G92),\"\")","v":""},{"$f":"IFERROR(IF(OR(W107=\"\",'Cost scenario - input'!$G92=\"\"),\"\",W107/'Cost scenario - input'!$G92),\"\")","v":""}]
[{"$f":"IFERROR('Cost scenario - input'!A93,\"\")","v":""},{"$f":"IFERROR('Cost scenario - input'!B93,\"\")","v":""},{"$f":"IFERROR('Cost scenario - input'!C93,\"\")","v":""},{"$f":"IFERROR(repcalc('Cost scenario - input'!$CY93:$GK93,'Cost scenario - input'!$J93,'Cost scenario - input'!$H93,'Cost scenario - input'!$I93,20,TRUE,TRUE),\"\")","v":""},"","","","","","","","","","","","","","","","","","","",{"$f":"IFERROR(IF(OR(D108=\"\",'Cost scenario - input'!$G93=\"\"),\"\",D108/'Cost scenario - input'!$G93),\"\")","v":""},{"$f":"IFERROR(IF(OR(E108=\"\",'Cost scenario - input'!$G93=\"\"),\"\",E108/'Cost scenario - input'!$G93),\"\")","v":""},{"$f":"IFERROR(IF(OR(F108=\"\",'Cost scenario - input'!$G93=\"\"),\"\",F108/'Cost scenario - input'!$G93),\"\")","v":""},{"$f":"IFERROR(IF(OR(G108=\"\",'Cost scenario - input'!$G93=\"\"),\"\",G108/'Cost scenario - input'!$G93),\"\")","v":""},{"$f":"IFERROR(IF(OR(H108=\"\",'Cost scenario - input'!$G93=\"\"),\"\",H108/'Cost scenario - input'!$G93),\"\")","v":""},{"$f":"IFERROR(IF(OR(I108=\"\",'Cost scenario - input'!$G93=\"\"),\"\",I108/'Cost scenario - input'!$G93),\"\")","v":""},{"$f":"IFERROR(IF(OR(J108=\"\",'Cost scenario - input'!$G93=\"\"),\"\",J108/'Cost scenario - input'!$G93),\"\")","v":""},{"$f":"IFERROR(IF(OR(K108=\"\",'Cost scenario - input'!$G93=\"\"),\"\",K108/'Cost scenario - input'!$G93),\"\")","v":""},{"$f":"IFERROR(IF(OR(L108=\"\",'Cost scenario - input'!$G93=\"\"),\"\",L108/'Cost scenario - input'!$G93),\"\")","v":""},{"$f":"IFERROR(IF(OR(M108=\"\",'Cost scenario - input'!$G93=\"\"),\"\",M108/'Cost scenario - input'!$G93),\"\")","v":""},{"$f":"IFERROR(IF(OR(N108=\"\",'Cost scenario - input'!$G93=\"\"),\"\",N108/'Cost scenario - input'!$G93),\"\")","v":""},{"$f":"IFERROR(IF(OR(O108=\"\",'Cost scenario - input'!$G93=\"\"),\"\",O108/'Cost scenario - input'!$G93),\"\")","v":""},{"$f":"IFERROR(IF(OR(P108=\"\",'Cost scenario - input'!$G93=\"\"),\"\",P108/'Cost scenario - input'!$G93),\"\")","v":""},{"$f":"IFERROR(IF(OR(Q108=\"\",'Cost scenario - input'!$G93=\"\"),\"\",Q108/'Cost scenario - input'!$G93),\"\")","v":""},{"$f":"IFERROR(IF(OR(R108=\"\",'Cost scenario - input'!$G93=\"\"),\"\",R108/'Cost scenario - input'!$G93),\"\")","v":""},{"$f":"IFERROR(IF(OR(S108=\"\",'Cost scenario - input'!$G93=\"\"),\"\",S108/'Cost scenario - input'!$G93),\"\")","v":""},{"$f":"IFERROR(IF(OR(T108=\"\",'Cost scenario - input'!$G93=\"\"),\"\",T108/'Cost scenario - input'!$G93),\"\")","v":""},{"$f":"IFERROR(IF(OR(U108=\"\",'Cost scenario - input'!$G93=\"\"),\"\",U108/'Cost scenario - input'!$G93),\"\")","v":""},{"$f":"IFERROR(IF(OR(V108=\"\",'Cost scenario - input'!$G93=\"\"),\"\",V108/'Cost scenario - input'!$G93),\"\")","v":""},{"$f":"IFERROR(IF(OR(W108=\"\",'Cost scenario - input'!$G93=\"\"),\"\",W108/'Cost scenario - input'!$G93),\"\")","v":""}]
[{"$f":"IFERROR('Cost scenario - input'!A94,\"\")","v":""},{"$f":"IFERROR('Cost scenario - input'!B94,\"\")","v":""},{"$f":"IFERROR('Cost scenario - input'!C94,\"\")","v":""},{"$f":"IFERROR(repcalc('Cost scenario - input'!$CY94:$GK94,'Cost scenario - input'!$J94,'Cost scenario - input'!$H94,'Cost scenario - input'!$I94,20,TRUE,TRUE),\"\")","v":""},"","","","","","","","","","","","","","","","","","","",{"$f":"IFERROR(IF(OR(D109=\"\",'Cost scenario - input'!$G94=\"\"),\"\",D109/'Cost scenario - input'!$G94),\"\")","v":""},{"$f":"IFERROR(IF(OR(E109=\"\",'Cost scenario - input'!$G94=\"\"),\"\",E109/'Cost scenario - input'!$G94),\"\")","v":""},{"$f":"IFERROR(IF(OR(F109=\"\",'Cost scenario - input'!$G94=\"\"),\"\",F109/'Cost scenario - input'!$G94),\"\")","v":""},{"$f":"IFERROR(IF(OR(G109=\"\",'Cost scenario - input'!$G94=\"\"),\"\",G109/'Cost scenario - input'!$G94),\"\")","v":""},{"$f":"IFERROR(IF(OR(H109=\"\",'Cost scenario - input'!$G94=\"\"),\"\",H109/'Cost scenario - input'!$G94),\"\")","v":""},{"$f":"IFERROR(IF(OR(I109=\"\",'Cost scenario - input'!$G94=\"\"),\"\",I109/'Cost scenario - input'!$G94),\"\")","v":""},{"$f":"IFERROR(IF(OR(J109=\"\",'Cost scenario - input'!$G94=\"\"),\"\",J109/'Cost scenario - input'!$G94),\"\")","v":""},{"$f":"IFERROR(IF(OR(K109=\"\",'Cost scenario - input'!$G94=\"\"),\"\",K109/'Cost scenario - input'!$G94),\"\")","v":""},{"$f":"IFERROR(IF(OR(L109=\"\",'Cost scenario - input'!$G94=\"\"),\"\",L109/'Cost scenario - input'!$G94),\"\")","v":""},{"$f":"IFERROR(IF(OR(M109=\"\",'Cost scenario - input'!$G94=\"\"),\"\",M109/'Cost scenario - input'!$G94),\"\")","v":""},{"$f":"IFERROR(IF(OR(N109=\"\",'Cost scenario - input'!$G94=\"\"),\"\",N109/'Cost scenario - input'!$G94),\"\")","v":""},{"$f":"IFERROR(IF(OR(O109=\"\",'Cost scenario - input'!$G94=\"\"),\"\",O109/'Cost scenario - input'!$G94),\"\")","v":""},{"$f":"IFERROR(IF(OR(P109=\"\",'Cost scenario - input'!$G94=\"\"),\"\",P109/'Cost scenario - input'!$G94),\"\")","v":""},{"$f":"IFERROR(IF(OR(Q109=\"\",'Cost scenario - input'!$G94=\"\"),\"\",Q109/'Cost scenario - input'!$G94),\"\")","v":""},{"$f":"IFERROR(IF(OR(R109=\"\",'Cost scenario - input'!$G94=\"\"),\"\",R109/'Cost scenario - input'!$G94),\"\")","v":""},{"$f":"IFERROR(IF(OR(S109=\"\",'Cost scenario - input'!$G94=\"\"),\"\",S109/'Cost scenario - input'!$G94),\"\")","v":""},{"$f":"IFERROR(IF(OR(T109=\"\",'Cost scenario - input'!$G94=\"\"),\"\",T109/'Cost scenario - input'!$G94),\"\")","v":""},{"$f":"IFERROR(IF(OR(U109=\"\",'Cost scenario - input'!$G94=\"\"),\"\",U109/'Cost scenario - input'!$G94),\"\")","v":""},{"$f":"IFERROR(IF(OR(V109=\"\",'Cost scenario - input'!$G94=\"\"),\"\",V109/'Cost scenario - input'!$G94),\"\")","v":""},{"$f":"IFERROR(IF(OR(W109=\"\",'Cost scenario - input'!$G94=\"\"),\"\",W109/'Cost scenario - input'!$G94),\"\")","v":""}]
[{"$f":"IFERROR('Cost scenario - input'!A95,\"\")","v":""},{"$f":"IFERROR('Cost scenario - input'!B95,\"\")","v":""},{"$f":"IFERROR('Cost scenario - input'!C95,\"\")","v":""},{"$f":"IFERROR(repcalc('Cost scenario - input'!$CY95:$GK95,'Cost scenario - input'!$J95,'Cost scenario - input'!$H95,'Cost scenario - input'!$I95,20,TRUE,TRUE),\"\")","v":""},"","","","","","","","","","","","","","","","","","","",{"$f":"IFERROR(IF(OR(D110=\"\",'Cost scenario - input'!$G95=\"\"),\"\",D110/'Cost scenario - input'!$G95),\"\")","v":""},{"$f":"IFERROR(IF(OR(E110=\"\",'Cost scenario - input'!$G95=\"\"),\"\",E110/'Cost scenario - input'!$G95),\"\")","v":""},{"$f":"IFERROR(IF(OR(F110=\"\",'Cost scenario - input'!$G95=\"\"),\"\",F110/'Cost scenario - input'!$G95),\"\")","v":""},{"$f":"IFERROR(IF(OR(G110=\"\",'Cost scenario - input'!$G95=\"\"),\"\",G110/'Cost scenario - input'!$G95),\"\")","v":""},{"$f":"IFERROR(IF(OR(H110=\"\",'Cost scenario - input'!$G95=\"\"),\"\",H110/'Cost scenario - input'!$G95),\"\")","v":""},{"$f":"IFERROR(IF(OR(I110=\"\",'Cost scenario - input'!$G95=\"\"),\"\",I110/'Cost scenario - input'!$G95),\"\")","v":""},{"$f":"IFERROR(IF(OR(J110=\"\",'Cost scenario - input'!$G95=\"\"),\"\",J110/'Cost scenario - input'!$G95),\"\")","v":""},{"$f":"IFERROR(IF(OR(K110=\"\",'Cost scenario - input'!$G95=\"\"),\"\",K110/'Cost scenario - input'!$G95),\"\")","v":""},{"$f":"IFERROR(IF(OR(L110=\"\",'Cost scenario - input'!$G95=\"\"),\"\",L110/'Cost scenario - input'!$G95),\"\")","v":""},{"$f":"IFERROR(IF(OR(M110=\"\",'Cost scenario - input'!$G95=\"\"),\"\",M110/'Cost scenario - input'!$G95),\"\")","v":""},{"$f":"IFERROR(IF(OR(N110=\"\",'Cost scenario - input'!$G95=\"\"),\"\",N110/'Cost scenario - input'!$G95),\"\")","v":""},{"$f":"IFERROR(IF(OR(O110=\"\",'Cost scenario - input'!$G95=\"\"),\"\",O110/'Cost scenario - input'!$G95),\"\")","v":""},{"$f":"IFERROR(IF(OR(P110=\"\",'Cost scenario - input'!$G95=\"\"),\"\",P110/'Cost scenario - input'!$G95),\"\")","v":""},{"$f":"IFERROR(IF(OR(Q110=\"\",'Cost scenario - input'!$G95=\"\"),\"\",Q110/'Cost scenario - input'!$G95),\"\")","v":""},{"$f":"IFERROR(IF(OR(R110=\"\",'Cost scenario - input'!$G95=\"\"),\"\",R110/'Cost scenario - input'!$G95),\"\")","v":""},{"$f":"IFERROR(IF(OR(S110=\"\",'Cost scenario - input'!$G95=\"\"),\"\",S110/'Cost scenario - input'!$G95),\"\")","v":""},{"$f":"IFERROR(IF(OR(T110=\"\",'Cost scenario - input'!$G95=\"\"),\"\",T110/'Cost scenario - input'!$G95),\"\")","v":""},{"$f":"IFERROR(IF(OR(U110=\"\",'Cost scenario - input'!$G95=\"\"),\"\",U110/'Cost scenario - input'!$G95),\"\")","v":""},{"$f":"IFERROR(IF(OR(V110=\"\",'Cost scenario - input'!$G95=\"\"),\"\",V110/'Cost scenario - input'!$G95),\"\")","v":""},{"$f":"IFERROR(IF(OR(W110=\"\",'Cost scenario - input'!$G95=\"\"),\"\",W110/'Cost scenario - input'!$G95),\"\")","v":""}]
[{"$f":"IFERROR('Cost scenario - input'!A96,\"\")","v":""},{"$f":"IFERROR('Cost scenario - input'!B96,\"\")","v":""},{"$f":"IFERROR('Cost scenario - input'!C96,\"\")","v":""},{"$f":"IFERROR(repcalc('Cost scenario - input'!$CY96:$GK96,'Cost scenario - input'!$J96,'Cost scenario - input'!$H96,'Cost scenario - input'!$I96,20,TRUE,TRUE),\"\")","v":""},"","","","","","","","","","","","","","","","","","","",{"$f":"IFERROR(IF(OR(D111=\"\",'Cost scenario - input'!$G96=\"\"),\"\",D111/'Cost scenario - input'!$G96),\"\")","v":""},{"$f":"IFERROR(IF(OR(E111=\"\",'Cost scenario - input'!$G96=\"\"),\"\",E111/'Cost scenario - input'!$G96),\"\")","v":""},{"$f":"IFERROR(IF(OR(F111=\"\",'Cost scenario - input'!$G96=\"\"),\"\",F111/'Cost scenario - input'!$G96),\"\")","v":""},{"$f":"IFERROR(IF(OR(G111=\"\",'Cost scenario - input'!$G96=\"\"),\"\",G111/'Cost scenario - input'!$G96),\"\")","v":""},{"$f":"IFERROR(IF(OR(H111=\"\",'Cost scenario - input'!$G96=\"\"),\"\",H111/'Cost scenario - input'!$G96),\"\")","v":""},{"$f":"IFERROR(IF(OR(I111=\"\",'Cost scenario - input'!$G96=\"\"),\"\",I111/'Cost scenario - input'!$G96),\"\")","v":""},{"$f":"IFERROR(IF(OR(J111=\"\",'Cost scenario - input'!$G96=\"\"),\"\",J111/'Cost scenario - input'!$G96),\"\")","v":""},{"$f":"IFERROR(IF(OR(K111=\"\",'Cost scenario - input'!$G96=\"\"),\"\",K111/'Cost scenario - input'!$G96),\"\")","v":""},{"$f":"IFERROR(IF(OR(L111=\"\",'Cost scenario - input'!$G96=\"\"),\"\",L111/'Cost scenario - input'!$G96),\"\")","v":""},{"$f":"IFERROR(IF(OR(M111=\"\",'Cost scenario - input'!$G96=\"\"),\"\",M111/'Cost scenario - input'!$G96),\"\")","v":""},{"$f":"IFERROR(IF(OR(N111=\"\",'Cost scenario - input'!$G96=\"\"),\"\",N111/'Cost scenario - input'!$G96),\"\")","v":""},{"$f":"IFERROR(IF(OR(O111=\"\",'Cost scenario - input'!$G96=\"\"),\"\",O111/'Cost scenario - input'!$G96),\"\")","v":""},{"$f":"IFERROR(IF(OR(P111=\"\",'Cost scenario - input'!$G96=\"\"),\"\",P111/'Cost scenario - input'!$G96),\"\")","v":""},{"$f":"IFERROR(IF(OR(Q111=\"\",'Cost scenario - input'!$G96=\"\"),\"\",Q111/'Cost scenario - input'!$G96),\"\")","v":""},{"$f":"IFERROR(IF(OR(R111=\"\",'Cost scenario - input'!$G96=\"\"),\"\",R111/'Cost scenario - input'!$G96),\"\")","v":""},{"$f":"IFERROR(IF(OR(S111=\"\",'Cost scenario - input'!$G96=\"\"),\"\",S111/'Cost scenario - input'!$G96),\"\")","v":""},{"$f":"IFERROR(IF(OR(T111=\"\",'Cost scenario - input'!$G96=\"\"),\"\",T111/'Cost scenario - input'!$G96),\"\")","v":""},{"$f":"IFERROR(IF(OR(U111=\"\",'Cost scenario - input'!$G96=\"\"),\"\",U111/'Cost scenario - input'!$G96),\"\")","v":""},{"$f":"IFERROR(IF(OR(V111=\"\",'Cost scenario - input'!$G96=\"\"),\"\",V111/'Cost scenario - input'!$G96),\"\")","v":""},{"$f":"IFERROR(IF(OR(W111=\"\",'Cost scenario - input'!$G96=\"\"),\"\",W111/'Cost scenario - input'!$G96),\"\")","v":""}]
[{"$f":"IFERROR('Cost scenario - input'!A97,\"\")","v":""},{"$f":"IFERROR('Cost scenario - input'!B97,\"\")","v":""},{"$f":"IFERROR('Cost scenario - input'!C97,\"\")","v":""},{"$f":"IFERROR(repcalc('Cost scenario - input'!$CY97:$GK97,'Cost scenario - input'!$J97,'Cost scenario - input'!$H97,'Cost scenario - input'!$I97,20,TRUE,TRUE),\"\")","v":""},"","","","","","","","","","","","","","","","","","","",{"$f":"IFERROR(IF(OR(D112=\"\",'Cost scenario - input'!$G97=\"\"),\"\",D112/'Cost scenario - input'!$G97),\"\")","v":""},{"$f":"IFERROR(IF(OR(E112=\"\",'Cost scenario - input'!$G97=\"\"),\"\",E112/'Cost scenario - input'!$G97),\"\")","v":""},{"$f":"IFERROR(IF(OR(F112=\"\",'Cost scenario - input'!$G97=\"\"),\"\",F112/'Cost scenario - input'!$G97),\"\")","v":""},{"$f":"IFERROR(IF(OR(G112=\"\",'Cost scenario - input'!$G97=\"\"),\"\",G112/'Cost scenario - input'!$G97),\"\")","v":""},{"$f":"IFERROR(IF(OR(H112=\"\",'Cost scenario - input'!$G97=\"\"),\"\",H112/'Cost scenario - input'!$G97),\"\")","v":""},{"$f":"IFERROR(IF(OR(I112=\"\",'Cost scenario - input'!$G97=\"\"),\"\",I112/'Cost scenario - input'!$G97),\"\")","v":""},{"$f":"IFERROR(IF(OR(J112=\"\",'Cost scenario - input'!$G97=\"\"),\"\",J112/'Cost scenario - input'!$G97),\"\")","v":""},{"$f":"IFERROR(IF(OR(K112=\"\",'Cost scenario - input'!$G97=\"\"),\"\",K112/'Cost scenario - input'!$G97),\"\")","v":""},{"$f":"IFERROR(IF(OR(L112=\"\",'Cost scenario - input'!$G97=\"\"),\"\",L112/'Cost scenario - input'!$G97),\"\")","v":""},{"$f":"IFERROR(IF(OR(M112=\"\",'Cost scenario - input'!$G97=\"\"),\"\",M112/'Cost scenario - input'!$G97),\"\")","v":""},{"$f":"IFERROR(IF(OR(N112=\"\",'Cost scenario - input'!$G97=\"\"),\"\",N112/'Cost scenario - input'!$G97),\"\")","v":""},{"$f":"IFERROR(IF(OR(O112=\"\",'Cost scenario - input'!$G97=\"\"),\"\",O112/'Cost scenario - input'!$G97),\"\")","v":""},{"$f":"IFERROR(IF(OR(P112=\"\",'Cost scenario - input'!$G97=\"\"),\"\",P112/'Cost scenario - input'!$G97),\"\")","v":""},{"$f":"IFERROR(IF(OR(Q112=\"\",'Cost scenario - input'!$G97=\"\"),\"\",Q112/'Cost scenario - input'!$G97),\"\")","v":""},{"$f":"IFERROR(IF(OR(R112=\"\",'Cost scenario - input'!$G97=\"\"),\"\",R112/'Cost scenario - input'!$G97),\"\")","v":""},{"$f":"IFERROR(IF(OR(S112=\"\",'Cost scenario - input'!$G97=\"\"),\"\",S112/'Cost scenario - input'!$G97),\"\")","v":""},{"$f":"IFERROR(IF(OR(T112=\"\",'Cost scenario - input'!$G97=\"\"),\"\",T112/'Cost scenario - input'!$G97),\"\")","v":""},{"$f":"IFERROR(IF(OR(U112=\"\",'Cost scenario - input'!$G97=\"\"),\"\",U112/'Cost scenario - input'!$G97),\"\")","v":""},{"$f":"IFERROR(IF(OR(V112=\"\",'Cost scenario - input'!$G97=\"\"),\"\",V112/'Cost scenario - input'!$G97),\"\")","v":""},{"$f":"IFERROR(IF(OR(W112=\"\",'Cost scenario - input'!$G97=\"\"),\"\",W112/'Cost scenario - input'!$G97),\"\")","v":""}]
[{"$f":"IFERROR('Cost scenario - input'!A98,\"\")","v":""},{"$f":"IFERROR('Cost scenario - input'!B98,\"\")","v":""},{"$f":"IFERROR('Cost scenario - input'!C98,\"\")","v":""},{"$f":"IFERROR(repcalc('Cost scenario - input'!$CY98:$GK98,'Cost scenario - input'!$J98,'Cost scenario - input'!$H98,'Cost scenario - input'!$I98,20,TRUE,TRUE),\"\")","v":""},"","","","","","","","","","","","","","","","","","","",{"$f":"IFERROR(IF(OR(D113=\"\",'Cost scenario - input'!$G98=\"\"),\"\",D113/'Cost scenario - input'!$G98),\"\")","v":""},{"$f":"IFERROR(IF(OR(E113=\"\",'Cost scenario - input'!$G98=\"\"),\"\",E113/'Cost scenario - input'!$G98),\"\")","v":""},{"$f":"IFERROR(IF(OR(F113=\"\",'Cost scenario - input'!$G98=\"\"),\"\",F113/'Cost scenario - input'!$G98),\"\")","v":""},{"$f":"IFERROR(IF(OR(G113=\"\",'Cost scenario - input'!$G98=\"\"),\"\",G113/'Cost scenario - input'!$G98),\"\")","v":""},{"$f":"IFERROR(IF(OR(H113=\"\",'Cost scenario - input'!$G98=\"\"),\"\",H113/'Cost scenario - input'!$G98),\"\")","v":""},{"$f":"IFERROR(IF(OR(I113=\"\",'Cost scenario - input'!$G98=\"\"),\"\",I113/'Cost scenario - input'!$G98),\"\")","v":""},{"$f":"IFERROR(IF(OR(J113=\"\",'Cost scenario - input'!$G98=\"\"),\"\",J113/'Cost scenario - input'!$G98),\"\")","v":""},{"$f":"IFERROR(IF(OR(K113=\"\",'Cost scenario - input'!$G98=\"\"),\"\",K113/'Cost scenario - input'!$G98),\"\")","v":""},{"$f":"IFERROR(IF(OR(L113=\"\",'Cost scenario - input'!$G98=\"\"),\"\",L113/'Cost scenario - input'!$G98),\"\")","v":""},{"$f":"IFERROR(IF(OR(M113=\"\",'Cost scenario - input'!$G98=\"\"),\"\",M113/'Cost scenario - input'!$G98),\"\")","v":""},{"$f":"IFERROR(IF(OR(N113=\"\",'Cost scenario - input'!$G98=\"\"),\"\",N113/'Cost scenario - input'!$G98),\"\")","v":""},{"$f":"IFERROR(IF(OR(O113=\"\",'Cost scenario - input'!$G98=\"\"),\"\",O113/'Cost scenario - input'!$G98),\"\")","v":""},{"$f":"IFERROR(IF(OR(P113=\"\",'Cost scenario - input'!$G98=\"\"),\"\",P113/'Cost scenario - input'!$G98),\"\")","v":""},{"$f":"IFERROR(IF(OR(Q113=\"\",'Cost scenario - input'!$G98=\"\"),\"\",Q113/'Cost scenario - input'!$G98),\"\")","v":""},{"$f":"IFERROR(IF(OR(R113=\"\",'Cost scenario - input'!$G98=\"\"),\"\",R113/'Cost scenario - input'!$G98),\"\")","v":""},{"$f":"IFERROR(IF(OR(S113=\"\",'Cost scenario - input'!$G98=\"\"),\"\",S113/'Cost scenario - input'!$G98),\"\")","v":""},{"$f":"IFERROR(IF(OR(T113=\"\",'Cost scenario - input'!$G98=\"\"),\"\",T113/'Cost scenario - input'!$G98),\"\")","v":""},{"$f":"IFERROR(IF(OR(U113=\"\",'Cost scenario - input'!$G98=\"\"),\"\",U113/'Cost scenario - input'!$G98),\"\")","v":""},{"$f":"IFERROR(IF(OR(V113=\"\",'Cost scenario - input'!$G98=\"\"),\"\",V113/'Cost scenario - input'!$G98),\"\")","v":""},{"$f":"IFERROR(IF(OR(W113=\"\",'Cost scenario - input'!$G98=\"\"),\"\",W113/'Cost scenario - input'!$G98),\"\")","v":""}]
[{"$f":"IFERROR('Cost scenario - input'!A99,\"\")","v":""},{"$f":"IFERROR('Cost scenario - input'!B99,\"\")","v":""},{"$f":"IFERROR('Cost scenario - input'!C99,\"\")","v":""},{"$f":"IFERROR(repcalc('Cost scenario - input'!$CY99:$GK99,'Cost scenario - input'!$J99,'Cost scenario - input'!$H99,'Cost scenario - input'!$I99,20,TRUE,TRUE),\"\")","v":""},"","","","","","","","","","","","","","","","","","","",{"$f":"IFERROR(IF(OR(D114=\"\",'Cost scenario - input'!$G99=\"\"),\"\",D114/'Cost scenario - input'!$G99),\"\")","v":""},{"$f":"IFERROR(IF(OR(E114=\"\",'Cost scenario - input'!$G99=\"\"),\"\",E114/'Cost scenario - input'!$G99),\"\")","v":""},{"$f":"IFERROR(IF(OR(F114=\"\",'Cost scenario - input'!$G99=\"\"),\"\",F114/'Cost scenario - input'!$G99),\"\")","v":""},{"$f":"IFERROR(IF(OR(G114=\"\",'Cost scenario - input'!$G99=\"\"),\"\",G114/'Cost scenario - input'!$G99),\"\")","v":""},{"$f":"IFERROR(IF(OR(H114=\"\",'Cost scenario - input'!$G99=\"\"),\"\",H114/'Cost scenario - input'!$G99),\"\")","v":""},{"$f":"IFERROR(IF(OR(I114=\"\",'Cost scenario - input'!$G99=\"\"),\"\",I114/'Cost scenario - input'!$G99),\"\")","v":""},{"$f":"IFERROR(IF(OR(J114=\"\",'Cost scenario - input'!$G99=\"\"),\"\",J114/'Cost scenario - input'!$G99),\"\")","v":""},{"$f":"IFERROR(IF(OR(K114=\"\",'Cost scenario - input'!$G99=\"\"),\"\",K114/'Cost scenario - input'!$G99),\"\")","v":""},{"$f":"IFERROR(IF(OR(L114=\"\",'Cost scenario - input'!$G99=\"\"),\"\",L114/'Cost scenario - input'!$G99),\"\")","v":""},{"$f":"IFERROR(IF(OR(M114=\"\",'Cost scenario - input'!$G99=\"\"),\"\",M114/'Cost scenario - input'!$G99),\"\")","v":""},{"$f":"IFERROR(IF(OR(N114=\"\",'Cost scenario - input'!$G99=\"\"),\"\",N114/'Cost scenario - input'!$G99),\"\")","v":""},{"$f":"IFERROR(IF(OR(O114=\"\",'Cost scenario - input'!$G99=\"\"),\"\",O114/'Cost scenario - input'!$G99),\"\")","v":""},{"$f":"IFERROR(IF(OR(P114=\"\",'Cost scenario - input'!$G99=\"\"),\"\",P114/'Cost scenario - input'!$G99),\"\")","v":""},{"$f":"IFERROR(IF(OR(Q114=\"\",'Cost scenario - input'!$G99=\"\"),\"\",Q114/'Cost scenario - input'!$G99),\"\")","v":""},{"$f":"IFERROR(IF(OR(R114=\"\",'Cost scenario - input'!$G99=\"\"),\"\",R114/'Cost scenario - input'!$G99),\"\")","v":""},{"$f":"IFERROR(IF(OR(S114=\"\",'Cost scenario - input'!$G99=\"\"),\"\",S114/'Cost scenario - input'!$G99),\"\")","v":""},{"$f":"IFERROR(IF(OR(T114=\"\",'Cost scenario - input'!$G99=\"\"),\"\",T114/'Cost scenario - input'!$G99),\"\")","v":""},{"$f":"IFERROR(IF(OR(U114=\"\",'Cost scenario - input'!$G99=\"\"),\"\",U114/'Cost scenario - input'!$G99),\"\")","v":""},{"$f":"IFERROR(IF(OR(V114=\"\",'Cost scenario - input'!$G99=\"\"),\"\",V114/'Cost scenario - input'!$G99),\"\")","v":""},{"$f":"IFERROR(IF(OR(W114=\"\",'Cost scenario - input'!$G99=\"\"),\"\",W114/'Cost scenario - input'!$G99),\"\")","v":""}]
[{"$f":"IFERROR('Cost scenario - input'!A100,\"\")","v":""},{"$f":"IFERROR('Cost scenario - input'!B100,\"\")","v":""},{"$f":"IFERROR('Cost scenario - input'!C100,\"\")","v":""},{"$f":"IFERROR(repcalc('Cost scenario - input'!$CY100:$GK100,'Cost scenario - input'!$J100,'Cost scenario - input'!$H100,'Cost scenario - input'!$I100,20,TRUE,TRUE),\"\")","v":""},"","","","","","","","","","","","","","","","","","","",{"$f":"IFERROR(IF(OR(D115=\"\",'Cost scenario - input'!$G100=\"\"),\"\",D115/'Cost scenario - input'!$G100),\"\")","v":""},{"$f":"IFERROR(IF(OR(E115=\"\",'Cost scenario - input'!$G100=\"\"),\"\",E115/'Cost scenario - input'!$G100),\"\")","v":""},{"$f":"IFERROR(IF(OR(F115=\"\",'Cost scenario - input'!$G100=\"\"),\"\",F115/'Cost scenario - input'!$G100),\"\")","v":""},{"$f":"IFERROR(IF(OR(G115=\"\",'Cost scenario - input'!$G100=\"\"),\"\",G115/'Cost scenario - input'!$G100),\"\")","v":""},{"$f":"IFERROR(IF(OR(H115=\"\",'Cost scenario - input'!$G100=\"\"),\"\",H115/'Cost scenario - input'!$G100),\"\")","v":""},{"$f":"IFERROR(IF(OR(I115=\"\",'Cost scenario - input'!$G100=\"\"),\"\",I115/'Cost scenario - input'!$G100),\"\")","v":""},{"$f":"IFERROR(IF(OR(J115=\"\",'Cost scenario - input'!$G100=\"\"),\"\",J115/'Cost scenario - input'!$G100),\"\")","v":""},{"$f":"IFERROR(IF(OR(K115=\"\",'Cost scenario - input'!$G100=\"\"),\"\",K115/'Cost scenario - input'!$G100),\"\")","v":""},{"$f":"IFERROR(IF(OR(L115=\"\",'Cost scenario - input'!$G100=\"\"),\"\",L115/'Cost scenario - input'!$G100),\"\")","v":""},{"$f":"IFERROR(IF(OR(M115=\"\",'Cost scenario - input'!$G100=\"\"),\"\",M115/'Cost scenario - input'!$G100),\"\")","v":""},{"$f":"IFERROR(IF(OR(N115=\"\",'Cost scenario - input'!$G100=\"\"),\"\",N115/'Cost scenario - input'!$G100),\"\")","v":""},{"$f":"IFERROR(IF(OR(O115=\"\",'Cost scenario - input'!$G100=\"\"),\"\",O115/'Cost scenario - input'!$G100),\"\")","v":""},{"$f":"IFERROR(IF(OR(P115=\"\",'Cost scenario - input'!$G100=\"\"),\"\",P115/'Cost scenario - input'!$G100),\"\")","v":""},{"$f":"IFERROR(IF(OR(Q115=\"\",'Cost scenario - input'!$G100=\"\"),\"\",Q115/'Cost scenario - input'!$G100),\"\")","v":""},{"$f":"IFERROR(IF(OR(R115=\"\",'Cost scenario - input'!$G100=\"\"),\"\",R115/'Cost scenario - input'!$G100),\"\")","v":""},{"$f":"IFERROR(IF(OR(S115=\"\",'Cost scenario - input'!$G100=\"\"),\"\",S115/'Cost scenario - input'!$G100),\"\")","v":""},{"$f":"IFERROR(IF(OR(T115=\"\",'Cost scenario - input'!$G100=\"\"),\"\",T115/'Cost scenario - input'!$G100),\"\")","v":""},{"$f":"IFERROR(IF(OR(U115=\"\",'Cost scenario - input'!$G100=\"\"),\"\",U115/'Cost scenario - input'!$G100),\"\")","v":""},{"$f":"IFERROR(IF(OR(V115=\"\",'Cost scenario - input'!$G100=\"\"),\"\",V115/'Cost scenario - input'!$G100),\"\")","v":""},{"$f":"IFERROR(IF(OR(W115=\"\",'Cost scenario - input'!$G100=\"\"),\"\",W115/'Cost scenario - input'!$G100),\"\")","v":""}]
[{"$f":"IFERROR('Cost scenario - input'!A101,\"\")","v":""},{"$f":"IFERROR('Cost scenario - input'!B101,\"\")","v":""},{"$f":"IFERROR('Cost scenario - input'!C101,\"\")","v":""},{"$f":"IFERROR(repcalc('Cost scenario - input'!$CY101:$GK101,'Cost scenario - input'!$J101,'Cost scenario - input'!$H101,'Cost scenario - input'!$I101,20,TRUE,TRUE),\"\")","v":""},"","","","","","","","","","","","","","","","","","","",{"$f":"IFERROR(IF(OR(D116=\"\",'Cost scenario - input'!$G101=\"\"),\"\",D116/'Cost scenario - input'!$G101),\"\")","v":""},{"$f":"IFERROR(IF(OR(E116=\"\",'Cost scenario - input'!$G101=\"\"),\"\",E116/'Cost scenario - input'!$G101),\"\")","v":""},{"$f":"IFERROR(IF(OR(F116=\"\",'Cost scenario - input'!$G101=\"\"),\"\",F116/'Cost scenario - input'!$G101),\"\")","v":""},{"$f":"IFERROR(IF(OR(G116=\"\",'Cost scenario - input'!$G101=\"\"),\"\",G116/'Cost scenario - input'!$G101),\"\")","v":""},{"$f":"IFERROR(IF(OR(H116=\"\",'Cost scenario - input'!$G101=\"\"),\"\",H116/'Cost scenario - input'!$G101),\"\")","v":""},{"$f":"IFERROR(IF(OR(I116=\"\",'Cost scenario - input'!$G101=\"\"),\"\",I116/'Cost scenario - input'!$G101),\"\")","v":""},{"$f":"IFERROR(IF(OR(J116=\"\",'Cost scenario - input'!$G101=\"\"),\"\",J116/'Cost scenario - input'!$G101),\"\")","v":""},{"$f":"IFERROR(IF(OR(K116=\"\",'Cost scenario - input'!$G101=\"\"),\"\",K116/'Cost scenario - input'!$G101),\"\")","v":""},{"$f":"IFERROR(IF(OR(L116=\"\",'Cost scenario - input'!$G101=\"\"),\"\",L116/'Cost scenario - input'!$G101),\"\")","v":""},{"$f":"IFERROR(IF(OR(M116=\"\",'Cost scenario - input'!$G101=\"\"),\"\",M116/'Cost scenario - input'!$G101),\"\")","v":""},{"$f":"IFERROR(IF(OR(N116=\"\",'Cost scenario - input'!$G101=\"\"),\"\",N116/'Cost scenario - input'!$G101),\"\")","v":""},{"$f":"IFERROR(IF(OR(O116=\"\",'Cost scenario - input'!$G101=\"\"),\"\",O116/'Cost scenario - input'!$G101),\"\")","v":""},{"$f":"IFERROR(IF(OR(P116=\"\",'Cost scenario - input'!$G101=\"\"),\"\",P116/'Cost scenario - input'!$G101),\"\")","v":""},{"$f":"IFERROR(IF(OR(Q116=\"\",'Cost scenario - input'!$G101=\"\"),\"\",Q116/'Cost scenario - input'!$G101),\"\")","v":""},{"$f":"IFERROR(IF(OR(R116=\"\",'Cost scenario - input'!$G101=\"\"),\"\",R116/'Cost scenario - input'!$G101),\"\")","v":""},{"$f":"IFERROR(IF(OR(S116=\"\",'Cost scenario - input'!$G101=\"\"),\"\",S116/'Cost scenario - input'!$G101),\"\")","v":""},{"$f":"IFERROR(IF(OR(T116=\"\",'Cost scenario - input'!$G101=\"\"),\"\",T116/'Cost scenario - input'!$G101),\"\")","v":""},{"$f":"IFERROR(IF(OR(U116=\"\",'Cost scenario - input'!$G101=\"\"),\"\",U116/'Cost scenario - input'!$G101),\"\")","v":""},{"$f":"IFERROR(IF(OR(V116=\"\",'Cost scenario - input'!$G101=\"\"),\"\",V116/'Cost scenario - input'!$G101),\"\")","v":""},{"$f":"IFERROR(IF(OR(W116=\"\",'Cost scenario - input'!$G101=\"\"),\"\",W116/'Cost scenario - input'!$G101),\"\")","v":""}]
[{"$f":"IFERROR('Cost scenario - input'!A102,\"\")","v":""},{"$f":"IFERROR('Cost scenario - input'!B102,\"\")","v":""},{"$f":"IFERROR('Cost scenario - input'!C102,\"\")","v":""},{"$f":"IFERROR(repcalc('Cost scenario - input'!$CY102:$GK102,'Cost scenario - input'!$J102,'Cost scenario - input'!$H102,'Cost scenario - input'!$I102,20,TRUE,TRUE),\"\")","v":""},"","","","","","","","","","","","","","","","","","","",{"$f":"IFERROR(IF(OR(D117=\"\",'Cost scenario - input'!$G102=\"\"),\"\",D117/'Cost scenario - input'!$G102),\"\")","v":""},{"$f":"IFERROR(IF(OR(E117=\"\",'Cost scenario - input'!$G102=\"\"),\"\",E117/'Cost scenario - input'!$G102),\"\")","v":""},{"$f":"IFERROR(IF(OR(F117=\"\",'Cost scenario - input'!$G102=\"\"),\"\",F117/'Cost scenario - input'!$G102),\"\")","v":""},{"$f":"IFERROR(IF(OR(G117=\"\",'Cost scenario - input'!$G102=\"\"),\"\",G117/'Cost scenario - input'!$G102),\"\")","v":""},{"$f":"IFERROR(IF(OR(H117=\"\",'Cost scenario - input'!$G102=\"\"),\"\",H117/'Cost scenario - input'!$G102),\"\")","v":""},{"$f":"IFERROR(IF(OR(I117=\"\",'Cost scenario - input'!$G102=\"\"),\"\",I117/'Cost scenario - input'!$G102),\"\")","v":""},{"$f":"IFERROR(IF(OR(J117=\"\",'Cost scenario - input'!$G102=\"\"),\"\",J117/'Cost scenario - input'!$G102),\"\")","v":""},{"$f":"IFERROR(IF(OR(K117=\"\",'Cost scenario - input'!$G102=\"\"),\"\",K117/'Cost scenario - input'!$G102),\"\")","v":""},{"$f":"IFERROR(IF(OR(L117=\"\",'Cost scenario - input'!$G102=\"\"),\"\",L117/'Cost scenario - input'!$G102),\"\")","v":""},{"$f":"IFERROR(IF(OR(M117=\"\",'Cost scenario - input'!$G102=\"\"),\"\",M117/'Cost scenario - input'!$G102),\"\")","v":""},{"$f":"IFERROR(IF(OR(N117=\"\",'Cost scenario - input'!$G102=\"\"),\"\",N117/'Cost scenario - input'!$G102),\"\")","v":""},{"$f":"IFERROR(IF(OR(O117=\"\",'Cost scenario - input'!$G102=\"\"),\"\",O117/'Cost scenario - input'!$G102),\"\")","v":""},{"$f":"IFERROR(IF(OR(P117=\"\",'Cost scenario - input'!$G102=\"\"),\"\",P117/'Cost scenario - input'!$G102),\"\")","v":""},{"$f":"IFERROR(IF(OR(Q117=\"\",'Cost scenario - input'!$G102=\"\"),\"\",Q117/'Cost scenario - input'!$G102),\"\")","v":""},{"$f":"IFERROR(IF(OR(R117=\"\",'Cost scenario - input'!$G102=\"\"),\"\",R117/'Cost scenario - input'!$G102),\"\")","v":""},{"$f":"IFERROR(IF(OR(S117=\"\",'Cost scenario - input'!$G102=\"\"),\"\",S117/'Cost scenario - input'!$G102),\"\")","v":""},{"$f":"IFERROR(IF(OR(T117=\"\",'Cost scenario - input'!$G102=\"\"),\"\",T117/'Cost scenario - input'!$G102),\"\")","v":""},{"$f":"IFERROR(IF(OR(U117=\"\",'Cost scenario - input'!$G102=\"\"),\"\",U117/'Cost scenario - input'!$G102),\"\")","v":""},{"$f":"IFERROR(IF(OR(V117=\"\",'Cost scenario - input'!$G102=\"\"),\"\",V117/'Cost scenario - input'!$G102),\"\")","v":""},{"$f":"IFERROR(IF(OR(W117=\"\",'Cost scenario - input'!$G102=\"\"),\"\",W117/'Cost scenario - input'!$G102),\"\")","v":""}]
[{"$f":"IFERROR('Cost scenario - input'!A103,\"\")","v":""},{"$f":"IFERROR('Cost scenario - input'!B103,\"\")","v":""},{"$f":"IFERROR('Cost scenario - input'!C103,\"\")","v":""},{"$f":"IFERROR(repcalc('Cost scenario - input'!$CY103:$GK103,'Cost scenario - input'!$J103,'Cost scenario - input'!$H103,'Cost scenario - input'!$I103,20,TRUE,TRUE),\"\")","v":""},"","","","","","","","","","","","","","","","","","","",{"$f":"IFERROR(IF(OR(D118=\"\",'Cost scenario - input'!$G103=\"\"),\"\",D118/'Cost scenario - input'!$G103),\"\")","v":""},{"$f":"IFERROR(IF(OR(E118=\"\",'Cost scenario - input'!$G103=\"\"),\"\",E118/'Cost scenario - input'!$G103),\"\")","v":""},{"$f":"IFERROR(IF(OR(F118=\"\",'Cost scenario - input'!$G103=\"\"),\"\",F118/'Cost scenario - input'!$G103),\"\")","v":""},{"$f":"IFERROR(IF(OR(G118=\"\",'Cost scenario - input'!$G103=\"\"),\"\",G118/'Cost scenario - input'!$G103),\"\")","v":""},{"$f":"IFERROR(IF(OR(H118=\"\",'Cost scenario - input'!$G103=\"\"),\"\",H118/'Cost scenario - input'!$G103),\"\")","v":""},{"$f":"IFERROR(IF(OR(I118=\"\",'Cost scenario - input'!$G103=\"\"),\"\",I118/'Cost scenario - input'!$G103),\"\")","v":""},{"$f":"IFERROR(IF(OR(J118=\"\",'Cost scenario - input'!$G103=\"\"),\"\",J118/'Cost scenario - input'!$G103),\"\")","v":""},{"$f":"IFERROR(IF(OR(K118=\"\",'Cost scenario - input'!$G103=\"\"),\"\",K118/'Cost scenario - input'!$G103),\"\")","v":""},{"$f":"IFERROR(IF(OR(L118=\"\",'Cost scenario - input'!$G103=\"\"),\"\",L118/'Cost scenario - input'!$G103),\"\")","v":""},{"$f":"IFERROR(IF(OR(M118=\"\",'Cost scenario - input'!$G103=\"\"),\"\",M118/'Cost scenario - input'!$G103),\"\")","v":""},{"$f":"IFERROR(IF(OR(N118=\"\",'Cost scenario - input'!$G103=\"\"),\"\",N118/'Cost scenario - input'!$G103),\"\")","v":""},{"$f":"IFERROR(IF(OR(O118=\"\",'Cost scenario - input'!$G103=\"\"),\"\",O118/'Cost scenario - input'!$G103),\"\")","v":""},{"$f":"IFERROR(IF(OR(P118=\"\",'Cost scenario - input'!$G103=\"\"),\"\",P118/'Cost scenario - input'!$G103),\"\")","v":""},{"$f":"IFERROR(IF(OR(Q118=\"\",'Cost scenario - input'!$G103=\"\"),\"\",Q118/'Cost scenario - input'!$G103),\"\")","v":""},{"$f":"IFERROR(IF(OR(R118=\"\",'Cost scenario - input'!$G103=\"\"),\"\",R118/'Cost scenario - input'!$G103),\"\")","v":""},{"$f":"IFERROR(IF(OR(S118=\"\",'Cost scenario - input'!$G103=\"\"),\"\",S118/'Cost scenario - input'!$G103),\"\")","v":""},{"$f":"IFERROR(IF(OR(T118=\"\",'Cost scenario - input'!$G103=\"\"),\"\",T118/'Cost scenario - input'!$G103),\"\")","v":""},{"$f":"IFERROR(IF(OR(U118=\"\",'Cost scenario - input'!$G103=\"\"),\"\",U118/'Cost scenario - input'!$G103),\"\")","v":""},{"$f":"IFERROR(IF(OR(V118=\"\",'Cost scenario - input'!$G103=\"\"),\"\",V118/'Cost scenario - input'!$G103),\"\")","v":""},{"$f":"IFERROR(IF(OR(W118=\"\",'Cost scenario - input'!$G103=\"\"),\"\",W118/'Cost scenario - input'!$G103),\"\")","v":""}]
[{"$f":"IFERROR('Cost scenario - input'!A104,\"\")","v":""},{"$f":"IFERROR('Cost scenario - input'!B104,\"\")","v":""},{"$f":"IFERROR('Cost scenario - input'!C104,\"\")","v":""},{"$f":"IFERROR(repcalc('Cost scenario - input'!$CY104:$GK104,'Cost scenario - input'!$J104,'Cost scenario - input'!$H104,'Cost scenario - input'!$I104,20,TRUE,TRUE),\"\")","v":""},"","","","","","","","","","","","","","","","","","","",{"$f":"IFERROR(IF(OR(D119=\"\",'Cost scenario - input'!$G104=\"\"),\"\",D119/'Cost scenario - input'!$G104),\"\")","v":""},{"$f":"IFERROR(IF(OR(E119=\"\",'Cost scenario - input'!$G104=\"\"),\"\",E119/'Cost scenario - input'!$G104),\"\")","v":""},{"$f":"IFERROR(IF(OR(F119=\"\",'Cost scenario - input'!$G104=\"\"),\"\",F119/'Cost scenario - input'!$G104),\"\")","v":""},{"$f":"IFERROR(IF(OR(G119=\"\",'Cost scenario - input'!$G104=\"\"),\"\",G119/'Cost scenario - input'!$G104),\"\")","v":""},{"$f":"IFERROR(IF(OR(H119=\"\",'Cost scenario - input'!$G104=\"\"),\"\",H119/'Cost scenario - input'!$G104),\"\")","v":""},{"$f":"IFERROR(IF(OR(I119=\"\",'Cost scenario - input'!$G104=\"\"),\"\",I119/'Cost scenario - input'!$G104),\"\")","v":""},{"$f":"IFERROR(IF(OR(J119=\"\",'Cost scenario - input'!$G104=\"\"),\"\",J119/'Cost scenario - input'!$G104),\"\")","v":""},{"$f":"IFERROR(IF(OR(K119=\"\",'Cost scenario - input'!$G104=\"\"),\"\",K119/'Cost scenario - input'!$G104),\"\")","v":""},{"$f":"IFERROR(IF(OR(L119=\"\",'Cost scenario - input'!$G104=\"\"),\"\",L119/'Cost scenario - input'!$G104),\"\")","v":""},{"$f":"IFERROR(IF(OR(M119=\"\",'Cost scenario - input'!$G104=\"\"),\"\",M119/'Cost scenario - input'!$G104),\"\")","v":""},{"$f":"IFERROR(IF(OR(N119=\"\",'Cost scenario - input'!$G104=\"\"),\"\",N119/'Cost scenario - input'!$G104),\"\")","v":""},{"$f":"IFERROR(IF(OR(O119=\"\",'Cost scenario - input'!$G104=\"\"),\"\",O119/'Cost scenario - input'!$G104),\"\")","v":""},{"$f":"IFERROR(IF(OR(P119=\"\",'Cost scenario - input'!$G104=\"\"),\"\",P119/'Cost scenario - input'!$G104),\"\")","v":""},{"$f":"IFERROR(IF(OR(Q119=\"\",'Cost scenario - input'!$G104=\"\"),\"\",Q119/'Cost scenario - input'!$G104),\"\")","v":""},{"$f":"IFERROR(IF(OR(R119=\"\",'Cost scenario - input'!$G104=\"\"),\"\",R119/'Cost scenario - input'!$G104),\"\")","v":""},{"$f":"IFERROR(IF(OR(S119=\"\",'Cost scenario - input'!$G104=\"\"),\"\",S119/'Cost scenario - input'!$G104),\"\")","v":""},{"$f":"IFERROR(IF(OR(T119=\"\",'Cost scenario - input'!$G104=\"\"),\"\",T119/'Cost scenario - input'!$G104),\"\")","v":""},{"$f":"IFERROR(IF(OR(U119=\"\",'Cost scenario - input'!$G104=\"\"),\"\",U119/'Cost scenario - input'!$G104),\"\")","v":""},{"$f":"IFERROR(IF(OR(V119=\"\",'Cost scenario - input'!$G104=\"\"),\"\",V119/'Cost scenario - input'!$G104),\"\")","v":""},{"$f":"IFERROR(IF(OR(W119=\"\",'Cost scenario - input'!$G104=\"\"),\"\",W119/'Cost scenario - input'!$G104),\"\")","v":""}]
[{"$f":"IFERROR('Cost scenario - input'!A105,\"\")","v":""},{"$f":"IFERROR('Cost scenario - input'!B105,\"\")","v":""},{"$f":"IFERROR('Cost scenario - input'!C105,\"\")","v":""},{"$f":"IFERROR(repcalc('Cost scenario - input'!$CY105:$GK105,'Cost scenario - input'!$J105,'Cost scenario - input'!$H105,'Cost scenario - input'!$I105,20,TRUE,TRUE),\"\")","v":""},"","","","","","","","","","","","","","","","","","","",{"$f":"IFERROR(IF(OR(D120=\"\",'Cost scenario - input'!$G105=\"\"),\"\",D120/'Cost scenario - input'!$G105),\"\")","v":""},{"$f":"IFERROR(IF(OR(E120=\"\",'Cost scenario - input'!$G105=\"\"),\"\",E120/'Cost scenario - input'!$G105),\"\")","v":""},{"$f":"IFERROR(IF(OR(F120=\"\",'Cost scenario - input'!$G105=\"\"),\"\",F120/'Cost scenario - input'!$G105),\"\")","v":""},{"$f":"IFERROR(IF(OR(G120=\"\",'Cost scenario - input'!$G105=\"\"),\"\",G120/'Cost scenario - input'!$G105),\"\")","v":""},{"$f":"IFERROR(IF(OR(H120=\"\",'Cost scenario - input'!$G105=\"\"),\"\",H120/'Cost scenario - input'!$G105),\"\")","v":""},{"$f":"IFERROR(IF(OR(I120=\"\",'Cost scenario - input'!$G105=\"\"),\"\",I120/'Cost scenario - input'!$G105),\"\")","v":""},{"$f":"IFERROR(IF(OR(J120=\"\",'Cost scenario - input'!$G105=\"\"),\"\",J120/'Cost scenario - input'!$G105),\"\")","v":""},{"$f":"IFERROR(IF(OR(K120=\"\",'Cost scenario - input'!$G105=\"\"),\"\",K120/'Cost scenario - input'!$G105),\"\")","v":""},{"$f":"IFERROR(IF(OR(L120=\"\",'Cost scenario - input'!$G105=\"\"),\"\",L120/'Cost scenario - input'!$G105),\"\")","v":""},{"$f":"IFERROR(IF(OR(M120=\"\",'Cost scenario - input'!$G105=\"\"),\"\",M120/'Cost scenario - input'!$G105),\"\")","v":""},{"$f":"IFERROR(IF(OR(N120=\"\",'Cost scenario - input'!$G105=\"\"),\"\",N120/'Cost scenario - input'!$G105),\"\")","v":""},{"$f":"IFERROR(IF(OR(O120=\"\",'Cost scenario - input'!$G105=\"\"),\"\",O120/'Cost scenario - input'!$G105),\"\")","v":""},{"$f":"IFERROR(IF(OR(P120=\"\",'Cost scenario - input'!$G105=\"\"),\"\",P120/'Cost scenario - input'!$G105),\"\")","v":""},{"$f":"IFERROR(IF(OR(Q120=\"\",'Cost scenario - input'!$G105=\"\"),\"\",Q120/'Cost scenario - input'!$G105),\"\")","v":""},{"$f":"IFERROR(IF(OR(R120=\"\",'Cost scenario - input'!$G105=\"\"),\"\",R120/'Cost scenario - input'!$G105),\"\")","v":""},{"$f":"IFERROR(IF(OR(S120=\"\",'Cost scenario - input'!$G105=\"\"),\"\",S120/'Cost scenario - input'!$G105),\"\")","v":""},{"$f":"IFERROR(IF(OR(T120=\"\",'Cost scenario - input'!$G105=\"\"),\"\",T120/'Cost scenario - input'!$G105),\"\")","v":""},{"$f":"IFERROR(IF(OR(U120=\"\",'Cost scenario - input'!$G105=\"\"),\"\",U120/'Cost scenario - input'!$G105),\"\")","v":""},{"$f":"IFERROR(IF(OR(V120=\"\",'Cost scenario - input'!$G105=\"\"),\"\",V120/'Cost scenario - input'!$G105),\"\")","v":""},{"$f":"IFERROR(IF(OR(W120=\"\",'Cost scenario - input'!$G105=\"\"),\"\",W120/'Cost scenario - input'!$G105),\"\")","v":""}]
[{"$f":"IFERROR('Cost scenario - input'!A106,\"\")","v":""},{"$f":"IFERROR('Cost scenario - input'!B106,\"\")","v":""},{"$f":"IFERROR('Cost scenario - input'!C106,\"\")","v":""},{"$f":"IFERROR(repcalc('Cost scenario - input'!$CY106:$GK106,'Cost scenario - input'!$J106,'Cost scenario - input'!$H106,'Cost scenario - input'!$I106,20,TRUE,TRUE),\"\")","v":""},"","","","","","","","","","","","","","","","","","","",{"$f":"IFERROR(IF(OR(D121=\"\",'Cost scenario - input'!$G106=\"\"),\"\",D121/'Cost scenario - input'!$G106),\"\")","v":""},{"$f":"IFERROR(IF(OR(E121=\"\",'Cost scenario - input'!$G106=\"\"),\"\",E121/'Cost scenario - input'!$G106),\"\")","v":""},{"$f":"IFERROR(IF(OR(F121=\"\",'Cost scenario - input'!$G106=\"\"),\"\",F121/'Cost scenario - input'!$G106),\"\")","v":""},{"$f":"IFERROR(IF(OR(G121=\"\",'Cost scenario - input'!$G106=\"\"),\"\",G121/'Cost scenario - input'!$G106),\"\")","v":""},{"$f":"IFERROR(IF(OR(H121=\"\",'Cost scenario - input'!$G106=\"\"),\"\",H121/'Cost scenario - input'!$G106),\"\")","v":""},{"$f":"IFERROR(IF(OR(I121=\"\",'Cost scenario - input'!$G106=\"\"),\"\",I121/'Cost scenario - input'!$G106),\"\")","v":""},{"$f":"IFERROR(IF(OR(J121=\"\",'Cost scenario - input'!$G106=\"\"),\"\",J121/'Cost scenario - input'!$G106),\"\")","v":""},{"$f":"IFERROR(IF(OR(K121=\"\",'Cost scenario - input'!$G106=\"\"),\"\",K121/'Cost scenario - input'!$G106),\"\")","v":""},{"$f":"IFERROR(IF(OR(L121=\"\",'Cost scenario - input'!$G106=\"\"),\"\",L121/'Cost scenario - input'!$G106),\"\")","v":""},{"$f":"IFERROR(IF(OR(M121=\"\",'Cost scenario - input'!$G106=\"\"),\"\",M121/'Cost scenario - input'!$G106),\"\")","v":""},{"$f":"IFERROR(IF(OR(N121=\"\",'Cost scenario - input'!$G106=\"\"),\"\",N121/'Cost scenario - input'!$G106),\"\")","v":""},{"$f":"IFERROR(IF(OR(O121=\"\",'Cost scenario - input'!$G106=\"\"),\"\",O121/'Cost scenario - input'!$G106),\"\")","v":""},{"$f":"IFERROR(IF(OR(P121=\"\",'Cost scenario - input'!$G106=\"\"),\"\",P121/'Cost scenario - input'!$G106),\"\")","v":""},{"$f":"IFERROR(IF(OR(Q121=\"\",'Cost scenario - input'!$G106=\"\"),\"\",Q121/'Cost scenario - input'!$G106),\"\")","v":""},{"$f":"IFERROR(IF(OR(R121=\"\",'Cost scenario - input'!$G106=\"\"),\"\",R121/'Cost scenario - input'!$G106),\"\")","v":""},{"$f":"IFERROR(IF(OR(S121=\"\",'Cost scenario - input'!$G106=\"\"),\"\",S121/'Cost scenario - input'!$G106),\"\")","v":""},{"$f":"IFERROR(IF(OR(T121=\"\",'Cost scenario - input'!$G106=\"\"),\"\",T121/'Cost scenario - input'!$G106),\"\")","v":""},{"$f":"IFERROR(IF(OR(U121=\"\",'Cost scenario - input'!$G106=\"\"),\"\",U121/'Cost scenario - input'!$G106),\"\")","v":""},{"$f":"IFERROR(IF(OR(V121=\"\",'Cost scenario - input'!$G106=\"\"),\"\",V121/'Cost scenario - input'!$G106),\"\")","v":""},{"$f":"IFERROR(IF(OR(W121=\"\",'Cost scenario - input'!$G106=\"\"),\"\",W121/'Cost scenario - input'!$G106),\"\")","v":""}]
[{"$f":"IFERROR('Cost scenario - input'!A107,\"\")","v":""},{"$f":"IFERROR('Cost scenario - input'!B107,\"\")","v":""},{"$f":"IFERROR('Cost scenario - input'!C107,\"\")","v":""},{"$f":"IFERROR(repcalc('Cost scenario - input'!$CY107:$GK107,'Cost scenario - input'!$J107,'Cost scenario - input'!$H107,'Cost scenario - input'!$I107,20,TRUE,TRUE),\"\")","v":""},"","","","","","","","","","","","","","","","","","","",{"$f":"IFERROR(IF(OR(D122=\"\",'Cost scenario - input'!$G107=\"\"),\"\",D122/'Cost scenario - input'!$G107),\"\")","v":""},{"$f":"IFERROR(IF(OR(E122=\"\",'Cost scenario - input'!$G107=\"\"),\"\",E122/'Cost scenario - input'!$G107),\"\")","v":""},{"$f":"IFERROR(IF(OR(F122=\"\",'Cost scenario - input'!$G107=\"\"),\"\",F122/'Cost scenario - input'!$G107),\"\")","v":""},{"$f":"IFERROR(IF(OR(G122=\"\",'Cost scenario - input'!$G107=\"\"),\"\",G122/'Cost scenario - input'!$G107),\"\")","v":""},{"$f":"IFERROR(IF(OR(H122=\"\",'Cost scenario - input'!$G107=\"\"),\"\",H122/'Cost scenario - input'!$G107),\"\")","v":""},{"$f":"IFERROR(IF(OR(I122=\"\",'Cost scenario - input'!$G107=\"\"),\"\",I122/'Cost scenario - input'!$G107),\"\")","v":""},{"$f":"IFERROR(IF(OR(J122=\"\",'Cost scenario - input'!$G107=\"\"),\"\",J122/'Cost scenario - input'!$G107),\"\")","v":""},{"$f":"IFERROR(IF(OR(K122=\"\",'Cost scenario - input'!$G107=\"\"),\"\",K122/'Cost scenario - input'!$G107),\"\")","v":""},{"$f":"IFERROR(IF(OR(L122=\"\",'Cost scenario - input'!$G107=\"\"),\"\",L122/'Cost scenario - input'!$G107),\"\")","v":""},{"$f":"IFERROR(IF(OR(M122=\"\",'Cost scenario - input'!$G107=\"\"),\"\",M122/'Cost scenario - input'!$G107),\"\")","v":""},{"$f":"IFERROR(IF(OR(N122=\"\",'Cost scenario - input'!$G107=\"\"),\"\",N122/'Cost scenario - input'!$G107),\"\")","v":""},{"$f":"IFERROR(IF(OR(O122=\"\",'Cost scenario - input'!$G107=\"\"),\"\",O122/'Cost scenario - input'!$G107),\"\")","v":""},{"$f":"IFERROR(IF(OR(P122=\"\",'Cost scenario - input'!$G107=\"\"),\"\",P122/'Cost scenario - input'!$G107),\"\")","v":""},{"$f":"IFERROR(IF(OR(Q122=\"\",'Cost scenario - input'!$G107=\"\"),\"\",Q122/'Cost scenario - input'!$G107),\"\")","v":""},{"$f":"IFERROR(IF(OR(R122=\"\",'Cost scenario - input'!$G107=\"\"),\"\",R122/'Cost scenario - input'!$G107),\"\")","v":""},{"$f":"IFERROR(IF(OR(S122=\"\",'Cost scenario - input'!$G107=\"\"),\"\",S122/'Cost scenario - input'!$G107),\"\")","v":""},{"$f":"IFERROR(IF(OR(T122=\"\",'Cost scenario - input'!$G107=\"\"),\"\",T122/'Cost scenario - input'!$G107),\"\")","v":""},{"$f":"IFERROR(IF(OR(U122=\"\",'Cost scenario - input'!$G107=\"\"),\"\",U122/'Cost scenario - input'!$G107),\"\")","v":""},{"$f":"IFERROR(IF(OR(V122=\"\",'Cost scenario - input'!$G107=\"\"),\"\",V122/'Cost scenario - input'!$G107),\"\")","v":""},{"$f":"IFERROR(IF(OR(W122=\"\",'Cost scenario - input'!$G107=\"\"),\"\",W122/'Cost scenario - input'!$G107),\"\")","v":""}]
[{"$f":"IFERROR('Cost scenario - input'!A108,\"\")","v":""},{"$f":"IFERROR('Cost scenario - input'!B108,\"\")","v":""},{"$f":"IFERROR('Cost scenario - input'!C108,\"\")","v":""},{"$f":"IFERROR(repcalc('Cost scenario - input'!$CY108:$GK108,'Cost scenario - input'!$J108,'Cost scenario - input'!$H108,'Cost scenario - input'!$I108,20,TRUE,TRUE),\"\")","v":""},"","","","","","","","","","","","","","","","","","","",{"$f":"IFERROR(IF(OR(D123=\"\",'Cost scenario - input'!$G108=\"\"),\"\",D123/'Cost scenario - input'!$G108),\"\")","v":""},{"$f":"IFERROR(IF(OR(E123=\"\",'Cost scenario - input'!$G108=\"\"),\"\",E123/'Cost scenario - input'!$G108),\"\")","v":""},{"$f":"IFERROR(IF(OR(F123=\"\",'Cost scenario - input'!$G108=\"\"),\"\",F123/'Cost scenario - input'!$G108),\"\")","v":""},{"$f":"IFERROR(IF(OR(G123=\"\",'Cost scenario - input'!$G108=\"\"),\"\",G123/'Cost scenario - input'!$G108),\"\")","v":""},{"$f":"IFERROR(IF(OR(H123=\"\",'Cost scenario - input'!$G108=\"\"),\"\",H123/'Cost scenario - input'!$G108),\"\")","v":""},{"$f":"IFERROR(IF(OR(I123=\"\",'Cost scenario - input'!$G108=\"\"),\"\",I123/'Cost scenario - input'!$G108),\"\")","v":""},{"$f":"IFERROR(IF(OR(J123=\"\",'Cost scenario - input'!$G108=\"\"),\"\",J123/'Cost scenario - input'!$G108),\"\")","v":""},{"$f":"IFERROR(IF(OR(K123=\"\",'Cost scenario - input'!$G108=\"\"),\"\",K123/'Cost scenario - input'!$G108),\"\")","v":""},{"$f":"IFERROR(IF(OR(L123=\"\",'Cost scenario - input'!$G108=\"\"),\"\",L123/'Cost scenario - input'!$G108),\"\")","v":""},{"$f":"IFERROR(IF(OR(M123=\"\",'Cost scenario - input'!$G108=\"\"),\"\",M123/'Cost scenario - input'!$G108),\"\")","v":""},{"$f":"IFERROR(IF(OR(N123=\"\",'Cost scenario - input'!$G108=\"\"),\"\",N123/'Cost scenario - input'!$G108),\"\")","v":""},{"$f":"IFERROR(IF(OR(O123=\"\",'Cost scenario - input'!$G108=\"\"),\"\",O123/'Cost scenario - input'!$G108),\"\")","v":""},{"$f":"IFERROR(IF(OR(P123=\"\",'Cost scenario - input'!$G108=\"\"),\"\",P123/'Cost scenario - input'!$G108),\"\")","v":""},{"$f":"IFERROR(IF(OR(Q123=\"\",'Cost scenario - input'!$G108=\"\"),\"\",Q123/'Cost scenario - input'!$G108),\"\")","v":""},{"$f":"IFERROR(IF(OR(R123=\"\",'Cost scenario - input'!$G108=\"\"),\"\",R123/'Cost scenario - input'!$G108),\"\")","v":""},{"$f":"IFERROR(IF(OR(S123=\"\",'Cost scenario - input'!$G108=\"\"),\"\",S123/'Cost scenario - input'!$G108),\"\")","v":""},{"$f":"IFERROR(IF(OR(T123=\"\",'Cost scenario - input'!$G108=\"\"),\"\",T123/'Cost scenario - input'!$G108),\"\")","v":""},{"$f":"IFERROR(IF(OR(U123=\"\",'Cost scenario - input'!$G108=\"\"),\"\",U123/'Cost scenario - input'!$G108),\"\")","v":""},{"$f":"IFERROR(IF(OR(V123=\"\",'Cost scenario - input'!$G108=\"\"),\"\",V123/'Cost scenario - input'!$G108),\"\")","v":""},{"$f":"IFERROR(IF(OR(W123=\"\",'Cost scenario - input'!$G108=\"\"),\"\",W123/'Cost scenario - input'!$G108),\"\")","v":""}]
[{"$f":"IFERROR('Cost scenario - input'!A109,\"\")","v":""},{"$f":"IFERROR('Cost scenario - input'!B109,\"\")","v":""},{"$f":"IFERROR('Cost scenario - input'!C109,\"\")","v":""},{"$f":"IFERROR(repcalc('Cost scenario - input'!$CY109:$GK109,'Cost scenario - input'!$J109,'Cost scenario - input'!$H109,'Cost scenario - input'!$I109,20,TRUE,TRUE),\"\")","v":""},"","","","","","","","","","","","","","","","","","","",{"$f":"IFERROR(IF(OR(D124=\"\",'Cost scenario - input'!$G109=\"\"),\"\",D124/'Cost scenario - input'!$G109),\"\")","v":""},{"$f":"IFERROR(IF(OR(E124=\"\",'Cost scenario - input'!$G109=\"\"),\"\",E124/'Cost scenario - input'!$G109),\"\")","v":""},{"$f":"IFERROR(IF(OR(F124=\"\",'Cost scenario - input'!$G109=\"\"),\"\",F124/'Cost scenario - input'!$G109),\"\")","v":""},{"$f":"IFERROR(IF(OR(G124=\"\",'Cost scenario - input'!$G109=\"\"),\"\",G124/'Cost scenario - input'!$G109),\"\")","v":""},{"$f":"IFERROR(IF(OR(H124=\"\",'Cost scenario - input'!$G109=\"\"),\"\",H124/'Cost scenario - input'!$G109),\"\")","v":""},{"$f":"IFERROR(IF(OR(I124=\"\",'Cost scenario - input'!$G109=\"\"),\"\",I124/'Cost scenario - input'!$G109),\"\")","v":""},{"$f":"IFERROR(IF(OR(J124=\"\",'Cost scenario - input'!$G109=\"\"),\"\",J124/'Cost scenario - input'!$G109),\"\")","v":""},{"$f":"IFERROR(IF(OR(K124=\"\",'Cost scenario - input'!$G109=\"\"),\"\",K124/'Cost scenario - input'!$G109),\"\")","v":""},{"$f":"IFERROR(IF(OR(L124=\"\",'Cost scenario - input'!$G109=\"\"),\"\",L124/'Cost scenario - input'!$G109),\"\")","v":""},{"$f":"IFERROR(IF(OR(M124=\"\",'Cost scenario - input'!$G109=\"\"),\"\",M124/'Cost scenario - input'!$G109),\"\")","v":""},{"$f":"IFERROR(IF(OR(N124=\"\",'Cost scenario - input'!$G109=\"\"),\"\",N124/'Cost scenario - input'!$G109),\"\")","v":""},{"$f":"IFERROR(IF(OR(O124=\"\",'Cost scenario - input'!$G109=\"\"),\"\",O124/'Cost scenario - input'!$G109),\"\")","v":""},{"$f":"IFERROR(IF(OR(P124=\"\",'Cost scenario - input'!$G109=\"\"),\"\",P124/'Cost scenario - input'!$G109),\"\")","v":""},{"$f":"IFERROR(IF(OR(Q124=\"\",'Cost scenario - input'!$G109=\"\"),\"\",Q124/'Cost scenario - input'!$G109),\"\")","v":""},{"$f":"IFERROR(IF(OR(R124=\"\",'Cost scenario - input'!$G109=\"\"),\"\",R124/'Cost scenario - input'!$G109),\"\")","v":""},{"$f":"IFERROR(IF(OR(S124=\"\",'Cost scenario - input'!$G109=\"\"),\"\",S124/'Cost scenario - input'!$G109),\"\")","v":""},{"$f":"IFERROR(IF(OR(T124=\"\",'Cost scenario - input'!$G109=\"\"),\"\",T124/'Cost scenario - input'!$G109),\"\")","v":""},{"$f":"IFERROR(IF(OR(U124=\"\",'Cost scenario - input'!$G109=\"\"),\"\",U124/'Cost scenario - input'!$G109),\"\")","v":""},{"$f":"IFERROR(IF(OR(V124=\"\",'Cost scenario - input'!$G109=\"\"),\"\",V124/'Cost scenario - input'!$G109),\"\")","v":""},{"$f":"IFERROR(IF(OR(W124=\"\",'Cost scenario - input'!$G109=\"\"),\"\",W124/'Cost scenario - input'!$G109),\"\")","v":""}]
[{"$f":"IFERROR('Cost scenario - input'!A110,\"\")","v":""},{"$f":"IFERROR('Cost scenario - input'!B110,\"\")","v":""},{"$f":"IFERROR('Cost scenario - input'!C110,\"\")","v":""},{"$f":"IFERROR(repcalc('Cost scenario - input'!$CY110:$GK110,'Cost scenario - input'!$J110,'Cost scenario - input'!$H110,'Cost scenario - input'!$I110,20,TRUE,TRUE),\"\")","v":""},"","","","","","","","","","","","","","","","","","","",{"$f":"IFERROR(IF(OR(D125=\"\",'Cost scenario - input'!$G110=\"\"),\"\",D125/'Cost scenario - input'!$G110),\"\")","v":""},{"$f":"IFERROR(IF(OR(E125=\"\",'Cost scenario - input'!$G110=\"\"),\"\",E125/'Cost scenario - input'!$G110),\"\")","v":""},{"$f":"IFERROR(IF(OR(F125=\"\",'Cost scenario - input'!$G110=\"\"),\"\",F125/'Cost scenario - input'!$G110),\"\")","v":""},{"$f":"IFERROR(IF(OR(G125=\"\",'Cost scenario - input'!$G110=\"\"),\"\",G125/'Cost scenario - input'!$G110),\"\")","v":""},{"$f":"IFERROR(IF(OR(H125=\"\",'Cost scenario - input'!$G110=\"\"),\"\",H125/'Cost scenario - input'!$G110),\"\")","v":""},{"$f":"IFERROR(IF(OR(I125=\"\",'Cost scenario - input'!$G110=\"\"),\"\",I125/'Cost scenario - input'!$G110),\"\")","v":""},{"$f":"IFERROR(IF(OR(J125=\"\",'Cost scenario - input'!$G110=\"\"),\"\",J125/'Cost scenario - input'!$G110),\"\")","v":""},{"$f":"IFERROR(IF(OR(K125=\"\",'Cost scenario - input'!$G110=\"\"),\"\",K125/'Cost scenario - input'!$G110),\"\")","v":""},{"$f":"IFERROR(IF(OR(L125=\"\",'Cost scenario - input'!$G110=\"\"),\"\",L125/'Cost scenario - input'!$G110),\"\")","v":""},{"$f":"IFERROR(IF(OR(M125=\"\",'Cost scenario - input'!$G110=\"\"),\"\",M125/'Cost scenario - input'!$G110),\"\")","v":""},{"$f":"IFERROR(IF(OR(N125=\"\",'Cost scenario - input'!$G110=\"\"),\"\",N125/'Cost scenario - input'!$G110),\"\")","v":""},{"$f":"IFERROR(IF(OR(O125=\"\",'Cost scenario - input'!$G110=\"\"),\"\",O125/'Cost scenario - input'!$G110),\"\")","v":""},{"$f":"IFERROR(IF(OR(P125=\"\",'Cost scenario - input'!$G110=\"\"),\"\",P125/'Cost scenario - input'!$G110),\"\")","v":""},{"$f":"IFERROR(IF(OR(Q125=\"\",'Cost scenario - input'!$G110=\"\"),\"\",Q125/'Cost scenario - input'!$G110),\"\")","v":""},{"$f":"IFERROR(IF(OR(R125=\"\",'Cost scenario - input'!$G110=\"\"),\"\",R125/'Cost scenario - input'!$G110),\"\")","v":""},{"$f":"IFERROR(IF(OR(S125=\"\",'Cost scenario - input'!$G110=\"\"),\"\",S125/'Cost scenario - input'!$G110),\"\")","v":""},{"$f":"IFERROR(IF(OR(T125=\"\",'Cost scenario - input'!$G110=\"\"),\"\",T125/'Cost scenario - input'!$G110),\"\")","v":""},{"$f":"IFERROR(IF(OR(U125=\"\",'Cost scenario - input'!$G110=\"\"),\"\",U125/'Cost scenario - input'!$G110),\"\")","v":""},{"$f":"IFERROR(IF(OR(V125=\"\",'Cost scenario - input'!$G110=\"\"),\"\",V125/'Cost scenario - input'!$G110),\"\")","v":""},{"$f":"IFERROR(IF(OR(W125=\"\",'Cost scenario - input'!$G110=\"\"),\"\",W125/'Cost scenario - input'!$G110),\"\")","v":""}]
[{"$f":"IFERROR('Cost scenario - input'!A111,\"\")","v":""},{"$f":"IFERROR('Cost scenario - input'!B111,\"\")","v":""},{"$f":"IFERROR('Cost scenario - input'!C111,\"\")","v":""},{"$f":"IFERROR(repcalc('Cost scenario - input'!$CY111:$GK111,'Cost scenario - input'!$J111,'Cost scenario - input'!$H111,'Cost scenario - input'!$I111,20,TRUE,TRUE),\"\")","v":""},"","","","","","","","","","","","","","","","","","","",{"$f":"IFERROR(IF(OR(D126=\"\",'Cost scenario - input'!$G111=\"\"),\"\",D126/'Cost scenario - input'!$G111),\"\")","v":""},{"$f":"IFERROR(IF(OR(E126=\"\",'Cost scenario - input'!$G111=\"\"),\"\",E126/'Cost scenario - input'!$G111),\"\")","v":""},{"$f":"IFERROR(IF(OR(F126=\"\",'Cost scenario - input'!$G111=\"\"),\"\",F126/'Cost scenario - input'!$G111),\"\")","v":""},{"$f":"IFERROR(IF(OR(G126=\"\",'Cost scenario - input'!$G111=\"\"),\"\",G126/'Cost scenario - input'!$G111),\"\")","v":""},{"$f":"IFERROR(IF(OR(H126=\"\",'Cost scenario - input'!$G111=\"\"),\"\",H126/'Cost scenario - input'!$G111),\"\")","v":""},{"$f":"IFERROR(IF(OR(I126=\"\",'Cost scenario - input'!$G111=\"\"),\"\",I126/'Cost scenario - input'!$G111),\"\")","v":""},{"$f":"IFERROR(IF(OR(J126=\"\",'Cost scenario - input'!$G111=\"\"),\"\",J126/'Cost scenario - input'!$G111),\"\")","v":""},{"$f":"IFERROR(IF(OR(K126=\"\",'Cost scenario - input'!$G111=\"\"),\"\",K126/'Cost scenario - input'!$G111),\"\")","v":""},{"$f":"IFERROR(IF(OR(L126=\"\",'Cost scenario - input'!$G111=\"\"),\"\",L126/'Cost scenario - input'!$G111),\"\")","v":""},{"$f":"IFERROR(IF(OR(M126=\"\",'Cost scenario - input'!$G111=\"\"),\"\",M126/'Cost scenario - input'!$G111),\"\")","v":""},{"$f":"IFERROR(IF(OR(N126=\"\",'Cost scenario - input'!$G111=\"\"),\"\",N126/'Cost scenario - input'!$G111),\"\")","v":""},{"$f":"IFERROR(IF(OR(O126=\"\",'Cost scenario - input'!$G111=\"\"),\"\",O126/'Cost scenario - input'!$G111),\"\")","v":""},{"$f":"IFERROR(IF(OR(P126=\"\",'Cost scenario - input'!$G111=\"\"),\"\",P126/'Cost scenario - input'!$G111),\"\")","v":""},{"$f":"IFERROR(IF(OR(Q126=\"\",'Cost scenario - input'!$G111=\"\"),\"\",Q126/'Cost scenario - input'!$G111),\"\")","v":""},{"$f":"IFERROR(IF(OR(R126=\"\",'Cost scenario - input'!$G111=\"\"),\"\",R126/'Cost scenario - input'!$G111),\"\")","v":""},{"$f":"IFERROR(IF(OR(S126=\"\",'Cost scenario - input'!$G111=\"\"),\"\",S126/'Cost scenario - input'!$G111),\"\")","v":""},{"$f":"IFERROR(IF(OR(T126=\"\",'Cost scenario - input'!$G111=\"\"),\"\",T126/'Cost scenario - input'!$G111),\"\")","v":""},{"$f":"IFERROR(IF(OR(U126=\"\",'Cost scenario - input'!$G111=\"\"),\"\",U126/'Cost scenario - input'!$G111),\"\")","v":""},{"$f":"IFERROR(IF(OR(V126=\"\",'Cost scenario - input'!$G111=\"\"),\"\",V126/'Cost scenario - input'!$G111),\"\")","v":""},{"$f":"IFERROR(IF(OR(W126=\"\",'Cost scenario - input'!$G111=\"\"),\"\",W126/'Cost scenario - input'!$G111),\"\")","v":""}]
[{"$f":"IFERROR('Cost scenario - input'!A112,\"\")","v":""},{"$f":"IFERROR('Cost scenario - input'!B112,\"\")","v":""},{"$f":"IFERROR('Cost scenario - input'!C112,\"\")","v":""},{"$f":"IFERROR(repcalc('Cost scenario - input'!$CY112:$GK112,'Cost scenario - input'!$J112,'Cost scenario - input'!$H112,'Cost scenario - input'!$I112,20,TRUE,TRUE),\"\")","v":""},"","","","","","","","","","","","","","","","","","","",{"$f":"IFERROR(IF(OR(D127=\"\",'Cost scenario - input'!$G112=\"\"),\"\",D127/'Cost scenario - input'!$G112),\"\")","v":""},{"$f":"IFERROR(IF(OR(E127=\"\",'Cost scenario - input'!$G112=\"\"),\"\",E127/'Cost scenario - input'!$G112),\"\")","v":""},{"$f":"IFERROR(IF(OR(F127=\"\",'Cost scenario - input'!$G112=\"\"),\"\",F127/'Cost scenario - input'!$G112),\"\")","v":""},{"$f":"IFERROR(IF(OR(G127=\"\",'Cost scenario - input'!$G112=\"\"),\"\",G127/'Cost scenario - input'!$G112),\"\")","v":""},{"$f":"IFERROR(IF(OR(H127=\"\",'Cost scenario - input'!$G112=\"\"),\"\",H127/'Cost scenario - input'!$G112),\"\")","v":""},{"$f":"IFERROR(IF(OR(I127=\"\",'Cost scenario - input'!$G112=\"\"),\"\",I127/'Cost scenario - input'!$G112),\"\")","v":""},{"$f":"IFERROR(IF(OR(J127=\"\",'Cost scenario - input'!$G112=\"\"),\"\",J127/'Cost scenario - input'!$G112),\"\")","v":""},{"$f":"IFERROR(IF(OR(K127=\"\",'Cost scenario - input'!$G112=\"\"),\"\",K127/'Cost scenario - input'!$G112),\"\")","v":""},{"$f":"IFERROR(IF(OR(L127=\"\",'Cost scenario - input'!$G112=\"\"),\"\",L127/'Cost scenario - input'!$G112),\"\")","v":""},{"$f":"IFERROR(IF(OR(M127=\"\",'Cost scenario - input'!$G112=\"\"),\"\",M127/'Cost scenario - input'!$G112),\"\")","v":""},{"$f":"IFERROR(IF(OR(N127=\"\",'Cost scenario - input'!$G112=\"\"),\"\",N127/'Cost scenario - input'!$G112),\"\")","v":""},{"$f":"IFERROR(IF(OR(O127=\"\",'Cost scenario - input'!$G112=\"\"),\"\",O127/'Cost scenario - input'!$G112),\"\")","v":""},{"$f":"IFERROR(IF(OR(P127=\"\",'Cost scenario - input'!$G112=\"\"),\"\",P127/'Cost scenario - input'!$G112),\"\")","v":""},{"$f":"IFERROR(IF(OR(Q127=\"\",'Cost scenario - input'!$G112=\"\"),\"\",Q127/'Cost scenario - input'!$G112),\"\")","v":""},{"$f":"IFERROR(IF(OR(R127=\"\",'Cost scenario - input'!$G112=\"\"),\"\",R127/'Cost scenario - input'!$G112),\"\")","v":""},{"$f":"IFERROR(IF(OR(S127=\"\",'Cost scenario - input'!$G112=\"\"),\"\",S127/'Cost scenario - input'!$G112),\"\")","v":""},{"$f":"IFERROR(IF(OR(T127=\"\",'Cost scenario - input'!$G112=\"\"),\"\",T127/'Cost scenario - input'!$G112),\"\")","v":""},{"$f":"IFERROR(IF(OR(U127=\"\",'Cost scenario - input'!$G112=\"\"),\"\",U127/'Cost scenario - input'!$G112),\"\")","v":""},{"$f":"IFERROR(IF(OR(V127=\"\",'Cost scenario - input'!$G112=\"\"),\"\",V127/'Cost scenario - input'!$G112),\"\")","v":""},{"$f":"IFERROR(IF(OR(W127=\"\",'Cost scenario - input'!$G112=\"\"),\"\",W127/'Cost scenario - input'!$G112),\"\")","v":""}]
[{"$f":"IFERROR('Cost scenario - input'!A113,\"\")","v":""},{"$f":"IFERROR('Cost scenario - input'!B113,\"\")","v":""},{"$f":"IFERROR('Cost scenario - input'!C113,\"\")","v":""},{"$f":"IFERROR(repcalc('Cost scenario - input'!$CY113:$GK113,'Cost scenario - input'!$J113,'Cost scenario - input'!$H113,'Cost scenario - input'!$I113,20,TRUE,TRUE),\"\")","v":""},"","","","","","","","","","","","","","","","","","","",{"$f":"IFERROR(IF(OR(D128=\"\",'Cost scenario - input'!$G113=\"\"),\"\",D128/'Cost scenario - input'!$G113),\"\")","v":""},{"$f":"IFERROR(IF(OR(E128=\"\",'Cost scenario - input'!$G113=\"\"),\"\",E128/'Cost scenario - input'!$G113),\"\")","v":""},{"$f":"IFERROR(IF(OR(F128=\"\",'Cost scenario - input'!$G113=\"\"),\"\",F128/'Cost scenario - input'!$G113),\"\")","v":""},{"$f":"IFERROR(IF(OR(G128=\"\",'Cost scenario - input'!$G113=\"\"),\"\",G128/'Cost scenario - input'!$G113),\"\")","v":""},{"$f":"IFERROR(IF(OR(H128=\"\",'Cost scenario - input'!$G113=\"\"),\"\",H128/'Cost scenario - input'!$G113),\"\")","v":""},{"$f":"IFERROR(IF(OR(I128=\"\",'Cost scenario - input'!$G113=\"\"),\"\",I128/'Cost scenario - input'!$G113),\"\")","v":""},{"$f":"IFERROR(IF(OR(J128=\"\",'Cost scenario - input'!$G113=\"\"),\"\",J128/'Cost scenario - input'!$G113),\"\")","v":""},{"$f":"IFERROR(IF(OR(K128=\"\",'Cost scenario - input'!$G113=\"\"),\"\",K128/'Cost scenario - input'!$G113),\"\")","v":""},{"$f":"IFERROR(IF(OR(L128=\"\",'Cost scenario - input'!$G113=\"\"),\"\",L128/'Cost scenario - input'!$G113),\"\")","v":""},{"$f":"IFERROR(IF(OR(M128=\"\",'Cost scenario - input'!$G113=\"\"),\"\",M128/'Cost scenario - input'!$G113),\"\")","v":""},{"$f":"IFERROR(IF(OR(N128=\"\",'Cost scenario - input'!$G113=\"\"),\"\",N128/'Cost scenario - input'!$G113),\"\")","v":""},{"$f":"IFERROR(IF(OR(O128=\"\",'Cost scenario - input'!$G113=\"\"),\"\",O128/'Cost scenario - input'!$G113),\"\")","v":""},{"$f":"IFERROR(IF(OR(P128=\"\",'Cost scenario - input'!$G113=\"\"),\"\",P128/'Cost scenario - input'!$G113),\"\")","v":""},{"$f":"IFERROR(IF(OR(Q128=\"\",'Cost scenario - input'!$G113=\"\"),\"\",Q128/'Cost scenario - input'!$G113),\"\")","v":""},{"$f":"IFERROR(IF(OR(R128=\"\",'Cost scenario - input'!$G113=\"\"),\"\",R128/'Cost scenario - input'!$G113),\"\")","v":""},{"$f":"IFERROR(IF(OR(S128=\"\",'Cost scenario - input'!$G113=\"\"),\"\",S128/'Cost scenario - input'!$G113),\"\")","v":""},{"$f":"IFERROR(IF(OR(T128=\"\",'Cost scenario - input'!$G113=\"\"),\"\",T128/'Cost scenario - input'!$G113),\"\")","v":""},{"$f":"IFERROR(IF(OR(U128=\"\",'Cost scenario - input'!$G113=\"\"),\"\",U128/'Cost scenario - input'!$G113),\"\")","v":""},{"$f":"IFERROR(IF(OR(V128=\"\",'Cost scenario - input'!$G113=\"\"),\"\",V128/'Cost scenario - input'!$G113),\"\")","v":""},{"$f":"IFERROR(IF(OR(W128=\"\",'Cost scenario - input'!$G113=\"\"),\"\",W128/'Cost scenario - input'!$G113),\"\")","v":""}]
[{"$f":"IFERROR('Cost scenario - input'!A114,\"\")","v":""},{"$f":"IFERROR('Cost scenario - input'!B114,\"\")","v":""},{"$f":"IFERROR('Cost scenario - input'!C114,\"\")","v":""},{"$f":"IFERROR(repcalc('Cost scenario - input'!$CY114:$GK114,'Cost scenario - input'!$J114,'Cost scenario - input'!$H114,'Cost scenario - input'!$I114,20,TRUE,TRUE),\"\")","v":""},"","","","","","","","","","","","","","","","","","","",{"$f":"IFERROR(IF(OR(D129=\"\",'Cost scenario - input'!$G114=\"\"),\"\",D129/'Cost scenario - input'!$G114),\"\")","v":""},{"$f":"IFERROR(IF(OR(E129=\"\",'Cost scenario - input'!$G114=\"\"),\"\",E129/'Cost scenario - input'!$G114),\"\")","v":""},{"$f":"IFERROR(IF(OR(F129=\"\",'Cost scenario - input'!$G114=\"\"),\"\",F129/'Cost scenario - input'!$G114),\"\")","v":""},{"$f":"IFERROR(IF(OR(G129=\"\",'Cost scenario - input'!$G114=\"\"),\"\",G129/'Cost scenario - input'!$G114),\"\")","v":""},{"$f":"IFERROR(IF(OR(H129=\"\",'Cost scenario - input'!$G114=\"\"),\"\",H129/'Cost scenario - input'!$G114),\"\")","v":""},{"$f":"IFERROR(IF(OR(I129=\"\",'Cost scenario - input'!$G114=\"\"),\"\",I129/'Cost scenario - input'!$G114),\"\")","v":""},{"$f":"IFERROR(IF(OR(J129=\"\",'Cost scenario - input'!$G114=\"\"),\"\",J129/'Cost scenario - input'!$G114),\"\")","v":""},{"$f":"IFERROR(IF(OR(K129=\"\",'Cost scenario - input'!$G114=\"\"),\"\",K129/'Cost scenario - input'!$G114),\"\")","v":""},{"$f":"IFERROR(IF(OR(L129=\"\",'Cost scenario - input'!$G114=\"\"),\"\",L129/'Cost scenario - input'!$G114),\"\")","v":""},{"$f":"IFERROR(IF(OR(M129=\"\",'Cost scenario - input'!$G114=\"\"),\"\",M129/'Cost scenario - input'!$G114),\"\")","v":""},{"$f":"IFERROR(IF(OR(N129=\"\",'Cost scenario - input'!$G114=\"\"),\"\",N129/'Cost scenario - input'!$G114),\"\")","v":""},{"$f":"IFERROR(IF(OR(O129=\"\",'Cost scenario - input'!$G114=\"\"),\"\",O129/'Cost scenario - input'!$G114),\"\")","v":""},{"$f":"IFERROR(IF(OR(P129=\"\",'Cost scenario - input'!$G114=\"\"),\"\",P129/'Cost scenario - input'!$G114),\"\")","v":""},{"$f":"IFERROR(IF(OR(Q129=\"\",'Cost scenario - input'!$G114=\"\"),\"\",Q129/'Cost scenario - input'!$G114),\"\")","v":""},{"$f":"IFERROR(IF(OR(R129=\"\",'Cost scenario - input'!$G114=\"\"),\"\",R129/'Cost scenario - input'!$G114),\"\")","v":""},{"$f":"IFERROR(IF(OR(S129=\"\",'Cost scenario - input'!$G114=\"\"),\"\",S129/'Cost scenario - input'!$G114),\"\")","v":""},{"$f":"IFERROR(IF(OR(T129=\"\",'Cost scenario - input'!$G114=\"\"),\"\",T129/'Cost scenario - input'!$G114),\"\")","v":""},{"$f":"IFERROR(IF(OR(U129=\"\",'Cost scenario - input'!$G114=\"\"),\"\",U129/'Cost scenario - input'!$G114),\"\")","v":""},{"$f":"IFERROR(IF(OR(V129=\"\",'Cost scenario - input'!$G114=\"\"),\"\",V129/'Cost scenario - input'!$G114),\"\")","v":""},{"$f":"IFERROR(IF(OR(W129=\"\",'Cost scenario - input'!$G114=\"\"),\"\",W129/'Cost scenario - input'!$G114),\"\")","v":""}]
[{"$f":"IFERROR('Cost scenario - input'!A115,\"\")","v":""},{"$f":"IFERROR('Cost scenario - input'!B115,\"\")","v":""},{"$f":"IFERROR('Cost scenario - input'!C115,\"\")","v":""},{"$f":"IFERROR(repcalc('Cost scenario - input'!$CY115:$GK115,'Cost scenario - input'!$J115,'Cost scenario - input'!$H115,'Cost scenario - input'!$I115,20,TRUE,TRUE),\"\")","v":""},"","","","","","","","","","","","","","","","","","","",{"$f":"IFERROR(IF(OR(D130=\"\",'Cost scenario - input'!$G115=\"\"),\"\",D130/'Cost scenario - input'!$G115),\"\")","v":""},{"$f":"IFERROR(IF(OR(E130=\"\",'Cost scenario - input'!$G115=\"\"),\"\",E130/'Cost scenario - input'!$G115),\"\")","v":""},{"$f":"IFERROR(IF(OR(F130=\"\",'Cost scenario - input'!$G115=\"\"),\"\",F130/'Cost scenario - input'!$G115),\"\")","v":""},{"$f":"IFERROR(IF(OR(G130=\"\",'Cost scenario - input'!$G115=\"\"),\"\",G130/'Cost scenario - input'!$G115),\"\")","v":""},{"$f":"IFERROR(IF(OR(H130=\"\",'Cost scenario - input'!$G115=\"\"),\"\",H130/'Cost scenario - input'!$G115),\"\")","v":""},{"$f":"IFERROR(IF(OR(I130=\"\",'Cost scenario - input'!$G115=\"\"),\"\",I130/'Cost scenario - input'!$G115),\"\")","v":""},{"$f":"IFERROR(IF(OR(J130=\"\",'Cost scenario - input'!$G115=\"\"),\"\",J130/'Cost scenario - input'!$G115),\"\")","v":""},{"$f":"IFERROR(IF(OR(K130=\"\",'Cost scenario - input'!$G115=\"\"),\"\",K130/'Cost scenario - input'!$G115),\"\")","v":""},{"$f":"IFERROR(IF(OR(L130=\"\",'Cost scenario - input'!$G115=\"\"),\"\",L130/'Cost scenario - input'!$G115),\"\")","v":""},{"$f":"IFERROR(IF(OR(M130=\"\",'Cost scenario - input'!$G115=\"\"),\"\",M130/'Cost scenario - input'!$G115),\"\")","v":""},{"$f":"IFERROR(IF(OR(N130=\"\",'Cost scenario - input'!$G115=\"\"),\"\",N130/'Cost scenario - input'!$G115),\"\")","v":""},{"$f":"IFERROR(IF(OR(O130=\"\",'Cost scenario - input'!$G115=\"\"),\"\",O130/'Cost scenario - input'!$G115),\"\")","v":""},{"$f":"IFERROR(IF(OR(P130=\"\",'Cost scenario - input'!$G115=\"\"),\"\",P130/'Cost scenario - input'!$G115),\"\")","v":""},{"$f":"IFERROR(IF(OR(Q130=\"\",'Cost scenario - input'!$G115=\"\"),\"\",Q130/'Cost scenario - input'!$G115),\"\")","v":""},{"$f":"IFERROR(IF(OR(R130=\"\",'Cost scenario - input'!$G115=\"\"),\"\",R130/'Cost scenario - input'!$G115),\"\")","v":""},{"$f":"IFERROR(IF(OR(S130=\"\",'Cost scenario - input'!$G115=\"\"),\"\",S130/'Cost scenario - input'!$G115),\"\")","v":""},{"$f":"IFERROR(IF(OR(T130=\"\",'Cost scenario - input'!$G115=\"\"),\"\",T130/'Cost scenario - input'!$G115),\"\")","v":""},{"$f":"IFERROR(IF(OR(U130=\"\",'Cost scenario - input'!$G115=\"\"),\"\",U130/'Cost scenario - input'!$G115),\"\")","v":""},{"$f":"IFERROR(IF(OR(V130=\"\",'Cost scenario - input'!$G115=\"\"),\"\",V130/'Cost scenario - input'!$G115),\"\")","v":""},{"$f":"IFERROR(IF(OR(W130=\"\",'Cost scenario - input'!$G115=\"\"),\"\",W130/'Cost scenario - input'!$G115),\"\")","v":""}]
[{"$f":"IFERROR('Cost scenario - input'!A116,\"\")","v":""},{"$f":"IFERROR('Cost scenario - input'!B116,\"\")","v":""},{"$f":"IFERROR('Cost scenario - input'!C116,\"\")","v":""},{"$f":"IFERROR(repcalc('Cost scenario - input'!$CY116:$GK116,'Cost scenario - input'!$J116,'Cost scenario - input'!$H116,'Cost scenario - input'!$I116,20,TRUE,TRUE),\"\")","v":""},"","","","","","","","","","","","","","","","","","","",{"$f":"IFERROR(IF(OR(D131=\"\",'Cost scenario - input'!$G116=\"\"),\"\",D131/'Cost scenario - input'!$G116),\"\")","v":""},{"$f":"IFERROR(IF(OR(E131=\"\",'Cost scenario - input'!$G116=\"\"),\"\",E131/'Cost scenario - input'!$G116),\"\")","v":""},{"$f":"IFERROR(IF(OR(F131=\"\",'Cost scenario - input'!$G116=\"\"),\"\",F131/'Cost scenario - input'!$G116),\"\")","v":""},{"$f":"IFERROR(IF(OR(G131=\"\",'Cost scenario - input'!$G116=\"\"),\"\",G131/'Cost scenario - input'!$G116),\"\")","v":""},{"$f":"IFERROR(IF(OR(H131=\"\",'Cost scenario - input'!$G116=\"\"),\"\",H131/'Cost scenario - input'!$G116),\"\")","v":""},{"$f":"IFERROR(IF(OR(I131=\"\",'Cost scenario - input'!$G116=\"\"),\"\",I131/'Cost scenario - input'!$G116),\"\")","v":""},{"$f":"IFERROR(IF(OR(J131=\"\",'Cost scenario - input'!$G116=\"\"),\"\",J131/'Cost scenario - input'!$G116),\"\")","v":""},{"$f":"IFERROR(IF(OR(K131=\"\",'Cost scenario - input'!$G116=\"\"),\"\",K131/'Cost scenario - input'!$G116),\"\")","v":""},{"$f":"IFERROR(IF(OR(L131=\"\",'Cost scenario - input'!$G116=\"\"),\"\",L131/'Cost scenario - input'!$G116),\"\")","v":""},{"$f":"IFERROR(IF(OR(M131=\"\",'Cost scenario - input'!$G116=\"\"),\"\",M131/'Cost scenario - input'!$G116),\"\")","v":""},{"$f":"IFERROR(IF(OR(N131=\"\",'Cost scenario - input'!$G116=\"\"),\"\",N131/'Cost scenario - input'!$G116),\"\")","v":""},{"$f":"IFERROR(IF(OR(O131=\"\",'Cost scenario - input'!$G116=\"\"),\"\",O131/'Cost scenario - input'!$G116),\"\")","v":""},{"$f":"IFERROR(IF(OR(P131=\"\",'Cost scenario - input'!$G116=\"\"),\"\",P131/'Cost scenario - input'!$G116),\"\")","v":""},{"$f":"IFERROR(IF(OR(Q131=\"\",'Cost scenario - input'!$G116=\"\"),\"\",Q131/'Cost scenario - input'!$G116),\"\")","v":""},{"$f":"IFERROR(IF(OR(R131=\"\",'Cost scenario - input'!$G116=\"\"),\"\",R131/'Cost scenario - input'!$G116),\"\")","v":""},{"$f":"IFERROR(IF(OR(S131=\"\",'Cost scenario - input'!$G116=\"\"),\"\",S131/'Cost scenario - input'!$G116),\"\")","v":""},{"$f":"IFERROR(IF(OR(T131=\"\",'Cost scenario - input'!$G116=\"\"),\"\",T131/'Cost scenario - input'!$G116),\"\")","v":""},{"$f":"IFERROR(IF(OR(U131=\"\",'Cost scenario - input'!$G116=\"\"),\"\",U131/'Cost scenario - input'!$G116),\"\")","v":""},{"$f":"IFERROR(IF(OR(V131=\"\",'Cost scenario - input'!$G116=\"\"),\"\",V131/'Cost scenario - input'!$G116),\"\")","v":""},{"$f":"IFERROR(IF(OR(W131=\"\",'Cost scenario - input'!$G116=\"\"),\"\",W131/'Cost scenario - input'!$G116),\"\")","v":""}]
[{"$f":"IFERROR('Cost scenario - input'!A117,\"\")","v":""},{"$f":"IFERROR('Cost scenario - input'!B117,\"\")","v":""},{"$f":"IFERROR('Cost scenario - input'!C117,\"\")","v":""},{"$f":"IFERROR(repcalc('Cost scenario - input'!$CY117:$GK117,'Cost scenario - input'!$J117,'Cost scenario - input'!$H117,'Cost scenario - input'!$I117,20,TRUE,TRUE),\"\")","v":""},"","","","","","","","","","","","","","","","","","","",{"$f":"IFERROR(IF(OR(D132=\"\",'Cost scenario - input'!$G117=\"\"),\"\",D132/'Cost scenario - input'!$G117),\"\")","v":""},{"$f":"IFERROR(IF(OR(E132=\"\",'Cost scenario - input'!$G117=\"\"),\"\",E132/'Cost scenario - input'!$G117),\"\")","v":""},{"$f":"IFERROR(IF(OR(F132=\"\",'Cost scenario - input'!$G117=\"\"),\"\",F132/'Cost scenario - input'!$G117),\"\")","v":""},{"$f":"IFERROR(IF(OR(G132=\"\",'Cost scenario - input'!$G117=\"\"),\"\",G132/'Cost scenario - input'!$G117),\"\")","v":""},{"$f":"IFERROR(IF(OR(H132=\"\",'Cost scenario - input'!$G117=\"\"),\"\",H132/'Cost scenario - input'!$G117),\"\")","v":""},{"$f":"IFERROR(IF(OR(I132=\"\",'Cost scenario - input'!$G117=\"\"),\"\",I132/'Cost scenario - input'!$G117),\"\")","v":""},{"$f":"IFERROR(IF(OR(J132=\"\",'Cost scenario - input'!$G117=\"\"),\"\",J132/'Cost scenario - input'!$G117),\"\")","v":""},{"$f":"IFERROR(IF(OR(K132=\"\",'Cost scenario - input'!$G117=\"\"),\"\",K132/'Cost scenario - input'!$G117),\"\")","v":""},{"$f":"IFERROR(IF(OR(L132=\"\",'Cost scenario - input'!$G117=\"\"),\"\",L132/'Cost scenario - input'!$G117),\"\")","v":""},{"$f":"IFERROR(IF(OR(M132=\"\",'Cost scenario - input'!$G117=\"\"),\"\",M132/'Cost scenario - input'!$G117),\"\")","v":""},{"$f":"IFERROR(IF(OR(N132=\"\",'Cost scenario - input'!$G117=\"\"),\"\",N132/'Cost scenario - input'!$G117),\"\")","v":""},{"$f":"IFERROR(IF(OR(O132=\"\",'Cost scenario - input'!$G117=\"\"),\"\",O132/'Cost scenario - input'!$G117),\"\")","v":""},{"$f":"IFERROR(IF(OR(P132=\"\",'Cost scenario - input'!$G117=\"\"),\"\",P132/'Cost scenario - input'!$G117),\"\")","v":""},{"$f":"IFERROR(IF(OR(Q132=\"\",'Cost scenario - input'!$G117=\"\"),\"\",Q132/'Cost scenario - input'!$G117),\"\")","v":""},{"$f":"IFERROR(IF(OR(R132=\"\",'Cost scenario - input'!$G117=\"\"),\"\",R132/'Cost scenario - input'!$G117),\"\")","v":""},{"$f":"IFERROR(IF(OR(S132=\"\",'Cost scenario - input'!$G117=\"\"),\"\",S132/'Cost scenario - input'!$G117),\"\")","v":""},{"$f":"IFERROR(IF(OR(T132=\"\",'Cost scenario - input'!$G117=\"\"),\"\",T132/'Cost scenario - input'!$G117),\"\")","v":""},{"$f":"IFERROR(IF(OR(U132=\"\",'Cost scenario - input'!$G117=\"\"),\"\",U132/'Cost scenario - input'!$G117),\"\")","v":""},{"$f":"IFERROR(IF(OR(V132=\"\",'Cost scenario - input'!$G117=\"\"),\"\",V132/'Cost scenario - input'!$G117),\"\")","v":""},{"$f":"IFERROR(IF(OR(W132=\"\",'Cost scenario - input'!$G117=\"\"),\"\",W132/'Cost scenario - input'!$G117),\"\")","v":""}]
[{"$f":"IFERROR('Cost scenario - input'!A118,\"\")","v":""},{"$f":"IFERROR('Cost scenario - input'!B118,\"\")","v":""},{"$f":"IFERROR('Cost scenario - input'!C118,\"\")","v":""},{"$f":"IFERROR(repcalc('Cost scenario - input'!$CY118:$GK118,'Cost scenario - input'!$J118,'Cost scenario - input'!$H118,'Cost scenario - input'!$I118,20,TRUE,TRUE),\"\")","v":""},"","","","","","","","","","","","","","","","","","","",{"$f":"IFERROR(IF(OR(D133=\"\",'Cost scenario - input'!$G118=\"\"),\"\",D133/'Cost scenario - input'!$G118),\"\")","v":""},{"$f":"IFERROR(IF(OR(E133=\"\",'Cost scenario - input'!$G118=\"\"),\"\",E133/'Cost scenario - input'!$G118),\"\")","v":""},{"$f":"IFERROR(IF(OR(F133=\"\",'Cost scenario - input'!$G118=\"\"),\"\",F133/'Cost scenario - input'!$G118),\"\")","v":""},{"$f":"IFERROR(IF(OR(G133=\"\",'Cost scenario - input'!$G118=\"\"),\"\",G133/'Cost scenario - input'!$G118),\"\")","v":""},{"$f":"IFERROR(IF(OR(H133=\"\",'Cost scenario - input'!$G118=\"\"),\"\",H133/'Cost scenario - input'!$G118),\"\")","v":""},{"$f":"IFERROR(IF(OR(I133=\"\",'Cost scenario - input'!$G118=\"\"),\"\",I133/'Cost scenario - input'!$G118),\"\")","v":""},{"$f":"IFERROR(IF(OR(J133=\"\",'Cost scenario - input'!$G118=\"\"),\"\",J133/'Cost scenario - input'!$G118),\"\")","v":""},{"$f":"IFERROR(IF(OR(K133=\"\",'Cost scenario - input'!$G118=\"\"),\"\",K133/'Cost scenario - input'!$G118),\"\")","v":""},{"$f":"IFERROR(IF(OR(L133=\"\",'Cost scenario - input'!$G118=\"\"),\"\",L133/'Cost scenario - input'!$G118),\"\")","v":""},{"$f":"IFERROR(IF(OR(M133=\"\",'Cost scenario - input'!$G118=\"\"),\"\",M133/'Cost scenario - input'!$G118),\"\")","v":""},{"$f":"IFERROR(IF(OR(N133=\"\",'Cost scenario - input'!$G118=\"\"),\"\",N133/'Cost scenario - input'!$G118),\"\")","v":""},{"$f":"IFERROR(IF(OR(O133=\"\",'Cost scenario - input'!$G118=\"\"),\"\",O133/'Cost scenario - input'!$G118),\"\")","v":""},{"$f":"IFERROR(IF(OR(P133=\"\",'Cost scenario - input'!$G118=\"\"),\"\",P133/'Cost scenario - input'!$G118),\"\")","v":""},{"$f":"IFERROR(IF(OR(Q133=\"\",'Cost scenario - input'!$G118=\"\"),\"\",Q133/'Cost scenario - input'!$G118),\"\")","v":""},{"$f":"IFERROR(IF(OR(R133=\"\",'Cost scenario - input'!$G118=\"\"),\"\",R133/'Cost scenario - input'!$G118),\"\")","v":""},{"$f":"IFERROR(IF(OR(S133=\"\",'Cost scenario - input'!$G118=\"\"),\"\",S133/'Cost scenario - input'!$G118),\"\")","v":""},{"$f":"IFERROR(IF(OR(T133=\"\",'Cost scenario - input'!$G118=\"\"),\"\",T133/'Cost scenario - input'!$G118),\"\")","v":""},{"$f":"IFERROR(IF(OR(U133=\"\",'Cost scenario - input'!$G118=\"\"),\"\",U133/'Cost scenario - input'!$G118),\"\")","v":""},{"$f":"IFERROR(IF(OR(V133=\"\",'Cost scenario - input'!$G118=\"\"),\"\",V133/'Cost scenario - input'!$G118),\"\")","v":""},{"$f":"IFERROR(IF(OR(W133=\"\",'Cost scenario - input'!$G118=\"\"),\"\",W133/'Cost scenario - input'!$G118),\"\")","v":""}]
[{"$f":"IFERROR('Cost scenario - input'!A119,\"\")","v":""},{"$f":"IFERROR('Cost scenario - input'!B119,\"\")","v":""},{"$f":"IFERROR('Cost scenario - input'!C119,\"\")","v":""},{"$f":"IFERROR(repcalc('Cost scenario - input'!$CY119:$GK119,'Cost scenario - input'!$J119,'Cost scenario - input'!$H119,'Cost scenario - input'!$I119,20,TRUE,TRUE),\"\")","v":""},"","","","","","","","","","","","","","","","","","","",{"$f":"IFERROR(IF(OR(D134=\"\",'Cost scenario - input'!$G119=\"\"),\"\",D134/'Cost scenario - input'!$G119),\"\")","v":""},{"$f":"IFERROR(IF(OR(E134=\"\",'Cost scenario - input'!$G119=\"\"),\"\",E134/'Cost scenario - input'!$G119),\"\")","v":""},{"$f":"IFERROR(IF(OR(F134=\"\",'Cost scenario - input'!$G119=\"\"),\"\",F134/'Cost scenario - input'!$G119),\"\")","v":""},{"$f":"IFERROR(IF(OR(G134=\"\",'Cost scenario - input'!$G119=\"\"),\"\",G134/'Cost scenario - input'!$G119),\"\")","v":""},{"$f":"IFERROR(IF(OR(H134=\"\",'Cost scenario - input'!$G119=\"\"),\"\",H134/'Cost scenario - input'!$G119),\"\")","v":""},{"$f":"IFERROR(IF(OR(I134=\"\",'Cost scenario - input'!$G119=\"\"),\"\",I134/'Cost scenario - input'!$G119),\"\")","v":""},{"$f":"IFERROR(IF(OR(J134=\"\",'Cost scenario - input'!$G119=\"\"),\"\",J134/'Cost scenario - input'!$G119),\"\")","v":""},{"$f":"IFERROR(IF(OR(K134=\"\",'Cost scenario - input'!$G119=\"\"),\"\",K134/'Cost scenario - input'!$G119),\"\")","v":""},{"$f":"IFERROR(IF(OR(L134=\"\",'Cost scenario - input'!$G119=\"\"),\"\",L134/'Cost scenario - input'!$G119),\"\")","v":""},{"$f":"IFERROR(IF(OR(M134=\"\",'Cost scenario - input'!$G119=\"\"),\"\",M134/'Cost scenario - input'!$G119),\"\")","v":""},{"$f":"IFERROR(IF(OR(N134=\"\",'Cost scenario - input'!$G119=\"\"),\"\",N134/'Cost scenario - input'!$G119),\"\")","v":""},{"$f":"IFERROR(IF(OR(O134=\"\",'Cost scenario - input'!$G119=\"\"),\"\",O134/'Cost scenario - input'!$G119),\"\")","v":""},{"$f":"IFERROR(IF(OR(P134=\"\",'Cost scenario - input'!$G119=\"\"),\"\",P134/'Cost scenario - input'!$G119),\"\")","v":""},{"$f":"IFERROR(IF(OR(Q134=\"\",'Cost scenario - input'!$G119=\"\"),\"\",Q134/'Cost scenario - input'!$G119),\"\")","v":""},{"$f":"IFERROR(IF(OR(R134=\"\",'Cost scenario - input'!$G119=\"\"),\"\",R134/'Cost scenario - input'!$G119),\"\")","v":""},{"$f":"IFERROR(IF(OR(S134=\"\",'Cost scenario - input'!$G119=\"\"),\"\",S134/'Cost scenario - input'!$G119),\"\")","v":""},{"$f":"IFERROR(IF(OR(T134=\"\",'Cost scenario - input'!$G119=\"\"),\"\",T134/'Cost scenario - input'!$G119),\"\")","v":""},{"$f":"IFERROR(IF(OR(U134=\"\",'Cost scenario - input'!$G119=\"\"),\"\",U134/'Cost scenario - input'!$G119),\"\")","v":""},{"$f":"IFERROR(IF(OR(V134=\"\",'Cost scenario - input'!$G119=\"\"),\"\",V134/'Cost scenario - input'!$G119),\"\")","v":""},{"$f":"IFERROR(IF(OR(W134=\"\",'Cost scenario - input'!$G119=\"\"),\"\",W134/'Cost scenario - input'!$G119),\"\")","v":""}]
[{"$f":"IFERROR('Cost scenario - input'!A120,\"\")","v":""},{"$f":"IFERROR('Cost scenario - input'!B120,\"\")","v":""},{"$f":"IFERROR('Cost scenario - input'!C120,\"\")","v":""},{"$f":"IFERROR(repcalc('Cost scenario - input'!$CY120:$GK120,'Cost scenario - input'!$J120,'Cost scenario - input'!$H120,'Cost scenario - input'!$I120,20,TRUE,TRUE),\"\")","v":""},"","","","","","","","","","","","","","","","","","","",{"$f":"IFERROR(IF(OR(D135=\"\",'Cost scenario - input'!$G120=\"\"),\"\",D135/'Cost scenario - input'!$G120),\"\")","v":""},{"$f":"IFERROR(IF(OR(E135=\"\",'Cost scenario - input'!$G120=\"\"),\"\",E135/'Cost scenario - input'!$G120),\"\")","v":""},{"$f":"IFERROR(IF(OR(F135=\"\",'Cost scenario - input'!$G120=\"\"),\"\",F135/'Cost scenario - input'!$G120),\"\")","v":""},{"$f":"IFERROR(IF(OR(G135=\"\",'Cost scenario - input'!$G120=\"\"),\"\",G135/'Cost scenario - input'!$G120),\"\")","v":""},{"$f":"IFERROR(IF(OR(H135=\"\",'Cost scenario - input'!$G120=\"\"),\"\",H135/'Cost scenario - input'!$G120),\"\")","v":""},{"$f":"IFERROR(IF(OR(I135=\"\",'Cost scenario - input'!$G120=\"\"),\"\",I135/'Cost scenario - input'!$G120),\"\")","v":""},{"$f":"IFERROR(IF(OR(J135=\"\",'Cost scenario - input'!$G120=\"\"),\"\",J135/'Cost scenario - input'!$G120),\"\")","v":""},{"$f":"IFERROR(IF(OR(K135=\"\",'Cost scenario - input'!$G120=\"\"),\"\",K135/'Cost scenario - input'!$G120),\"\")","v":""},{"$f":"IFERROR(IF(OR(L135=\"\",'Cost scenario - input'!$G120=\"\"),\"\",L135/'Cost scenario - input'!$G120),\"\")","v":""},{"$f":"IFERROR(IF(OR(M135=\"\",'Cost scenario - input'!$G120=\"\"),\"\",M135/'Cost scenario - input'!$G120),\"\")","v":""},{"$f":"IFERROR(IF(OR(N135=\"\",'Cost scenario - input'!$G120=\"\"),\"\",N135/'Cost scenario - input'!$G120),\"\")","v":""},{"$f":"IFERROR(IF(OR(O135=\"\",'Cost scenario - input'!$G120=\"\"),\"\",O135/'Cost scenario - input'!$G120),\"\")","v":""},{"$f":"IFERROR(IF(OR(P135=\"\",'Cost scenario - input'!$G120=\"\"),\"\",P135/'Cost scenario - input'!$G120),\"\")","v":""},{"$f":"IFERROR(IF(OR(Q135=\"\",'Cost scenario - input'!$G120=\"\"),\"\",Q135/'Cost scenario - input'!$G120),\"\")","v":""},{"$f":"IFERROR(IF(OR(R135=\"\",'Cost scenario - input'!$G120=\"\"),\"\",R135/'Cost scenario - input'!$G120),\"\")","v":""},{"$f":"IFERROR(IF(OR(S135=\"\",'Cost scenario - input'!$G120=\"\"),\"\",S135/'Cost scenario - input'!$G120),\"\")","v":""},{"$f":"IFERROR(IF(OR(T135=\"\",'Cost scenario - input'!$G120=\"\"),\"\",T135/'Cost scenario - input'!$G120),\"\")","v":""},{"$f":"IFERROR(IF(OR(U135=\"\",'Cost scenario - input'!$G120=\"\"),\"\",U135/'Cost scenario - input'!$G120),\"\")","v":""},{"$f":"IFERROR(IF(OR(V135=\"\",'Cost scenario - input'!$G120=\"\"),\"\",V135/'Cost scenario - input'!$G120),\"\")","v":""},{"$f":"IFERROR(IF(OR(W135=\"\",'Cost scenario - input'!$G120=\"\"),\"\",W135/'Cost scenario - input'!$G120),\"\")","v":""}]
[{"$f":"IFERROR('Cost scenario - input'!A121,\"\")","v":""},{"$f":"IFERROR('Cost scenario - input'!B121,\"\")","v":""},{"$f":"IFERROR('Cost scenario - input'!C121,\"\")","v":""},{"$f":"IFERROR(repcalc('Cost scenario - input'!$CY121:$GK121,'Cost scenario - input'!$J121,'Cost scenario - input'!$H121,'Cost scenario - input'!$I121,20,TRUE,TRUE),\"\")","v":""},"","","","","","","","","","","","","","","","","","","",{"$f":"IFERROR(IF(OR(D136=\"\",'Cost scenario - input'!$G121=\"\"),\"\",D136/'Cost scenario - input'!$G121),\"\")","v":""},{"$f":"IFERROR(IF(OR(E136=\"\",'Cost scenario - input'!$G121=\"\"),\"\",E136/'Cost scenario - input'!$G121),\"\")","v":""},{"$f":"IFERROR(IF(OR(F136=\"\",'Cost scenario - input'!$G121=\"\"),\"\",F136/'Cost scenario - input'!$G121),\"\")","v":""},{"$f":"IFERROR(IF(OR(G136=\"\",'Cost scenario - input'!$G121=\"\"),\"\",G136/'Cost scenario - input'!$G121),\"\")","v":""},{"$f":"IFERROR(IF(OR(H136=\"\",'Cost scenario - input'!$G121=\"\"),\"\",H136/'Cost scenario - input'!$G121),\"\")","v":""},{"$f":"IFERROR(IF(OR(I136=\"\",'Cost scenario - input'!$G121=\"\"),\"\",I136/'Cost scenario - input'!$G121),\"\")","v":""},{"$f":"IFERROR(IF(OR(J136=\"\",'Cost scenario - input'!$G121=\"\"),\"\",J136/'Cost scenario - input'!$G121),\"\")","v":""},{"$f":"IFERROR(IF(OR(K136=\"\",'Cost scenario - input'!$G121=\"\"),\"\",K136/'Cost scenario - input'!$G121),\"\")","v":""},{"$f":"IFERROR(IF(OR(L136=\"\",'Cost scenario - input'!$G121=\"\"),\"\",L136/'Cost scenario - input'!$G121),\"\")","v":""},{"$f":"IFERROR(IF(OR(M136=\"\",'Cost scenario - input'!$G121=\"\"),\"\",M136/'Cost scenario - input'!$G121),\"\")","v":""},{"$f":"IFERROR(IF(OR(N136=\"\",'Cost scenario - input'!$G121=\"\"),\"\",N136/'Cost scenario - input'!$G121),\"\")","v":""},{"$f":"IFERROR(IF(OR(O136=\"\",'Cost scenario - input'!$G121=\"\"),\"\",O136/'Cost scenario - input'!$G121),\"\")","v":""},{"$f":"IFERROR(IF(OR(P136=\"\",'Cost scenario - input'!$G121=\"\"),\"\",P136/'Cost scenario - input'!$G121),\"\")","v":""},{"$f":"IFERROR(IF(OR(Q136=\"\",'Cost scenario - input'!$G121=\"\"),\"\",Q136/'Cost scenario - input'!$G121),\"\")","v":""},{"$f":"IFERROR(IF(OR(R136=\"\",'Cost scenario - input'!$G121=\"\"),\"\",R136/'Cost scenario - input'!$G121),\"\")","v":""},{"$f":"IFERROR(IF(OR(S136=\"\",'Cost scenario - input'!$G121=\"\"),\"\",S136/'Cost scenario - input'!$G121),\"\")","v":""},{"$f":"IFERROR(IF(OR(T136=\"\",'Cost scenario - input'!$G121=\"\"),\"\",T136/'Cost scenario - input'!$G121),\"\")","v":""},{"$f":"IFERROR(IF(OR(U136=\"\",'Cost scenario - input'!$G121=\"\"),\"\",U136/'Cost scenario - input'!$G121),\"\")","v":""},{"$f":"IFERROR(IF(OR(V136=\"\",'Cost scenario - input'!$G121=\"\"),\"\",V136/'Cost scenario - input'!$G121),\"\")","v":""},{"$f":"IFERROR(IF(OR(W136=\"\",'Cost scenario - input'!$G121=\"\"),\"\",W136/'Cost scenario - input'!$G121),\"\")","v":""}]
[{"$f":"IFERROR('Cost scenario - input'!A122,\"\")","v":""},{"$f":"IFERROR('Cost scenario - input'!B122,\"\")","v":""},{"$f":"IFERROR('Cost scenario - input'!C122,\"\")","v":""},{"$f":"IFERROR(repcalc('Cost scenario - input'!$CY122:$GK122,'Cost scenario - input'!$J122,'Cost scenario - input'!$H122,'Cost scenario - input'!$I122,20,TRUE,TRUE),\"\")","v":""},"","","","","","","","","","","","","","","","","","","",{"$f":"IFERROR(IF(OR(D137=\"\",'Cost scenario - input'!$G122=\"\"),\"\",D137/'Cost scenario - input'!$G122),\"\")","v":""},{"$f":"IFERROR(IF(OR(E137=\"\",'Cost scenario - input'!$G122=\"\"),\"\",E137/'Cost scenario - input'!$G122),\"\")","v":""},{"$f":"IFERROR(IF(OR(F137=\"\",'Cost scenario - input'!$G122=\"\"),\"\",F137/'Cost scenario - input'!$G122),\"\")","v":""},{"$f":"IFERROR(IF(OR(G137=\"\",'Cost scenario - input'!$G122=\"\"),\"\",G137/'Cost scenario - input'!$G122),\"\")","v":""},{"$f":"IFERROR(IF(OR(H137=\"\",'Cost scenario - input'!$G122=\"\"),\"\",H137/'Cost scenario - input'!$G122),\"\")","v":""},{"$f":"IFERROR(IF(OR(I137=\"\",'Cost scenario - input'!$G122=\"\"),\"\",I137/'Cost scenario - input'!$G122),\"\")","v":""},{"$f":"IFERROR(IF(OR(J137=\"\",'Cost scenario - input'!$G122=\"\"),\"\",J137/'Cost scenario - input'!$G122),\"\")","v":""},{"$f":"IFERROR(IF(OR(K137=\"\",'Cost scenario - input'!$G122=\"\"),\"\",K137/'Cost scenario - input'!$G122),\"\")","v":""},{"$f":"IFERROR(IF(OR(L137=\"\",'Cost scenario - input'!$G122=\"\"),\"\",L137/'Cost scenario - input'!$G122),\"\")","v":""},{"$f":"IFERROR(IF(OR(M137=\"\",'Cost scenario - input'!$G122=\"\"),\"\",M137/'Cost scenario - input'!$G122),\"\")","v":""},{"$f":"IFERROR(IF(OR(N137=\"\",'Cost scenario - input'!$G122=\"\"),\"\",N137/'Cost scenario - input'!$G122),\"\")","v":""},{"$f":"IFERROR(IF(OR(O137=\"\",'Cost scenario - input'!$G122=\"\"),\"\",O137/'Cost scenario - input'!$G122),\"\")","v":""},{"$f":"IFERROR(IF(OR(P137=\"\",'Cost scenario - input'!$G122=\"\"),\"\",P137/'Cost scenario - input'!$G122),\"\")","v":""},{"$f":"IFERROR(IF(OR(Q137=\"\",'Cost scenario - input'!$G122=\"\"),\"\",Q137/'Cost scenario - input'!$G122),\"\")","v":""},{"$f":"IFERROR(IF(OR(R137=\"\",'Cost scenario - input'!$G122=\"\"),\"\",R137/'Cost scenario - input'!$G122),\"\")","v":""},{"$f":"IFERROR(IF(OR(S137=\"\",'Cost scenario - input'!$G122=\"\"),\"\",S137/'Cost scenario - input'!$G122),\"\")","v":""},{"$f":"IFERROR(IF(OR(T137=\"\",'Cost scenario - input'!$G122=\"\"),\"\",T137/'Cost scenario - input'!$G122),\"\")","v":""},{"$f":"IFERROR(IF(OR(U137=\"\",'Cost scenario - input'!$G122=\"\"),\"\",U137/'Cost scenario - input'!$G122),\"\")","v":""},{"$f":"IFERROR(IF(OR(V137=\"\",'Cost scenario - input'!$G122=\"\"),\"\",V137/'Cost scenario - input'!$G122),\"\")","v":""},{"$f":"IFERROR(IF(OR(W137=\"\",'Cost scenario - input'!$G122=\"\"),\"\",W137/'Cost scenario - input'!$G122),\"\")","v":""}]
[{"$f":"IFERROR('Cost scenario - input'!A123,\"\")","v":""},{"$f":"IFERROR('Cost scenario - input'!B123,\"\")","v":""},{"$f":"IFERROR('Cost scenario - input'!C123,\"\")","v":""},{"$f":"IFERROR(repcalc('Cost scenario - input'!$CY123:$GK123,'Cost scenario - input'!$J123,'Cost scenario - input'!$H123,'Cost scenario - input'!$I123,20,TRUE,TRUE),\"\")","v":""},"","","","","","","","","","","","","","","","","","","",{"$f":"IFERROR(IF(OR(D138=\"\",'Cost scenario - input'!$G123=\"\"),\"\",D138/'Cost scenario - input'!$G123),\"\")","v":""},{"$f":"IFERROR(IF(OR(E138=\"\",'Cost scenario - input'!$G123=\"\"),\"\",E138/'Cost scenario - input'!$G123),\"\")","v":""},{"$f":"IFERROR(IF(OR(F138=\"\",'Cost scenario - input'!$G123=\"\"),\"\",F138/'Cost scenario - input'!$G123),\"\")","v":""},{"$f":"IFERROR(IF(OR(G138=\"\",'Cost scenario - input'!$G123=\"\"),\"\",G138/'Cost scenario - input'!$G123),\"\")","v":""},{"$f":"IFERROR(IF(OR(H138=\"\",'Cost scenario - input'!$G123=\"\"),\"\",H138/'Cost scenario - input'!$G123),\"\")","v":""},{"$f":"IFERROR(IF(OR(I138=\"\",'Cost scenario - input'!$G123=\"\"),\"\",I138/'Cost scenario - input'!$G123),\"\")","v":""},{"$f":"IFERROR(IF(OR(J138=\"\",'Cost scenario - input'!$G123=\"\"),\"\",J138/'Cost scenario - input'!$G123),\"\")","v":""},{"$f":"IFERROR(IF(OR(K138=\"\",'Cost scenario - input'!$G123=\"\"),\"\",K138/'Cost scenario - input'!$G123),\"\")","v":""},{"$f":"IFERROR(IF(OR(L138=\"\",'Cost scenario - input'!$G123=\"\"),\"\",L138/'Cost scenario - input'!$G123),\"\")","v":""},{"$f":"IFERROR(IF(OR(M138=\"\",'Cost scenario - input'!$G123=\"\"),\"\",M138/'Cost scenario - input'!$G123),\"\")","v":""},{"$f":"IFERROR(IF(OR(N138=\"\",'Cost scenario - input'!$G123=\"\"),\"\",N138/'Cost scenario - input'!$G123),\"\")","v":""},{"$f":"IFERROR(IF(OR(O138=\"\",'Cost scenario - input'!$G123=\"\"),\"\",O138/'Cost scenario - input'!$G123),\"\")","v":""},{"$f":"IFERROR(IF(OR(P138=\"\",'Cost scenario - input'!$G123=\"\"),\"\",P138/'Cost scenario - input'!$G123),\"\")","v":""},{"$f":"IFERROR(IF(OR(Q138=\"\",'Cost scenario - input'!$G123=\"\"),\"\",Q138/'Cost scenario - input'!$G123),\"\")","v":""},{"$f":"IFERROR(IF(OR(R138=\"\",'Cost scenario - input'!$G123=\"\"),\"\",R138/'Cost scenario - input'!$G123),\"\")","v":""},{"$f":"IFERROR(IF(OR(S138=\"\",'Cost scenario - input'!$G123=\"\"),\"\",S138/'Cost scenario - input'!$G123),\"\")","v":""},{"$f":"IFERROR(IF(OR(T138=\"\",'Cost scenario - input'!$G123=\"\"),\"\",T138/'Cost scenario - input'!$G123),\"\")","v":""},{"$f":"IFERROR(IF(OR(U138=\"\",'Cost scenario - input'!$G123=\"\"),\"\",U138/'Cost scenario - input'!$G123),\"\")","v":""},{"$f":"IFERROR(IF(OR(V138=\"\",'Cost scenario - input'!$G123=\"\"),\"\",V138/'Cost scenario - input'!$G123),\"\")","v":""},{"$f":"IFERROR(IF(OR(W138=\"\",'Cost scenario - input'!$G123=\"\"),\"\",W138/'Cost scenario - input'!$G123),\"\")","v":""}]
[{"$f":"IFERROR('Cost scenario - input'!A124,\"\")","v":""},{"$f":"IFERROR('Cost scenario - input'!B124,\"\")","v":""},{"$f":"IFERROR('Cost scenario - input'!C124,\"\")","v":""},{"$f":"IFERROR(repcalc('Cost scenario - input'!$CY124:$GK124,'Cost scenario - input'!$J124,'Cost scenario - input'!$H124,'Cost scenario - input'!$I124,20,TRUE,TRUE),\"\")","v":""},"","","","","","","","","","","","","","","","","","","",{"$f":"IFERROR(IF(OR(D139=\"\",'Cost scenario - input'!$G124=\"\"),\"\",D139/'Cost scenario - input'!$G124),\"\")","v":""},{"$f":"IFERROR(IF(OR(E139=\"\",'Cost scenario - input'!$G124=\"\"),\"\",E139/'Cost scenario - input'!$G124),\"\")","v":""},{"$f":"IFERROR(IF(OR(F139=\"\",'Cost scenario - input'!$G124=\"\"),\"\",F139/'Cost scenario - input'!$G124),\"\")","v":""},{"$f":"IFERROR(IF(OR(G139=\"\",'Cost scenario - input'!$G124=\"\"),\"\",G139/'Cost scenario - input'!$G124),\"\")","v":""},{"$f":"IFERROR(IF(OR(H139=\"\",'Cost scenario - input'!$G124=\"\"),\"\",H139/'Cost scenario - input'!$G124),\"\")","v":""},{"$f":"IFERROR(IF(OR(I139=\"\",'Cost scenario - input'!$G124=\"\"),\"\",I139/'Cost scenario - input'!$G124),\"\")","v":""},{"$f":"IFERROR(IF(OR(J139=\"\",'Cost scenario - input'!$G124=\"\"),\"\",J139/'Cost scenario - input'!$G124),\"\")","v":""},{"$f":"IFERROR(IF(OR(K139=\"\",'Cost scenario - input'!$G124=\"\"),\"\",K139/'Cost scenario - input'!$G124),\"\")","v":""},{"$f":"IFERROR(IF(OR(L139=\"\",'Cost scenario - input'!$G124=\"\"),\"\",L139/'Cost scenario - input'!$G124),\"\")","v":""},{"$f":"IFERROR(IF(OR(M139=\"\",'Cost scenario - input'!$G124=\"\"),\"\",M139/'Cost scenario - input'!$G124),\"\")","v":""},{"$f":"IFERROR(IF(OR(N139=\"\",'Cost scenario - input'!$G124=\"\"),\"\",N139/'Cost scenario - input'!$G124),\"\")","v":""},{"$f":"IFERROR(IF(OR(O139=\"\",'Cost scenario - input'!$G124=\"\"),\"\",O139/'Cost scenario - input'!$G124),\"\")","v":""},{"$f":"IFERROR(IF(OR(P139=\"\",'Cost scenario - input'!$G124=\"\"),\"\",P139/'Cost scenario - input'!$G124),\"\")","v":""},{"$f":"IFERROR(IF(OR(Q139=\"\",'Cost scenario - input'!$G124=\"\"),\"\",Q139/'Cost scenario - input'!$G124),\"\")","v":""},{"$f":"IFERROR(IF(OR(R139=\"\",'Cost scenario - input'!$G124=\"\"),\"\",R139/'Cost scenario - input'!$G124),\"\")","v":""},{"$f":"IFERROR(IF(OR(S139=\"\",'Cost scenario - input'!$G124=\"\"),\"\",S139/'Cost scenario - input'!$G124),\"\")","v":""},{"$f":"IFERROR(IF(OR(T139=\"\",'Cost scenario - input'!$G124=\"\"),\"\",T139/'Cost scenario - input'!$G124),\"\")","v":""},{"$f":"IFERROR(IF(OR(U139=\"\",'Cost scenario - input'!$G124=\"\"),\"\",U139/'Cost scenario - input'!$G124),\"\")","v":""},{"$f":"IFERROR(IF(OR(V139=\"\",'Cost scenario - input'!$G124=\"\"),\"\",V139/'Cost scenario - input'!$G124),\"\")","v":""},{"$f":"IFERROR(IF(OR(W139=\"\",'Cost scenario - input'!$G124=\"\"),\"\",W139/'Cost scenario - input'!$G124),\"\")","v":""}]
[{"$f":"IFERROR('Cost scenario - input'!A125,\"\")","v":""},{"$f":"IFERROR('Cost scenario - input'!B125,\"\")","v":""},{"$f":"IFERROR('Cost scenario - input'!C125,\"\")","v":""},{"$f":"IFERROR(repcalc('Cost scenario - input'!$CY125:$GK125,'Cost scenario - input'!$J125,'Cost scenario - input'!$H125,'Cost scenario - input'!$I125,20,TRUE,TRUE),\"\")","v":""},"","","","","","","","","","","","","","","","","","","",{"$f":"IFERROR(IF(OR(D140=\"\",'Cost scenario - input'!$G125=\"\"),\"\",D140/'Cost scenario - input'!$G125),\"\")","v":""},{"$f":"IFERROR(IF(OR(E140=\"\",'Cost scenario - input'!$G125=\"\"),\"\",E140/'Cost scenario - input'!$G125),\"\")","v":""},{"$f":"IFERROR(IF(OR(F140=\"\",'Cost scenario - input'!$G125=\"\"),\"\",F140/'Cost scenario - input'!$G125),\"\")","v":""},{"$f":"IFERROR(IF(OR(G140=\"\",'Cost scenario - input'!$G125=\"\"),\"\",G140/'Cost scenario - input'!$G125),\"\")","v":""},{"$f":"IFERROR(IF(OR(H140=\"\",'Cost scenario - input'!$G125=\"\"),\"\",H140/'Cost scenario - input'!$G125),\"\")","v":""},{"$f":"IFERROR(IF(OR(I140=\"\",'Cost scenario - input'!$G125=\"\"),\"\",I140/'Cost scenario - input'!$G125),\"\")","v":""},{"$f":"IFERROR(IF(OR(J140=\"\",'Cost scenario - input'!$G125=\"\"),\"\",J140/'Cost scenario - input'!$G125),\"\")","v":""},{"$f":"IFERROR(IF(OR(K140=\"\",'Cost scenario - input'!$G125=\"\"),\"\",K140/'Cost scenario - input'!$G125),\"\")","v":""},{"$f":"IFERROR(IF(OR(L140=\"\",'Cost scenario - input'!$G125=\"\"),\"\",L140/'Cost scenario - input'!$G125),\"\")","v":""},{"$f":"IFERROR(IF(OR(M140=\"\",'Cost scenario - input'!$G125=\"\"),\"\",M140/'Cost scenario - input'!$G125),\"\")","v":""},{"$f":"IFERROR(IF(OR(N140=\"\",'Cost scenario - input'!$G125=\"\"),\"\",N140/'Cost scenario - input'!$G125),\"\")","v":""},{"$f":"IFERROR(IF(OR(O140=\"\",'Cost scenario - input'!$G125=\"\"),\"\",O140/'Cost scenario - input'!$G125),\"\")","v":""},{"$f":"IFERROR(IF(OR(P140=\"\",'Cost scenario - input'!$G125=\"\"),\"\",P140/'Cost scenario - input'!$G125),\"\")","v":""},{"$f":"IFERROR(IF(OR(Q140=\"\",'Cost scenario - input'!$G125=\"\"),\"\",Q140/'Cost scenario - input'!$G125),\"\")","v":""},{"$f":"IFERROR(IF(OR(R140=\"\",'Cost scenario - input'!$G125=\"\"),\"\",R140/'Cost scenario - input'!$G125),\"\")","v":""},{"$f":"IFERROR(IF(OR(S140=\"\",'Cost scenario - input'!$G125=\"\"),\"\",S140/'Cost scenario - input'!$G125),\"\")","v":""},{"$f":"IFERROR(IF(OR(T140=\"\",'Cost scenario - input'!$G125=\"\"),\"\",T140/'Cost scenario - input'!$G125),\"\")","v":""},{"$f":"IFERROR(IF(OR(U140=\"\",'Cost scenario - input'!$G125=\"\"),\"\",U140/'Cost scenario - input'!$G125),\"\")","v":""},{"$f":"IFERROR(IF(OR(V140=\"\",'Cost scenario - input'!$G125=\"\"),\"\",V140/'Cost scenario - input'!$G125),\"\")","v":""},{"$f":"IFERROR(IF(OR(W140=\"\",'Cost scenario - input'!$G125=\"\"),\"\",W140/'Cost scenario - input'!$G125),\"\")","v":""}]
[{"$f":"IFERROR('Cost scenario - input'!A126,\"\")","v":""},{"$f":"IFERROR('Cost scenario - input'!B126,\"\")","v":""},{"$f":"IFERROR('Cost scenario - input'!C126,\"\")","v":""},{"$f":"IFERROR(repcalc('Cost scenario - input'!$CY126:$GK126,'Cost scenario - input'!$J126,'Cost scenario - input'!$H126,'Cost scenario - input'!$I126,20,TRUE,TRUE),\"\")","v":""},"","","","","","","","","","","","","","","","","","","",{"$f":"IFERROR(IF(OR(D141=\"\",'Cost scenario - input'!$G126=\"\"),\"\",D141/'Cost scenario - input'!$G126),\"\")","v":""},{"$f":"IFERROR(IF(OR(E141=\"\",'Cost scenario - input'!$G126=\"\"),\"\",E141/'Cost scenario - input'!$G126),\"\")","v":""},{"$f":"IFERROR(IF(OR(F141=\"\",'Cost scenario - input'!$G126=\"\"),\"\",F141/'Cost scenario - input'!$G126),\"\")","v":""},{"$f":"IFERROR(IF(OR(G141=\"\",'Cost scenario - input'!$G126=\"\"),\"\",G141/'Cost scenario - input'!$G126),\"\")","v":""},{"$f":"IFERROR(IF(OR(H141=\"\",'Cost scenario - input'!$G126=\"\"),\"\",H141/'Cost scenario - input'!$G126),\"\")","v":""},{"$f":"IFERROR(IF(OR(I141=\"\",'Cost scenario - input'!$G126=\"\"),\"\",I141/'Cost scenario - input'!$G126),\"\")","v":""},{"$f":"IFERROR(IF(OR(J141=\"\",'Cost scenario - input'!$G126=\"\"),\"\",J141/'Cost scenario - input'!$G126),\"\")","v":""},{"$f":"IFERROR(IF(OR(K141=\"\",'Cost scenario - input'!$G126=\"\"),\"\",K141/'Cost scenario - input'!$G126),\"\")","v":""},{"$f":"IFERROR(IF(OR(L141=\"\",'Cost scenario - input'!$G126=\"\"),\"\",L141/'Cost scenario - input'!$G126),\"\")","v":""},{"$f":"IFERROR(IF(OR(M141=\"\",'Cost scenario - input'!$G126=\"\"),\"\",M141/'Cost scenario - input'!$G126),\"\")","v":""},{"$f":"IFERROR(IF(OR(N141=\"\",'Cost scenario - input'!$G126=\"\"),\"\",N141/'Cost scenario - input'!$G126),\"\")","v":""},{"$f":"IFERROR(IF(OR(O141=\"\",'Cost scenario - input'!$G126=\"\"),\"\",O141/'Cost scenario - input'!$G126),\"\")","v":""},{"$f":"IFERROR(IF(OR(P141=\"\",'Cost scenario - input'!$G126=\"\"),\"\",P141/'Cost scenario - input'!$G126),\"\")","v":""},{"$f":"IFERROR(IF(OR(Q141=\"\",'Cost scenario - input'!$G126=\"\"),\"\",Q141/'Cost scenario - input'!$G126),\"\")","v":""},{"$f":"IFERROR(IF(OR(R141=\"\",'Cost scenario - input'!$G126=\"\"),\"\",R141/'Cost scenario - input'!$G126),\"\")","v":""},{"$f":"IFERROR(IF(OR(S141=\"\",'Cost scenario - input'!$G126=\"\"),\"\",S141/'Cost scenario - input'!$G126),\"\")","v":""},{"$f":"IFERROR(IF(OR(T141=\"\",'Cost scenario - input'!$G126=\"\"),\"\",T141/'Cost scenario - input'!$G126),\"\")","v":""},{"$f":"IFERROR(IF(OR(U141=\"\",'Cost scenario - input'!$G126=\"\"),\"\",U141/'Cost scenario - input'!$G126),\"\")","v":""},{"$f":"IFERROR(IF(OR(V141=\"\",'Cost scenario - input'!$G126=\"\"),\"\",V141/'Cost scenario - input'!$G126),\"\")","v":""},{"$f":"IFERROR(IF(OR(W141=\"\",'Cost scenario - input'!$G126=\"\"),\"\",W141/'Cost scenario - input'!$G126),\"\")","v":""}]
[{"$f":"IFERROR('Cost scenario - input'!A127,\"\")","v":""},{"$f":"IFERROR('Cost scenario - input'!B127,\"\")","v":""},{"$f":"IFERROR('Cost scenario - input'!C127,\"\")","v":""},{"$f":"IFERROR(repcalc('Cost scenario - input'!$CY127:$GK127,'Cost scenario - input'!$J127,'Cost scenario - input'!$H127,'Cost scenario - input'!$I127,20,TRUE,TRUE),\"\")","v":""},"","","","","","","","","","","","","","","","","","","",{"$f":"IFERROR(IF(OR(D142=\"\",'Cost scenario - input'!$G127=\"\"),\"\",D142/'Cost scenario - input'!$G127),\"\")","v":""},{"$f":"IFERROR(IF(OR(E142=\"\",'Cost scenario - input'!$G127=\"\"),\"\",E142/'Cost scenario - input'!$G127),\"\")","v":""},{"$f":"IFERROR(IF(OR(F142=\"\",'Cost scenario - input'!$G127=\"\"),\"\",F142/'Cost scenario - input'!$G127),\"\")","v":""},{"$f":"IFERROR(IF(OR(G142=\"\",'Cost scenario - input'!$G127=\"\"),\"\",G142/'Cost scenario - input'!$G127),\"\")","v":""},{"$f":"IFERROR(IF(OR(H142=\"\",'Cost scenario - input'!$G127=\"\"),\"\",H142/'Cost scenario - input'!$G127),\"\")","v":""},{"$f":"IFERROR(IF(OR(I142=\"\",'Cost scenario - input'!$G127=\"\"),\"\",I142/'Cost scenario - input'!$G127),\"\")","v":""},{"$f":"IFERROR(IF(OR(J142=\"\",'Cost scenario - input'!$G127=\"\"),\"\",J142/'Cost scenario - input'!$G127),\"\")","v":""},{"$f":"IFERROR(IF(OR(K142=\"\",'Cost scenario - input'!$G127=\"\"),\"\",K142/'Cost scenario - input'!$G127),\"\")","v":""},{"$f":"IFERROR(IF(OR(L142=\"\",'Cost scenario - input'!$G127=\"\"),\"\",L142/'Cost scenario - input'!$G127),\"\")","v":""},{"$f":"IFERROR(IF(OR(M142=\"\",'Cost scenario - input'!$G127=\"\"),\"\",M142/'Cost scenario - input'!$G127),\"\")","v":""},{"$f":"IFERROR(IF(OR(N142=\"\",'Cost scenario - input'!$G127=\"\"),\"\",N142/'Cost scenario - input'!$G127),\"\")","v":""},{"$f":"IFERROR(IF(OR(O142=\"\",'Cost scenario - input'!$G127=\"\"),\"\",O142/'Cost scenario - input'!$G127),\"\")","v":""},{"$f":"IFERROR(IF(OR(P142=\"\",'Cost scenario - input'!$G127=\"\"),\"\",P142/'Cost scenario - input'!$G127),\"\")","v":""},{"$f":"IFERROR(IF(OR(Q142=\"\",'Cost scenario - input'!$G127=\"\"),\"\",Q142/'Cost scenario - input'!$G127),\"\")","v":""},{"$f":"IFERROR(IF(OR(R142=\"\",'Cost scenario - input'!$G127=\"\"),\"\",R142/'Cost scenario - input'!$G127),\"\")","v":""},{"$f":"IFERROR(IF(OR(S142=\"\",'Cost scenario - input'!$G127=\"\"),\"\",S142/'Cost scenario - input'!$G127),\"\")","v":""},{"$f":"IFERROR(IF(OR(T142=\"\",'Cost scenario - input'!$G127=\"\"),\"\",T142/'Cost scenario - input'!$G127),\"\")","v":""},{"$f":"IFERROR(IF(OR(U142=\"\",'Cost scenario - input'!$G127=\"\"),\"\",U142/'Cost scenario - input'!$G127),\"\")","v":""},{"$f":"IFERROR(IF(OR(V142=\"\",'Cost scenario - input'!$G127=\"\"),\"\",V142/'Cost scenario - input'!$G127),\"\")","v":""},{"$f":"IFERROR(IF(OR(W142=\"\",'Cost scenario - input'!$G127=\"\"),\"\",W142/'Cost scenario - input'!$G127),\"\")","v":""}]
[{"$f":"IFERROR('Cost scenario - input'!A128,\"\")","v":""},{"$f":"IFERROR('Cost scenario - input'!B128,\"\")","v":""},{"$f":"IFERROR('Cost scenario - input'!C128,\"\")","v":""},{"$f":"IFERROR(repcalc('Cost scenario - input'!$CY128:$GK128,'Cost scenario - input'!$J128,'Cost scenario - input'!$H128,'Cost scenario - input'!$I128,20,TRUE,TRUE),\"\")","v":""},"","","","","","","","","","","","","","","","","","","",{"$f":"IFERROR(IF(OR(D143=\"\",'Cost scenario - input'!$G128=\"\"),\"\",D143/'Cost scenario - input'!$G128),\"\")","v":""},{"$f":"IFERROR(IF(OR(E143=\"\",'Cost scenario - input'!$G128=\"\"),\"\",E143/'Cost scenario - input'!$G128),\"\")","v":""},{"$f":"IFERROR(IF(OR(F143=\"\",'Cost scenario - input'!$G128=\"\"),\"\",F143/'Cost scenario - input'!$G128),\"\")","v":""},{"$f":"IFERROR(IF(OR(G143=\"\",'Cost scenario - input'!$G128=\"\"),\"\",G143/'Cost scenario - input'!$G128),\"\")","v":""},{"$f":"IFERROR(IF(OR(H143=\"\",'Cost scenario - input'!$G128=\"\"),\"\",H143/'Cost scenario - input'!$G128),\"\")","v":""},{"$f":"IFERROR(IF(OR(I143=\"\",'Cost scenario - input'!$G128=\"\"),\"\",I143/'Cost scenario - input'!$G128),\"\")","v":""},{"$f":"IFERROR(IF(OR(J143=\"\",'Cost scenario - input'!$G128=\"\"),\"\",J143/'Cost scenario - input'!$G128),\"\")","v":""},{"$f":"IFERROR(IF(OR(K143=\"\",'Cost scenario - input'!$G128=\"\"),\"\",K143/'Cost scenario - input'!$G128),\"\")","v":""},{"$f":"IFERROR(IF(OR(L143=\"\",'Cost scenario - input'!$G128=\"\"),\"\",L143/'Cost scenario - input'!$G128),\"\")","v":""},{"$f":"IFERROR(IF(OR(M143=\"\",'Cost scenario - input'!$G128=\"\"),\"\",M143/'Cost scenario - input'!$G128),\"\")","v":""},{"$f":"IFERROR(IF(OR(N143=\"\",'Cost scenario - input'!$G128=\"\"),\"\",N143/'Cost scenario - input'!$G128),\"\")","v":""},{"$f":"IFERROR(IF(OR(O143=\"\",'Cost scenario - input'!$G128=\"\"),\"\",O143/'Cost scenario - input'!$G128),\"\")","v":""},{"$f":"IFERROR(IF(OR(P143=\"\",'Cost scenario - input'!$G128=\"\"),\"\",P143/'Cost scenario - input'!$G128),\"\")","v":""},{"$f":"IFERROR(IF(OR(Q143=\"\",'Cost scenario - input'!$G128=\"\"),\"\",Q143/'Cost scenario - input'!$G128),\"\")","v":""},{"$f":"IFERROR(IF(OR(R143=\"\",'Cost scenario - input'!$G128=\"\"),\"\",R143/'Cost scenario - input'!$G128),\"\")","v":""},{"$f":"IFERROR(IF(OR(S143=\"\",'Cost scenario - input'!$G128=\"\"),\"\",S143/'Cost scenario - input'!$G128),\"\")","v":""},{"$f":"IFERROR(IF(OR(T143=\"\",'Cost scenario - input'!$G128=\"\"),\"\",T143/'Cost scenario - input'!$G128),\"\")","v":""},{"$f":"IFERROR(IF(OR(U143=\"\",'Cost scenario - input'!$G128=\"\"),\"\",U143/'Cost scenario - input'!$G128),\"\")","v":""},{"$f":"IFERROR(IF(OR(V143=\"\",'Cost scenario - input'!$G128=\"\"),\"\",V143/'Cost scenario - input'!$G128),\"\")","v":""},{"$f":"IFERROR(IF(OR(W143=\"\",'Cost scenario - input'!$G128=\"\"),\"\",W143/'Cost scenario - input'!$G128),\"\")","v":""}]
[{"$f":"IFERROR('Cost scenario - input'!A129,\"\")","v":""},{"$f":"IFERROR('Cost scenario - input'!B129,\"\")","v":""},{"$f":"IFERROR('Cost scenario - input'!C129,\"\")","v":""},{"$f":"IFERROR(repcalc('Cost scenario - input'!$CY129:$GK129,'Cost scenario - input'!$J129,'Cost scenario - input'!$H129,'Cost scenario - input'!$I129,20,TRUE,TRUE),\"\")","v":""},"","","","","","","","","","","","","","","","","","","",{"$f":"IFERROR(IF(OR(D144=\"\",'Cost scenario - input'!$G129=\"\"),\"\",D144/'Cost scenario - input'!$G129),\"\")","v":""},{"$f":"IFERROR(IF(OR(E144=\"\",'Cost scenario - input'!$G129=\"\"),\"\",E144/'Cost scenario - input'!$G129),\"\")","v":""},{"$f":"IFERROR(IF(OR(F144=\"\",'Cost scenario - input'!$G129=\"\"),\"\",F144/'Cost scenario - input'!$G129),\"\")","v":""},{"$f":"IFERROR(IF(OR(G144=\"\",'Cost scenario - input'!$G129=\"\"),\"\",G144/'Cost scenario - input'!$G129),\"\")","v":""},{"$f":"IFERROR(IF(OR(H144=\"\",'Cost scenario - input'!$G129=\"\"),\"\",H144/'Cost scenario - input'!$G129),\"\")","v":""},{"$f":"IFERROR(IF(OR(I144=\"\",'Cost scenario - input'!$G129=\"\"),\"\",I144/'Cost scenario - input'!$G129),\"\")","v":""},{"$f":"IFERROR(IF(OR(J144=\"\",'Cost scenario - input'!$G129=\"\"),\"\",J144/'Cost scenario - input'!$G129),\"\")","v":""},{"$f":"IFERROR(IF(OR(K144=\"\",'Cost scenario - input'!$G129=\"\"),\"\",K144/'Cost scenario - input'!$G129),\"\")","v":""},{"$f":"IFERROR(IF(OR(L144=\"\",'Cost scenario - input'!$G129=\"\"),\"\",L144/'Cost scenario - input'!$G129),\"\")","v":""},{"$f":"IFERROR(IF(OR(M144=\"\",'Cost scenario - input'!$G129=\"\"),\"\",M144/'Cost scenario - input'!$G129),\"\")","v":""},{"$f":"IFERROR(IF(OR(N144=\"\",'Cost scenario - input'!$G129=\"\"),\"\",N144/'Cost scenario - input'!$G129),\"\")","v":""},{"$f":"IFERROR(IF(OR(O144=\"\",'Cost scenario - input'!$G129=\"\"),\"\",O144/'Cost scenario - input'!$G129),\"\")","v":""},{"$f":"IFERROR(IF(OR(P144=\"\",'Cost scenario - input'!$G129=\"\"),\"\",P144/'Cost scenario - input'!$G129),\"\")","v":""},{"$f":"IFERROR(IF(OR(Q144=\"\",'Cost scenario - input'!$G129=\"\"),\"\",Q144/'Cost scenario - input'!$G129),\"\")","v":""},{"$f":"IFERROR(IF(OR(R144=\"\",'Cost scenario - input'!$G129=\"\"),\"\",R144/'Cost scenario - input'!$G129),\"\")","v":""},{"$f":"IFERROR(IF(OR(S144=\"\",'Cost scenario - input'!$G129=\"\"),\"\",S144/'Cost scenario - input'!$G129),\"\")","v":""},{"$f":"IFERROR(IF(OR(T144=\"\",'Cost scenario - input'!$G129=\"\"),\"\",T144/'Cost scenario - input'!$G129),\"\")","v":""},{"$f":"IFERROR(IF(OR(U144=\"\",'Cost scenario - input'!$G129=\"\"),\"\",U144/'Cost scenario - input'!$G129),\"\")","v":""},{"$f":"IFERROR(IF(OR(V144=\"\",'Cost scenario - input'!$G129=\"\"),\"\",V144/'Cost scenario - input'!$G129),\"\")","v":""},{"$f":"IFERROR(IF(OR(W144=\"\",'Cost scenario - input'!$G129=\"\"),\"\",W144/'Cost scenario - input'!$G129),\"\")","v":""}]
[{"$f":"IFERROR('Cost scenario - input'!A130,\"\")","v":""},{"$f":"IFERROR('Cost scenario - input'!B130,\"\")","v":""},{"$f":"IFERROR('Cost scenario - input'!C130,\"\")","v":""},{"$f":"IFERROR(repcalc('Cost scenario - input'!$CY130:$GK130,'Cost scenario - input'!$J130,'Cost scenario - input'!$H130,'Cost scenario - input'!$I130,20,TRUE,TRUE),\"\")","v":""},"","","","","","","","","","","","","","","","","","","",{"$f":"IFERROR(IF(OR(D145=\"\",'Cost scenario - input'!$G130=\"\"),\"\",D145/'Cost scenario - input'!$G130),\"\")","v":""},{"$f":"IFERROR(IF(OR(E145=\"\",'Cost scenario - input'!$G130=\"\"),\"\",E145/'Cost scenario - input'!$G130),\"\")","v":""},{"$f":"IFERROR(IF(OR(F145=\"\",'Cost scenario - input'!$G130=\"\"),\"\",F145/'Cost scenario - input'!$G130),\"\")","v":""},{"$f":"IFERROR(IF(OR(G145=\"\",'Cost scenario - input'!$G130=\"\"),\"\",G145/'Cost scenario - input'!$G130),\"\")","v":""},{"$f":"IFERROR(IF(OR(H145=\"\",'Cost scenario - input'!$G130=\"\"),\"\",H145/'Cost scenario - input'!$G130),\"\")","v":""},{"$f":"IFERROR(IF(OR(I145=\"\",'Cost scenario - input'!$G130=\"\"),\"\",I145/'Cost scenario - input'!$G130),\"\")","v":""},{"$f":"IFERROR(IF(OR(J145=\"\",'Cost scenario - input'!$G130=\"\"),\"\",J145/'Cost scenario - input'!$G130),\"\")","v":""},{"$f":"IFERROR(IF(OR(K145=\"\",'Cost scenario - input'!$G130=\"\"),\"\",K145/'Cost scenario - input'!$G130),\"\")","v":""},{"$f":"IFERROR(IF(OR(L145=\"\",'Cost scenario - input'!$G130=\"\"),\"\",L145/'Cost scenario - input'!$G130),\"\")","v":""},{"$f":"IFERROR(IF(OR(M145=\"\",'Cost scenario - input'!$G130=\"\"),\"\",M145/'Cost scenario - input'!$G130),\"\")","v":""},{"$f":"IFERROR(IF(OR(N145=\"\",'Cost scenario - input'!$G130=\"\"),\"\",N145/'Cost scenario - input'!$G130),\"\")","v":""},{"$f":"IFERROR(IF(OR(O145=\"\",'Cost scenario - input'!$G130=\"\"),\"\",O145/'Cost scenario - input'!$G130),\"\")","v":""},{"$f":"IFERROR(IF(OR(P145=\"\",'Cost scenario - input'!$G130=\"\"),\"\",P145/'Cost scenario - input'!$G130),\"\")","v":""},{"$f":"IFERROR(IF(OR(Q145=\"\",'Cost scenario - input'!$G130=\"\"),\"\",Q145/'Cost scenario - input'!$G130),\"\")","v":""},{"$f":"IFERROR(IF(OR(R145=\"\",'Cost scenario - input'!$G130=\"\"),\"\",R145/'Cost scenario - input'!$G130),\"\")","v":""},{"$f":"IFERROR(IF(OR(S145=\"\",'Cost scenario - input'!$G130=\"\"),\"\",S145/'Cost scenario - input'!$G130),\"\")","v":""},{"$f":"IFERROR(IF(OR(T145=\"\",'Cost scenario - input'!$G130=\"\"),\"\",T145/'Cost scenario - input'!$G130),\"\")","v":""},{"$f":"IFERROR(IF(OR(U145=\"\",'Cost scenario - input'!$G130=\"\"),\"\",U145/'Cost scenario - input'!$G130),\"\")","v":""},{"$f":"IFERROR(IF(OR(V145=\"\",'Cost scenario - input'!$G130=\"\"),\"\",V145/'Cost scenario - input'!$G130),\"\")","v":""},{"$f":"IFERROR(IF(OR(W145=\"\",'Cost scenario - input'!$G130=\"\"),\"\",W145/'Cost scenario - input'!$G130),\"\")","v":""}]
[{"$f":"IFERROR('Cost scenario - input'!A131,\"\")","v":""},{"$f":"IFERROR('Cost scenario - input'!B131,\"\")","v":""},{"$f":"IFERROR('Cost scenario - input'!C131,\"\")","v":""},{"$f":"IFERROR(repcalc('Cost scenario - input'!$CY131:$GK131,'Cost scenario - input'!$J131,'Cost scenario - input'!$H131,'Cost scenario - input'!$I131,20,TRUE,TRUE),\"\")","v":""},"","","","","","","","","","","","","","","","","","","",{"$f":"IFERROR(IF(OR(D146=\"\",'Cost scenario - input'!$G131=\"\"),\"\",D146/'Cost scenario - input'!$G131),\"\")","v":""},{"$f":"IFERROR(IF(OR(E146=\"\",'Cost scenario - input'!$G131=\"\"),\"\",E146/'Cost scenario - input'!$G131),\"\")","v":""},{"$f":"IFERROR(IF(OR(F146=\"\",'Cost scenario - input'!$G131=\"\"),\"\",F146/'Cost scenario - input'!$G131),\"\")","v":""},{"$f":"IFERROR(IF(OR(G146=\"\",'Cost scenario - input'!$G131=\"\"),\"\",G146/'Cost scenario - input'!$G131),\"\")","v":""},{"$f":"IFERROR(IF(OR(H146=\"\",'Cost scenario - input'!$G131=\"\"),\"\",H146/'Cost scenario - input'!$G131),\"\")","v":""},{"$f":"IFERROR(IF(OR(I146=\"\",'Cost scenario - input'!$G131=\"\"),\"\",I146/'Cost scenario - input'!$G131),\"\")","v":""},{"$f":"IFERROR(IF(OR(J146=\"\",'Cost scenario - input'!$G131=\"\"),\"\",J146/'Cost scenario - input'!$G131),\"\")","v":""},{"$f":"IFERROR(IF(OR(K146=\"\",'Cost scenario - input'!$G131=\"\"),\"\",K146/'Cost scenario - input'!$G131),\"\")","v":""},{"$f":"IFERROR(IF(OR(L146=\"\",'Cost scenario - input'!$G131=\"\"),\"\",L146/'Cost scenario - input'!$G131),\"\")","v":""},{"$f":"IFERROR(IF(OR(M146=\"\",'Cost scenario - input'!$G131=\"\"),\"\",M146/'Cost scenario - input'!$G131),\"\")","v":""},{"$f":"IFERROR(IF(OR(N146=\"\",'Cost scenario - input'!$G131=\"\"),\"\",N146/'Cost scenario - input'!$G131),\"\")","v":""},{"$f":"IFERROR(IF(OR(O146=\"\",'Cost scenario - input'!$G131=\"\"),\"\",O146/'Cost scenario - input'!$G131),\"\")","v":""},{"$f":"IFERROR(IF(OR(P146=\"\",'Cost scenario - input'!$G131=\"\"),\"\",P146/'Cost scenario - input'!$G131),\"\")","v":""},{"$f":"IFERROR(IF(OR(Q146=\"\",'Cost scenario - input'!$G131=\"\"),\"\",Q146/'Cost scenario - input'!$G131),\"\")","v":""},{"$f":"IFERROR(IF(OR(R146=\"\",'Cost scenario - input'!$G131=\"\"),\"\",R146/'Cost scenario - input'!$G131),\"\")","v":""},{"$f":"IFERROR(IF(OR(S146=\"\",'Cost scenario - input'!$G131=\"\"),\"\",S146/'Cost scenario - input'!$G131),\"\")","v":""},{"$f":"IFERROR(IF(OR(T146=\"\",'Cost scenario - input'!$G131=\"\"),\"\",T146/'Cost scenario - input'!$G131),\"\")","v":""},{"$f":"IFERROR(IF(OR(U146=\"\",'Cost scenario - input'!$G131=\"\"),\"\",U146/'Cost scenario - input'!$G131),\"\")","v":""},{"$f":"IFERROR(IF(OR(V146=\"\",'Cost scenario - input'!$G131=\"\"),\"\",V146/'Cost scenario - input'!$G131),\"\")","v":""},{"$f":"IFERROR(IF(OR(W146=\"\",'Cost scenario - input'!$G131=\"\"),\"\",W146/'Cost scenario - input'!$G131),\"\")","v":""}]
[{"$f":"IFERROR('Cost scenario - input'!A132,\"\")","v":""},{"$f":"IFERROR('Cost scenario - input'!B132,\"\")","v":""},{"$f":"IFERROR('Cost scenario - input'!C132,\"\")","v":""},{"$f":"IFERROR(repcalc('Cost scenario - input'!$CY132:$GK132,'Cost scenario - input'!$J132,'Cost scenario - input'!$H132,'Cost scenario - input'!$I132,20,TRUE,TRUE),\"\")","v":""},"","","","","","","","","","","","","","","","","","","",{"$f":"IFERROR(IF(OR(D147=\"\",'Cost scenario - input'!$G132=\"\"),\"\",D147/'Cost scenario - input'!$G132),\"\")","v":""},{"$f":"IFERROR(IF(OR(E147=\"\",'Cost scenario - input'!$G132=\"\"),\"\",E147/'Cost scenario - input'!$G132),\"\")","v":""},{"$f":"IFERROR(IF(OR(F147=\"\",'Cost scenario - input'!$G132=\"\"),\"\",F147/'Cost scenario - input'!$G132),\"\")","v":""},{"$f":"IFERROR(IF(OR(G147=\"\",'Cost scenario - input'!$G132=\"\"),\"\",G147/'Cost scenario - input'!$G132),\"\")","v":""},{"$f":"IFERROR(IF(OR(H147=\"\",'Cost scenario - input'!$G132=\"\"),\"\",H147/'Cost scenario - input'!$G132),\"\")","v":""},{"$f":"IFERROR(IF(OR(I147=\"\",'Cost scenario - input'!$G132=\"\"),\"\",I147/'Cost scenario - input'!$G132),\"\")","v":""},{"$f":"IFERROR(IF(OR(J147=\"\",'Cost scenario - input'!$G132=\"\"),\"\",J147/'Cost scenario - input'!$G132),\"\")","v":""},{"$f":"IFERROR(IF(OR(K147=\"\",'Cost scenario - input'!$G132=\"\"),\"\",K147/'Cost scenario - input'!$G132),\"\")","v":""},{"$f":"IFERROR(IF(OR(L147=\"\",'Cost scenario - input'!$G132=\"\"),\"\",L147/'Cost scenario - input'!$G132),\"\")","v":""},{"$f":"IFERROR(IF(OR(M147=\"\",'Cost scenario - input'!$G132=\"\"),\"\",M147/'Cost scenario - input'!$G132),\"\")","v":""},{"$f":"IFERROR(IF(OR(N147=\"\",'Cost scenario - input'!$G132=\"\"),\"\",N147/'Cost scenario - input'!$G132),\"\")","v":""},{"$f":"IFERROR(IF(OR(O147=\"\",'Cost scenario - input'!$G132=\"\"),\"\",O147/'Cost scenario - input'!$G132),\"\")","v":""},{"$f":"IFERROR(IF(OR(P147=\"\",'Cost scenario - input'!$G132=\"\"),\"\",P147/'Cost scenario - input'!$G132),\"\")","v":""},{"$f":"IFERROR(IF(OR(Q147=\"\",'Cost scenario - input'!$G132=\"\"),\"\",Q147/'Cost scenario - input'!$G132),\"\")","v":""},{"$f":"IFERROR(IF(OR(R147=\"\",'Cost scenario - input'!$G132=\"\"),\"\",R147/'Cost scenario - input'!$G132),\"\")","v":""},{"$f":"IFERROR(IF(OR(S147=\"\",'Cost scenario - input'!$G132=\"\"),\"\",S147/'Cost scenario - input'!$G132),\"\")","v":""},{"$f":"IFERROR(IF(OR(T147=\"\",'Cost scenario - input'!$G132=\"\"),\"\",T147/'Cost scenario - input'!$G132),\"\")","v":""},{"$f":"IFERROR(IF(OR(U147=\"\",'Cost scenario - input'!$G132=\"\"),\"\",U147/'Cost scenario - input'!$G132),\"\")","v":""},{"$f":"IFERROR(IF(OR(V147=\"\",'Cost scenario - input'!$G132=\"\"),\"\",V147/'Cost scenario - input'!$G132),\"\")","v":""},{"$f":"IFERROR(IF(OR(W147=\"\",'Cost scenario - input'!$G132=\"\"),\"\",W147/'Cost scenario - input'!$G132),\"\")","v":""}]
[{"$f":"IFERROR('Cost scenario - input'!A133,\"\")","v":""},{"$f":"IFERROR('Cost scenario - input'!B133,\"\")","v":""},{"$f":"IFERROR('Cost scenario - input'!C133,\"\")","v":""},{"$f":"IFERROR(repcalc('Cost scenario - input'!$CY133:$GK133,'Cost scenario - input'!$J133,'Cost scenario - input'!$H133,'Cost scenario - input'!$I133,20,TRUE,TRUE),\"\")","v":""},"","","","","","","","","","","","","","","","","","","",{"$f":"IFERROR(IF(OR(D148=\"\",'Cost scenario - input'!$G133=\"\"),\"\",D148/'Cost scenario - input'!$G133),\"\")","v":""},{"$f":"IFERROR(IF(OR(E148=\"\",'Cost scenario - input'!$G133=\"\"),\"\",E148/'Cost scenario - input'!$G133),\"\")","v":""},{"$f":"IFERROR(IF(OR(F148=\"\",'Cost scenario - input'!$G133=\"\"),\"\",F148/'Cost scenario - input'!$G133),\"\")","v":""},{"$f":"IFERROR(IF(OR(G148=\"\",'Cost scenario - input'!$G133=\"\"),\"\",G148/'Cost scenario - input'!$G133),\"\")","v":""},{"$f":"IFERROR(IF(OR(H148=\"\",'Cost scenario - input'!$G133=\"\"),\"\",H148/'Cost scenario - input'!$G133),\"\")","v":""},{"$f":"IFERROR(IF(OR(I148=\"\",'Cost scenario - input'!$G133=\"\"),\"\",I148/'Cost scenario - input'!$G133),\"\")","v":""},{"$f":"IFERROR(IF(OR(J148=\"\",'Cost scenario - input'!$G133=\"\"),\"\",J148/'Cost scenario - input'!$G133),\"\")","v":""},{"$f":"IFERROR(IF(OR(K148=\"\",'Cost scenario - input'!$G133=\"\"),\"\",K148/'Cost scenario - input'!$G133),\"\")","v":""},{"$f":"IFERROR(IF(OR(L148=\"\",'Cost scenario - input'!$G133=\"\"),\"\",L148/'Cost scenario - input'!$G133),\"\")","v":""},{"$f":"IFERROR(IF(OR(M148=\"\",'Cost scenario - input'!$G133=\"\"),\"\",M148/'Cost scenario - input'!$G133),\"\")","v":""},{"$f":"IFERROR(IF(OR(N148=\"\",'Cost scenario - input'!$G133=\"\"),\"\",N148/'Cost scenario - input'!$G133),\"\")","v":""},{"$f":"IFERROR(IF(OR(O148=\"\",'Cost scenario - input'!$G133=\"\"),\"\",O148/'Cost scenario - input'!$G133),\"\")","v":""},{"$f":"IFERROR(IF(OR(P148=\"\",'Cost scenario - input'!$G133=\"\"),\"\",P148/'Cost scenario - input'!$G133),\"\")","v":""},{"$f":"IFERROR(IF(OR(Q148=\"\",'Cost scenario - input'!$G133=\"\"),\"\",Q148/'Cost scenario - input'!$G133),\"\")","v":""},{"$f":"IFERROR(IF(OR(R148=\"\",'Cost scenario - input'!$G133=\"\"),\"\",R148/'Cost scenario - input'!$G133),\"\")","v":""},{"$f":"IFERROR(IF(OR(S148=\"\",'Cost scenario - input'!$G133=\"\"),\"\",S148/'Cost scenario - input'!$G133),\"\")","v":""},{"$f":"IFERROR(IF(OR(T148=\"\",'Cost scenario - input'!$G133=\"\"),\"\",T148/'Cost scenario - input'!$G133),\"\")","v":""},{"$f":"IFERROR(IF(OR(U148=\"\",'Cost scenario - input'!$G133=\"\"),\"\",U148/'Cost scenario - input'!$G133),\"\")","v":""},{"$f":"IFERROR(IF(OR(V148=\"\",'Cost scenario - input'!$G133=\"\"),\"\",V148/'Cost scenario - input'!$G133),\"\")","v":""},{"$f":"IFERROR(IF(OR(W148=\"\",'Cost scenario - input'!$G133=\"\"),\"\",W148/'Cost scenario - input'!$G133),\"\")","v":""}]
[{"$f":"IFERROR('Cost scenario - input'!A134,\"\")","v":""},{"$f":"IFERROR('Cost scenario - input'!B134,\"\")","v":""},{"$f":"IFERROR('Cost scenario - input'!C134,\"\")","v":""},{"$f":"IFERROR(repcalc('Cost scenario - input'!$CY134:$GK134,'Cost scenario - input'!$J134,'Cost scenario - input'!$H134,'Cost scenario - input'!$I134,20,TRUE,TRUE),\"\")","v":""},"","","","","","","","","","","","","","","","","","","",{"$f":"IFERROR(IF(OR(D149=\"\",'Cost scenario - input'!$G134=\"\"),\"\",D149/'Cost scenario - input'!$G134),\"\")","v":""},{"$f":"IFERROR(IF(OR(E149=\"\",'Cost scenario - input'!$G134=\"\"),\"\",E149/'Cost scenario - input'!$G134),\"\")","v":""},{"$f":"IFERROR(IF(OR(F149=\"\",'Cost scenario - input'!$G134=\"\"),\"\",F149/'Cost scenario - input'!$G134),\"\")","v":""},{"$f":"IFERROR(IF(OR(G149=\"\",'Cost scenario - input'!$G134=\"\"),\"\",G149/'Cost scenario - input'!$G134),\"\")","v":""},{"$f":"IFERROR(IF(OR(H149=\"\",'Cost scenario - input'!$G134=\"\"),\"\",H149/'Cost scenario - input'!$G134),\"\")","v":""},{"$f":"IFERROR(IF(OR(I149=\"\",'Cost scenario - input'!$G134=\"\"),\"\",I149/'Cost scenario - input'!$G134),\"\")","v":""},{"$f":"IFERROR(IF(OR(J149=\"\",'Cost scenario - input'!$G134=\"\"),\"\",J149/'Cost scenario - input'!$G134),\"\")","v":""},{"$f":"IFERROR(IF(OR(K149=\"\",'Cost scenario - input'!$G134=\"\"),\"\",K149/'Cost scenario - input'!$G134),\"\")","v":""},{"$f":"IFERROR(IF(OR(L149=\"\",'Cost scenario - input'!$G134=\"\"),\"\",L149/'Cost scenario - input'!$G134),\"\")","v":""},{"$f":"IFERROR(IF(OR(M149=\"\",'Cost scenario - input'!$G134=\"\"),\"\",M149/'Cost scenario - input'!$G134),\"\")","v":""},{"$f":"IFERROR(IF(OR(N149=\"\",'Cost scenario - input'!$G134=\"\"),\"\",N149/'Cost scenario - input'!$G134),\"\")","v":""},{"$f":"IFERROR(IF(OR(O149=\"\",'Cost scenario - input'!$G134=\"\"),\"\",O149/'Cost scenario - input'!$G134),\"\")","v":""},{"$f":"IFERROR(IF(OR(P149=\"\",'Cost scenario - input'!$G134=\"\"),\"\",P149/'Cost scenario - input'!$G134),\"\")","v":""},{"$f":"IFERROR(IF(OR(Q149=\"\",'Cost scenario - input'!$G134=\"\"),\"\",Q149/'Cost scenario - input'!$G134),\"\")","v":""},{"$f":"IFERROR(IF(OR(R149=\"\",'Cost scenario - input'!$G134=\"\"),\"\",R149/'Cost scenario - input'!$G134),\"\")","v":""},{"$f":"IFERROR(IF(OR(S149=\"\",'Cost scenario - input'!$G134=\"\"),\"\",S149/'Cost scenario - input'!$G134),\"\")","v":""},{"$f":"IFERROR(IF(OR(T149=\"\",'Cost scenario - input'!$G134=\"\"),\"\",T149/'Cost scenario - input'!$G134),\"\")","v":""},{"$f":"IFERROR(IF(OR(U149=\"\",'Cost scenario - input'!$G134=\"\"),\"\",U149/'Cost scenario - input'!$G134),\"\")","v":""},{"$f":"IFERROR(IF(OR(V149=\"\",'Cost scenario - input'!$G134=\"\"),\"\",V149/'Cost scenario - input'!$G134),\"\")","v":""},{"$f":"IFERROR(IF(OR(W149=\"\",'Cost scenario - input'!$G134=\"\"),\"\",W149/'Cost scenario - input'!$G134),\"\")","v":""}]
[{"$f":"IFERROR('Cost scenario - input'!A135,\"\")","v":""},{"$f":"IFERROR('Cost scenario - input'!B135,\"\")","v":""},{"$f":"IFERROR('Cost scenario - input'!C135,\"\")","v":""},{"$f":"IFERROR(repcalc('Cost scenario - input'!$CY135:$GK135,'Cost scenario - input'!$J135,'Cost scenario - input'!$H135,'Cost scenario - input'!$I135,20,TRUE,TRUE),\"\")","v":""},"","","","","","","","","","","","","","","","","","","",{"$f":"IFERROR(IF(OR(D150=\"\",'Cost scenario - input'!$G135=\"\"),\"\",D150/'Cost scenario - input'!$G135),\"\")","v":""},{"$f":"IFERROR(IF(OR(E150=\"\",'Cost scenario - input'!$G135=\"\"),\"\",E150/'Cost scenario - input'!$G135),\"\")","v":""},{"$f":"IFERROR(IF(OR(F150=\"\",'Cost scenario - input'!$G135=\"\"),\"\",F150/'Cost scenario - input'!$G135),\"\")","v":""},{"$f":"IFERROR(IF(OR(G150=\"\",'Cost scenario - input'!$G135=\"\"),\"\",G150/'Cost scenario - input'!$G135),\"\")","v":""},{"$f":"IFERROR(IF(OR(H150=\"\",'Cost scenario - input'!$G135=\"\"),\"\",H150/'Cost scenario - input'!$G135),\"\")","v":""},{"$f":"IFERROR(IF(OR(I150=\"\",'Cost scenario - input'!$G135=\"\"),\"\",I150/'Cost scenario - input'!$G135),\"\")","v":""},{"$f":"IFERROR(IF(OR(J150=\"\",'Cost scenario - input'!$G135=\"\"),\"\",J150/'Cost scenario - input'!$G135),\"\")","v":""},{"$f":"IFERROR(IF(OR(K150=\"\",'Cost scenario - input'!$G135=\"\"),\"\",K150/'Cost scenario - input'!$G135),\"\")","v":""},{"$f":"IFERROR(IF(OR(L150=\"\",'Cost scenario - input'!$G135=\"\"),\"\",L150/'Cost scenario - input'!$G135),\"\")","v":""},{"$f":"IFERROR(IF(OR(M150=\"\",'Cost scenario - input'!$G135=\"\"),\"\",M150/'Cost scenario - input'!$G135),\"\")","v":""},{"$f":"IFERROR(IF(OR(N150=\"\",'Cost scenario - input'!$G135=\"\"),\"\",N150/'Cost scenario - input'!$G135),\"\")","v":""},{"$f":"IFERROR(IF(OR(O150=\"\",'Cost scenario - input'!$G135=\"\"),\"\",O150/'Cost scenario - input'!$G135),\"\")","v":""},{"$f":"IFERROR(IF(OR(P150=\"\",'Cost scenario - input'!$G135=\"\"),\"\",P150/'Cost scenario - input'!$G135),\"\")","v":""},{"$f":"IFERROR(IF(OR(Q150=\"\",'Cost scenario - input'!$G135=\"\"),\"\",Q150/'Cost scenario - input'!$G135),\"\")","v":""},{"$f":"IFERROR(IF(OR(R150=\"\",'Cost scenario - input'!$G135=\"\"),\"\",R150/'Cost scenario - input'!$G135),\"\")","v":""},{"$f":"IFERROR(IF(OR(S150=\"\",'Cost scenario - input'!$G135=\"\"),\"\",S150/'Cost scenario - input'!$G135),\"\")","v":""},{"$f":"IFERROR(IF(OR(T150=\"\",'Cost scenario - input'!$G135=\"\"),\"\",T150/'Cost scenario - input'!$G135),\"\")","v":""},{"$f":"IFERROR(IF(OR(U150=\"\",'Cost scenario - input'!$G135=\"\"),\"\",U150/'Cost scenario - input'!$G135),\"\")","v":""},{"$f":"IFERROR(IF(OR(V150=\"\",'Cost scenario - input'!$G135=\"\"),\"\",V150/'Cost scenario - input'!$G135),\"\")","v":""},{"$f":"IFERROR(IF(OR(W150=\"\",'Cost scenario - input'!$G135=\"\"),\"\",W150/'Cost scenario - input'!$G135),\"\")","v":""}]
[{"$f":"IFERROR('Cost scenario - input'!A136,\"\")","v":""},{"$f":"IFERROR('Cost scenario - input'!B136,\"\")","v":""},{"$f":"IFERROR('Cost scenario - input'!C136,\"\")","v":""},{"$f":"IFERROR(repcalc('Cost scenario - input'!$CY136:$GK136,'Cost scenario - input'!$J136,'Cost scenario - input'!$H136,'Cost scenario - input'!$I136,20,TRUE,TRUE),\"\")","v":""},"","","","","","","","","","","","","","","","","","","",{"$f":"IFERROR(IF(OR(D151=\"\",'Cost scenario - input'!$G136=\"\"),\"\",D151/'Cost scenario - input'!$G136),\"\")","v":""},{"$f":"IFERROR(IF(OR(E151=\"\",'Cost scenario - input'!$G136=\"\"),\"\",E151/'Cost scenario - input'!$G136),\"\")","v":""},{"$f":"IFERROR(IF(OR(F151=\"\",'Cost scenario - input'!$G136=\"\"),\"\",F151/'Cost scenario - input'!$G136),\"\")","v":""},{"$f":"IFERROR(IF(OR(G151=\"\",'Cost scenario - input'!$G136=\"\"),\"\",G151/'Cost scenario - input'!$G136),\"\")","v":""},{"$f":"IFERROR(IF(OR(H151=\"\",'Cost scenario - input'!$G136=\"\"),\"\",H151/'Cost scenario - input'!$G136),\"\")","v":""},{"$f":"IFERROR(IF(OR(I151=\"\",'Cost scenario - input'!$G136=\"\"),\"\",I151/'Cost scenario - input'!$G136),\"\")","v":""},{"$f":"IFERROR(IF(OR(J151=\"\",'Cost scenario - input'!$G136=\"\"),\"\",J151/'Cost scenario - input'!$G136),\"\")","v":""},{"$f":"IFERROR(IF(OR(K151=\"\",'Cost scenario - input'!$G136=\"\"),\"\",K151/'Cost scenario - input'!$G136),\"\")","v":""},{"$f":"IFERROR(IF(OR(L151=\"\",'Cost scenario - input'!$G136=\"\"),\"\",L151/'Cost scenario - input'!$G136),\"\")","v":""},{"$f":"IFERROR(IF(OR(M151=\"\",'Cost scenario - input'!$G136=\"\"),\"\",M151/'Cost scenario - input'!$G136),\"\")","v":""},{"$f":"IFERROR(IF(OR(N151=\"\",'Cost scenario - input'!$G136=\"\"),\"\",N151/'Cost scenario - input'!$G136),\"\")","v":""},{"$f":"IFERROR(IF(OR(O151=\"\",'Cost scenario - input'!$G136=\"\"),\"\",O151/'Cost scenario - input'!$G136),\"\")","v":""},{"$f":"IFERROR(IF(OR(P151=\"\",'Cost scenario - input'!$G136=\"\"),\"\",P151/'Cost scenario - input'!$G136),\"\")","v":""},{"$f":"IFERROR(IF(OR(Q151=\"\",'Cost scenario - input'!$G136=\"\"),\"\",Q151/'Cost scenario - input'!$G136),\"\")","v":""},{"$f":"IFERROR(IF(OR(R151=\"\",'Cost scenario - input'!$G136=\"\"),\"\",R151/'Cost scenario - input'!$G136),\"\")","v":""},{"$f":"IFERROR(IF(OR(S151=\"\",'Cost scenario - input'!$G136=\"\"),\"\",S151/'Cost scenario - input'!$G136),\"\")","v":""},{"$f":"IFERROR(IF(OR(T151=\"\",'Cost scenario - input'!$G136=\"\"),\"\",T151/'Cost scenario - input'!$G136),\"\")","v":""},{"$f":"IFERROR(IF(OR(U151=\"\",'Cost scenario - input'!$G136=\"\"),\"\",U151/'Cost scenario - input'!$G136),\"\")","v":""},{"$f":"IFERROR(IF(OR(V151=\"\",'Cost scenario - input'!$G136=\"\"),\"\",V151/'Cost scenario - input'!$G136),\"\")","v":""},{"$f":"IFERROR(IF(OR(W151=\"\",'Cost scenario - input'!$G136=\"\"),\"\",W151/'Cost scenario - input'!$G136),\"\")","v":""}]
[{"$f":"IFERROR('Cost scenario - input'!A137,\"\")","v":""},{"$f":"IFERROR('Cost scenario - input'!B137,\"\")","v":""},{"$f":"IFERROR('Cost scenario - input'!C137,\"\")","v":""},{"$f":"IFERROR(repcalc('Cost scenario - input'!$CY137:$GK137,'Cost scenario - input'!$J137,'Cost scenario - input'!$H137,'Cost scenario - input'!$I137,20,TRUE,TRUE),\"\")","v":""},"","","","","","","","","","","","","","","","","","","",{"$f":"IFERROR(IF(OR(D152=\"\",'Cost scenario - input'!$G137=\"\"),\"\",D152/'Cost scenario - input'!$G137),\"\")","v":""},{"$f":"IFERROR(IF(OR(E152=\"\",'Cost scenario - input'!$G137=\"\"),\"\",E152/'Cost scenario - input'!$G137),\"\")","v":""},{"$f":"IFERROR(IF(OR(F152=\"\",'Cost scenario - input'!$G137=\"\"),\"\",F152/'Cost scenario - input'!$G137),\"\")","v":""},{"$f":"IFERROR(IF(OR(G152=\"\",'Cost scenario - input'!$G137=\"\"),\"\",G152/'Cost scenario - input'!$G137),\"\")","v":""},{"$f":"IFERROR(IF(OR(H152=\"\",'Cost scenario - input'!$G137=\"\"),\"\",H152/'Cost scenario - input'!$G137),\"\")","v":""},{"$f":"IFERROR(IF(OR(I152=\"\",'Cost scenario - input'!$G137=\"\"),\"\",I152/'Cost scenario - input'!$G137),\"\")","v":""},{"$f":"IFERROR(IF(OR(J152=\"\",'Cost scenario - input'!$G137=\"\"),\"\",J152/'Cost scenario - input'!$G137),\"\")","v":""},{"$f":"IFERROR(IF(OR(K152=\"\",'Cost scenario - input'!$G137=\"\"),\"\",K152/'Cost scenario - input'!$G137),\"\")","v":""},{"$f":"IFERROR(IF(OR(L152=\"\",'Cost scenario - input'!$G137=\"\"),\"\",L152/'Cost scenario - input'!$G137),\"\")","v":""},{"$f":"IFERROR(IF(OR(M152=\"\",'Cost scenario - input'!$G137=\"\"),\"\",M152/'Cost scenario - input'!$G137),\"\")","v":""},{"$f":"IFERROR(IF(OR(N152=\"\",'Cost scenario - input'!$G137=\"\"),\"\",N152/'Cost scenario - input'!$G137),\"\")","v":""},{"$f":"IFERROR(IF(OR(O152=\"\",'Cost scenario - input'!$G137=\"\"),\"\",O152/'Cost scenario - input'!$G137),\"\")","v":""},{"$f":"IFERROR(IF(OR(P152=\"\",'Cost scenario - input'!$G137=\"\"),\"\",P152/'Cost scenario - input'!$G137),\"\")","v":""},{"$f":"IFERROR(IF(OR(Q152=\"\",'Cost scenario - input'!$G137=\"\"),\"\",Q152/'Cost scenario - input'!$G137),\"\")","v":""},{"$f":"IFERROR(IF(OR(R152=\"\",'Cost scenario - input'!$G137=\"\"),\"\",R152/'Cost scenario - input'!$G137),\"\")","v":""},{"$f":"IFERROR(IF(OR(S152=\"\",'Cost scenario - input'!$G137=\"\"),\"\",S152/'Cost scenario - input'!$G137),\"\")","v":""},{"$f":"IFERROR(IF(OR(T152=\"\",'Cost scenario - input'!$G137=\"\"),\"\",T152/'Cost scenario - input'!$G137),\"\")","v":""},{"$f":"IFERROR(IF(OR(U152=\"\",'Cost scenario - input'!$G137=\"\"),\"\",U152/'Cost scenario - input'!$G137),\"\")","v":""},{"$f":"IFERROR(IF(OR(V152=\"\",'Cost scenario - input'!$G137=\"\"),\"\",V152/'Cost scenario - input'!$G137),\"\")","v":""},{"$f":"IFERROR(IF(OR(W152=\"\",'Cost scenario - input'!$G137=\"\"),\"\",W152/'Cost scenario - input'!$G137),\"\")","v":""}]
[{"$f":"IFERROR('Cost scenario - input'!A138,\"\")","v":""},{"$f":"IFERROR('Cost scenario - input'!B138,\"\")","v":""},{"$f":"IFERROR('Cost scenario - input'!C138,\"\")","v":""},{"$f":"IFERROR(repcalc('Cost scenario - input'!$CY138:$GK138,'Cost scenario - input'!$J138,'Cost scenario - input'!$H138,'Cost scenario - input'!$I138,20,TRUE,TRUE),\"\")","v":""},"","","","","","","","","","","","","","","","","","","",{"$f":"IFERROR(IF(OR(D153=\"\",'Cost scenario - input'!$G138=\"\"),\"\",D153/'Cost scenario - input'!$G138),\"\")","v":""},{"$f":"IFERROR(IF(OR(E153=\"\",'Cost scenario - input'!$G138=\"\"),\"\",E153/'Cost scenario - input'!$G138),\"\")","v":""},{"$f":"IFERROR(IF(OR(F153=\"\",'Cost scenario - input'!$G138=\"\"),\"\",F153/'Cost scenario - input'!$G138),\"\")","v":""},{"$f":"IFERROR(IF(OR(G153=\"\",'Cost scenario - input'!$G138=\"\"),\"\",G153/'Cost scenario - input'!$G138),\"\")","v":""},{"$f":"IFERROR(IF(OR(H153=\"\",'Cost scenario - input'!$G138=\"\"),\"\",H153/'Cost scenario - input'!$G138),\"\")","v":""},{"$f":"IFERROR(IF(OR(I153=\"\",'Cost scenario - input'!$G138=\"\"),\"\",I153/'Cost scenario - input'!$G138),\"\")","v":""},{"$f":"IFERROR(IF(OR(J153=\"\",'Cost scenario - input'!$G138=\"\"),\"\",J153/'Cost scenario - input'!$G138),\"\")","v":""},{"$f":"IFERROR(IF(OR(K153=\"\",'Cost scenario - input'!$G138=\"\"),\"\",K153/'Cost scenario - input'!$G138),\"\")","v":""},{"$f":"IFERROR(IF(OR(L153=\"\",'Cost scenario - input'!$G138=\"\"),\"\",L153/'Cost scenario - input'!$G138),\"\")","v":""},{"$f":"IFERROR(IF(OR(M153=\"\",'Cost scenario - input'!$G138=\"\"),\"\",M153/'Cost scenario - input'!$G138),\"\")","v":""},{"$f":"IFERROR(IF(OR(N153=\"\",'Cost scenario - input'!$G138=\"\"),\"\",N153/'Cost scenario - input'!$G138),\"\")","v":""},{"$f":"IFERROR(IF(OR(O153=\"\",'Cost scenario - input'!$G138=\"\"),\"\",O153/'Cost scenario - input'!$G138),\"\")","v":""},{"$f":"IFERROR(IF(OR(P153=\"\",'Cost scenario - input'!$G138=\"\"),\"\",P153/'Cost scenario - input'!$G138),\"\")","v":""},{"$f":"IFERROR(IF(OR(Q153=\"\",'Cost scenario - input'!$G138=\"\"),\"\",Q153/'Cost scenario - input'!$G138),\"\")","v":""},{"$f":"IFERROR(IF(OR(R153=\"\",'Cost scenario - input'!$G138=\"\"),\"\",R153/'Cost scenario - input'!$G138),\"\")","v":""},{"$f":"IFERROR(IF(OR(S153=\"\",'Cost scenario - input'!$G138=\"\"),\"\",S153/'Cost scenario - input'!$G138),\"\")","v":""},{"$f":"IFERROR(IF(OR(T153=\"\",'Cost scenario - input'!$G138=\"\"),\"\",T153/'Cost scenario - input'!$G138),\"\")","v":""},{"$f":"IFERROR(IF(OR(U153=\"\",'Cost scenario - input'!$G138=\"\"),\"\",U153/'Cost scenario - input'!$G138),\"\")","v":""},{"$f":"IFERROR(IF(OR(V153=\"\",'Cost scenario - input'!$G138=\"\"),\"\",V153/'Cost scenario - input'!$G138),\"\")","v":""},{"$f":"IFERROR(IF(OR(W153=\"\",'Cost scenario - input'!$G138=\"\"),\"\",W153/'Cost scenario - input'!$G138),\"\")","v":""}]
[{"$f":"IFERROR('Cost scenario - input'!A139,\"\")","v":""},{"$f":"IFERROR('Cost scenario - input'!B139,\"\")","v":""},{"$f":"IFERROR('Cost scenario - input'!C139,\"\")","v":""},{"$f":"IFERROR(repcalc('Cost scenario - input'!$CY139:$GK139,'Cost scenario - input'!$J139,'Cost scenario - input'!$H139,'Cost scenario - input'!$I139,20,TRUE,TRUE),\"\")","v":""},"","","","","","","","","","","","","","","","","","","",{"$f":"IFERROR(IF(OR(D154=\"\",'Cost scenario - input'!$G139=\"\"),\"\",D154/'Cost scenario - input'!$G139),\"\")","v":""},{"$f":"IFERROR(IF(OR(E154=\"\",'Cost scenario - input'!$G139=\"\"),\"\",E154/'Cost scenario - input'!$G139),\"\")","v":""},{"$f":"IFERROR(IF(OR(F154=\"\",'Cost scenario - input'!$G139=\"\"),\"\",F154/'Cost scenario - input'!$G139),\"\")","v":""},{"$f":"IFERROR(IF(OR(G154=\"\",'Cost scenario - input'!$G139=\"\"),\"\",G154/'Cost scenario - input'!$G139),\"\")","v":""},{"$f":"IFERROR(IF(OR(H154=\"\",'Cost scenario - input'!$G139=\"\"),\"\",H154/'Cost scenario - input'!$G139),\"\")","v":""},{"$f":"IFERROR(IF(OR(I154=\"\",'Cost scenario - input'!$G139=\"\"),\"\",I154/'Cost scenario - input'!$G139),\"\")","v":""},{"$f":"IFERROR(IF(OR(J154=\"\",'Cost scenario - input'!$G139=\"\"),\"\",J154/'Cost scenario - input'!$G139),\"\")","v":""},{"$f":"IFERROR(IF(OR(K154=\"\",'Cost scenario - input'!$G139=\"\"),\"\",K154/'Cost scenario - input'!$G139),\"\")","v":""},{"$f":"IFERROR(IF(OR(L154=\"\",'Cost scenario - input'!$G139=\"\"),\"\",L154/'Cost scenario - input'!$G139),\"\")","v":""},{"$f":"IFERROR(IF(OR(M154=\"\",'Cost scenario - input'!$G139=\"\"),\"\",M154/'Cost scenario - input'!$G139),\"\")","v":""},{"$f":"IFERROR(IF(OR(N154=\"\",'Cost scenario - input'!$G139=\"\"),\"\",N154/'Cost scenario - input'!$G139),\"\")","v":""},{"$f":"IFERROR(IF(OR(O154=\"\",'Cost scenario - input'!$G139=\"\"),\"\",O154/'Cost scenario - input'!$G139),\"\")","v":""},{"$f":"IFERROR(IF(OR(P154=\"\",'Cost scenario - input'!$G139=\"\"),\"\",P154/'Cost scenario - input'!$G139),\"\")","v":""},{"$f":"IFERROR(IF(OR(Q154=\"\",'Cost scenario - input'!$G139=\"\"),\"\",Q154/'Cost scenario - input'!$G139),\"\")","v":""},{"$f":"IFERROR(IF(OR(R154=\"\",'Cost scenario - input'!$G139=\"\"),\"\",R154/'Cost scenario - input'!$G139),\"\")","v":""},{"$f":"IFERROR(IF(OR(S154=\"\",'Cost scenario - input'!$G139=\"\"),\"\",S154/'Cost scenario - input'!$G139),\"\")","v":""},{"$f":"IFERROR(IF(OR(T154=\"\",'Cost scenario - input'!$G139=\"\"),\"\",T154/'Cost scenario - input'!$G139),\"\")","v":""},{"$f":"IFERROR(IF(OR(U154=\"\",'Cost scenario - input'!$G139=\"\"),\"\",U154/'Cost scenario - input'!$G139),\"\")","v":""},{"$f":"IFERROR(IF(OR(V154=\"\",'Cost scenario - input'!$G139=\"\"),\"\",V154/'Cost scenario - input'!$G139),\"\")","v":""},{"$f":"IFERROR(IF(OR(W154=\"\",'Cost scenario - input'!$G139=\"\"),\"\",W154/'Cost scenario - input'!$G139),\"\")","v":""}]
[{"$f":"IFERROR('Cost scenario - input'!A140,\"\")","v":""},{"$f":"IFERROR('Cost scenario - input'!B140,\"\")","v":""},{"$f":"IFERROR('Cost scenario - input'!C140,\"\")","v":""},{"$f":"IFERROR(repcalc('Cost scenario - input'!$CY140:$GK140,'Cost scenario - input'!$J140,'Cost scenario - input'!$H140,'Cost scenario - input'!$I140,20,TRUE,TRUE),\"\")","v":""},"","","","","","","","","","","","","","","","","","","",{"$f":"IFERROR(IF(OR(D155=\"\",'Cost scenario - input'!$G140=\"\"),\"\",D155/'Cost scenario - input'!$G140),\"\")","v":""},{"$f":"IFERROR(IF(OR(E155=\"\",'Cost scenario - input'!$G140=\"\"),\"\",E155/'Cost scenario - input'!$G140),\"\")","v":""},{"$f":"IFERROR(IF(OR(F155=\"\",'Cost scenario - input'!$G140=\"\"),\"\",F155/'Cost scenario - input'!$G140),\"\")","v":""},{"$f":"IFERROR(IF(OR(G155=\"\",'Cost scenario - input'!$G140=\"\"),\"\",G155/'Cost scenario - input'!$G140),\"\")","v":""},{"$f":"IFERROR(IF(OR(H155=\"\",'Cost scenario - input'!$G140=\"\"),\"\",H155/'Cost scenario - input'!$G140),\"\")","v":""},{"$f":"IFERROR(IF(OR(I155=\"\",'Cost scenario - input'!$G140=\"\"),\"\",I155/'Cost scenario - input'!$G140),\"\")","v":""},{"$f":"IFERROR(IF(OR(J155=\"\",'Cost scenario - input'!$G140=\"\"),\"\",J155/'Cost scenario - input'!$G140),\"\")","v":""},{"$f":"IFERROR(IF(OR(K155=\"\",'Cost scenario - input'!$G140=\"\"),\"\",K155/'Cost scenario - input'!$G140),\"\")","v":""},{"$f":"IFERROR(IF(OR(L155=\"\",'Cost scenario - input'!$G140=\"\"),\"\",L155/'Cost scenario - input'!$G140),\"\")","v":""},{"$f":"IFERROR(IF(OR(M155=\"\",'Cost scenario - input'!$G140=\"\"),\"\",M155/'Cost scenario - input'!$G140),\"\")","v":""},{"$f":"IFERROR(IF(OR(N155=\"\",'Cost scenario - input'!$G140=\"\"),\"\",N155/'Cost scenario - input'!$G140),\"\")","v":""},{"$f":"IFERROR(IF(OR(O155=\"\",'Cost scenario - input'!$G140=\"\"),\"\",O155/'Cost scenario - input'!$G140),\"\")","v":""},{"$f":"IFERROR(IF(OR(P155=\"\",'Cost scenario - input'!$G140=\"\"),\"\",P155/'Cost scenario - input'!$G140),\"\")","v":""},{"$f":"IFERROR(IF(OR(Q155=\"\",'Cost scenario - input'!$G140=\"\"),\"\",Q155/'Cost scenario - input'!$G140),\"\")","v":""},{"$f":"IFERROR(IF(OR(R155=\"\",'Cost scenario - input'!$G140=\"\"),\"\",R155/'Cost scenario - input'!$G140),\"\")","v":""},{"$f":"IFERROR(IF(OR(S155=\"\",'Cost scenario - input'!$G140=\"\"),\"\",S155/'Cost scenario - input'!$G140),\"\")","v":""},{"$f":"IFERROR(IF(OR(T155=\"\",'Cost scenario - input'!$G140=\"\"),\"\",T155/'Cost scenario - input'!$G140),\"\")","v":""},{"$f":"IFERROR(IF(OR(U155=\"\",'Cost scenario - input'!$G140=\"\"),\"\",U155/'Cost scenario - input'!$G140),\"\")","v":""},{"$f":"IFERROR(IF(OR(V155=\"\",'Cost scenario - input'!$G140=\"\"),\"\",V155/'Cost scenario - input'!$G140),\"\")","v":""},{"$f":"IFERROR(IF(OR(W155=\"\",'Cost scenario - input'!$G140=\"\"),\"\",W155/'Cost scenario - input'!$G140),\"\")","v":""}]
[{"$f":"IFERROR('Cost scenario - input'!A141,\"\")","v":""},{"$f":"IFERROR('Cost scenario - input'!B141,\"\")","v":""},{"$f":"IFERROR('Cost scenario - input'!C141,\"\")","v":""},{"$f":"IFERROR(repcalc('Cost scenario - input'!$CY141:$GK141,'Cost scenario - input'!$J141,'Cost scenario - input'!$H141,'Cost scenario - input'!$I141,20,TRUE,TRUE),\"\")","v":""},"","","","","","","","","","","","","","","","","","","",{"$f":"IFERROR(IF(OR(D156=\"\",'Cost scenario - input'!$G141=\"\"),\"\",D156/'Cost scenario - input'!$G141),\"\")","v":""},{"$f":"IFERROR(IF(OR(E156=\"\",'Cost scenario - input'!$G141=\"\"),\"\",E156/'Cost scenario - input'!$G141),\"\")","v":""},{"$f":"IFERROR(IF(OR(F156=\"\",'Cost scenario - input'!$G141=\"\"),\"\",F156/'Cost scenario - input'!$G141),\"\")","v":""},{"$f":"IFERROR(IF(OR(G156=\"\",'Cost scenario - input'!$G141=\"\"),\"\",G156/'Cost scenario - input'!$G141),\"\")","v":""},{"$f":"IFERROR(IF(OR(H156=\"\",'Cost scenario - input'!$G141=\"\"),\"\",H156/'Cost scenario - input'!$G141),\"\")","v":""},{"$f":"IFERROR(IF(OR(I156=\"\",'Cost scenario - input'!$G141=\"\"),\"\",I156/'Cost scenario - input'!$G141),\"\")","v":""},{"$f":"IFERROR(IF(OR(J156=\"\",'Cost scenario - input'!$G141=\"\"),\"\",J156/'Cost scenario - input'!$G141),\"\")","v":""},{"$f":"IFERROR(IF(OR(K156=\"\",'Cost scenario - input'!$G141=\"\"),\"\",K156/'Cost scenario - input'!$G141),\"\")","v":""},{"$f":"IFERROR(IF(OR(L156=\"\",'Cost scenario - input'!$G141=\"\"),\"\",L156/'Cost scenario - input'!$G141),\"\")","v":""},{"$f":"IFERROR(IF(OR(M156=\"\",'Cost scenario - input'!$G141=\"\"),\"\",M156/'Cost scenario - input'!$G141),\"\")","v":""},{"$f":"IFERROR(IF(OR(N156=\"\",'Cost scenario - input'!$G141=\"\"),\"\",N156/'Cost scenario - input'!$G141),\"\")","v":""},{"$f":"IFERROR(IF(OR(O156=\"\",'Cost scenario - input'!$G141=\"\"),\"\",O156/'Cost scenario - input'!$G141),\"\")","v":""},{"$f":"IFERROR(IF(OR(P156=\"\",'Cost scenario - input'!$G141=\"\"),\"\",P156/'Cost scenario - input'!$G141),\"\")","v":""},{"$f":"IFERROR(IF(OR(Q156=\"\",'Cost scenario - input'!$G141=\"\"),\"\",Q156/'Cost scenario - input'!$G141),\"\")","v":""},{"$f":"IFERROR(IF(OR(R156=\"\",'Cost scenario - input'!$G141=\"\"),\"\",R156/'Cost scenario - input'!$G141),\"\")","v":""},{"$f":"IFERROR(IF(OR(S156=\"\",'Cost scenario - input'!$G141=\"\"),\"\",S156/'Cost scenario - input'!$G141),\"\")","v":""},{"$f":"IFERROR(IF(OR(T156=\"\",'Cost scenario - input'!$G141=\"\"),\"\",T156/'Cost scenario - input'!$G141),\"\")","v":""},{"$f":"IFERROR(IF(OR(U156=\"\",'Cost scenario - input'!$G141=\"\"),\"\",U156/'Cost scenario - input'!$G141),\"\")","v":""},{"$f":"IFERROR(IF(OR(V156=\"\",'Cost scenario - input'!$G141=\"\"),\"\",V156/'Cost scenario - input'!$G141),\"\")","v":""},{"$f":"IFERROR(IF(OR(W156=\"\",'Cost scenario - input'!$G141=\"\"),\"\",W156/'Cost scenario - input'!$G141),\"\")","v":""}]
[{"$f":"IFERROR('Cost scenario - input'!A142,\"\")","v":""},{"$f":"IFERROR('Cost scenario - input'!B142,\"\")","v":""},{"$f":"IFERROR('Cost scenario - input'!C142,\"\")","v":""},{"$f":"IFERROR(repcalc('Cost scenario - input'!$CY142:$GK142,'Cost scenario - input'!$J142,'Cost scenario - input'!$H142,'Cost scenario - input'!$I142,20,TRUE,TRUE),\"\")","v":""},"","","","","","","","","","","","","","","","","","","",{"$f":"IFERROR(IF(OR(D157=\"\",'Cost scenario - input'!$G142=\"\"),\"\",D157/'Cost scenario - input'!$G142),\"\")","v":""},{"$f":"IFERROR(IF(OR(E157=\"\",'Cost scenario - input'!$G142=\"\"),\"\",E157/'Cost scenario - input'!$G142),\"\")","v":""},{"$f":"IFERROR(IF(OR(F157=\"\",'Cost scenario - input'!$G142=\"\"),\"\",F157/'Cost scenario - input'!$G142),\"\")","v":""},{"$f":"IFERROR(IF(OR(G157=\"\",'Cost scenario - input'!$G142=\"\"),\"\",G157/'Cost scenario - input'!$G142),\"\")","v":""},{"$f":"IFERROR(IF(OR(H157=\"\",'Cost scenario - input'!$G142=\"\"),\"\",H157/'Cost scenario - input'!$G142),\"\")","v":""},{"$f":"IFERROR(IF(OR(I157=\"\",'Cost scenario - input'!$G142=\"\"),\"\",I157/'Cost scenario - input'!$G142),\"\")","v":""},{"$f":"IFERROR(IF(OR(J157=\"\",'Cost scenario - input'!$G142=\"\"),\"\",J157/'Cost scenario - input'!$G142),\"\")","v":""},{"$f":"IFERROR(IF(OR(K157=\"\",'Cost scenario - input'!$G142=\"\"),\"\",K157/'Cost scenario - input'!$G142),\"\")","v":""},{"$f":"IFERROR(IF(OR(L157=\"\",'Cost scenario - input'!$G142=\"\"),\"\",L157/'Cost scenario - input'!$G142),\"\")","v":""},{"$f":"IFERROR(IF(OR(M157=\"\",'Cost scenario - input'!$G142=\"\"),\"\",M157/'Cost scenario - input'!$G142),\"\")","v":""},{"$f":"IFERROR(IF(OR(N157=\"\",'Cost scenario - input'!$G142=\"\"),\"\",N157/'Cost scenario - input'!$G142),\"\")","v":""},{"$f":"IFERROR(IF(OR(O157=\"\",'Cost scenario - input'!$G142=\"\"),\"\",O157/'Cost scenario - input'!$G142),\"\")","v":""},{"$f":"IFERROR(IF(OR(P157=\"\",'Cost scenario - input'!$G142=\"\"),\"\",P157/'Cost scenario - input'!$G142),\"\")","v":""},{"$f":"IFERROR(IF(OR(Q157=\"\",'Cost scenario - input'!$G142=\"\"),\"\",Q157/'Cost scenario - input'!$G142),\"\")","v":""},{"$f":"IFERROR(IF(OR(R157=\"\",'Cost scenario - input'!$G142=\"\"),\"\",R157/'Cost scenario - input'!$G142),\"\")","v":""},{"$f":"IFERROR(IF(OR(S157=\"\",'Cost scenario - input'!$G142=\"\"),\"\",S157/'Cost scenario - input'!$G142),\"\")","v":""},{"$f":"IFERROR(IF(OR(T157=\"\",'Cost scenario - input'!$G142=\"\"),\"\",T157/'Cost scenario - input'!$G142),\"\")","v":""},{"$f":"IFERROR(IF(OR(U157=\"\",'Cost scenario - input'!$G142=\"\"),\"\",U157/'Cost scenario - input'!$G142),\"\")","v":""},{"$f":"IFERROR(IF(OR(V157=\"\",'Cost scenario - input'!$G142=\"\"),\"\",V157/'Cost scenario - input'!$G142),\"\")","v":""},{"$f":"IFERROR(IF(OR(W157=\"\",'Cost scenario - input'!$G142=\"\"),\"\",W157/'Cost scenario - input'!$G142),\"\")","v":""}]
[{"$f":"IFERROR('Cost scenario - input'!A143,\"\")","v":""},{"$f":"IFERROR('Cost scenario - input'!B143,\"\")","v":""},{"$f":"IFERROR('Cost scenario - input'!C143,\"\")","v":""},{"$f":"IFERROR(repcalc('Cost scenario - input'!$CY143:$GK143,'Cost scenario - input'!$J143,'Cost scenario - input'!$H143,'Cost scenario - input'!$I143,20,TRUE,TRUE),\"\")","v":""},"","","","","","","","","","","","","","","","","","","",{"$f":"IFERROR(IF(OR(D158=\"\",'Cost scenario - input'!$G143=\"\"),\"\",D158/'Cost scenario - input'!$G143),\"\")","v":""},{"$f":"IFERROR(IF(OR(E158=\"\",'Cost scenario - input'!$G143=\"\"),\"\",E158/'Cost scenario - input'!$G143),\"\")","v":""},{"$f":"IFERROR(IF(OR(F158=\"\",'Cost scenario - input'!$G143=\"\"),\"\",F158/'Cost scenario - input'!$G143),\"\")","v":""},{"$f":"IFERROR(IF(OR(G158=\"\",'Cost scenario - input'!$G143=\"\"),\"\",G158/'Cost scenario - input'!$G143),\"\")","v":""},{"$f":"IFERROR(IF(OR(H158=\"\",'Cost scenario - input'!$G143=\"\"),\"\",H158/'Cost scenario - input'!$G143),\"\")","v":""},{"$f":"IFERROR(IF(OR(I158=\"\",'Cost scenario - input'!$G143=\"\"),\"\",I158/'Cost scenario - input'!$G143),\"\")","v":""},{"$f":"IFERROR(IF(OR(J158=\"\",'Cost scenario - input'!$G143=\"\"),\"\",J158/'Cost scenario - input'!$G143),\"\")","v":""},{"$f":"IFERROR(IF(OR(K158=\"\",'Cost scenario - input'!$G143=\"\"),\"\",K158/'Cost scenario - input'!$G143),\"\")","v":""},{"$f":"IFERROR(IF(OR(L158=\"\",'Cost scenario - input'!$G143=\"\"),\"\",L158/'Cost scenario - input'!$G143),\"\")","v":""},{"$f":"IFERROR(IF(OR(M158=\"\",'Cost scenario - input'!$G143=\"\"),\"\",M158/'Cost scenario - input'!$G143),\"\")","v":""},{"$f":"IFERROR(IF(OR(N158=\"\",'Cost scenario - input'!$G143=\"\"),\"\",N158/'Cost scenario - input'!$G143),\"\")","v":""},{"$f":"IFERROR(IF(OR(O158=\"\",'Cost scenario - input'!$G143=\"\"),\"\",O158/'Cost scenario - input'!$G143),\"\")","v":""},{"$f":"IFERROR(IF(OR(P158=\"\",'Cost scenario - input'!$G143=\"\"),\"\",P158/'Cost scenario - input'!$G143),\"\")","v":""},{"$f":"IFERROR(IF(OR(Q158=\"\",'Cost scenario - input'!$G143=\"\"),\"\",Q158/'Cost scenario - input'!$G143),\"\")","v":""},{"$f":"IFERROR(IF(OR(R158=\"\",'Cost scenario - input'!$G143=\"\"),\"\",R158/'Cost scenario - input'!$G143),\"\")","v":""},{"$f":"IFERROR(IF(OR(S158=\"\",'Cost scenario - input'!$G143=\"\"),\"\",S158/'Cost scenario - input'!$G143),\"\")","v":""},{"$f":"IFERROR(IF(OR(T158=\"\",'Cost scenario - input'!$G143=\"\"),\"\",T158/'Cost scenario - input'!$G143),\"\")","v":""},{"$f":"IFERROR(IF(OR(U158=\"\",'Cost scenario - input'!$G143=\"\"),\"\",U158/'Cost scenario - input'!$G143),\"\")","v":""},{"$f":"IFERROR(IF(OR(V158=\"\",'Cost scenario - input'!$G143=\"\"),\"\",V158/'Cost scenario - input'!$G143),\"\")","v":""},{"$f":"IFERROR(IF(OR(W158=\"\",'Cost scenario - input'!$G143=\"\"),\"\",W158/'Cost scenario - input'!$G143),\"\")","v":""}]
[{"$f":"IFERROR('Cost scenario - input'!A144,\"\")","v":""},{"$f":"IFERROR('Cost scenario - input'!B144,\"\")","v":""},{"$f":"IFERROR('Cost scenario - input'!C144,\"\")","v":""},{"$f":"IFERROR(repcalc('Cost scenario - input'!$CY144:$GK144,'Cost scenario - input'!$J144,'Cost scenario - input'!$H144,'Cost scenario - input'!$I144,20,TRUE,TRUE),\"\")","v":""},"","","","","","","","","","","","","","","","","","","",{"$f":"IFERROR(IF(OR(D159=\"\",'Cost scenario - input'!$G144=\"\"),\"\",D159/'Cost scenario - input'!$G144),\"\")","v":""},{"$f":"IFERROR(IF(OR(E159=\"\",'Cost scenario - input'!$G144=\"\"),\"\",E159/'Cost scenario - input'!$G144),\"\")","v":""},{"$f":"IFERROR(IF(OR(F159=\"\",'Cost scenario - input'!$G144=\"\"),\"\",F159/'Cost scenario - input'!$G144),\"\")","v":""},{"$f":"IFERROR(IF(OR(G159=\"\",'Cost scenario - input'!$G144=\"\"),\"\",G159/'Cost scenario - input'!$G144),\"\")","v":""},{"$f":"IFERROR(IF(OR(H159=\"\",'Cost scenario - input'!$G144=\"\"),\"\",H159/'Cost scenario - input'!$G144),\"\")","v":""},{"$f":"IFERROR(IF(OR(I159=\"\",'Cost scenario - input'!$G144=\"\"),\"\",I159/'Cost scenario - input'!$G144),\"\")","v":""},{"$f":"IFERROR(IF(OR(J159=\"\",'Cost scenario - input'!$G144=\"\"),\"\",J159/'Cost scenario - input'!$G144),\"\")","v":""},{"$f":"IFERROR(IF(OR(K159=\"\",'Cost scenario - input'!$G144=\"\"),\"\",K159/'Cost scenario - input'!$G144),\"\")","v":""},{"$f":"IFERROR(IF(OR(L159=\"\",'Cost scenario - input'!$G144=\"\"),\"\",L159/'Cost scenario - input'!$G144),\"\")","v":""},{"$f":"IFERROR(IF(OR(M159=\"\",'Cost scenario - input'!$G144=\"\"),\"\",M159/'Cost scenario - input'!$G144),\"\")","v":""},{"$f":"IFERROR(IF(OR(N159=\"\",'Cost scenario - input'!$G144=\"\"),\"\",N159/'Cost scenario - input'!$G144),\"\")","v":""},{"$f":"IFERROR(IF(OR(O159=\"\",'Cost scenario - input'!$G144=\"\"),\"\",O159/'Cost scenario - input'!$G144),\"\")","v":""},{"$f":"IFERROR(IF(OR(P159=\"\",'Cost scenario - input'!$G144=\"\"),\"\",P159/'Cost scenario - input'!$G144),\"\")","v":""},{"$f":"IFERROR(IF(OR(Q159=\"\",'Cost scenario - input'!$G144=\"\"),\"\",Q159/'Cost scenario - input'!$G144),\"\")","v":""},{"$f":"IFERROR(IF(OR(R159=\"\",'Cost scenario - input'!$G144=\"\"),\"\",R159/'Cost scenario - input'!$G144),\"\")","v":""},{"$f":"IFERROR(IF(OR(S159=\"\",'Cost scenario - input'!$G144=\"\"),\"\",S159/'Cost scenario - input'!$G144),\"\")","v":""},{"$f":"IFERROR(IF(OR(T159=\"\",'Cost scenario - input'!$G144=\"\"),\"\",T159/'Cost scenario - input'!$G144),\"\")","v":""},{"$f":"IFERROR(IF(OR(U159=\"\",'Cost scenario - input'!$G144=\"\"),\"\",U159/'Cost scenario - input'!$G144),\"\")","v":""},{"$f":"IFERROR(IF(OR(V159=\"\",'Cost scenario - input'!$G144=\"\"),\"\",V159/'Cost scenario - input'!$G144),\"\")","v":""},{"$f":"IFERROR(IF(OR(W159=\"\",'Cost scenario - input'!$G144=\"\"),\"\",W159/'Cost scenario - input'!$G144),\"\")","v":""}]
[{"$f":"IFERROR('Cost scenario - input'!A145,\"\")","v":""},{"$f":"IFERROR('Cost scenario - input'!B145,\"\")","v":""},{"$f":"IFERROR('Cost scenario - input'!C145,\"\")","v":""},{"$f":"IFERROR(repcalc('Cost scenario - input'!$CY145:$GK145,'Cost scenario - input'!$J145,'Cost scenario - input'!$H145,'Cost scenario - input'!$I145,20,TRUE,TRUE),\"\")","v":""},"","","","","","","","","","","","","","","","","","","",{"$f":"IFERROR(IF(OR(D160=\"\",'Cost scenario - input'!$G145=\"\"),\"\",D160/'Cost scenario - input'!$G145),\"\")","v":""},{"$f":"IFERROR(IF(OR(E160=\"\",'Cost scenario - input'!$G145=\"\"),\"\",E160/'Cost scenario - input'!$G145),\"\")","v":""},{"$f":"IFERROR(IF(OR(F160=\"\",'Cost scenario - input'!$G145=\"\"),\"\",F160/'Cost scenario - input'!$G145),\"\")","v":""},{"$f":"IFERROR(IF(OR(G160=\"\",'Cost scenario - input'!$G145=\"\"),\"\",G160/'Cost scenario - input'!$G145),\"\")","v":""},{"$f":"IFERROR(IF(OR(H160=\"\",'Cost scenario - input'!$G145=\"\"),\"\",H160/'Cost scenario - input'!$G145),\"\")","v":""},{"$f":"IFERROR(IF(OR(I160=\"\",'Cost scenario - input'!$G145=\"\"),\"\",I160/'Cost scenario - input'!$G145),\"\")","v":""},{"$f":"IFERROR(IF(OR(J160=\"\",'Cost scenario - input'!$G145=\"\"),\"\",J160/'Cost scenario - input'!$G145),\"\")","v":""},{"$f":"IFERROR(IF(OR(K160=\"\",'Cost scenario - input'!$G145=\"\"),\"\",K160/'Cost scenario - input'!$G145),\"\")","v":""},{"$f":"IFERROR(IF(OR(L160=\"\",'Cost scenario - input'!$G145=\"\"),\"\",L160/'Cost scenario - input'!$G145),\"\")","v":""},{"$f":"IFERROR(IF(OR(M160=\"\",'Cost scenario - input'!$G145=\"\"),\"\",M160/'Cost scenario - input'!$G145),\"\")","v":""},{"$f":"IFERROR(IF(OR(N160=\"\",'Cost scenario - input'!$G145=\"\"),\"\",N160/'Cost scenario - input'!$G145),\"\")","v":""},{"$f":"IFERROR(IF(OR(O160=\"\",'Cost scenario - input'!$G145=\"\"),\"\",O160/'Cost scenario - input'!$G145),\"\")","v":""},{"$f":"IFERROR(IF(OR(P160=\"\",'Cost scenario - input'!$G145=\"\"),\"\",P160/'Cost scenario - input'!$G145),\"\")","v":""},{"$f":"IFERROR(IF(OR(Q160=\"\",'Cost scenario - input'!$G145=\"\"),\"\",Q160/'Cost scenario - input'!$G145),\"\")","v":""},{"$f":"IFERROR(IF(OR(R160=\"\",'Cost scenario - input'!$G145=\"\"),\"\",R160/'Cost scenario - input'!$G145),\"\")","v":""},{"$f":"IFERROR(IF(OR(S160=\"\",'Cost scenario - input'!$G145=\"\"),\"\",S160/'Cost scenario - input'!$G145),\"\")","v":""},{"$f":"IFERROR(IF(OR(T160=\"\",'Cost scenario - input'!$G145=\"\"),\"\",T160/'Cost scenario - input'!$G145),\"\")","v":""},{"$f":"IFERROR(IF(OR(U160=\"\",'Cost scenario - input'!$G145=\"\"),\"\",U160/'Cost scenario - input'!$G145),\"\")","v":""},{"$f":"IFERROR(IF(OR(V160=\"\",'Cost scenario - input'!$G145=\"\"),\"\",V160/'Cost scenario - input'!$G145),\"\")","v":""},{"$f":"IFERROR(IF(OR(W160=\"\",'Cost scenario - input'!$G145=\"\"),\"\",W160/'Cost scenario - input'!$G145),\"\")","v":""}]
[{"$f":"IFERROR('Cost scenario - input'!A146,\"\")","v":""},{"$f":"IFERROR('Cost scenario - input'!B146,\"\")","v":""},{"$f":"IFERROR('Cost scenario - input'!C146,\"\")","v":""},{"$f":"IFERROR(repcalc('Cost scenario - input'!$CY146:$GK146,'Cost scenario - input'!$J146,'Cost scenario - input'!$H146,'Cost scenario - input'!$I146,20,TRUE,TRUE),\"\")","v":""},"","","","","","","","","","","","","","","","","","","",{"$f":"IFERROR(IF(OR(D161=\"\",'Cost scenario - input'!$G146=\"\"),\"\",D161/'Cost scenario - input'!$G146),\"\")","v":""},{"$f":"IFERROR(IF(OR(E161=\"\",'Cost scenario - input'!$G146=\"\"),\"\",E161/'Cost scenario - input'!$G146),\"\")","v":""},{"$f":"IFERROR(IF(OR(F161=\"\",'Cost scenario - input'!$G146=\"\"),\"\",F161/'Cost scenario - input'!$G146),\"\")","v":""},{"$f":"IFERROR(IF(OR(G161=\"\",'Cost scenario - input'!$G146=\"\"),\"\",G161/'Cost scenario - input'!$G146),\"\")","v":""},{"$f":"IFERROR(IF(OR(H161=\"\",'Cost scenario - input'!$G146=\"\"),\"\",H161/'Cost scenario - input'!$G146),\"\")","v":""},{"$f":"IFERROR(IF(OR(I161=\"\",'Cost scenario - input'!$G146=\"\"),\"\",I161/'Cost scenario - input'!$G146),\"\")","v":""},{"$f":"IFERROR(IF(OR(J161=\"\",'Cost scenario - input'!$G146=\"\"),\"\",J161/'Cost scenario - input'!$G146),\"\")","v":""},{"$f":"IFERROR(IF(OR(K161=\"\",'Cost scenario - input'!$G146=\"\"),\"\",K161/'Cost scenario - input'!$G146),\"\")","v":""},{"$f":"IFERROR(IF(OR(L161=\"\",'Cost scenario - input'!$G146=\"\"),\"\",L161/'Cost scenario - input'!$G146),\"\")","v":""},{"$f":"IFERROR(IF(OR(M161=\"\",'Cost scenario - input'!$G146=\"\"),\"\",M161/'Cost scenario - input'!$G146),\"\")","v":""},{"$f":"IFERROR(IF(OR(N161=\"\",'Cost scenario - input'!$G146=\"\"),\"\",N161/'Cost scenario - input'!$G146),\"\")","v":""},{"$f":"IFERROR(IF(OR(O161=\"\",'Cost scenario - input'!$G146=\"\"),\"\",O161/'Cost scenario - input'!$G146),\"\")","v":""},{"$f":"IFERROR(IF(OR(P161=\"\",'Cost scenario - input'!$G146=\"\"),\"\",P161/'Cost scenario - input'!$G146),\"\")","v":""},{"$f":"IFERROR(IF(OR(Q161=\"\",'Cost scenario - input'!$G146=\"\"),\"\",Q161/'Cost scenario - input'!$G146),\"\")","v":""},{"$f":"IFERROR(IF(OR(R161=\"\",'Cost scenario - input'!$G146=\"\"),\"\",R161/'Cost scenario - input'!$G146),\"\")","v":""},{"$f":"IFERROR(IF(OR(S161=\"\",'Cost scenario - input'!$G146=\"\"),\"\",S161/'Cost scenario - input'!$G146),\"\")","v":""},{"$f":"IFERROR(IF(OR(T161=\"\",'Cost scenario - input'!$G146=\"\"),\"\",T161/'Cost scenario - input'!$G146),\"\")","v":""},{"$f":"IFERROR(IF(OR(U161=\"\",'Cost scenario - input'!$G146=\"\"),\"\",U161/'Cost scenario - input'!$G146),\"\")","v":""},{"$f":"IFERROR(IF(OR(V161=\"\",'Cost scenario - input'!$G146=\"\"),\"\",V161/'Cost scenario - input'!$G146),\"\")","v":""},{"$f":"IFERROR(IF(OR(W161=\"\",'Cost scenario - input'!$G146=\"\"),\"\",W161/'Cost scenario - input'!$G146),\"\")","v":""}]
[{"$f":"IFERROR('Cost scenario - input'!A147,\"\")","v":""},{"$f":"IFERROR('Cost scenario - input'!B147,\"\")","v":""},{"$f":"IFERROR('Cost scenario - input'!C147,\"\")","v":""},{"$f":"IFERROR(repcalc('Cost scenario - input'!$CY147:$GK147,'Cost scenario - input'!$J147,'Cost scenario - input'!$H147,'Cost scenario - input'!$I147,20,TRUE,TRUE),\"\")","v":""},"","","","","","","","","","","","","","","","","","","",{"$f":"IFERROR(IF(OR(D162=\"\",'Cost scenario - input'!$G147=\"\"),\"\",D162/'Cost scenario - input'!$G147),\"\")","v":""},{"$f":"IFERROR(IF(OR(E162=\"\",'Cost scenario - input'!$G147=\"\"),\"\",E162/'Cost scenario - input'!$G147),\"\")","v":""},{"$f":"IFERROR(IF(OR(F162=\"\",'Cost scenario - input'!$G147=\"\"),\"\",F162/'Cost scenario - input'!$G147),\"\")","v":""},{"$f":"IFERROR(IF(OR(G162=\"\",'Cost scenario - input'!$G147=\"\"),\"\",G162/'Cost scenario - input'!$G147),\"\")","v":""},{"$f":"IFERROR(IF(OR(H162=\"\",'Cost scenario - input'!$G147=\"\"),\"\",H162/'Cost scenario - input'!$G147),\"\")","v":""},{"$f":"IFERROR(IF(OR(I162=\"\",'Cost scenario - input'!$G147=\"\"),\"\",I162/'Cost scenario - input'!$G147),\"\")","v":""},{"$f":"IFERROR(IF(OR(J162=\"\",'Cost scenario - input'!$G147=\"\"),\"\",J162/'Cost scenario - input'!$G147),\"\")","v":""},{"$f":"IFERROR(IF(OR(K162=\"\",'Cost scenario - input'!$G147=\"\"),\"\",K162/'Cost scenario - input'!$G147),\"\")","v":""},{"$f":"IFERROR(IF(OR(L162=\"\",'Cost scenario - input'!$G147=\"\"),\"\",L162/'Cost scenario - input'!$G147),\"\")","v":""},{"$f":"IFERROR(IF(OR(M162=\"\",'Cost scenario - input'!$G147=\"\"),\"\",M162/'Cost scenario - input'!$G147),\"\")","v":""},{"$f":"IFERROR(IF(OR(N162=\"\",'Cost scenario - input'!$G147=\"\"),\"\",N162/'Cost scenario - input'!$G147),\"\")","v":""},{"$f":"IFERROR(IF(OR(O162=\"\",'Cost scenario - input'!$G147=\"\"),\"\",O162/'Cost scenario - input'!$G147),\"\")","v":""},{"$f":"IFERROR(IF(OR(P162=\"\",'Cost scenario - input'!$G147=\"\"),\"\",P162/'Cost scenario - input'!$G147),\"\")","v":""},{"$f":"IFERROR(IF(OR(Q162=\"\",'Cost scenario - input'!$G147=\"\"),\"\",Q162/'Cost scenario - input'!$G147),\"\")","v":""},{"$f":"IFERROR(IF(OR(R162=\"\",'Cost scenario - input'!$G147=\"\"),\"\",R162/'Cost scenario - input'!$G147),\"\")","v":""},{"$f":"IFERROR(IF(OR(S162=\"\",'Cost scenario - input'!$G147=\"\"),\"\",S162/'Cost scenario - input'!$G147),\"\")","v":""},{"$f":"IFERROR(IF(OR(T162=\"\",'Cost scenario - input'!$G147=\"\"),\"\",T162/'Cost scenario - input'!$G147),\"\")","v":""},{"$f":"IFERROR(IF(OR(U162=\"\",'Cost scenario - input'!$G147=\"\"),\"\",U162/'Cost scenario - input'!$G147),\"\")","v":""},{"$f":"IFERROR(IF(OR(V162=\"\",'Cost scenario - input'!$G147=\"\"),\"\",V162/'Cost scenario - input'!$G147),\"\")","v":""},{"$f":"IFERROR(IF(OR(W162=\"\",'Cost scenario - input'!$G147=\"\"),\"\",W162/'Cost scenario - input'!$G147),\"\")","v":""}]
[{"$f":"IFERROR('Cost scenario - input'!A148,\"\")","v":""},{"$f":"IFERROR('Cost scenario - input'!B148,\"\")","v":""},{"$f":"IFERROR('Cost scenario - input'!C148,\"\")","v":""},{"$f":"IFERROR(repcalc('Cost scenario - input'!$CY148:$GK148,'Cost scenario - input'!$J148,'Cost scenario - input'!$H148,'Cost scenario - input'!$I148,20,TRUE,TRUE),\"\")","v":""},"","","","","","","","","","","","","","","","","","","",{"$f":"IFERROR(IF(OR(D163=\"\",'Cost scenario - input'!$G148=\"\"),\"\",D163/'Cost scenario - input'!$G148),\"\")","v":""},{"$f":"IFERROR(IF(OR(E163=\"\",'Cost scenario - input'!$G148=\"\"),\"\",E163/'Cost scenario - input'!$G148),\"\")","v":""},{"$f":"IFERROR(IF(OR(F163=\"\",'Cost scenario - input'!$G148=\"\"),\"\",F163/'Cost scenario - input'!$G148),\"\")","v":""},{"$f":"IFERROR(IF(OR(G163=\"\",'Cost scenario - input'!$G148=\"\"),\"\",G163/'Cost scenario - input'!$G148),\"\")","v":""},{"$f":"IFERROR(IF(OR(H163=\"\",'Cost scenario - input'!$G148=\"\"),\"\",H163/'Cost scenario - input'!$G148),\"\")","v":""},{"$f":"IFERROR(IF(OR(I163=\"\",'Cost scenario - input'!$G148=\"\"),\"\",I163/'Cost scenario - input'!$G148),\"\")","v":""},{"$f":"IFERROR(IF(OR(J163=\"\",'Cost scenario - input'!$G148=\"\"),\"\",J163/'Cost scenario - input'!$G148),\"\")","v":""},{"$f":"IFERROR(IF(OR(K163=\"\",'Cost scenario - input'!$G148=\"\"),\"\",K163/'Cost scenario - input'!$G148),\"\")","v":""},{"$f":"IFERROR(IF(OR(L163=\"\",'Cost scenario - input'!$G148=\"\"),\"\",L163/'Cost scenario - input'!$G148),\"\")","v":""},{"$f":"IFERROR(IF(OR(M163=\"\",'Cost scenario - input'!$G148=\"\"),\"\",M163/'Cost scenario - input'!$G148),\"\")","v":""},{"$f":"IFERROR(IF(OR(N163=\"\",'Cost scenario - input'!$G148=\"\"),\"\",N163/'Cost scenario - input'!$G148),\"\")","v":""},{"$f":"IFERROR(IF(OR(O163=\"\",'Cost scenario - input'!$G148=\"\"),\"\",O163/'Cost scenario - input'!$G148),\"\")","v":""},{"$f":"IFERROR(IF(OR(P163=\"\",'Cost scenario - input'!$G148=\"\"),\"\",P163/'Cost scenario - input'!$G148),\"\")","v":""},{"$f":"IFERROR(IF(OR(Q163=\"\",'Cost scenario - input'!$G148=\"\"),\"\",Q163/'Cost scenario - input'!$G148),\"\")","v":""},{"$f":"IFERROR(IF(OR(R163=\"\",'Cost scenario - input'!$G148=\"\"),\"\",R163/'Cost scenario - input'!$G148),\"\")","v":""},{"$f":"IFERROR(IF(OR(S163=\"\",'Cost scenario - input'!$G148=\"\"),\"\",S163/'Cost scenario - input'!$G148),\"\")","v":""},{"$f":"IFERROR(IF(OR(T163=\"\",'Cost scenario - input'!$G148=\"\"),\"\",T163/'Cost scenario - input'!$G148),\"\")","v":""},{"$f":"IFERROR(IF(OR(U163=\"\",'Cost scenario - input'!$G148=\"\"),\"\",U163/'Cost scenario - input'!$G148),\"\")","v":""},{"$f":"IFERROR(IF(OR(V163=\"\",'Cost scenario - input'!$G148=\"\"),\"\",V163/'Cost scenario - input'!$G148),\"\")","v":""},{"$f":"IFERROR(IF(OR(W163=\"\",'Cost scenario - input'!$G148=\"\"),\"\",W163/'Cost scenario - input'!$G148),\"\")","v":""}]
[{"$f":"IFERROR('Cost scenario - input'!A149,\"\")","v":""},{"$f":"IFERROR('Cost scenario - input'!B149,\"\")","v":""},{"$f":"IFERROR('Cost scenario - input'!C149,\"\")","v":""},{"$f":"IFERROR(repcalc('Cost scenario - input'!$CY149:$GK149,'Cost scenario - input'!$J149,'Cost scenario - input'!$H149,'Cost scenario - input'!$I149,20,TRUE,TRUE),\"\")","v":""},"","","","","","","","","","","","","","","","","","","",{"$f":"IFERROR(IF(OR(D164=\"\",'Cost scenario - input'!$G149=\"\"),\"\",D164/'Cost scenario - input'!$G149),\"\")","v":""},{"$f":"IFERROR(IF(OR(E164=\"\",'Cost scenario - input'!$G149=\"\"),\"\",E164/'Cost scenario - input'!$G149),\"\")","v":""},{"$f":"IFERROR(IF(OR(F164=\"\",'Cost scenario - input'!$G149=\"\"),\"\",F164/'Cost scenario - input'!$G149),\"\")","v":""},{"$f":"IFERROR(IF(OR(G164=\"\",'Cost scenario - input'!$G149=\"\"),\"\",G164/'Cost scenario - input'!$G149),\"\")","v":""},{"$f":"IFERROR(IF(OR(H164=\"\",'Cost scenario - input'!$G149=\"\"),\"\",H164/'Cost scenario - input'!$G149),\"\")","v":""},{"$f":"IFERROR(IF(OR(I164=\"\",'Cost scenario - input'!$G149=\"\"),\"\",I164/'Cost scenario - input'!$G149),\"\")","v":""},{"$f":"IFERROR(IF(OR(J164=\"\",'Cost scenario - input'!$G149=\"\"),\"\",J164/'Cost scenario - input'!$G149),\"\")","v":""},{"$f":"IFERROR(IF(OR(K164=\"\",'Cost scenario - input'!$G149=\"\"),\"\",K164/'Cost scenario - input'!$G149),\"\")","v":""},{"$f":"IFERROR(IF(OR(L164=\"\",'Cost scenario - input'!$G149=\"\"),\"\",L164/'Cost scenario - input'!$G149),\"\")","v":""},{"$f":"IFERROR(IF(OR(M164=\"\",'Cost scenario - input'!$G149=\"\"),\"\",M164/'Cost scenario - input'!$G149),\"\")","v":""},{"$f":"IFERROR(IF(OR(N164=\"\",'Cost scenario - input'!$G149=\"\"),\"\",N164/'Cost scenario - input'!$G149),\"\")","v":""},{"$f":"IFERROR(IF(OR(O164=\"\",'Cost scenario - input'!$G149=\"\"),\"\",O164/'Cost scenario - input'!$G149),\"\")","v":""},{"$f":"IFERROR(IF(OR(P164=\"\",'Cost scenario - input'!$G149=\"\"),\"\",P164/'Cost scenario - input'!$G149),\"\")","v":""},{"$f":"IFERROR(IF(OR(Q164=\"\",'Cost scenario - input'!$G149=\"\"),\"\",Q164/'Cost scenario - input'!$G149),\"\")","v":""},{"$f":"IFERROR(IF(OR(R164=\"\",'Cost scenario - input'!$G149=\"\"),\"\",R164/'Cost scenario - input'!$G149),\"\")","v":""},{"$f":"IFERROR(IF(OR(S164=\"\",'Cost scenario - input'!$G149=\"\"),\"\",S164/'Cost scenario - input'!$G149),\"\")","v":""},{"$f":"IFERROR(IF(OR(T164=\"\",'Cost scenario - input'!$G149=\"\"),\"\",T164/'Cost scenario - input'!$G149),\"\")","v":""},{"$f":"IFERROR(IF(OR(U164=\"\",'Cost scenario - input'!$G149=\"\"),\"\",U164/'Cost scenario - input'!$G149),\"\")","v":""},{"$f":"IFERROR(IF(OR(V164=\"\",'Cost scenario - input'!$G149=\"\"),\"\",V164/'Cost scenario - input'!$G149),\"\")","v":""},{"$f":"IFERROR(IF(OR(W164=\"\",'Cost scenario - input'!$G149=\"\"),\"\",W164/'Cost scenario - input'!$G149),\"\")","v":""}]
[{"$f":"IFERROR('Cost scenario - input'!A150,\"\")","v":""},{"$f":"IFERROR('Cost scenario - input'!B150,\"\")","v":""},{"$f":"IFERROR('Cost scenario - input'!C150,\"\")","v":""},{"$f":"IFERROR(repcalc('Cost scenario - input'!$CY150:$GK150,'Cost scenario - input'!$J150,'Cost scenario - input'!$H150,'Cost scenario - input'!$I150,20,TRUE,TRUE),\"\")","v":""},"","","","","","","","","","","","","","","","","","","",{"$f":"IFERROR(IF(OR(D165=\"\",'Cost scenario - input'!$G150=\"\"),\"\",D165/'Cost scenario - input'!$G150),\"\")","v":""},{"$f":"IFERROR(IF(OR(E165=\"\",'Cost scenario - input'!$G150=\"\"),\"\",E165/'Cost scenario - input'!$G150),\"\")","v":""},{"$f":"IFERROR(IF(OR(F165=\"\",'Cost scenario - input'!$G150=\"\"),\"\",F165/'Cost scenario - input'!$G150),\"\")","v":""},{"$f":"IFERROR(IF(OR(G165=\"\",'Cost scenario - input'!$G150=\"\"),\"\",G165/'Cost scenario - input'!$G150),\"\")","v":""},{"$f":"IFERROR(IF(OR(H165=\"\",'Cost scenario - input'!$G150=\"\"),\"\",H165/'Cost scenario - input'!$G150),\"\")","v":""},{"$f":"IFERROR(IF(OR(I165=\"\",'Cost scenario - input'!$G150=\"\"),\"\",I165/'Cost scenario - input'!$G150),\"\")","v":""},{"$f":"IFERROR(IF(OR(J165=\"\",'Cost scenario - input'!$G150=\"\"),\"\",J165/'Cost scenario - input'!$G150),\"\")","v":""},{"$f":"IFERROR(IF(OR(K165=\"\",'Cost scenario - input'!$G150=\"\"),\"\",K165/'Cost scenario - input'!$G150),\"\")","v":""},{"$f":"IFERROR(IF(OR(L165=\"\",'Cost scenario - input'!$G150=\"\"),\"\",L165/'Cost scenario - input'!$G150),\"\")","v":""},{"$f":"IFERROR(IF(OR(M165=\"\",'Cost scenario - input'!$G150=\"\"),\"\",M165/'Cost scenario - input'!$G150),\"\")","v":""},{"$f":"IFERROR(IF(OR(N165=\"\",'Cost scenario - input'!$G150=\"\"),\"\",N165/'Cost scenario - input'!$G150),\"\")","v":""},{"$f":"IFERROR(IF(OR(O165=\"\",'Cost scenario - input'!$G150=\"\"),\"\",O165/'Cost scenario - input'!$G150),\"\")","v":""},{"$f":"IFERROR(IF(OR(P165=\"\",'Cost scenario - input'!$G150=\"\"),\"\",P165/'Cost scenario - input'!$G150),\"\")","v":""},{"$f":"IFERROR(IF(OR(Q165=\"\",'Cost scenario - input'!$G150=\"\"),\"\",Q165/'Cost scenario - input'!$G150),\"\")","v":""},{"$f":"IFERROR(IF(OR(R165=\"\",'Cost scenario - input'!$G150=\"\"),\"\",R165/'Cost scenario - input'!$G150),\"\")","v":""},{"$f":"IFERROR(IF(OR(S165=\"\",'Cost scenario - input'!$G150=\"\"),\"\",S165/'Cost scenario - input'!$G150),\"\")","v":""},{"$f":"IFERROR(IF(OR(T165=\"\",'Cost scenario - input'!$G150=\"\"),\"\",T165/'Cost scenario - input'!$G150),\"\")","v":""},{"$f":"IFERROR(IF(OR(U165=\"\",'Cost scenario - input'!$G150=\"\"),\"\",U165/'Cost scenario - input'!$G150),\"\")","v":""},{"$f":"IFERROR(IF(OR(V165=\"\",'Cost scenario - input'!$G150=\"\"),\"\",V165/'Cost scenario - input'!$G150),\"\")","v":""},{"$f":"IFERROR(IF(OR(W165=\"\",'Cost scenario - input'!$G150=\"\"),\"\",W165/'Cost scenario - input'!$G150),\"\")","v":""}]
[{"$f":"IFERROR('Cost scenario - input'!A151,\"\")","v":""},{"$f":"IFERROR('Cost scenario - input'!B151,\"\")","v":""},{"$f":"IFERROR('Cost scenario - input'!C151,\"\")","v":""},{"$f":"IFERROR(repcalc('Cost scenario - input'!$CY151:$GK151,'Cost scenario - input'!$J151,'Cost scenario - input'!$H151,'Cost scenario - input'!$I151,20,TRUE,TRUE),\"\")","v":""},"","","","","","","","","","","","","","","","","","","",{"$f":"IFERROR(IF(OR(D166=\"\",'Cost scenario - input'!$G151=\"\"),\"\",D166/'Cost scenario - input'!$G151),\"\")","v":""},{"$f":"IFERROR(IF(OR(E166=\"\",'Cost scenario - input'!$G151=\"\"),\"\",E166/'Cost scenario - input'!$G151),\"\")","v":""},{"$f":"IFERROR(IF(OR(F166=\"\",'Cost scenario - input'!$G151=\"\"),\"\",F166/'Cost scenario - input'!$G151),\"\")","v":""},{"$f":"IFERROR(IF(OR(G166=\"\",'Cost scenario - input'!$G151=\"\"),\"\",G166/'Cost scenario - input'!$G151),\"\")","v":""},{"$f":"IFERROR(IF(OR(H166=\"\",'Cost scenario - input'!$G151=\"\"),\"\",H166/'Cost scenario - input'!$G151),\"\")","v":""},{"$f":"IFERROR(IF(OR(I166=\"\",'Cost scenario - input'!$G151=\"\"),\"\",I166/'Cost scenario - input'!$G151),\"\")","v":""},{"$f":"IFERROR(IF(OR(J166=\"\",'Cost scenario - input'!$G151=\"\"),\"\",J166/'Cost scenario - input'!$G151),\"\")","v":""},{"$f":"IFERROR(IF(OR(K166=\"\",'Cost scenario - input'!$G151=\"\"),\"\",K166/'Cost scenario - input'!$G151),\"\")","v":""},{"$f":"IFERROR(IF(OR(L166=\"\",'Cost scenario - input'!$G151=\"\"),\"\",L166/'Cost scenario - input'!$G151),\"\")","v":""},{"$f":"IFERROR(IF(OR(M166=\"\",'Cost scenario - input'!$G151=\"\"),\"\",M166/'Cost scenario - input'!$G151),\"\")","v":""},{"$f":"IFERROR(IF(OR(N166=\"\",'Cost scenario - input'!$G151=\"\"),\"\",N166/'Cost scenario - input'!$G151),\"\")","v":""},{"$f":"IFERROR(IF(OR(O166=\"\",'Cost scenario - input'!$G151=\"\"),\"\",O166/'Cost scenario - input'!$G151),\"\")","v":""},{"$f":"IFERROR(IF(OR(P166=\"\",'Cost scenario - input'!$G151=\"\"),\"\",P166/'Cost scenario - input'!$G151),\"\")","v":""},{"$f":"IFERROR(IF(OR(Q166=\"\",'Cost scenario - input'!$G151=\"\"),\"\",Q166/'Cost scenario - input'!$G151),\"\")","v":""},{"$f":"IFERROR(IF(OR(R166=\"\",'Cost scenario - input'!$G151=\"\"),\"\",R166/'Cost scenario - input'!$G151),\"\")","v":""},{"$f":"IFERROR(IF(OR(S166=\"\",'Cost scenario - input'!$G151=\"\"),\"\",S166/'Cost scenario - input'!$G151),\"\")","v":""},{"$f":"IFERROR(IF(OR(T166=\"\",'Cost scenario - input'!$G151=\"\"),\"\",T166/'Cost scenario - input'!$G151),\"\")","v":""},{"$f":"IFERROR(IF(OR(U166=\"\",'Cost scenario - input'!$G151=\"\"),\"\",U166/'Cost scenario - input'!$G151),\"\")","v":""},{"$f":"IFERROR(IF(OR(V166=\"\",'Cost scenario - input'!$G151=\"\"),\"\",V166/'Cost scenario - input'!$G151),\"\")","v":""},{"$f":"IFERROR(IF(OR(W166=\"\",'Cost scenario - input'!$G151=\"\"),\"\",W166/'Cost scenario - input'!$G151),\"\")","v":""}]
[{"$f":"IFERROR('Cost scenario - input'!A152,\"\")","v":""},{"$f":"IFERROR('Cost scenario - input'!B152,\"\")","v":""},{"$f":"IFERROR('Cost scenario - input'!C152,\"\")","v":""},{"$f":"IFERROR(repcalc('Cost scenario - input'!$CY152:$GK152,'Cost scenario - input'!$J152,'Cost scenario - input'!$H152,'Cost scenario - input'!$I152,20,TRUE,TRUE),\"\")","v":""},"","","","","","","","","","","","","","","","","","","",{"$f":"IFERROR(IF(OR(D167=\"\",'Cost scenario - input'!$G152=\"\"),\"\",D167/'Cost scenario - input'!$G152),\"\")","v":""},{"$f":"IFERROR(IF(OR(E167=\"\",'Cost scenario - input'!$G152=\"\"),\"\",E167/'Cost scenario - input'!$G152),\"\")","v":""},{"$f":"IFERROR(IF(OR(F167=\"\",'Cost scenario - input'!$G152=\"\"),\"\",F167/'Cost scenario - input'!$G152),\"\")","v":""},{"$f":"IFERROR(IF(OR(G167=\"\",'Cost scenario - input'!$G152=\"\"),\"\",G167/'Cost scenario - input'!$G152),\"\")","v":""},{"$f":"IFERROR(IF(OR(H167=\"\",'Cost scenario - input'!$G152=\"\"),\"\",H167/'Cost scenario - input'!$G152),\"\")","v":""},{"$f":"IFERROR(IF(OR(I167=\"\",'Cost scenario - input'!$G152=\"\"),\"\",I167/'Cost scenario - input'!$G152),\"\")","v":""},{"$f":"IFERROR(IF(OR(J167=\"\",'Cost scenario - input'!$G152=\"\"),\"\",J167/'Cost scenario - input'!$G152),\"\")","v":""},{"$f":"IFERROR(IF(OR(K167=\"\",'Cost scenario - input'!$G152=\"\"),\"\",K167/'Cost scenario - input'!$G152),\"\")","v":""},{"$f":"IFERROR(IF(OR(L167=\"\",'Cost scenario - input'!$G152=\"\"),\"\",L167/'Cost scenario - input'!$G152),\"\")","v":""},{"$f":"IFERROR(IF(OR(M167=\"\",'Cost scenario - input'!$G152=\"\"),\"\",M167/'Cost scenario - input'!$G152),\"\")","v":""},{"$f":"IFERROR(IF(OR(N167=\"\",'Cost scenario - input'!$G152=\"\"),\"\",N167/'Cost scenario - input'!$G152),\"\")","v":""},{"$f":"IFERROR(IF(OR(O167=\"\",'Cost scenario - input'!$G152=\"\"),\"\",O167/'Cost scenario - input'!$G152),\"\")","v":""},{"$f":"IFERROR(IF(OR(P167=\"\",'Cost scenario - input'!$G152=\"\"),\"\",P167/'Cost scenario - input'!$G152),\"\")","v":""},{"$f":"IFERROR(IF(OR(Q167=\"\",'Cost scenario - input'!$G152=\"\"),\"\",Q167/'Cost scenario - input'!$G152),\"\")","v":""},{"$f":"IFERROR(IF(OR(R167=\"\",'Cost scenario - input'!$G152=\"\"),\"\",R167/'Cost scenario - input'!$G152),\"\")","v":""},{"$f":"IFERROR(IF(OR(S167=\"\",'Cost scenario - input'!$G152=\"\"),\"\",S167/'Cost scenario - input'!$G152),\"\")","v":""},{"$f":"IFERROR(IF(OR(T167=\"\",'Cost scenario - input'!$G152=\"\"),\"\",T167/'Cost scenario - input'!$G152),\"\")","v":""},{"$f":"IFERROR(IF(OR(U167=\"\",'Cost scenario - input'!$G152=\"\"),\"\",U167/'Cost scenario - input'!$G152),\"\")","v":""},{"$f":"IFERROR(IF(OR(V167=\"\",'Cost scenario - input'!$G152=\"\"),\"\",V167/'Cost scenario - input'!$G152),\"\")","v":""},{"$f":"IFERROR(IF(OR(W167=\"\",'Cost scenario - input'!$G152=\"\"),\"\",W167/'Cost scenario - input'!$G152),\"\")","v":""}]
[{"$f":"IFERROR('Cost scenario - input'!A153,\"\")","v":""},{"$f":"IFERROR('Cost scenario - input'!B153,\"\")","v":""},{"$f":"IFERROR('Cost scenario - input'!C153,\"\")","v":""},{"$f":"IFERROR(repcalc('Cost scenario - input'!$CY153:$GK153,'Cost scenario - input'!$J153,'Cost scenario - input'!$H153,'Cost scenario - input'!$I153,20,TRUE,TRUE),\"\")","v":""},"","","","","","","","","","","","","","","","","","","",{"$f":"IFERROR(IF(OR(D168=\"\",'Cost scenario - input'!$G153=\"\"),\"\",D168/'Cost scenario - input'!$G153),\"\")","v":""},{"$f":"IFERROR(IF(OR(E168=\"\",'Cost scenario - input'!$G153=\"\"),\"\",E168/'Cost scenario - input'!$G153),\"\")","v":""},{"$f":"IFERROR(IF(OR(F168=\"\",'Cost scenario - input'!$G153=\"\"),\"\",F168/'Cost scenario - input'!$G153),\"\")","v":""},{"$f":"IFERROR(IF(OR(G168=\"\",'Cost scenario - input'!$G153=\"\"),\"\",G168/'Cost scenario - input'!$G153),\"\")","v":""},{"$f":"IFERROR(IF(OR(H168=\"\",'Cost scenario - input'!$G153=\"\"),\"\",H168/'Cost scenario - input'!$G153),\"\")","v":""},{"$f":"IFERROR(IF(OR(I168=\"\",'Cost scenario - input'!$G153=\"\"),\"\",I168/'Cost scenario - input'!$G153),\"\")","v":""},{"$f":"IFERROR(IF(OR(J168=\"\",'Cost scenario - input'!$G153=\"\"),\"\",J168/'Cost scenario - input'!$G153),\"\")","v":""},{"$f":"IFERROR(IF(OR(K168=\"\",'Cost scenario - input'!$G153=\"\"),\"\",K168/'Cost scenario - input'!$G153),\"\")","v":""},{"$f":"IFERROR(IF(OR(L168=\"\",'Cost scenario - input'!$G153=\"\"),\"\",L168/'Cost scenario - input'!$G153),\"\")","v":""},{"$f":"IFERROR(IF(OR(M168=\"\",'Cost scenario - input'!$G153=\"\"),\"\",M168/'Cost scenario - input'!$G153),\"\")","v":""},{"$f":"IFERROR(IF(OR(N168=\"\",'Cost scenario - input'!$G153=\"\"),\"\",N168/'Cost scenario - input'!$G153),\"\")","v":""},{"$f":"IFERROR(IF(OR(O168=\"\",'Cost scenario - input'!$G153=\"\"),\"\",O168/'Cost scenario - input'!$G153),\"\")","v":""},{"$f":"IFERROR(IF(OR(P168=\"\",'Cost scenario - input'!$G153=\"\"),\"\",P168/'Cost scenario - input'!$G153),\"\")","v":""},{"$f":"IFERROR(IF(OR(Q168=\"\",'Cost scenario - input'!$G153=\"\"),\"\",Q168/'Cost scenario - input'!$G153),\"\")","v":""},{"$f":"IFERROR(IF(OR(R168=\"\",'Cost scenario - input'!$G153=\"\"),\"\",R168/'Cost scenario - input'!$G153),\"\")","v":""},{"$f":"IFERROR(IF(OR(S168=\"\",'Cost scenario - input'!$G153=\"\"),\"\",S168/'Cost scenario - input'!$G153),\"\")","v":""},{"$f":"IFERROR(IF(OR(T168=\"\",'Cost scenario - input'!$G153=\"\"),\"\",T168/'Cost scenario - input'!$G153),\"\")","v":""},{"$f":"IFERROR(IF(OR(U168=\"\",'Cost scenario - input'!$G153=\"\"),\"\",U168/'Cost scenario - input'!$G153),\"\")","v":""},{"$f":"IFERROR(IF(OR(V168=\"\",'Cost scenario - input'!$G153=\"\"),\"\",V168/'Cost scenario - input'!$G153),\"\")","v":""},{"$f":"IFERROR(IF(OR(W168=\"\",'Cost scenario - input'!$G153=\"\"),\"\",W168/'Cost scenario - input'!$G153),\"\")","v":""}]
[{"$f":"IFERROR('Cost scenario - input'!A154,\"\")","v":""},{"$f":"IFERROR('Cost scenario - input'!B154,\"\")","v":""},{"$f":"IFERROR('Cost scenario - input'!C154,\"\")","v":""},{"$f":"IFERROR(repcalc('Cost scenario - input'!$CY154:$GK154,'Cost scenario - input'!$J154,'Cost scenario - input'!$H154,'Cost scenario - input'!$I154,20,TRUE,TRUE),\"\")","v":""},"","","","","","","","","","","","","","","","","","","",{"$f":"IFERROR(IF(OR(D169=\"\",'Cost scenario - input'!$G154=\"\"),\"\",D169/'Cost scenario - input'!$G154),\"\")","v":""},{"$f":"IFERROR(IF(OR(E169=\"\",'Cost scenario - input'!$G154=\"\"),\"\",E169/'Cost scenario - input'!$G154),\"\")","v":""},{"$f":"IFERROR(IF(OR(F169=\"\",'Cost scenario - input'!$G154=\"\"),\"\",F169/'Cost scenario - input'!$G154),\"\")","v":""},{"$f":"IFERROR(IF(OR(G169=\"\",'Cost scenario - input'!$G154=\"\"),\"\",G169/'Cost scenario - input'!$G154),\"\")","v":""},{"$f":"IFERROR(IF(OR(H169=\"\",'Cost scenario - input'!$G154=\"\"),\"\",H169/'Cost scenario - input'!$G154),\"\")","v":""},{"$f":"IFERROR(IF(OR(I169=\"\",'Cost scenario - input'!$G154=\"\"),\"\",I169/'Cost scenario - input'!$G154),\"\")","v":""},{"$f":"IFERROR(IF(OR(J169=\"\",'Cost scenario - input'!$G154=\"\"),\"\",J169/'Cost scenario - input'!$G154),\"\")","v":""},{"$f":"IFERROR(IF(OR(K169=\"\",'Cost scenario - input'!$G154=\"\"),\"\",K169/'Cost scenario - input'!$G154),\"\")","v":""},{"$f":"IFERROR(IF(OR(L169=\"\",'Cost scenario - input'!$G154=\"\"),\"\",L169/'Cost scenario - input'!$G154),\"\")","v":""},{"$f":"IFERROR(IF(OR(M169=\"\",'Cost scenario - input'!$G154=\"\"),\"\",M169/'Cost scenario - input'!$G154),\"\")","v":""},{"$f":"IFERROR(IF(OR(N169=\"\",'Cost scenario - input'!$G154=\"\"),\"\",N169/'Cost scenario - input'!$G154),\"\")","v":""},{"$f":"IFERROR(IF(OR(O169=\"\",'Cost scenario - input'!$G154=\"\"),\"\",O169/'Cost scenario - input'!$G154),\"\")","v":""},{"$f":"IFERROR(IF(OR(P169=\"\",'Cost scenario - input'!$G154=\"\"),\"\",P169/'Cost scenario - input'!$G154),\"\")","v":""},{"$f":"IFERROR(IF(OR(Q169=\"\",'Cost scenario - input'!$G154=\"\"),\"\",Q169/'Cost scenario - input'!$G154),\"\")","v":""},{"$f":"IFERROR(IF(OR(R169=\"\",'Cost scenario - input'!$G154=\"\"),\"\",R169/'Cost scenario - input'!$G154),\"\")","v":""},{"$f":"IFERROR(IF(OR(S169=\"\",'Cost scenario - input'!$G154=\"\"),\"\",S169/'Cost scenario - input'!$G154),\"\")","v":""},{"$f":"IFERROR(IF(OR(T169=\"\",'Cost scenario - input'!$G154=\"\"),\"\",T169/'Cost scenario - input'!$G154),\"\")","v":""},{"$f":"IFERROR(IF(OR(U169=\"\",'Cost scenario - input'!$G154=\"\"),\"\",U169/'Cost scenario - input'!$G154),\"\")","v":""},{"$f":"IFERROR(IF(OR(V169=\"\",'Cost scenario - input'!$G154=\"\"),\"\",V169/'Cost scenario - input'!$G154),\"\")","v":""},{"$f":"IFERROR(IF(OR(W169=\"\",'Cost scenario - input'!$G154=\"\"),\"\",W169/'Cost scenario - input'!$G154),\"\")","v":""}]
[{"$f":"IFERROR('Cost scenario - input'!A155,\"\")","v":""},{"$f":"IFERROR('Cost scenario - input'!B155,\"\")","v":""},{"$f":"IFERROR('Cost scenario - input'!C155,\"\")","v":""},{"$f":"IFERROR(repcalc('Cost scenario - input'!$CY155:$GK155,'Cost scenario - input'!$J155,'Cost scenario - input'!$H155,'Cost scenario - input'!$I155,20,TRUE,TRUE),\"\")","v":""},"","","","","","","","","","","","","","","","","","","",{"$f":"IFERROR(IF(OR(D170=\"\",'Cost scenario - input'!$G155=\"\"),\"\",D170/'Cost scenario - input'!$G155),\"\")","v":""},{"$f":"IFERROR(IF(OR(E170=\"\",'Cost scenario - input'!$G155=\"\"),\"\",E170/'Cost scenario - input'!$G155),\"\")","v":""},{"$f":"IFERROR(IF(OR(F170=\"\",'Cost scenario - input'!$G155=\"\"),\"\",F170/'Cost scenario - input'!$G155),\"\")","v":""},{"$f":"IFERROR(IF(OR(G170=\"\",'Cost scenario - input'!$G155=\"\"),\"\",G170/'Cost scenario - input'!$G155),\"\")","v":""},{"$f":"IFERROR(IF(OR(H170=\"\",'Cost scenario - input'!$G155=\"\"),\"\",H170/'Cost scenario - input'!$G155),\"\")","v":""},{"$f":"IFERROR(IF(OR(I170=\"\",'Cost scenario - input'!$G155=\"\"),\"\",I170/'Cost scenario - input'!$G155),\"\")","v":""},{"$f":"IFERROR(IF(OR(J170=\"\",'Cost scenario - input'!$G155=\"\"),\"\",J170/'Cost scenario - input'!$G155),\"\")","v":""},{"$f":"IFERROR(IF(OR(K170=\"\",'Cost scenario - input'!$G155=\"\"),\"\",K170/'Cost scenario - input'!$G155),\"\")","v":""},{"$f":"IFERROR(IF(OR(L170=\"\",'Cost scenario - input'!$G155=\"\"),\"\",L170/'Cost scenario - input'!$G155),\"\")","v":""},{"$f":"IFERROR(IF(OR(M170=\"\",'Cost scenario - input'!$G155=\"\"),\"\",M170/'Cost scenario - input'!$G155),\"\")","v":""},{"$f":"IFERROR(IF(OR(N170=\"\",'Cost scenario - input'!$G155=\"\"),\"\",N170/'Cost scenario - input'!$G155),\"\")","v":""},{"$f":"IFERROR(IF(OR(O170=\"\",'Cost scenario - input'!$G155=\"\"),\"\",O170/'Cost scenario - input'!$G155),\"\")","v":""},{"$f":"IFERROR(IF(OR(P170=\"\",'Cost scenario - input'!$G155=\"\"),\"\",P170/'Cost scenario - input'!$G155),\"\")","v":""},{"$f":"IFERROR(IF(OR(Q170=\"\",'Cost scenario - input'!$G155=\"\"),\"\",Q170/'Cost scenario - input'!$G155),\"\")","v":""},{"$f":"IFERROR(IF(OR(R170=\"\",'Cost scenario - input'!$G155=\"\"),\"\",R170/'Cost scenario - input'!$G155),\"\")","v":""},{"$f":"IFERROR(IF(OR(S170=\"\",'Cost scenario - input'!$G155=\"\"),\"\",S170/'Cost scenario - input'!$G155),\"\")","v":""},{"$f":"IFERROR(IF(OR(T170=\"\",'Cost scenario - input'!$G155=\"\"),\"\",T170/'Cost scenario - input'!$G155),\"\")","v":""},{"$f":"IFERROR(IF(OR(U170=\"\",'Cost scenario - input'!$G155=\"\"),\"\",U170/'Cost scenario - input'!$G155),\"\")","v":""},{"$f":"IFERROR(IF(OR(V170=\"\",'Cost scenario - input'!$G155=\"\"),\"\",V170/'Cost scenario - input'!$G155),\"\")","v":""},{"$f":"IFERROR(IF(OR(W170=\"\",'Cost scenario - input'!$G155=\"\"),\"\",W170/'Cost scenario - input'!$G155),\"\")","v":""}]
[{"$f":"IFERROR('Cost scenario - input'!A156,\"\")","v":""},{"$f":"IFERROR('Cost scenario - input'!B156,\"\")","v":""},{"$f":"IFERROR('Cost scenario - input'!C156,\"\")","v":""},{"$f":"IFERROR(repcalc('Cost scenario - input'!$CY156:$GK156,'Cost scenario - input'!$J156,'Cost scenario - input'!$H156,'Cost scenario - input'!$I156,20,TRUE,TRUE),\"\")","v":""},"","","","","","","","","","","","","","","","","","","",{"$f":"IFERROR(IF(OR(D171=\"\",'Cost scenario - input'!$G156=\"\"),\"\",D171/'Cost scenario - input'!$G156),\"\")","v":""},{"$f":"IFERROR(IF(OR(E171=\"\",'Cost scenario - input'!$G156=\"\"),\"\",E171/'Cost scenario - input'!$G156),\"\")","v":""},{"$f":"IFERROR(IF(OR(F171=\"\",'Cost scenario - input'!$G156=\"\"),\"\",F171/'Cost scenario - input'!$G156),\"\")","v":""},{"$f":"IFERROR(IF(OR(G171=\"\",'Cost scenario - input'!$G156=\"\"),\"\",G171/'Cost scenario - input'!$G156),\"\")","v":""},{"$f":"IFERROR(IF(OR(H171=\"\",'Cost scenario - input'!$G156=\"\"),\"\",H171/'Cost scenario - input'!$G156),\"\")","v":""},{"$f":"IFERROR(IF(OR(I171=\"\",'Cost scenario - input'!$G156=\"\"),\"\",I171/'Cost scenario - input'!$G156),\"\")","v":""},{"$f":"IFERROR(IF(OR(J171=\"\",'Cost scenario - input'!$G156=\"\"),\"\",J171/'Cost scenario - input'!$G156),\"\")","v":""},{"$f":"IFERROR(IF(OR(K171=\"\",'Cost scenario - input'!$G156=\"\"),\"\",K171/'Cost scenario - input'!$G156),\"\")","v":""},{"$f":"IFERROR(IF(OR(L171=\"\",'Cost scenario - input'!$G156=\"\"),\"\",L171/'Cost scenario - input'!$G156),\"\")","v":""},{"$f":"IFERROR(IF(OR(M171=\"\",'Cost scenario - input'!$G156=\"\"),\"\",M171/'Cost scenario - input'!$G156),\"\")","v":""},{"$f":"IFERROR(IF(OR(N171=\"\",'Cost scenario - input'!$G156=\"\"),\"\",N171/'Cost scenario - input'!$G156),\"\")","v":""},{"$f":"IFERROR(IF(OR(O171=\"\",'Cost scenario - input'!$G156=\"\"),\"\",O171/'Cost scenario - input'!$G156),\"\")","v":""},{"$f":"IFERROR(IF(OR(P171=\"\",'Cost scenario - input'!$G156=\"\"),\"\",P171/'Cost scenario - input'!$G156),\"\")","v":""},{"$f":"IFERROR(IF(OR(Q171=\"\",'Cost scenario - input'!$G156=\"\"),\"\",Q171/'Cost scenario - input'!$G156),\"\")","v":""},{"$f":"IFERROR(IF(OR(R171=\"\",'Cost scenario - input'!$G156=\"\"),\"\",R171/'Cost scenario - input'!$G156),\"\")","v":""},{"$f":"IFERROR(IF(OR(S171=\"\",'Cost scenario - input'!$G156=\"\"),\"\",S171/'Cost scenario - input'!$G156),\"\")","v":""},{"$f":"IFERROR(IF(OR(T171=\"\",'Cost scenario - input'!$G156=\"\"),\"\",T171/'Cost scenario - input'!$G156),\"\")","v":""},{"$f":"IFERROR(IF(OR(U171=\"\",'Cost scenario - input'!$G156=\"\"),\"\",U171/'Cost scenario - input'!$G156),\"\")","v":""},{"$f":"IFERROR(IF(OR(V171=\"\",'Cost scenario - input'!$G156=\"\"),\"\",V171/'Cost scenario - input'!$G156),\"\")","v":""},{"$f":"IFERROR(IF(OR(W171=\"\",'Cost scenario - input'!$G156=\"\"),\"\",W171/'Cost scenario - input'!$G156),\"\")","v":""}]
[{"$f":"IFERROR('Cost scenario - input'!A157,\"\")","v":""},{"$f":"IFERROR('Cost scenario - input'!B157,\"\")","v":""},{"$f":"IFERROR('Cost scenario - input'!C157,\"\")","v":""},{"$f":"IFERROR(repcalc('Cost scenario - input'!$CY157:$GK157,'Cost scenario - input'!$J157,'Cost scenario - input'!$H157,'Cost scenario - input'!$I157,20,TRUE,TRUE),\"\")","v":""},"","","","","","","","","","","","","","","","","","","",{"$f":"IFERROR(IF(OR(D172=\"\",'Cost scenario - input'!$G157=\"\"),\"\",D172/'Cost scenario - input'!$G157),\"\")","v":""},{"$f":"IFERROR(IF(OR(E172=\"\",'Cost scenario - input'!$G157=\"\"),\"\",E172/'Cost scenario - input'!$G157),\"\")","v":""},{"$f":"IFERROR(IF(OR(F172=\"\",'Cost scenario - input'!$G157=\"\"),\"\",F172/'Cost scenario - input'!$G157),\"\")","v":""},{"$f":"IFERROR(IF(OR(G172=\"\",'Cost scenario - input'!$G157=\"\"),\"\",G172/'Cost scenario - input'!$G157),\"\")","v":""},{"$f":"IFERROR(IF(OR(H172=\"\",'Cost scenario - input'!$G157=\"\"),\"\",H172/'Cost scenario - input'!$G157),\"\")","v":""},{"$f":"IFERROR(IF(OR(I172=\"\",'Cost scenario - input'!$G157=\"\"),\"\",I172/'Cost scenario - input'!$G157),\"\")","v":""},{"$f":"IFERROR(IF(OR(J172=\"\",'Cost scenario - input'!$G157=\"\"),\"\",J172/'Cost scenario - input'!$G157),\"\")","v":""},{"$f":"IFERROR(IF(OR(K172=\"\",'Cost scenario - input'!$G157=\"\"),\"\",K172/'Cost scenario - input'!$G157),\"\")","v":""},{"$f":"IFERROR(IF(OR(L172=\"\",'Cost scenario - input'!$G157=\"\"),\"\",L172/'Cost scenario - input'!$G157),\"\")","v":""},{"$f":"IFERROR(IF(OR(M172=\"\",'Cost scenario - input'!$G157=\"\"),\"\",M172/'Cost scenario - input'!$G157),\"\")","v":""},{"$f":"IFERROR(IF(OR(N172=\"\",'Cost scenario - input'!$G157=\"\"),\"\",N172/'Cost scenario - input'!$G157),\"\")","v":""},{"$f":"IFERROR(IF(OR(O172=\"\",'Cost scenario - input'!$G157=\"\"),\"\",O172/'Cost scenario - input'!$G157),\"\")","v":""},{"$f":"IFERROR(IF(OR(P172=\"\",'Cost scenario - input'!$G157=\"\"),\"\",P172/'Cost scenario - input'!$G157),\"\")","v":""},{"$f":"IFERROR(IF(OR(Q172=\"\",'Cost scenario - input'!$G157=\"\"),\"\",Q172/'Cost scenario - input'!$G157),\"\")","v":""},{"$f":"IFERROR(IF(OR(R172=\"\",'Cost scenario - input'!$G157=\"\"),\"\",R172/'Cost scenario - input'!$G157),\"\")","v":""},{"$f":"IFERROR(IF(OR(S172=\"\",'Cost scenario - input'!$G157=\"\"),\"\",S172/'Cost scenario - input'!$G157),\"\")","v":""},{"$f":"IFERROR(IF(OR(T172=\"\",'Cost scenario - input'!$G157=\"\"),\"\",T172/'Cost scenario - input'!$G157),\"\")","v":""},{"$f":"IFERROR(IF(OR(U172=\"\",'Cost scenario - input'!$G157=\"\"),\"\",U172/'Cost scenario - input'!$G157),\"\")","v":""},{"$f":"IFERROR(IF(OR(V172=\"\",'Cost scenario - input'!$G157=\"\"),\"\",V172/'Cost scenario - input'!$G157),\"\")","v":""},{"$f":"IFERROR(IF(OR(W172=\"\",'Cost scenario - input'!$G157=\"\"),\"\",W172/'Cost scenario - input'!$G157),\"\")","v":""}]
[{"$f":"IFERROR('Cost scenario - input'!A158,\"\")","v":""},{"$f":"IFERROR('Cost scenario - input'!B158,\"\")","v":""},{"$f":"IFERROR('Cost scenario - input'!C158,\"\")","v":""},{"$f":"IFERROR(repcalc('Cost scenario - input'!$CY158:$GK158,'Cost scenario - input'!$J158,'Cost scenario - input'!$H158,'Cost scenario - input'!$I158,20,TRUE,TRUE),\"\")","v":""},"","","","","","","","","","","","","","","","","","","",{"$f":"IFERROR(IF(OR(D173=\"\",'Cost scenario - input'!$G158=\"\"),\"\",D173/'Cost scenario - input'!$G158),\"\")","v":""},{"$f":"IFERROR(IF(OR(E173=\"\",'Cost scenario - input'!$G158=\"\"),\"\",E173/'Cost scenario - input'!$G158),\"\")","v":""},{"$f":"IFERROR(IF(OR(F173=\"\",'Cost scenario - input'!$G158=\"\"),\"\",F173/'Cost scenario - input'!$G158),\"\")","v":""},{"$f":"IFERROR(IF(OR(G173=\"\",'Cost scenario - input'!$G158=\"\"),\"\",G173/'Cost scenario - input'!$G158),\"\")","v":""},{"$f":"IFERROR(IF(OR(H173=\"\",'Cost scenario - input'!$G158=\"\"),\"\",H173/'Cost scenario - input'!$G158),\"\")","v":""},{"$f":"IFERROR(IF(OR(I173=\"\",'Cost scenario - input'!$G158=\"\"),\"\",I173/'Cost scenario - input'!$G158),\"\")","v":""},{"$f":"IFERROR(IF(OR(J173=\"\",'Cost scenario - input'!$G158=\"\"),\"\",J173/'Cost scenario - input'!$G158),\"\")","v":""},{"$f":"IFERROR(IF(OR(K173=\"\",'Cost scenario - input'!$G158=\"\"),\"\",K173/'Cost scenario - input'!$G158),\"\")","v":""},{"$f":"IFERROR(IF(OR(L173=\"\",'Cost scenario - input'!$G158=\"\"),\"\",L173/'Cost scenario - input'!$G158),\"\")","v":""},{"$f":"IFERROR(IF(OR(M173=\"\",'Cost scenario - input'!$G158=\"\"),\"\",M173/'Cost scenario - input'!$G158),\"\")","v":""},{"$f":"IFERROR(IF(OR(N173=\"\",'Cost scenario - input'!$G158=\"\"),\"\",N173/'Cost scenario - input'!$G158),\"\")","v":""},{"$f":"IFERROR(IF(OR(O173=\"\",'Cost scenario - input'!$G158=\"\"),\"\",O173/'Cost scenario - input'!$G158),\"\")","v":""},{"$f":"IFERROR(IF(OR(P173=\"\",'Cost scenario - input'!$G158=\"\"),\"\",P173/'Cost scenario - input'!$G158),\"\")","v":""},{"$f":"IFERROR(IF(OR(Q173=\"\",'Cost scenario - input'!$G158=\"\"),\"\",Q173/'Cost scenario - input'!$G158),\"\")","v":""},{"$f":"IFERROR(IF(OR(R173=\"\",'Cost scenario - input'!$G158=\"\"),\"\",R173/'Cost scenario - input'!$G158),\"\")","v":""},{"$f":"IFERROR(IF(OR(S173=\"\",'Cost scenario - input'!$G158=\"\"),\"\",S173/'Cost scenario - input'!$G158),\"\")","v":""},{"$f":"IFERROR(IF(OR(T173=\"\",'Cost scenario - input'!$G158=\"\"),\"\",T173/'Cost scenario - input'!$G158),\"\")","v":""},{"$f":"IFERROR(IF(OR(U173=\"\",'Cost scenario - input'!$G158=\"\"),\"\",U173/'Cost scenario - input'!$G158),\"\")","v":""},{"$f":"IFERROR(IF(OR(V173=\"\",'Cost scenario - input'!$G158=\"\"),\"\",V173/'Cost scenario - input'!$G158),\"\")","v":""},{"$f":"IFERROR(IF(OR(W173=\"\",'Cost scenario - input'!$G158=\"\"),\"\",W173/'Cost scenario - input'!$G158),\"\")","v":""}]
[{"$f":"IFERROR('Cost scenario - input'!A159,\"\")","v":""},{"$f":"IFERROR('Cost scenario - input'!B159,\"\")","v":""},{"$f":"IFERROR('Cost scenario - input'!C159,\"\")","v":""},{"$f":"IFERROR(repcalc('Cost scenario - input'!$CY159:$GK159,'Cost scenario - input'!$J159,'Cost scenario - input'!$H159,'Cost scenario - input'!$I159,20,TRUE,TRUE),\"\")","v":""},"","","","","","","","","","","","","","","","","","","",{"$f":"IFERROR(IF(OR(D174=\"\",'Cost scenario - input'!$G159=\"\"),\"\",D174/'Cost scenario - input'!$G159),\"\")","v":""},{"$f":"IFERROR(IF(OR(E174=\"\",'Cost scenario - input'!$G159=\"\"),\"\",E174/'Cost scenario - input'!$G159),\"\")","v":""},{"$f":"IFERROR(IF(OR(F174=\"\",'Cost scenario - input'!$G159=\"\"),\"\",F174/'Cost scenario - input'!$G159),\"\")","v":""},{"$f":"IFERROR(IF(OR(G174=\"\",'Cost scenario - input'!$G159=\"\"),\"\",G174/'Cost scenario - input'!$G159),\"\")","v":""},{"$f":"IFERROR(IF(OR(H174=\"\",'Cost scenario - input'!$G159=\"\"),\"\",H174/'Cost scenario - input'!$G159),\"\")","v":""},{"$f":"IFERROR(IF(OR(I174=\"\",'Cost scenario - input'!$G159=\"\"),\"\",I174/'Cost scenario - input'!$G159),\"\")","v":""},{"$f":"IFERROR(IF(OR(J174=\"\",'Cost scenario - input'!$G159=\"\"),\"\",J174/'Cost scenario - input'!$G159),\"\")","v":""},{"$f":"IFERROR(IF(OR(K174=\"\",'Cost scenario - input'!$G159=\"\"),\"\",K174/'Cost scenario - input'!$G159),\"\")","v":""},{"$f":"IFERROR(IF(OR(L174=\"\",'Cost scenario - input'!$G159=\"\"),\"\",L174/'Cost scenario - input'!$G159),\"\")","v":""},{"$f":"IFERROR(IF(OR(M174=\"\",'Cost scenario - input'!$G159=\"\"),\"\",M174/'Cost scenario - input'!$G159),\"\")","v":""},{"$f":"IFERROR(IF(OR(N174=\"\",'Cost scenario - input'!$G159=\"\"),\"\",N174/'Cost scenario - input'!$G159),\"\")","v":""},{"$f":"IFERROR(IF(OR(O174=\"\",'Cost scenario - input'!$G159=\"\"),\"\",O174/'Cost scenario - input'!$G159),\"\")","v":""},{"$f":"IFERROR(IF(OR(P174=\"\",'Cost scenario - input'!$G159=\"\"),\"\",P174/'Cost scenario - input'!$G159),\"\")","v":""},{"$f":"IFERROR(IF(OR(Q174=\"\",'Cost scenario - input'!$G159=\"\"),\"\",Q174/'Cost scenario - input'!$G159),\"\")","v":""},{"$f":"IFERROR(IF(OR(R174=\"\",'Cost scenario - input'!$G159=\"\"),\"\",R174/'Cost scenario - input'!$G159),\"\")","v":""},{"$f":"IFERROR(IF(OR(S174=\"\",'Cost scenario - input'!$G159=\"\"),\"\",S174/'Cost scenario - input'!$G159),\"\")","v":""},{"$f":"IFERROR(IF(OR(T174=\"\",'Cost scenario - input'!$G159=\"\"),\"\",T174/'Cost scenario - input'!$G159),\"\")","v":""},{"$f":"IFERROR(IF(OR(U174=\"\",'Cost scenario - input'!$G159=\"\"),\"\",U174/'Cost scenario - input'!$G159),\"\")","v":""},{"$f":"IFERROR(IF(OR(V174=\"\",'Cost scenario - input'!$G159=\"\"),\"\",V174/'Cost scenario - input'!$G159),\"\")","v":""},{"$f":"IFERROR(IF(OR(W174=\"\",'Cost scenario - input'!$G159=\"\"),\"\",W174/'Cost scenario - input'!$G159),\"\")","v":""}]
[{"$f":"IFERROR('Cost scenario - input'!A160,\"\")","v":""},{"$f":"IFERROR('Cost scenario - input'!B160,\"\")","v":""},{"$f":"IFERROR('Cost scenario - input'!C160,\"\")","v":""},{"$f":"IFERROR(repcalc('Cost scenario - input'!$CY160:$GK160,'Cost scenario - input'!$J160,'Cost scenario - input'!$H160,'Cost scenario - input'!$I160,20,TRUE,TRUE),\"\")","v":""},"","","","","","","","","","","","","","","","","","","",{"$f":"IFERROR(IF(OR(D175=\"\",'Cost scenario - input'!$G160=\"\"),\"\",D175/'Cost scenario - input'!$G160),\"\")","v":""},{"$f":"IFERROR(IF(OR(E175=\"\",'Cost scenario - input'!$G160=\"\"),\"\",E175/'Cost scenario - input'!$G160),\"\")","v":""},{"$f":"IFERROR(IF(OR(F175=\"\",'Cost scenario - input'!$G160=\"\"),\"\",F175/'Cost scenario - input'!$G160),\"\")","v":""},{"$f":"IFERROR(IF(OR(G175=\"\",'Cost scenario - input'!$G160=\"\"),\"\",G175/'Cost scenario - input'!$G160),\"\")","v":""},{"$f":"IFERROR(IF(OR(H175=\"\",'Cost scenario - input'!$G160=\"\"),\"\",H175/'Cost scenario - input'!$G160),\"\")","v":""},{"$f":"IFERROR(IF(OR(I175=\"\",'Cost scenario - input'!$G160=\"\"),\"\",I175/'Cost scenario - input'!$G160),\"\")","v":""},{"$f":"IFERROR(IF(OR(J175=\"\",'Cost scenario - input'!$G160=\"\"),\"\",J175/'Cost scenario - input'!$G160),\"\")","v":""},{"$f":"IFERROR(IF(OR(K175=\"\",'Cost scenario - input'!$G160=\"\"),\"\",K175/'Cost scenario - input'!$G160),\"\")","v":""},{"$f":"IFERROR(IF(OR(L175=\"\",'Cost scenario - input'!$G160=\"\"),\"\",L175/'Cost scenario - input'!$G160),\"\")","v":""},{"$f":"IFERROR(IF(OR(M175=\"\",'Cost scenario - input'!$G160=\"\"),\"\",M175/'Cost scenario - input'!$G160),\"\")","v":""},{"$f":"IFERROR(IF(OR(N175=\"\",'Cost scenario - input'!$G160=\"\"),\"\",N175/'Cost scenario - input'!$G160),\"\")","v":""},{"$f":"IFERROR(IF(OR(O175=\"\",'Cost scenario - input'!$G160=\"\"),\"\",O175/'Cost scenario - input'!$G160),\"\")","v":""},{"$f":"IFERROR(IF(OR(P175=\"\",'Cost scenario - input'!$G160=\"\"),\"\",P175/'Cost scenario - input'!$G160),\"\")","v":""},{"$f":"IFERROR(IF(OR(Q175=\"\",'Cost scenario - input'!$G160=\"\"),\"\",Q175/'Cost scenario - input'!$G160),\"\")","v":""},{"$f":"IFERROR(IF(OR(R175=\"\",'Cost scenario - input'!$G160=\"\"),\"\",R175/'Cost scenario - input'!$G160),\"\")","v":""},{"$f":"IFERROR(IF(OR(S175=\"\",'Cost scenario - input'!$G160=\"\"),\"\",S175/'Cost scenario - input'!$G160),\"\")","v":""},{"$f":"IFERROR(IF(OR(T175=\"\",'Cost scenario - input'!$G160=\"\"),\"\",T175/'Cost scenario - input'!$G160),\"\")","v":""},{"$f":"IFERROR(IF(OR(U175=\"\",'Cost scenario - input'!$G160=\"\"),\"\",U175/'Cost scenario - input'!$G160),\"\")","v":""},{"$f":"IFERROR(IF(OR(V175=\"\",'Cost scenario - input'!$G160=\"\"),\"\",V175/'Cost scenario - input'!$G160),\"\")","v":""},{"$f":"IFERROR(IF(OR(W175=\"\",'Cost scenario - input'!$G160=\"\"),\"\",W175/'Cost scenario - input'!$G160),\"\")","v":""}]

{"sheet":"Lives scenario - input","index":4,"n_rows":190,"n_cols":192,"rows_kept":190,"cut":false,"hidden":false,"merged":[[1,3,1,4],[2,5,3,5],[2,6,3,7],[2,8,3,8],[2,3,3,3],[2,4,3,4]]}
[null,"Unit cost - historical"]
[null,"Replacement lives - comparative",null,"Asset lives"]
[null,null,null,"Historical","NEM median","Unit cost","Replacement \nlife",null,"Method","Volume",null,null,null,null,null,null,null,null,null,null,null,null,null,null,null,null,null,null,null,null,null,null,null,null,null,null,null,null,null,null,null,null,null,null,null,null,null,null,null,null,null,null,null,null,null,null,null,null,null,null,null,null,null,null,null,null,null,null,null,null,null,null,null,null,null,null,null,null,null,null,null,null,null,null,null,null,null,null,null,null,null,null,null,null,null,null,null,null,null,null,null,"Replacement Cost (NOT depreciated)"]
[null,null,null,null,null,null,null,null,null,"Installation date",null,null,null,null,null,null,null,null,null,null,null,null,null,null,null,null,null,null,null,null,null,null,null,null,null,null,null,null,null,null,null,null,null,null,null,null,null,null,null,null,null,null,null,null,null,null,null,null,null,null,null,null,null,null,null,null,null,null,null,null,null,null,null,null,null,null,null,null,null,null,null,null,null,null,null,null,null,null,null,null,null,null,null,null,null,null,null,null,null,null,null,"Installation date"]
["ID","Asset group","Asset category",null,null,"$ ('000)","μ","σ","#",2019,2018,2017,2016,2015,2014,2013,2012,2011,2010,2009,2008,2007,2006,2005,2004,2003,2002,2001,2000,1999,1998,1997,1996,1995,1994,1993,1992,1991,1990,1989,1988,1987,1986,1985,1984,1983,1982,1981,1980,1979,1978,1977,1976,1975,1974,1973,1972,1971,1970,1969,1968,1967,1966,1965,1964,1963,1962,1961,1960,1959,1958,1957,1956,1955,1954,1953,1952,1951,1950,1949,1948,1947,1946,1945,1944,1943,1942,1941,1940,1939,1938,1937,1936,1935,1934,1933,1932,1931,1930,1929,null,2019,2018,2017,2016,2015,2014,2013,2012,2011,2010,2009,2008,2007,2006,2005,2004,2003,2002,2001,2000,1999,1998,1997,1996,1995,1994,1993,1992,1991,1990,1989,1988,1987,1986,1985,1984,1983,1982,1981,1980,1979,1978,1977,1976,1975,1974,1973,1972,1971,1970,1969,1968,1967,1966,1965,1964,1963,1962,1961,1960,1959,1958,1957,1956,1955,1954,1953,1952,1951,1950,1949,1948,1947,1946,1945,1944,1943,1942,1941,1940,1939,1938,1937,1936,1935,1934,1933,1932,1931,1930,1929]
[1,"OVERHEAD CONDUCTORS","˂ = 1 kv",92.574906224437314,71.976305130281446,25.266876219414822,92.574906224437314,9.621585431956488,2,31.329000000000001,44.421830117111398,21.137487435697501,20.368571687374601,42.919122565615901,151.25835353478101,205.106703380287,188.26886608882299,93.950664624078797,89.443227855359694,96.478567162209998,105.37424508802199,38.175109092234898,91.036894423374704,59.773626329194201,46.365080839976301,51.7338842200665,45.275390327973803,67.456048292637306,143.274377315533,9.4738783134013005,90.198062430217405,5.06299014493732,157.79337292851801,88.3964654981785,117.50889231819799,4.1549874506241897,362.11748907212097,246.44953396768199,256.189717886447,283.84178599094099,155.07535772941901,273.03438316143303,404.68659624611701,315.53762018113599,424.95188282108103,392.84845986912302,311.84540970639802,454.43556347478398,563.21417464310503,639.58789039767805,425.48481454988001,821.929407076796,938.66287664158301,1181.52484496037,1329.81649168841,1486.86906329168,1127.2199675182401,2373.3955826770298,2420.2080415984401,1844.42679008344,3666.1906265431298,1854.8468416569201,3231.7895294016298,4075.9930162436099,4147.5251400896695,3984.5851997987002,3624.0605738230402,4310.0402253912798,3057.4466007864899,2650.2317796636098,3492.2140337779101,2340.9853810427799,1702.2231786550501,5020.5552435043901,2321.75928156803,1188.2658964548,478.47355268674602,18.038857868181001,54.169097390310199,10.4521769580904,21.4464755594779,145.605254770166,103.86315762867901,127.906528915297,51.7495477203801,56.355118196373098,102.122396502406,97.584278366056594,583.05831864043103,302.36647629118102,256.62404826867299,262.799761768618,221.93919120461501,312.89947478379298,85.940245145047001,24.659044831527101,15.104842617715301,0.98810591682826998,4.1026636684764801,0.117319142214933,null,{"$f":"IFERROR($F6*J6,\"\")","v":791.58596507804702},{"$f":"IFERROR($F6*K6,\"\")","v":1122.4008830089272},534.07827862720478,514.65017959117131,1084.4321573113104,3821.8260959157983,5182.4056860819437,4756.966135435875,2373.8398137883541,2259.9509668862893,2437.7120143140596,2662.478007353332,964.56575609615652,2300.2179427953442,1510.2928176453047,1171.5007584868431,1307.153648937958,{"$f":"IFERROR($F6*AA6,\"\")","v":1143.967683202605},1704.4036224609354,3620.0959570453074,239.37531066250912,2279.0232786553538,127.92594529224837,3986.9456220288262,2233.5025519762494,2969.0826368844541,104.98355360814335,9149.577773270581,6227.0098690938894,6473.1138905236594,7171.7952725307377,3918.2698684307038,6898.7259629842065,{"$f":"IFERROR($F6*AQ6,\"\")","v":10225.166135006941},7972.6499916854918,10737.206622447526,9926.0534085008821,7879.3593666442603,11482.167132017394,14230.662835727217,16160.388058114786,10750.672142472489,20767.588589706422,23717.078715862721,29853.442007776957,33600.308690027538,37568.536576668143,28481.32739133617,59968.292407206427,{"$f":"IFERROR($F6*BG6,\"\")","v":61151.097012300146},46602.903400810887,92633.184757644136,46866.185554117925,81657.226006591853,102987.61101262656,104795.0043315568,100678.02102902603,91568.689930448207,108901.25287566023,77252.124809542845,66963.078329519893,88237.339723169789,59149.387854267559,43009.862352895994,126853.74789035946,{"$f":"IFERROR($F6*BW6,\"\")","v":58663.604378656899},30023.767321475421,12089.532029999667,455.7855888949465,1368.6838786783942,264.0938614234899,541.8854433040334,3678.9899491741439,2624.2975475614026,3231.7984337578123,1307.5494166615445,1423.9177957982511,2580.3139516562937,2465.6498824360715,14732.062365787897,7639.8563293498974,{"$f":"IFERROR($F6*CM6,\"\")","v":6484.088062529695},6640.1290510993749,5607.7100724040465,7905.9922984820068,2171.441536346068,623.05703344719609,381.65218873555426,24.966349892171294,103.66149508128555,2.9642882445126362]
[1,"OVERHEAD CONDUCTORS","˃ 11 kv & < = 22 kv ; swer",92.574906224437314,67.548460114723383,9.3556084586621804,92.574906224437314,9.621585431956488,2,3.63,2.1926317885199902,5.4367268036042402,21.752890751975901,7.14715461349134,70.821542311871397,3.6018516245302998,9.0240417012632594,21.724112043425698,35.7203065397822,14.2224756921372,23.5905466039994,12.1494704039831,26.4921500756748,26.295747078399,12.519890437232201,16.7405043806538,9.5692445725557302,24.6860342755554,51.602609718829697,0.24304150913634101,54.0871334118346,0.71480724192065903,58.818735227066497,61.2137063099632,64.567911423017904,0.81265164077523699,100.742579175128,61.619964869801002,191.14024455677199,89.464522337742494,120.22178166004301,168.49573448347101,99.931725382196504,69.585837723047106,69.771020216475094,57.219775973362601,187.65794621635999,135.514365720977,341.80821828051398,120.500866976075,240.66227181170601,412.17368159969499,524.33502163958406,1011.06808803552,754.220412240634,862.18201963864601,554.34481722390296,1102.8429505133399,1751.3748066312301,1121.8588677099999,2496.2461703579602,771.08409417456403,2233.1429054970499,2025.85950377944,2010.4699041265401,1709.4463793707901,1716.7810806057801,1461.71488656361,1072.7294121190801,989.06913706392595,1020.38894081182,206.04622444124601,219.73129090675201,212.38305621465699,74.097281757602602,41.565489039304701,10.812450918408199,1.31679112166481,6.5358974085346198,0.346267155751394,3.6575150140143902,4.85796338891139,0.29587812136356001,7.0614158507399196,0.47850521539350199,5.0621815822743796,7.7481090795085503,2.5609480658915902,7.4384752661391298,1.5880250823786499,8.7931814176879204,2.9231127402389299,0.59197420324822103,1.3803767019175801,1.29128679400649,0.92060313728806398,0,0,1.8866803350802701,0,null,{"$f":"IFERROR($F7*J7,\"\")","v":33.960858704943711},20.513404507409206,50.863887271235228,203.51152871954005,66.865980157346002,662.57862030844558,33.697513525301787,84.425400871658809,203.24228639039842,334.18520200959233,133.05991388847605,220.70391735284116,113.66568807977011,247.8501833361311,246.01271379351101,117.13119287609332,156.61760438591597,89.526105466009554,230.95287107921061,482.77381197452638,2.2738011986819737,506.01804285254963,6.6874566788259013,550.28505681815443,572.69146853955419,604.07209826733674,7.6028505643825071,942.50812587827193,576.49226455837663,1788.2332887660939,836.99504193315522,1124.7479174141361,1576.3801187820582,934.92209527438376,651.01785200483334,652.75034690674443,535.3258200991462,1755.6542689569501,1267.8193462094125,3197.8238581854257,1127.3589303574936,2251.5419858424534,3856.1355820120389,4905.4731636241104,9459.1571567085084,7056.1908684541522,8066.2373958377584,5186.2330610354866,10317.766836398559,16385.176955206978,10495.672312172852,23353.901786304006,7213.9608737994167,20892.410656069638,18953.148309620097,18809.169240932002,15992.911006470802,16061.531599386635,13675.232156886939,10036.036361876973,9253.3435849169691,9546.3594057844057,1927.6878002579272,2055.7199238399694,1986.9727171983702,693.22515597530173,388.87044084454919,101.15705727112942,12.319382156138557,61.147297080234715,3.2395399313046362,34.218278402796955,45.44920337317059,2.7681198549619972,66.063841863313584,4.4767074406494158,47.359788830410089,72.488274842887435,23.959227387449911,69.591462119440649,14.856940893269403,82.265562449872206,27.347498278202519,5.5382788632188618,12.914263948600315,12.080773652565886,8.6128024982831519,0,0,17.65104250166857,0]
[1,"OVERHEAD CONDUCTORS","> 1 kv & < = 11 kv",90.202774936918573,76.759176488804613,25.266876219414822,90.202774936918573,9.4975141451286387,2,70.444000000000003,42.525950168807803,32.708646272801097,11.189260818401699,39.2306492027977,114.846687919046,102.33901709899099,134.78829821017001,164.285887150722,74.368233973674293,142.16367054741099,157.01440956535001,41.3271945358103,108.992766276105,57.218840459183298,34.177435509063798,60.180352806498099,46.025437107505198,54.3894145835419,209.404189285374,4.7508766102456201,278.04444851841703,8.38276535912944,348.38200112118199,119.838022255526,193.62341084041,22.637042200717101,534.64684794283198,243.007261011086,364.12001767671802,352.62110620878798,234.71864235502699,323.489955026926,497.99897360850002,390.69768161181997,327.84945036059497,285.00558019843299,281.94608093055001,529.17975666546704,704.17722667054795,852.79772980849395,409.54031967456302,1137.35567925901,983.01871165252999,815.91690658773302,1215.89431964598,1687.96419067332,1614.0930981660199,2248.9212547615898,2245.0952918254002,2222.88895515698,3811.78298997098,1354.87401722249,2332.9417572276602,2304.7050529128801,1805.0579942540501,2315.1188428431701,2159.2599247717199,2382.7740291540999,1546.84885100878,1055.7711440447799,1183.09003804595,1126.16365648378,1461.70454204521,3035.1400381378098,1073.5315976834499,533.91515258759,183.504473921341,10.6661742686012,67.828422729044206,1.3353580919367001,9.4276049639784603,85.131947290938498,26.329472049484,37.853910755535303,20.9783559555121,15.226821883045,27.985737744270399,14.497311989991401,147.49023115679901,51.131224142827001,61.8607551156516,80.010431908127899,59.673213274675199,64.723805676982707,28.761568125204999,5.9644377669345401,2.9866934836742498,1.4866864424324999,2.0056520781057698,0,null,1779.8998284004579,1074.4979190282697,826.44531667948934,282.7176680853039,991.2359574143743,2901.8170478602992,2585.7872774567822,3405.6792467019382,4150.9911752340449,1879.0529624693086,3592.0318666191019,3967.2636511522014,1044.2091088319955,2753.9067343099555,1445.7413593006293,863.55703250454781,1520.5695252025009,1162.9190223397957,1374.2506059287884,5290.9897305004561,120.03981124478916,7025.3146642103002,211.80629470552199,8802.5248994009416,3027.932474709854,4892.2587548855417,571.96734325918874,13508.855728071834,6140.0343843861392,9200.1754156487714,8909.6338429305724,5930.6068827735644,8173.5806518894069,12582.878423561599,9871.7099604981977,8283.7314808643368,7201.2007167163101,7123.896727421321,13370.719409486412,17792.35882281555,21547.534679269182,10347.804564076761,28737.425165285873,24837.812108693106,20615.671484080096,30721.851270384577,42649.582268547492,40783.090517972603,56823.214971272158,56726.544839343384,56165.460079455763,96311.848982867683,34233.434086061963,58946.150606975396,58232.697294209633,45608.176909682275,58495.821235353258,54557.753244750005,60205.256453472968,39084.038448582884,26676.038812609429,29892.989547729791,28454.637711179264,36932.707733212752,76688.507652218017,27124.789996298361,13490.368072100613,4636.5848282793586,269.50090497945394,1713.812361252903,33.740327617558556,238.20612767038449,2151.0183745178902,665.26351119685455,956.45007748088585,530.05752321474802,384.73422373397494,707.11217149348556,366.30178756535111,3726.6174142117202,1291.9263113639645,1563.0280423467011,2021.6136792845857,1507.7556934259596,1635.3683864897805,726.71498169582151,150.70271077553798,75.464414557330116,37.563922318024154,50.676562796710598,0]
[1,"OVERHEAD CONDUCTORS","> 22 kv & < = 66 kv",98.377972122245083,85.989832083900211,145.80373311857437,98.377972122245083,9.9185670397615944,2,0.53,0.81169466576673699,10.435034757312501,10.4806612853096,13.6049620077203,39.9651489909945,20.234714379559001,17.465349716199199,30.749821658636399,26.776001267622199,28.108936871564399,34.954801276282197,32.144167899158496,11.237424013221201,15.7625189250323,53.198730529558397,16.587323704329801,14.860876922291499,12.761914340483299,145.71643973575601,1.449242471217,143.483215980258,197.36317562470899,19.1411031513674,14.803569416055501,73.408248767645404,0.19218729590662001,111.66871156662501,72.699580615240507,86.630006293906803,245.603918893931,86.681726149136495,90.055997690618199,86.6227166710689,115.632417650699,82.342246536711798,57.000514836781399,8.16951774803794,132.372327337705,86.439291700861304,101.68903183159701,543.59088263333501,426.69296602453898,730.22694049347399,255.42696477745201,219.838719786713,676.362796574453,128.803658160628,554.08400278431998,593.35907044753503,362.68809118073102,749.42278062522701,250.03611786390101,724.163873106697,1055.2083189172599,789.206779095461,1109.98595126648,405.36032835122103,811.48760863774498,506.85668188626801,238.53191398554,350.26116482225802,477.56711327968202,276.94853300291197,655.07112917312395,239.63949684558199,168.55487721292101,96.009273165811294,4.0214738954834299,29.899613264764501,0,5.9888671733804699,15.7204909114924,101.173757674719,35.469727442412399,20.4848766609074,73.657334876867907,45.5472834766788,20.9425528328929,44.546192038653501,22.2089405518782,24.518374441185099,24.7615878885928,4.1179594914508204,8.7135927506902,60.131114278119803,2.4321409690345899,0.266260017823505,0,0,0,null,77.275978552844421,118.34811242122375,1521.4670228382392,1528.1195409494555,1983.6542496619943,5827.0679175270243,2950.2968951277999,2546.5131888432766,4483.4387905595795,3904.0409428069961,4098.3879298684305,5096.5405164998519,4686.7396776875512,1638.458371763963,2298.2341026218874,7756.5735083786867,2418.4937185375047,2166.7713326857706,1860.7347525819341,21246.000890220996,211.30496249742666,20920.388529780303,28776.287786219393,2790.8442954770753,2158.4156843408459,10703.196712019686,28.021625201149305,16281.715018955252,10599.870249856809,12630.978317737205,35809.968243286698,12638.519265706047,13130.500653009845,12629.915463514413,16859.638162998046,12005.806938422582,8310.8878528834139,1191.1461854423806,19300.379487431306,12603.171418110982,14826.640458260385,79257.579977161062,62213.4273418148,106469.81394770357,37242.205003699113,32053.306028910956,98616.220683074149,18780.05419914829,80787.516067236415,86513.967551017762,52881.277651800476,109268.6390992605,36456.19939903263,105585.79608856201,153853.31211591169,115069.29459460427,161840.09540382476,59103.049131779109,118317.9227188479,73901.596375111563,34778.843527010409,51069.385397545499,69631.067930838733,40380.129993537266,95511.816091641318,34940.333242742679,24575.930332986809,13998.510441576254,586.34590660037964,4359.4752328043096,0,873.19919103015695,2292.1062613522117,14751.511562608044,5171.6186738020706,2986.7714896338553,10739.514396612309,6640.963964309728,3053.50238406876,6495.0010954525978,3238.1464410723329,3574.8705235238272,3610.3319521005083,600.41386668459563,1270.4743519255783,8767.3409383294766,354.61523275587018,38.821704578885182,0,0,0]
[3,"SERVICE LINES","˂ = 11 kv ; commercial and industrial ; complex type",49.652983672950626,"",0.54419316662861184,49.652983672950626,7.0464873286589134,2,3235,2658,2087,2160,1958,1709,901,864,844,831,868,891,909,956,922,1349,1740,2211,2454,2137,2025,1860,2012,2191,2126,1954,1909,1980,2048,2354,2413,2354,2505,2251,1849,1836,1854,1736,1608,1305,1070,1020,1111,1213,1197,1320,1181,1402,933,943,937,1043,1045,1175,351,125,125,155,102,28,28,14,14,5,5,2,2,2,2,1,1,1,1,0,0,0,0,1,1,0,0,0,0,0,0,0,0,0,0,0,0,null,1760.4648940435593,1446.4654368988502,1135.731138753913,1175.4572399178016,1065.5302202588221,930.02612176829757,490.31804313237927,470.1828959671206,459.29903263454838,452.22452146837645,472.35966863363507,484.87611146609316,494.67158846540815,520.24866729695293,501.74609963158014,734.11658178199741,946.8961099337846,1203.2110914158607,1335.4500309066134,1162.9407970853435,1101.9911624229389,1012.199289929218,1094.916651256767,1192.3272280832884,1156.9546722524287,1063.3534475923075,1038.86475509402,1077.5024699246515,1114.507605255397,1281.0307142437523,1313.1381110748403,1281.0307142437523,1363.2038824046726,1224.9788180810053,1006.2131650963033,999.13865393013134,1008.9341309294464,944.71933726727013,875.06261193880778,710.17208245033839,582.28668829261471,555.07702996118405,604.59860812438774,660.10631112050612,651.39922045444837,718.33497994976767,642.69212978839062,762.95881961331384,507.73222446449483,513.17415613078094,509.9089971310093,567.59347279364215,568.68185912689933,639.42697078861886,191.01180148664275,68.024145828576479,68.024145828576479,84.349940827434835,55.507702996118404,15.237408665601132,15.237408665601132,7.6187043328005659,7.6187043328005659,2.7209658331430591,2.7209658331430591,1.0883863332572237,1.0883863332572237,1.0883863332572237,1.0883863332572237,0.54419316662861184,0.54419316662861184,0.54419316662861184,0.54419316662861184,0,0,0,0,0.54419316662861184,0.54419316662861184,0,0,0,0,0,0,0,0,0,0,0,0]
[3,"SERVICE LINES","˂ = 11 kv ; residential ; simple type",52.23783822099589,55.61841616039446,0.5318676801762906,55.61841616039446,7.4577755504167902,2,28821,22773,18846,18759,13148,13315,5803,6454,7928,8539,8756,8607,8302,8357,8631,9607,11477,13145,14986,14238,11711,10625,10196,11618,14504,15997,16273,16491,15826,15392,15612,16043,16566,16276,16247,15054,12707,11648,10039,7843,6923,7564,11936,15690,15583,17652,14908,15049,10068,8741,8708,9871,9873,9841,5661,2773,2774,6989,5649,1085,1083,540,540,124,124,44,44,37,37,22,22,10,10,3,3,1,1,5,5,0,0,0,0,0,0,0,0,0,0,0,0,null,15328.958410360872,12112.222680654666,10023.578300602372,9977.3058124270356,6992.996258957869,7081.8181615473095,3086.4281480630143,3432.6740078577795,4216.6469684376316,4541.6181210253453,4657.0334076236004,4577.7851232773328,4415.5654808235649,4444.8182032332606,4590.5499476015639,5109.6528034536241,6104.2453653832872,6991.4006559173404,7970.5690551218913,7572.7320303500255,6228.7024025445389,5651.0941018730873,5422.9228670774592,6179.2387082881442,7714.208833276919,8508.287279780121,8655.0827595087776,8771.029913787208,8417.3379064699748,8186.5073332734646,8303.5182229122493,8532.7531930682308,8810.9199898004299,8656.6783625493063,8641.2541998241941,8006.7360573738788,6758.4426120001244,6195.1947386934326,5339.4196412897818,4171.4382156226475,3682.1199498604597,4023.0471328534622,6348.3726305842047,8345.0039019659998,8288.0940601871371,9388.5282904718824,7929.0833760681408,8004.0767189729977,5354.843804014894,4649.0553924209562,4631.5037589751382,5250.0658710201642,5251.1296063805175,5234.1098406148758,3010.9029374779811,1474.8690771288539,1475.4009448090301,3717.2232167520951,3004.5205253158656,577.07643299127528,576.01269763092273,287.20854729519692,287.20854729519692,65.951592341860035,65.951592341860035,23.402177927756785,23.402177927756785,19.679104166522752,19.679104166522752,11.701088963878393,11.701088963878393,5.3186768017629058,5.3186768017629058,1.5956030405288719,1.5956030405288719,0.5318676801762906,0.5318676801762906,2.6593384008814529,2.6593384008814529,0,0,0,0,0,0,0,0,0,0,0,0]
[4,"SWITCHGEAR","˂ = 11 kv ; circuit breaker",51.649200936879573,57.005570492020198,93.597797940945327,57.005570492020198,7.5502033411041456,2,9,49,7,20,27,27,64,135,35,20,32,12,32,13,14,17,30,31,8,4,32,11,10,0,0,6,4,9,20,28,0,26,0,31,0,0,3,0,0,0,0,0,2,11,0,0,0,38,41,43,36,12,78,67,2,73,12,16,15,0,0,29,1,4,0,0,1,0,0,0,0,0,0,0,0,0,0,0,0,0,0,0,0,0,0,0,0,0,0,0,0,null,842.380181468508,4586.2920991063211,655.18458558661723,1871.9559588189065,2527.140544405524,2527.140544405524,5990.2590682205009,12635.70272202762,3275.9229279330866,1871.9559588189065,2995.1295341102505,1123.1735752913439,2995.1295341102505,1216.7713732322893,1310.3691711732345,1591.1625649960706,2807.9339382283597,2901.5317361693051,748.78238352756262,374.39119176378131,2995.1295341102505,1029.5757773503985,935.97797940945327,0,0,561.58678764567196,374.39119176378131,842.380181468508,1871.9559588189065,2620.7383423464689,0,2433.5427464645786,0,2901.5317361693051,0,0,280.79339382283598,0,0,0,0,0,187.19559588189065,1029.5757773503985,0,0,0,3556.7163217559223,3837.5097155787585,4024.7053114606492,3369.520725874032,1123.1735752913439,7300.6282393937354,6271.0524620433371,187.19559588189065,6832.6392496890085,1123.1735752913439,1497.5647670551252,1403.9669691141798,0,0,2714.3361402874143,93.597797940945327,374.39119176378131,0,0,93.597797940945327,0,0,0,0,0,0,0,0,0,0,0,0,0,0,0,0,0,0,0,0,0,0,0,0]
[4,"SWITCHGEAR","˂ = 11 kv ; switch",77.157180196888731,67.254500720590315,84.025601804320488,77.157180196888731,8.7839159944121015,2,30,10,22,14,0,21,39,20,6,11,18,13,4,14,4,4,0,4,1,0,0,0,1,13,0,0,0,5,11,1,7,3,15,0,8,25,20,11,28,20,3,44,22,25,6,6,67,32,105,144,81,77,106,144,34,38,8,12,0,3,5,55,3,18,0,0,3,0,3,0,0,0,0,0,0,0,0,8,0,0,0,0,0,0,0,0,0,0,0,0,0,null,2520.7680541296145,840.2560180432049,1848.5632396950507,1176.3584252604869,0,1764.5376378907301,3276.9984703684991,1680.5120360864098,504.1536108259229,924.28161984752535,1512.4608324777687,1092.3328234561664,336.10240721728195,1176.3584252604869,336.10240721728195,336.10240721728195,0,336.10240721728195,84.025601804320488,0,0,0,84.025601804320488,1092.3328234561664,0,0,0,420.12800902160245,924.28161984752535,84.025601804320488,588.17921263024346,252.07680541296145,1260.3840270648072,0,672.2048144345639,2100.6400451080121,1680.5120360864098,924.28161984752535,2352.7168505209738,1680.5120360864098,252.07680541296145,3697.1264793901014,1848.5632396950507,2100.6400451080121,504.1536108259229,504.1536108259229,5629.7153208894724,2688.8192577382556,8822.6881894536509,12099.68665982215,6806.0737461499593,6469.9713389326771,8906.713791257971,12099.68665982215,2856.8704613468967,3192.9728685641785,672.2048144345639,1008.3072216518458,0,252.07680541296145,420.12800902160245,4621.4080992376266,252.07680541296145,1512.4608324777687,0,0,252.07680541296145,0,252.07680541296145,0,0,0,0,0,0,0,0,672.2048144345639,0,0,0,0,0,0,0,0,0,0,0,0,0]
[4,"SWITCHGEAR","> 11 kv & < = 22 kv ; switch",37.889240797407723,49.13259333019208,44.245393064687207,49.13259333019208,7.0094645537438938,2,118,371,448,276,301,327,268,410,442,451,455,434,338,542,330,288,260,142,48,21,73,52,362,1,3,0,0,418,7,1,10,3,4,142,1,0,0,1,82,0,0,0,0,72,0,55,0,0,0,0,0,0,10,0,0,0,0,0,0,0,0,0,0,0,1,0,1,0,0,0,0,0,0,0,0,0,0,0,0,0,0,0,0,0,0,0,0,0,0,0,0,null,5220.9563816330901,16415.040826998953,19821.936092979868,12211.72848585367,13317.863312470849,14468.243532152717,11857.765341336171,18140.611156521754,19556.463734591744,19954.672272173932,20131.65384443268,19202.500590074247,14954.942855864276,23981.003041060467,14600.979711346778,12742.673202629916,11503.802196818673,6282.845815185583,2123.7788671049857,929.15325435843135,3229.913693722166,2300.7604393637348,16016.832289416769,44.245393064687207,132.73617919406161,0,0,18494.574301039251,309.71775145281043,44.245393064687207,442.4539306468721,132.73617919406161,176.98157225874883,6282.845815185583,44.245393064687207,0,0,44.245393064687207,3628.1222313043509,0,0,0,0,3185.668300657479,0,2433.4966185577964,0,0,0,0,0,0,442.4539306468721,0,0,0,0,0,0,0,0,0,0,0,44.245393064687207,0,44.245393064687207,0,0,0,0,0,0,0,0,0,0,0,0,0,0,0,0,0,0,0,0,0,0,0,0]
[4,"SWITCHGEAR","> 22 kv & < = 33 kv ; circuit breaker",59.478132462646826,59.478132462646826,193.24075086123509,59.478132462646826,7.7122067180961134,2,13,9,0,11,1,11,20,20,14,8,5,5,7,7,11,7,7,1,0,3,0,0,0,0,0,0,0,0,0,2,2,0,0,0,0,0,0,0,0,0,0,0,0,0,0,0,0,0,0,0,0,20,19,0,0,1,2,0,9,0,3,24,0,0,0,13,0,0,0,0,0,0,2,0,0,0,0,0,0,0,0,0,0,0,0,0,0,0,0,0,0,null,2512.1297611960563,1739.1667577511157,0,2125.6482594735858,193.24075086123509,2125.6482594735858,3864.8150172247015,3864.8150172247015,2705.3705120572913,1545.9260068898807,966.20375430617537,966.20375430617537,1352.6852560286457,1352.6852560286457,2125.6482594735858,1352.6852560286457,1352.6852560286457,193.24075086123509,0,579.72225258370531,0,0,0,0,0,0,0,0,0,386.48150172247017,386.48150172247017,0,0,0,0,0,0,0,0,0,0,0,0,0,0,0,0,0,0,0,0,3864.8150172247015,3671.5742663634664,0,0,193.24075086123509,386.48150172247017,0,1739.1667577511157,0,579.72225258370531,4637.7780206696425,0,0,0,2512.1297611960563,0,0,0,0,0,0,386.48150172247017,0,0,0,0,0,0,0,0,0,0,0,0,0,0,0,0,0,0]
[4,"SWITCHGEAR","> 22 kv & < = 33 kv ; switch",74.623676464066662,54.055915571731703,49.918026717393218,74.623676464066662,8.6384996651077479,2,43,6,20,19,9,57,49,32,34,40,20,1,9,36,19,16,6,7,12,4,0,0,0,8,0,0,3,27,15,4,5,0,10,3,4,10,3,3,11,21,13,3,5,9,2,16,43,8,6,15,76,39,65,55,25,16,4,3,0,0,0,21,24,27,8,0,1,0,1,0,0,0,0,0,0,0,0,4,4,0,0,0,0,0,0,0,0,0,0,0,0,null,2146.4751488479083,299.50816030435931,998.36053434786436,948.44250763047114,449.26224045653896,2845.3275228914135,2445.9833091522678,1597.376854956583,1697.2129083913694,1996.7210686957287,998.36053434786436,49.918026717393218,449.26224045653896,1797.0489618261558,948.44250763047114,798.68842747829149,299.50816030435931,349.42618702175253,599.01632060871862,199.67210686957287,0,0,0,399.34421373914574,0,0,149.75408015217965,1347.7867213696168,748.77040076089827,199.67210686957287,249.59013358696609,0,499.18026717393218,149.75408015217965,199.67210686957287,499.18026717393218,149.75408015217965,149.75408015217965,549.0982938913254,1048.2785610652577,648.93434732611183,149.75408015217965,249.59013358696609,449.26224045653896,99.836053434786436,798.68842747829149,2146.4751488479083,399.34421373914574,299.50816030435931,748.77040076089827,3793.7700305218846,1946.8030419783354,3244.6717366305593,2745.4914694566269,1247.9506679348306,798.68842747829149,199.67210686957287,149.75408015217965,0,0,0,1048.2785610652577,1198.0326412174372,1347.7867213696168,399.34421373914574,0,49.918026717393218,0,49.918026717393218,0,0,0,0,0,0,0,0,199.67210686957287,199.67210686957287,0,0,0,0,0,0,0,0,0,0,0,0]
[4,"SWITCHGEAR","> 33 kv & < = 66 kv ; circuit breaker",60.835397995503676,50.234040275081711,220.13796440968326,60.835397995503676,7.7997049941330268,2,6,4,9,9,10,11,14,40,40,30,15,23,16,19,12,2,14,12,7,5,2,6,1,2,1,0,0,2,8,0,0,6,4,2,12,11,0,10,0,0,0,0,0,0,0,0,2,7,10,24,6,5,3,0,15,10,0,0,0,0,2,5,0,0,3,7,0,7,0,0,0,0,0,0,0,0,0,0,0,0,0,0,0,0,0,0,0,0,0,0,0,null,1320.8277864580996,880.55185763873305,1981.2416796871494,1981.2416796871494,2201.3796440968326,2421.5176085065159,3081.9315017355657,8805.5185763873305,8805.5185763873305,6604.1389322904979,3302.069466145249,5063.1731814227151,3522.2074305549322,4182.621323783982,2641.6555729161992,440.27592881936653,3081.9315017355657,2641.6555729161992,1540.9657508677828,1100.6898220484163,440.27592881936653,1320.8277864580996,220.13796440968326,440.27592881936653,220.13796440968326,0,0,440.27592881936653,1761.1037152774661,0,0,1320.8277864580996,880.55185763873305,440.27592881936653,2641.6555729161992,2421.5176085065159,0,2201.3796440968326,0,0,0,0,0,0,0,0,440.27592881936653,1540.9657508677828,2201.3796440968326,5283.3111458323983,1320.8277864580996,1100.6898220484163,660.41389322904979,0,3302.069466145249,2201.3796440968326,0,0,0,0,440.27592881936653,1100.6898220484163,0,0,660.41389322904979,1540.9657508677828,0,1540.9657508677828,0,0,0,0,0,0,0,0,0,0,0,0,0,0,0,0,0,0,0,0,0,0,0]
[4,"SWITCHGEAR","> 33 kv & < = 66 kv ; switch",71.953727237573332,62.094070739875832,38.943265681237975,71.953727237573332,8.4825542873342901,2,2,7,1,19,35,58,70,76,80,66,25,24,18,22,13,7,20,20,12,3,2,13,1,12,0,0,0,17,11,0,2,25,9,4,0,0,5,6,0,8,4,10,18,6,3,0,12,14,85,74,57,48,31,72,34,65,22,24,19,0,30,33,0,37,14,10,12,0,0,0,0,0,0,0,0,0,0,0,7,0,0,4,0,0,0,0,0,0,0,0,0,null,77.886531362475949,272.60285976866584,38.943265681237975,739.92204794352153,1363.014298843329,2258.7094095118027,2726.028597686658,2959.6881917740861,3115.4612544990378,2570.2555349617064,973.58164203094941,934.63837634971139,700.97878226228352,856.75184498723547,506.26245385609366,272.60285976866584,778.86531362475944,778.86531362475944,467.3191881748557,116.82979704371392,77.886531362475949,506.26245385609366,38.943265681237975,467.3191881748557,0,0,0,662.03551658104561,428.37592249361774,0,77.886531362475949,973.58164203094941,350.48939113114176,155.7730627249519,0,0,194.71632840618986,233.65959408742785,0,311.5461254499038,155.7730627249519,389.43265681237972,700.97878226228352,233.65959408742785,116.82979704371392,0,467.3191881748557,545.20571953733167,3310.1775829052281,2881.8016604116101,2219.7661438305645,1869.2767526994228,1207.2412361183772,2803.9151290491341,1324.0710331620912,2531.3122692804682,856.75184498723547,934.63837634971139,739.92204794352153,0,1168.2979704371392,1285.1277674808532,0,1440.9008302058051,545.20571953733167,389.43265681237972,467.3191881748557,0,0,0,0,0,0,0,0,0,0,0,272.60285976866584,0,0,155.7730627249519,0,0,0,0,0,0,0,0,0]
[5,"TRANSFORMERS","ground outdoor / indoor chamber mounted ; ˂ 22 kv ; > 600 kva ; multiple phase",62.61000548340121,59.033871191321985,189.27231770221391,62.61000548340121,7.9126484493752915,2,0,0,0,0,0,0,0,0,0,0,0,0,3,0,0,0,0,0,0,2,0,0,0,0,0,0,0,2,0,0,4,2,0,8,0,4,1,2,1,2,2,4,0,2,2,1,0,10,4,1,1,5,2,2,5,1,1,1,0,0,0,0,0,0,0,0,0,0,0,0,0,0,0,0,0,0,0,0,0,0,0,0,0,0,0,0,0,0,0,0,0,null,0,0,0,0,0,0,0,0,0,0,0,0,567.81695310664168,0,0,0,0,0,0,378.54463540442782,0,0,0,0,0,0,0,378.54463540442782,0,0,757.08927080885564,378.54463540442782,0,1514.1785416177113,0,757.08927080885564,189.27231770221391,378.54463540442782,189.27231770221391,378.54463540442782,378.54463540442782,757.08927080885564,0,378.54463540442782,378.54463540442782,189.27231770221391,0,1892.7231770221392,757.08927080885564,189.27231770221391,189.27231770221391,946.36158851106961,378.54463540442782,378.54463540442782,946.36158851106961,189.27231770221391,189.27231770221391,189.27231770221391,0,0,0,0,0,0,0,0,0,0,0,0,0,0,0,0,0,0,0,0,0,0,0,0,0,0,0,0,0,0,0,0,0]
[5,"TRANSFORMERS","ground outdoor / indoor chamber mounted ; > = 22 kv & < = 33 kv ; < = 15 mva",62.61000548340121,67.750706019635018,190.2907775344448,67.750706019635018,8.2310817041039641,2,1,8,7,7,6,2,7,11,7,7,4,2,4,2,2,5,3,10,8,0,1,2,0,2,0,1,0,13,2,3,0,24,0,7,0,9,14,0,0,1,3,0,5,5,11,0,3,0,3,17,2,1,13,7,0,5,7,4,3,0,2,6,5,6,2,2,0,4,0,0,0,0,0,0,0,0,0,0,0,0,0,0,0,0,0,0,0,0,0,0,0,null,190.2907775344448,1522.3262202755584,1332.0354427411137,1332.0354427411137,1141.7446652066687,380.5815550688896,1332.0354427411137,2093.1985528788928,1332.0354427411137,1332.0354427411137,761.1631101377792,380.5815550688896,761.1631101377792,380.5815550688896,380.5815550688896,951.45388767222403,570.87233260333437,1902.9077753444481,1522.3262202755584,0,190.2907775344448,380.5815550688896,0,380.5815550688896,0,190.2907775344448,0,2473.7801079477822,380.5815550688896,570.87233260333437,0,4566.978660826675,0,1332.0354427411137,0,1712.6169978100031,2664.0708854822274,0,0,190.2907775344448,570.87233260333437,0,951.45388767222403,951.45388767222403,2093.1985528788928,0,570.87233260333437,0,570.87233260333437,3234.9432180855615,380.5815550688896,190.2907775344448,2473.7801079477822,1332.0354427411137,0,951.45388767222403,1332.0354427411137,761.1631101377792,570.87233260333437,0,380.5815550688896,1141.7446652066687,951.45388767222403,1141.7446652066687,380.5815550688896,380.5815550688896,0,761.1631101377792,0,0,0,0,0,0,0,0,0,0,0,0,0,0,0,0,0,0,0,0,0,0,0]
[5,"TRANSFORMERS","ground outdoor / indoor chamber mounted ; > 33 kv & < = 66 kv ; < = 15 mva",62.61000548340121,64.548407743098579,175.27589905500966,64.548407743098579,8.0342023713059767,2,0,0,0,2,0,1,1,0,4,3,0,4,0,0,0,1,0,0,5,0,1,0,0,0,0,0,0,4,1,2,1,2,5,0,0,9,0,0,0,0,5,5,0,0,3,0,0,3,0,9,7,5,7,5,4,18,5,12,5,0,2,5,0,2,4,2,0,2,0,0,0,0,0,0,0,0,1,0,0,0,0,0,0,0,0,0,0,0,0,0,0,null,0,0,0,350.55179811001932,0,175.27589905500966,175.27589905500966,0,701.10359622003864,525.82769716502901,0,701.10359622003864,0,0,0,175.27589905500966,{"$f":"IFERROR($F21*Z21,\"\")","v":0},0,876.37949527504827,0,175.27589905500966,0,0,0,0,0,0,701.10359622003864,175.27589905500966,350.55179811001932,175.27589905500966,350.55179811001932,{"$f":"IFERROR($F21*AP21,\"\")","v":876.37949527504827},0,0,1577.4830914950869,0,0,0,0,876.37949527504827,876.37949527504827,0,0,525.82769716502901,0,0,525.82769716502901,{"$f":"IFERROR($F21*BF21,\"\")","v":0},1577.4830914950869,1226.9312933850676,876.37949527504827,1226.9312933850676,876.37949527504827,701.10359622003864,3154.9661829901738,876.37949527504827,2103.310788660116,876.37949527504827,0,350.55179811001932,876.37949527504827,0,350.55179811001932,{"$f":"IFERROR($F21*BV21,\"\")","v":701.10359622003864},350.55179811001932,0,350.55179811001932,0,0,0,0,0,0,0,0,175.27589905500966,0,0,0,{"$f":"IFERROR($F21*CL21,\"\")","v":0},0,0,0,0,0,0,0,0,0,0]
[5,"TRANSFORMERS","ground outdoor / indoor chamber mounted ; > 33 kv & < = 66 kv ; > 15 mva and < = 40 mva",61.276226347065034,55.543692388303583,335.95009667227902,61.276226347065034,7.8279132817798276,2,1,2,0,0,3,5,1,11,4,4,4,2,4,2,5,2,5,4,4,0,1,0,0,2,0,3,0,1,5,1,3,0,1,4,0,2,3,2,0,4,1,4,0,0,0,0,1,4,0,3,6,4,2,0,0,0,0,0,0,0,0,0,2,0,0,0,0,0,0,0,0,0,0,0,0,0,0,0,0,0,0,0,0,0,0,0,0,0,0,0,0,null,335.95009667227902,671.90019334455803,0,0,1007.8502900168371,1679.750483361395,335.95009667227902,3695.451063395069,1343.8003866891161,1343.8003866891161,1343.8003866891161,671.90019334455803,1343.8003866891161,671.90019334455803,1679.750483361395,671.90019334455803,1679.750483361395,1343.8003866891161,1343.8003866891161,0,335.95009667227902,0,0,671.90019334455803,0,1007.8502900168371,0,335.95009667227902,1679.750483361395,335.95009667227902,1007.8502900168371,0,335.95009667227902,1343.8003866891161,0,671.90019334455803,1007.8502900168371,671.90019334455803,0,1343.8003866891161,335.95009667227902,1343.8003866891161,0,0,0,0,335.95009667227902,1343.8003866891161,0,1007.8502900168371,2015.7005800336742,1343.8003866891161,671.90019334455803,0,0,0,0,0,0,0,0,0,671.90019334455803,0,0,0,0,0,0,0,0,0,0,0,0,0,0,0,0,0,0,0,0,0,0,0,0,0,0,0,0]
[5,"TRANSFORMERS","kiosk mounted ; < = 22 kv ; < = 60 kva ; multiple phase",65.067227117613939,"",45.064381484648138,65.067227117613939,8.0664259196755754,2,0,0,1.0067781352184999,0,0,1.0067781352184999,1.0067781352184999,5.0338906760925104,1.0067781352184999,1.0067781352184999,0,2.0135562704369998,1.0067781352184999,3.0203344056555101,3.0203344056555101,0,2.0135562704369998,1.0067781352184999,0,0,1.0067781352184999,0,0,0,0,2.0135562704369998,3.0203344056555101,1.0067781352184999,1.0067781352184999,3.0203344056555101,1.0067781352184999,10.067781352184999,8.0542250817480205,3.0203344056555101,2.0135562704369998,1.0067781352184999,1.0067781352184999,0,0,1.0067781352184999,0,0,1.0067781352184999,1.0067781352184999,0,0,0,0,0,0,1.0067781352184999,0,0,0,0,0,0,0,0,0,0,0,0,0,0,0,0,0,0,0,0,0,0,0,0,0,0,0,0,0,0,0,0,0,0,0,0,0,0,0,0,null,0,0,45.369833955889149,0,0,45.369833955889149,45.369833955889149,226.84916977944621,45.369833955889149,45.369833955889149,0,90.739667911778298,45.369833955889149,136.10950186766792,136.10950186766792,0,90.739667911778298,45.369833955889149,0,0,45.369833955889149,0,0,0,0,90.739667911778298,136.10950186766792,45.369833955889149,45.369833955889149,136.10950186766792,45.369833955889149,453.69833955889146,362.9586716471141,136.10950186766792,90.739667911778298,45.369833955889149,45.369833955889149,0,0,45.369833955889149,0,0,45.369833955889149,45.369833955889149,0,0,0,0,0,0,45.369833955889149,0,0,0,0,0,0,0,0,0,0,0,0,0,0,0,0,0,0,0,0,0,0,0,0,0,0,0,0,0,0,0,0,0,0,0,0,0,0,0,0]
[5,"TRANSFORMERS","kiosk mounted ; < = 22 kv ; < = 60 kva ; single phase",65.067227117613939,41.910710061445094,10.964518010934404,65.067227117613939,8.0664259196755754,2,0,1.0067781352184999,0,1.0067781352184999,0,0,3.0203344056555101,2.0135562704369998,4.0271125408740103,0,3.0203344056555101,10.067781352184999,7.0474469465295204,10.067781352184999,6.0406688113110096,4.0271125408740103,7.0474469465295204,8.0542250817480205,2.0135562704369998,4.0271125408740103,13.0881157578405,5.0338906760925104,10.067781352184999,9.0610032169665207,13.0881157578405,12.081337622622,18.122006433932999,11.0745594874035,26.176231515681099,15.1016720282775,16.108450163495998,18.122006433932999,44.298237949614098,37.250791003084601,12.081337622622,15.1016720282775,4.0271125408740103,1.0067781352184999,2.0135562704369998,1.0067781352184999,3.0203344056555101,1.0067781352184999,0,0,1.0067781352184999,1.0067781352184999,1.0067781352184999,0,1.0067781352184999,1.0067781352184999,0,1.0067781352184999,0,0,0,0,1.0067781352184999,0,0,0,0,0,0,0,0,0,0,0,0,0,0,0,0,0,0,0,0,0,0,0,0,0,0,0,0,0,0,0,0,0,0,null,0,11.038836996618194,0,11.038836996618194,0,0,33.116510989854696,22.077673993236388,44.155347986472897,0,33.116510989854696,110.38836996618195,77.271858976327593,110.38836996618195,66.233021979709278,44.155347986472897,77.271858976327593,88.310695972945794,22.077673993236388,44.155347986472897,143.50488095603654,55.194184983091091,110.38836996618195,99.349532969563981,143.50488095603654,132.46604395941836,198.69906593912751,121.42720696280014,287.00976191207417,165.58255494927295,176.62139194589111,198.69906593912751,485.7088278512017,408.43696887487437,132.46604395941836,165.58255494927295,44.155347986472897,11.038836996618194,22.077673993236388,11.038836996618194,33.116510989854696,11.038836996618194,0,0,11.038836996618194,11.038836996618194,11.038836996618194,0,11.038836996618194,11.038836996618194,0,11.038836996618194,0,0,0,0,11.038836996618194,0,0,0,0,0,0,0,0,0,0,0,0,0,0,0,0,0,0,0,0,0,0,0,0,0,0,0,0,0,0,0,0,0,0]
[5,"TRANSFORMERS","kiosk mounted ; < = 22 kv ; > 60 kva and < = 600 kva ; multiple phase",47.660730664294412,49.002773266650671,27.01041949372361,49.002773266650671,7.000198087672282,2,14,70.475054971907198,8.0542919967894004,11.0746514955854,52.3528979791311,223.506602910906,268.81199539284597,306.063095877997,353.38206135913498,419.82997033264701,418.82318383304897,378.55172384910202,300.02237688040498,328.212398869168,317.13774737358301,295.99523088200999,273.84592789084002,273.84592789084002,172.160491431373,185.248715926156,163.099412934985,193.30300792294599,164.106199434584,139.94332344421599,265.79163589404999,331.23275836796398,284.920579386425,274.852714390438,377.54493734950302,371.50421835191099,416.80961083385199,303.04273637920102,358.415993857128,463.12178981539,405.73495933826598,271.83235489164201,167.12655893338001,176.18763742976799,143.97046944261101,140.950109943814,146.99082894140699,230.55410840809699,250.68983840006999,216.459097413715,175.18085093016899,105.712582457861,62.420762975117803,28.190021988762901,22.149302991170799,7.0475054971907198,1.0067864995986799,4.0271459983947002,5.0339324979933702,10.067864995986801,11.0746514955854,4.0271459983947002,21.142516491572199,1.0067864995986799,5.0339324979933702,1.0067864995986799,0,1.0067864995986799,0,6.0407189975920499,35.237527485953599,0,0,0,0,0,0,0,0,0,0,0,0,0,0,0,0,0,0,0,0,0,0,0,0,0,0,null,378.14587291213053,1903.5607986344453,217.54980555822249,299.13098264255524,1414.0737361284462,6037.0071042406771,7260.7247605056682,8266.8926112124482,9544.9977188670127,11339.783614722333,11312.589889027573,10224.840861236462,8103.7302570437823,8865.1545764975635,8566.0235938550195,7994.9553542646636,7396.6933889795755,7396.6933889795755,4650.1270938069938,5003.6455278391113,4405.3835625539959,5221.1953333973497,4432.5772882487818,3779.9278715741198,7179.1435834213362,8946.7357535818974,7695.8243716221195,7423.887114674334,10197.647135541676,10034.484781373008,11258.202437638027,8185.3114341281162,9680.9663473408928,12509.113819597778,10959.071454995455,7342.305937590002,4514.1584653331156,4758.9019965861125,3888.7027743532394,3807.1215972688797,3970.2839514375719,6227.3631841041297,6771.2376979996725,5846.6510243772254,4731.7082708913258,2855.3411979516736,1686.0109930762228,761.42431945377871,598.26196528511048,190.35607986344453,27.193725694777942,108.77490277911124,135.96862847388891,271.93725694777947,299.13098264255524,108.77490277911124,571.06823959033466,27.193725694777942,135.96862847388891,27.193725694777942,0,27.193725694777942,0,163.16235416866684,951.78039931722265,0,0,0,0,0,0,0,0,0,0,0,0,0,0,0,0,0,0,0,0,0,0,0,0,0,0]
[5,"TRANSFORMERS","kiosk mounted ; < = 22 kv ; > 60 kva and < = 600 kva ; single phase",42.494737390325604,"",39.589306837455013,42.494737390325604,6.5187987689700622,2,0,14.094893893059,0,0,0,2.0135562704369998,2.0135562704369998,0,2.0135562704369998,8.0542250817480205,0,0,2.0135562704369998,0,1.0067781352184999,1.0067781352184999,0,0,2.0135562704369998,2.0135562704369998,1.0067781352184999,1.0067781352184999,2.0135562704369998,0,1.0067781352184999,2.0135562704369998,0,2.0135562704369998,6.0406688113110096,0,1.0067781352184999,2.0135562704369998,0,4.0271125408740103,26.176231515681099,19.128784569151499,4.0271125408740103,12.081337622622,0,2.0135562704369998,6.0406688113110096,1.0067781352184999,0,0,0,1.0067781352184999,0,0,0,0,0,0,0,0,0,0,0,0,0,0,0,0,0,0,0,0,0,0,0,0,0,0,0,0,0,0,0,0,0,0,0,0,0,0,0,0,0,0,0,0,0,null,0,558.00707917368356,0,0,0,79.715297024811932,79.715297024811932,0,79.715297024811932,318.86118809924858,0,0,79.715297024811932,0,39.857648512405966,39.857648512405966,0,0,79.715297024811932,79.715297024811932,39.857648512405966,39.857648512405966,79.715297024811932,0,39.857648512405966,79.715297024811932,0,79.715297024811932,239.14589107443621,0,39.857648512405966,79.715297024811932,0,159.43059404962429,1036.2988613225591,757.2953217357134,159.43059404962429,478.29178214887162,0,79.715297024811932,239.14589107443621,39.857648512405966,0,0,0,39.857648512405966,0,0,0,0,0,0,0,0,0,0,0,0,0,0,0,0,0,0,0,0,0,0,0,0,0,0,0,0,0,0,0,0,0,0,0,0,0,0,0,0,0,0,0,0,0]
[5,"TRANSFORMERS","kiosk mounted ; < = 22 kv ; > 600 kva ; multiple phase",57.237045870538381,44.996184644558582,48.802574840139457,57.237045870538381,7.5655168938109165,2,1,11.0746023623244,2.0135640658771599,2.0135640658771599,5.0339101646929096,25.169550823464501,77.522216536270804,80.542562635086597,75.508652470393599,79.535780602147995,65.440832141007803,90.610382964472393,76.515434503332202,74.501870437454997,72.488306371577906,65.440832141007803,72.488306371577906,54.366229778683397,51.345883679867697,57.386575877499197,60.406921976314898,55.373011811622,35.2373711528504,25.169550823464501,37.250935218727498,35.2373711528504,40.271281317543298,16.1085125270173,37.250935218727498,45.305191482236197,39.264499284604703,34.230589119911798,36.244153185788903,44.298409449297601,31.210243021096002,11.0746023623244,19.1288586258331,23.155986757587399,7.0474742305700699,12.081384395262999,14.094948461140101,7.0474742305700699,10.0678203293858,0,3.0203460988157498,4.0271281317543304,1.0067820329385799,1.0067820329385799,2.0135640658771599,1.0067820329385799,4.0271281317543304,1.0067820329385799,0,3.0203460988157498,2.0135640658771599,0,1.0067820329385799,0,3.0203460988157498,0,0,0,0,3.0203460988157498,6.0406921976314898,0,0,0,0,0,0,0,0,0,0,0,0,0,0,0,0,0,0,0,0,0,0,0,0,0,0,null,48.802574840139457,540.46911061212177,98.267111020385585,98.267111020385585,245.66777755096447,1228.33888775482,3783.2837742848524,3930.6844408154334,3685.0166632644646,3881.5508853052397,3193.6811081625369,4422.0199959173615,3734.1502187746587,3635.8831077542709,3537.6159967338886,3193.6811081625369,3537.6159967338886,2653.2119975504147,2505.8113310198382,2800.6126640809962,2948.0133306115727,2702.3455530606088,1719.6744428567529,1228.33888775482,1817.9415538771354,1719.6744428567529,1965.3422204077167,786.1368881630857,1817.9415538771354,2211.0099979586807,1916.2086648975232,1670.540887346559,1768.8079983669418,2161.8764424484871,1523.1402208159777,540.46911061212177,933.53755469366706,1130.0717767344372,343.93488857135009,589.60266612231544,687.86977714269824,343.93488857135009,491.33555510192798,0,147.40066653057886,196.53422204077171,49.133555510192792,49.133555510192792,98.267111020385585,49.133555510192792,196.53422204077171,49.133555510192792,0,147.40066653057886,98.267111020385585,0,49.133555510192792,0,147.40066653057886,0,0,0,0,147.40066653057886,294.80133306115727,0,0,0,0,0,0,0,0,0,0,0,0,0,0,0,0,0,0,0,0,0,0,0,0,0,0]
["","TRANSFORMERS","kiosk mounted ; > 22 kv ; > 60 kva and < ≈ 600 kva",56.944918705341607,"",13.270227908759452,"","",2,1,1.00708623227389,1.00708623227389,0,0,4.0283449290955602,0,1.00708623227389,0,3.0212586968216701,4.0283449290955602,4.0283449290955602,3.0212586968216701,5.0354311613694396,3.0212586968216701,2.0141724645477801,4.0283449290955602,1.00708623227389,2.0141724645477801,5.0354311613694396,2.0141724645477801,5.0354311613694396,1.00708623227389,0,0,0,0,0,0,0,0,0,0,2.0141724645477801,0,0,0,0,0,0,0,0,0,0,0,0,0,0,0,0,0,0,0,0,1.00708623227389,0,0,0,0,0,0,0,0,0,0,1.00708623227389,0,0,0,0,0,0,0,0,0,0,0,0,0,0,0,0,0,0,0,0,0,0,0,0,0,null,13.270227908759452,13.364263826048379,13.364263826048379,0,0,53.457055304193517,0,13.364263826048379,0,40.092791478145138,53.457055304193517,53.457055304193517,40.092791478145138,66.821319130241761,40.092791478145138,26.728527652096759,53.457055304193517,13.364263826048379,26.728527652096759,66.821319130241761,26.728527652096759,66.821319130241761,13.364263826048379,0,0,0,0,0,0,0,0,0,0,26.728527652096759,0,0,0,0,0,0,0,0,0,0,0,0,0,0,0,0,0,0,0,0,13.364263826048379,0,0,0,0,0,0,0,0,0,0,13.364263826048379,0,0,0,0,0,0,0,0,0,0,0,0,0,0,0,0,0,0,0,0,0,0,0,0,0]
[5,"TRANSFORMERS","pole mounted ; < = 22 kv ; < = 60 kva ; multiple phase",40.326400562037939,56.438601101701884,16.382214400564543,56.438601101701884,7.5125628850414214,2,47,102.69485108436299,35.2384292936541,21.143057576192401,30.204367965989199,49.333801011115703,58.395111400912398,65.4427972596432,81.551793508170803,59.401923666445398,92.626728429033506,74.504107649440002,78.531356711571902,106.72210014649499,93.633540694566506,95.647165225632406,100.68122655329699,110.749349208627,176.19214646827001,248.682629586644,212.43738802745699,197.33520404446301,175.18533420273701,178.20577099933601,250.69625411771,276.873373021568,269.82568716283703,266.805250366238,322.17992497055099,405.74534300978797,297.00961833222698,230.56000880705099,264.791625835172,244.655380524512,274.859748490502,253.716690914309,234.58725786918299,322.17992497055099,290.96874473902898,258.750752241974,216.46463708958899,207.40332669979199,176.19214646827001,212.43738802745699,229.55319654151799,177.19895873380301,183.23983232700101,118.803847332891,128.871969988221,149.00821529888,141.960529440149,97.660789756698406,76.517732180505902,77.524544446038902,75.510919914973002,62.422360463044299,49.333801011115703,28.190743434923199,16.1089962485276,13.088559451928599,7.0476858587308104,5.0340613276648698,12.081747186395701,15.1021839829946,7.0476858587308104,2.01362453106595,1.0068122655329701,1.0068122655329701,1.0068122655329701,0,0,0,0,0,0,0,0,0,0,0,0,0,0,0,0,0,0,0,0,0,0,null,769.96407682653353,1682.3690682980828,577.28350382777558,346.37010229666441,494.81443185237862,808.19690535888526,956.64123491459782,1072.0979356801527,1335.9989660014216,973.13504930967747,1517.4309243472937,1220.5422652358668,1286.5175228161843,1748.3443258784016,1533.9247387423736,1566.9123675325313,1649.3814395079232,1814.3195834587204,2886.4175191388699,4073.9721555845772,3480.1948373617233,3232.7876214355442,2869.9237047437905,2919.4051479290297,4106.959784374737,4535.7989586468093,4420.3422578812524,4370.8608146960123,5278.0206064253643,6647.0072012169485,4865.6752465483878,3777.0834964731584,4337.8731859058526,4007.9968980042586,4502.8113298566504,4156.4412275599761,3843.0587540534775,5278.0206064253643,4766.7123601779094,4238.9102995353742,3546.1700949420424,3397.7257653863248,2886.4175191388699,3480.1948373617233,3760.589682078079,2902.9113335339498,3001.8742199044282,1946.2700986193584,2111.2082425701556,2441.0845304717336,2325.6278297061758,1599.8999963226909,1253.5298940260247,1270.0237084211044,1237.0360796309467,1022.6164924949151,808.19690535888526,461.8268030622192,263.90103032126905,214.41958713602986,115.45670076555497,82.469071975396488,197.9257727409518,247.40721592618931,115.45670076555497,32.987628790158631,16.493814395079234,16.493814395079234,16.493814395079234,0,0,0,0,0,0,0,0,0,0,0,0,0,0,0,0,0,0,0,0,0,0]
[5,"TRANSFORMERS","pole mounted ; < = 22 kv ; < = 60 kva ; single phase",53.67121732698093,53.67121732698093,14.902821860469817,53.67121732698093,7.3260642453489941,2,278,575.90940826822805,244.660815051013,221.503618564703,221.503618564703,525.56767677624998,485.294291582668,502.41048028993998,642.36049383763896,563.82739271015305,570.87523511902998,424.88421379229402,533.622353814966,510.46515732865703,533.622353814966,480.26011843346998,483.28062232298799,593.02559697549998,477.23961454395101,592.018762345661,554.76588104159703,418.84320601325697,539.66336159400396,549.73170789239896,761.16698015870702,1138.7299663485401,731.96877589335998,675.58603662234395,949.44505593870394,1068.2515422597701,763.180649418386,793.38568831357304,793.38568831357304,777.27633423613997,823.59072720875997,747.07129534095304,893.06231666768895,779.29000349581895,751.098633860311,684.64754829089998,678.60654051186305,581.95041604726498,491.33529936170498,542.68386548352203,720.89359496512395,503.41731491977998,434.95256009068999,449.048244908443,428.91155231165197,693.709059959456,487.30796084234697,371.52197841079698,308.09139673090499,371.52197841079698,388.63816711806999,330.24175858737499,351.38528581400601,442.00040249956601,220.496783934864,211.43527226630701,167.13454855336701,16.109354077433,7.04784240887692,1.0068346298395601,3.0205038895186802,3.0205038895186802,0,0,0,0,0,0,0,0,0,0,0,0,0,0,0,0,0,0,0,0,0,0,0,0,0,null,4142.9844772106089,8582.6753191899861,3646.1365429425996,3301.0289689192241,3301.0289689192241,7832.4414626174339,7232.2543773593979,7487.3338885940575,9572.9840098657533,8402.6191936125688,8507.6519335327266,6331.9737494723313,7952.4788796690345,7607.3713056456745,7952.4788796690345,7157.2309917021403,7202.2450230964832,8837.7548304246448,7112.2169603077828,8822.7501532932019,8267.5770994295108,6241.945686683629,8042.5069424577496,8192.5537137722513,11343.535911376975,16970.289835671083,10908.400274564898,10068.13835520363,14149.410534958306,15919.962436469499,11373.545265639874,11823.685579583409,11823.685579583409,11583.610745480191,12273.825893526942,11133.470431536658,13309.148615597054,11613.620099743091,11193.489140062458,10203.180449386689,10113.152386597989,8672.7033819786866,7322.2824401480993,8087.5209738520944,10743.348826118923,7502.3385657255158,6482.0205207868466,6692.0860006271487,6391.9924579981307,10338.222543569747,7262.2637316222981,5536.7258615054207,4591.4312022240101,5536.7258615054207,5791.8053727400957,4921.5340991159283,5236.6323188764036,6587.0532607069908,3286.0242917877813,3150.9821976047078,2490.776403820872,240.07483410321711,105.03273992015723,15.004677131451032,45.014031394353097,45.014031394353097,0,0,0,0,0,0,0,0,0,0,0,0,0,0,0,0,0,0,0,0,0,0,0,0,0]
[5,"TRANSFORMERS","pole mounted ; < = 22 kv ; > 60 kva and < = 600 kva ; multiple phase",59.390773344086533,56.238777880006779,16.606658466346151,59.390773344086533,7.7065409454622724,2,110,375.54522391559101,82.559539842033502,54.368477456948902,88.600481781694498,326.210864741693,401.72263898745598,483.27535517287902,581.94407352067503,757.13138977084395,616.17607784542099,589.99866277355602,561.807600388472,597.04642836982805,545.698421882709,515.49371218440399,507.439122931523,342.320043247456,783.30880484270801,351.38145615694702,275.86968191118501,244.65814855626999,229.555793707118,134.91436998576199,254.72638512237199,272.84921094135399,271.84238728474401,237.61038295999899,263.78779803186302,353.39510347016801,307.0812152661,303.05392063966002,333.25863033796401,281.91062385084598,351.38145615694702,337.28592496440501,346.347337873897,361.449692723049,248.685443182711,252.71273780915101,211.43296788813501,221.50120445423599,189.28284744271099,170.15319796711799,195.32378938237201,161.091785057626,148.003077521694,119.81201513661,134.91436998576199,96.655071034575798,112.764249540338,96.655071034575798,90.614129094914801,77.5254215589826,84.573187155253805,59.402595739999697,45.307064547457401,14.0955311925423,4.0272946264406597,4.0272946264406597,7.0477655962711498,4.0272946264406597,4.0272946264406597,6.04094193966099,7.0477655962711498,1.00682365661016,0,0,0,0,0,0,0,0,0,0,0,0,0,0,0,0,0,0,0,0,0,0,0,0,0,null,1826.7324312980766,6236.5512722337098,1371.0380812953479,902.87873646279036,1471.3579409023248,5417.2724187767353,6671.2706638639538,8025.5887685581338,9664.1464754720855,12573.422404074412,10232.625679911625,9797.9062882813814,9329.7469434488339,9914.9461244895356,9062.2273178302221,8560.6280197953383,8426.8682069860406,5684.7920443953453,13008.141795704641,5835.271833805803,4581.2735887186,4062.9543140825554,3812.1546650651217,2240.4768645558115,4230.1540800941893,4531.1136589151029,4514.3936823139429,3945.9144778744185,4380.6338695046461,5868.7117870081393,5099.5928633546446,5032.7129569500048,5534.3122549848722,4681.593448325576,5835.271833805803,5601.1921613895292,5751.6719508000024,6002.4715998174361,4129.8342204872124,4196.7141268918522,3511.1950862441909,3678.3948522558076,3143.355601018603,2825.6760455965127,3243.6754606255804,2675.1962561860391,2457.8365603709253,1989.6772155383776,2240.4768645558115,1605.1177537116268,1872.6373793302241,1605.1177537116268,1504.7978941046499,1287.4381982895327,1404.4780344976732,986.47861946860371,752.39894705232496,234.07967241627884,66.879906404651138,66.879906404651138,117.03983620813942,66.879906404651138,66.879906404651138,100.31985960697672,117.03983620813942,16.719976601162703,0,0,0,0,0,0,0,0,0,0,0,0,0,0,0,0,0,0,0,0,{"$f":"IFERROR($F31*CR31,\"\")","v":0},0,0,0,0]
[5,"TRANSFORMERS","pole mounted ; < = 22 kv ; > 60 kva and < = 600 kva ; single phase",59.46138849858194,56.265055027206813,21.320837482794005,59.46138849858194,7.7111210922006626,2,7,17.0753547886025,11.027401741309999,7.0342521766374997,8.0548034826200006,9.0616539179475009,12.041102611965,29.109606965240001,15.068504353274999,12.0479530472925,19.095906094585001,10.068504353274999,9.0342521766374997,12.068504353274999,15.102756529912501,8.0479530472925003,8.0479530472925003,10.054803482620001,21.047953047292498,9.0616539179475009,11.0753547886025,4.0274017413100003,6.041102611965,5.0342521766374997,1.0068504353275001,23.1575600125325,3.0205513059825,3.0205513059825,8.0548034826200006,8.0548034826200006,6.041102611965,8.041102611965,10.068504353274999,11.0753547886025,8.0548034826200006,7.0479530472925003,6.041102611965,6.041102611965,9.0616539179475009,3.0205513059825,3.0205513059825,3.0205513059825,3.0205513059825,5.0342521766374997,8.0548034826200006,4.0274017413100003,3.0205513059825,1.0068504353275001,4.0274017413100003,2.0137008706550001,4.0274017413100003,6.041102611965,2.0137008706550001,2.0137008706550001,2.0137008706550001,2.0137008706550001,4.0274017413100003,1.0068504353275001,0,2.0137008706550001,2.0137008706550001,0,0,0,0,0,0,0,0,0,0,0,0,0,0,0,0,0,0,0,0,0,0,0,0,0,0,0,0,0,0,null,149.24586237955805,364.06086440884229,235.11344038395012,149.97614747107812,171.7351560087842,193.20205050988221,256.72639190335218,620.64119929389051,321.27313242495023,256.8724489216562,407.14071042934233,214.66894501098022,192.61782243666613,257.3106199765682,322.00341751647034,171.58909899048018,171.58909899048018,214.37683097437221,448.75998626680217,193.20205050988221,236.13583951207823,85.867578004392101,128.80136700658815,107.33447250549011,21.466894501098025,493.73857352525454,64.400683503294076,64.400683503294076,171.7351560087842,171.7351560087842,128.80136700658815,171.44304197217616,214.66894501098022,236.13583951207823,171.7351560087842,150.26826150768616,128.80136700658815,128.80136700658815,193.20205050988221,64.400683503294076,64.400683503294076,64.400683503294076,64.400683503294076,107.33447250549011,171.7351560087842,85.867578004392101,64.400683503294076,21.466894501098025,85.867578004392101,42.93378900219605,85.867578004392101,128.80136700658815,42.93378900219605,42.93378900219605,42.93378900219605,42.93378900219605,85.867578004392101,21.466894501098025,0,42.93378900219605,42.93378900219605,0,0,0,0,0,0,0,0,0,0,0,0,0,0,0,0,0,0,0,0,0,0,0,0,0,0,0,0,0,0]
[5,"TRANSFORMERS","pole mounted ; < = 22 kv ; > 600 kva ; multiple phase",53.86170301261771,49.838621071303649,16.606658466346151,53.86170301261771,7.3390532776794659,2,0,0,0,0,0,0,0,0,0,0,0,0,0,0,0,0,2.0135562704369998,2.0135562704369998,1.0067781352184999,2.0135562704369998,1.0067781352184999,1.0067781352184999,0,0,0,0,1.0067781352184999,2.0135562704369998,0,0,0,2.0135562704369998,1.0067781352184999,1.0067781352184999,2.0135562704369998,0,0,0,0,0,0,0,1.0067781352184999,0,0,0,0,0,0,1.0067781352184999,0,0,0,0,0,0,0,0,0,0,0,0,0,0,0,0,0,0,0,0,0,0,0,0,0,0,0,0,0,0,0,0,0,0,0,0,0,0,0,0,0,null,0,0,0,0,0,0,0,0,0,0,0,0,0,0,0,0,33.43844128591698,33.43844128591698,16.71922064295849,33.43844128591698,16.71922064295849,16.71922064295849,0,0,0,0,16.71922064295849,33.43844128591698,0,0,0,33.43844128591698,16.71922064295849,16.71922064295849,33.43844128591698,0,0,0,0,0,0,0,16.71922064295849,0,0,0,0,0,0,16.71922064295849,0,0,0,0,0,0,0,0,0,0,0,0,0,0,0,0,0,0,0,0,0,0,0,0,0,0,0,0,0,0,0,0,0,0,0,0,0,0,0,0,0]
["","TRANSFORMERS","pole mounted ; > = 22 kv & < = 33 kv ; < = 60kva",45.872312113234543,"",13.20091460424397,"","",2,13,15.1027193629587,4.0273918301223102,9.0616316177752108,6.0410877451834697,30.2054387259174,19.130111193080999,51.349245834059502,44.301310131345502,30.2054387259174,32.219134640978503,18.1232632355504,20.136959150611599,33.225982598509098,26.178046895794999,20.136959150611599,19.130111193080999,24.1643509807339,18.1232632355504,25.171198938264499,26.178046895794999,23.157503023203301,21.143807108142202,33.225982598509098,43.2944621738149,20.136959150611599,33.225982598509098,32.219134640978503,23.157503023203301,43.2944621738149,30.2054387259174,22.150655065672701,42.287614216284297,18.1232632355504,27.184894853325599,26.178046895794999,26.178046895794999,19.130111193080999,23.157503023203301,11.0753275328364,16.109567320489301,13.0890234478975,15.1027193629587,20.136959150611599,10.068479575305799,13.0890234478975,11.0753275328364,8.0547836602446292,13.0890234478975,33.225982598509098,6.0410877451834697,17.116415278019801,26.178046895794999,6.0410877451834697,10.068479575305799,10.068479575305799,17.116415278019801,3.0205438725917402,4.0273918301223102,4.0273918301223102,0,5.0342397876528899,15.1027193629587,1.00684795753058,1.00684795753058,0,1.00684795753058,0,0,0,0,0,0,0,0,0,0,0,0,0,0,0,0,0,0,0,0,0,0,0,0,null,171.6118898551716,199.36970860227967,53.165255627274455,119.62182516136768,79.747883440911735,398.73941720455935,252.53496422955399,677.85700924774994,584.81781190002016,398.73941720455935,425.32204501819592,239.24365032273511,265.82627813637288,438.61335892501478,345.57416157728375,265.82627813637288,252.53496422955399,318.99153376364723,239.24365032273511,332.28284767046614,345.57416157728375,305.70021985682831,279.11759204319185,438.61335892501478,571.52649799320125,265.82627813637288,438.61335892501478,425.32204501819592,305.70021985682831,571.52649799320125,398.73941720455935,292.40890595000945,558.23518408638233,239.24365032273511,358.8654754841026,345.57416157728375,345.57416157728375,252.53496422955399,305.70021985682831,146.20445297500538,212.66102250909861,172.78708078864187,199.36970860227967,265.82627813637288,132.91313906818644,172.78708078864187,146.20445297500538,106.33051125454902,172.78708078864187,438.61335892501478,79.747883440911735,225.95233641591619,345.57416157728375,79.747883440911735,132.91313906818644,132.91313906818644,225.95233641591619,39.873941720455939,53.165255627274455,53.165255627274455,0,66.456569534093092,199.36970860227967,13.291313906818646,13.291313906818646,0,13.291313906818646,0,0,0,0,0,0,0,0,0,0,0,0,0,0,0,0,0,0,0,0,0,0,0,0]
["","TRANSFORMERS","pole mounted ; > = 22 kv & < = 33 kv ; > 60 kva and < = 600 kva",45.872312113234543,"",33.083136000278877,"","",2,5,11.075159805337501,3.0204981287284198,3.0204981287284198,4.0273308383045601,8.0546616766091095,26.177650448979598,21.1434869010989,31.2118139968603,25.1708177394035,20.136654191522801,20.136654191522801,16.109323353218201,17.116156062794399,10.068327095761401,15.102490643642099,17.116156062794399,17.116156062794399,14.095657934065899,17.116156062794399,9.0614943861852506,6.0409962574568299,14.095657934065899,12.081992514913701,22.150319610675101,26.177650448979598,16.109323353218201,13.088825224489799,11.075159805337501,11.075159805337501,21.1434869010989,10.068327095761401,5.0341635478807003,7.0478289670329701,12.081992514913701,11.075159805337501,4.0273308383045601,13.088825224489799,9.0614943861852506,8.0546616766091095,4.0273308383045601,6.0409962574568299,4.0273308383045601,2.01366541915228,4.0273308383045601,7.0478289670329701,2.01366541915228,2.01366541915228,5.0341635478807003,7.0478289670329701,3.0204981287284198,1.00683270957614,1.00683270957614,5.0341635478807003,6.0409962574568299,11.075159805337501,4.0273308383045601,2.01366541915228,1.00683270957614,0,1.00683270957614,4.0273308383045601,1.00683270957614,0,0,3.0204981287284198,0,0,0,0,0,0,0,0,0,0,0,0,0,0,0,0,0,0,0,0,0,0,0,0,0,null,165.41568000139438,366.40101806480266,99.927550381310169,99.927550381310169,133.23673384174691,266.47346768349342,866.03876997135342,699.49285266916991,1032.5846872735372,832.72958651091812,666.1836692087345,666.1836692087345,532.94693536698628,566.25611882742498,333.09183460436725,499.63775190655082,566.25611882742498,566.25611882742498,466.32856844611211,566.25611882742498,299.7826511439302,199.85510076262003,466.32856844611211,399.71020152524136,732.80203612960861,866.03876997135342,532.94693536698628,433.01938498567671,366.40101806480266,366.40101806480266,699.49285266916991,333.09183460436725,166.54591730218362,233.16428422305674,399.71020152524136,366.40101806480266,133.23673384174691,433.01938498567671,299.7826511439302,266.47346768349342,133.23673384174691,199.85510076262003,133.23673384174691,66.618366920873456,133.23673384174691,233.16428422305674,66.618366920873456,66.618366920873456,166.54591730218362,233.16428422305674,99.927550381310169,33.309183460436728,33.309183460436728,166.54591730218362,199.85510076262003,366.40101806480266,133.23673384174691,66.618366920873456,33.309183460436728,0,33.309183460436728,133.23673384174691,33.309183460436728,0,0,99.927550381310169,0,0,0,0,0,0,0,0,0,0,0,0,0,0,0,0,0,0,0,0,0,0,0,0,0]
[6,"UNDERGROUND CABLES","˂ = 1 kv",75.084104781799695,62.030581166293956,313.74940325643172,75.084104781799695,8.665108469130649,2,5.0799999999999397,6.9135982811361201,0,5.0409840224259304,38.003441398702201,184.03365263079499,189.28084411406701,257.70625608527098,322.27620258544601,457.29839176041003,493.18594015535598,450.19262860206999,494.62825273763701,454.987432588133,501.541586216479,471.08195637495999,401.68296555062801,442.547014549371,306.98031384783798,235.89541586506701,255.11906090176501,219.66906762706901,240.64087498237399,195.59537140206101,331.88887558412603,501.181850046438,451.57069590021302,327.699205362567,466.12915015316298,396.81092094098199,400.509404752671,271.54772140069701,339.97037781563102,459.85032602942903,435.64769698637298,277.16818870086797,151.222121493906,157.00598307510401,126.91916979110501,102.621508075958,160.303907660904,261.18269649236697,277.44185626150198,261.82428184382002,181.34150817454901,118.98599132917801,63.162078371265501,53.142127352087599,38.4488039283845,387.09748303278701,0.21159950613940001,0.92959201045211604,0,3.9190133612956E-2,0,0.12872870277033599,0,0,0.46374991441998298,0,0,0,0.31510296231771501,40.856853935149402,0,0,0,0,0,0,0,0,0,0,0,0,0,0,0,0,0,0,0,0,0,0,0,0,0,0,0,null,1593.8469685426542,2169.1373350611498,0,1581.6057288613424,11923.557060533589,57740.448692013371,59386.751888662198,80855.184062202941,101113.96624493258,143477.09752495459,154736.79441820519,141247.66857434384,155189.31913020511,142752.03546370269,157358.37338370449,147801.68269751611,126027.79073978336,138848.86172778055,96314.890281231288,74012.045958592571,80043.453117270037,68921.038881889646,75500.930924825429,61367.931057116773,104129.93666196766,157245.50637502436,141680.03636678343,102815.43013011226,146247.74270098255,124499.1896508682,125659.5867397392,85197.935545112457,106665.50316451787,144277.76537900892,136684.2049595133,86961.353806563391,47445.850377884628,49260.533497503304,39820.813783760932,32197.436920106913,50295.255368282764,81945.915165385857,87047.216840402951,82147.212186542325,56895.789975386084,37331.783775404561,19817.064397420523,16673.310744494782,12063.289288454185,121451.60430360363,66.389218780592415,291.65893855129804,0,12.295881034604772,0,40.388553676167483,0,0,145.50125890949093,0,0,0,98.863366391516976,12818.813541088319,0,0,0,0,0,0,0,0,0,0,0,0,0,0,0,0,0,0,0,0,0,0,0,0,0,0,0]
[6,"UNDERGROUND CABLES","> 1 kv & < = 11 kv",68.941686751934498,68.941686751934498,831.75789399286077,68.941686751934498,8.3031130759453404,2,3.0880000000000001,3.5776005561811499,0,1.5447974010565599,16.646895705508101,66.665956678292403,92.338523713180805,113.47671339608399,129.11210366731299,157.74778884701399,164.417095349372,163.99383651227001,139.320587601401,128.94496609917101,122.186150742668,105.89712100422599,114.706715583809,110.040829205696,78.080102542977698,82.004313990682206,80.360757532813807,76.335421826176699,66.187233782205396,47.198077473079302,104.74397174330601,116.807303320632,98.311785001671197,89.1553088185794,128.67092689233201,115.71705245584501,122.02355230300699,91.595380171386694,122.536985823238,169.343570692387,136.58363259687201,83.002051539714898,43.385347342875598,57.962541591090698,34.953586849829399,34.692889675149402,48.054894364008703,57.640429335169799,86.464493044141406,81.954768521780593,42.286470586503299,55.007451508566,19.3762944911463,16.636752725445,24.5641291806803,60.815590714039601,0.55665533006201096,0.579238285381804,1.62071378079198,1.0751677807297999,0.43893698562301797,0.803006113913738,0,0.31430831676422999,0.26604532863454999,30.187177577524,0,0,0,0,0,0,0,0,0,0,0,0,0,0,0,0,0,0,0,0,0,0,0,0,0,0,0,0,0,0,0,null,{"$f":"IFERROR($F37*J37,\"\")","v":2568.4683766499543},2975.6975041569208,0,1284.897432948449,13846.186913532216,55449.935727755779,76803.296018085108,94385.152151558272,107390.01143531218,131207.96863342286,136755.21696421705,136403.16808525522,115880.99853318917,107250.9934436273,101629.29541681576,88080.766346382152,95408.216180827032,91527.328353357792,64943.741653893747,68207.735503219126,66840.694445164132,63492.589695197392,55051.754179900287,39257.373519520326,87121.625345659922,97155.396612954166,81771.603247668958,74155.631901224726,107023.05917007542,96248.571849735046,{"$f":"IFERROR($F37*AN37,\"\")","v":101494.05288107679},76185.180510828039,101921.10526456947,140852.85172033095,113604.5146026689,69037.611585760154,36086.105136058963,48210.801524279203,29072.921785710652,28856.084852728931,39970.037732257275,47942.882112665146,71917.524639555413,68166.525668348622,35172.105719421037,45752.882020679266,{"$f":"IFERROR($F37*BD37,\"\")","v":16116.385899341316},13837.750409796119,20431.408355091222,50583.847654241355,463.00246501227906,481.78601636920496,1348.0414810767443,894.27928898879634,365.08930275737606,667.90667417228201,0,261.42842361625691,221.28530225171184,25108.423247469873,0,0,{"$f":"IFERROR($F37*BT37,\"\")","v":0},0,0,0,0,0,0,0,0,0,0,0,0,0,0,0,{"$f":"IFERROR($F37*CJ37,\"\")","v":0},0,0,0,0,0,0,0,0,0,0,0,0]
[6,"UNDERGROUND CABLES","> 11 kv & < = 22 kv",68.941686751934498,49.801568547823209,831.75789399286077,68.941686751934498,8.3031130759453404,2,0.09,1.9970491803278E-2,0.382322383399266,3.2971458897982003E-2,0.344637227044017,1.058322772368,0.60546589022994202,2.9334829098049,0.26361291971508799,0.75849009447090898,0.71585921928096297,1.03409485590371,2.0402323569922101,1.64655802241089,3.4200488345881399,1.1983293561699899,3.9489183623026398,0.86176403073025498,0.76563391056547203,2.7218183553312998,0.61412395110352302,0.99341784494475205,2.4850710687923399,7.1364891036965E-2,1.9048955087023001,0.21353293714448601,0.91249123082737205,0.11053986886834501,4.4549081398722201,1.3914810470549399,1.2243890203508401,3.4972460103546101,1.02261590354663,2.0861530510810899,0.32169153398131001,2.5321103501534599,1.02642593879707,3.9700078843458997E-2,0.348325145780014,3.6893719225182999,0,0,0.77867595430734005,9.8316005773203999E-2,0.13128746467118699,7.7592833273250006E-2,0,0,0.61604118038018396,4.7262388232997301,0,0,0,6.4172228336627002E-2,0.118074457809106,0,0.11729291211671,0.38044178907693699,0.109477455192744,0,0,0,0,0,0,0,0,0,0,0,0,0,0,0,0,0,0,0,0,0,0,0,0,0,0,0,0,0,0,0,0,null,74.858210459357466,16.610614204296198,317.99966044250453,27.424271214857683,286.65473415767099,880.26832030949345,503.60103374216919,2439.9475671233727,219.26212693153067,630.88012359156926,595.42155662450728,860.11655953532068,1696.9793685079312,1369.5376330575316,2844.6526160097692,996.71990159777158,{"$f":"IFERROR($F38*Z38,\"\")","v":3284.5440205785803},716.77903531899585,636.82204902145531,2263.8939030614738,510.80244422044092,826.28313456617332,2066.977478601304,59.358311473935991,1584.4118765946844,177.6077060974076,758.97178443992834,91.942408532181631,3705.4050123517704,1157.3753452293977,1018.3952329949967,2908.8619763474849,850.56885029755142,1735.1742683139883,267.56947281962721,2106.1027722011672,853.73787719349593,33.020853970185982,289.72218967874068,3068.6642204302129,0,0,647.6698718575542,81.775113907710093,109.1993851225686,64.538451592297605,0,0,512.3971148058979,3931.0864501750798,0,0,0,53.375757494101855,98.209362361650903,0,97.559305562484411,316.43546126950923,91.058737570814529,0,0,0,0,0,0,0,0,0,0,0,0,0,0,0,0,0,0,0,0,0,0,0,0,0,0,0,0,0,0,0,0]
[6,"UNDERGROUND CABLES","> 22 kv & < = 33 kv",65.105661956406394,59.235372248425456,726.79140616773645,65.105661956406394,8.068807963782902,2,0.12,3.0197014925373002E-2,7.8918860957782E-2,1.7375556300422901,2.1788013663158901,8.1556477145504598,1.70969656769439,3.0963325404458599,5.2404236965362996,5.9793819167829403,3.5902287232611201,16.009286302083598,3.5666871338708899,2.3084278109843899,0.67652339529610295,2.0178505191624301,1.1958036680225701,0.95650204845838105,0.45945676146390602,0.68560902479210695,4.1119839684242798,0.63924163758094799,1.9089365829198,1.6850983336066301,4.1270951237761198,0.174732675305175,0.62465880457787903,3.0039840662355402,0.44510873839362303,0.370405094455036,0.300621097334002,0.27826113212166198,18.528389750745699,2.4794679107336601,0.120343877809507,0.17260802413916501,0.14274929010561299,9.6575053000449995E-3,0.15608800919061599,0.42290783797446002,0.550011969493999,6.6045974481368994E-2,1.2444888565057399,0,0,0,0,0.55606779340567403,9.9727830818936098,9.8858768959641005E-2,0,0,0,0,0.15434965823660801,0,0.240358264261719,0,0.46850262476161503,0.42264651724281099,1.7889221964675901,6.9795358891974996E-2,2.5976871373771599,1.29221965622984,15.981591985414401,0,0,0,0,0,0,0,0,0,0,0,0,0,0,0,0,0,0,0,0,0,0,0,0,0,0,null,87.21496874012837,21.946930939679969,57.357549928662458,1262.8404996531033,1583.5341087849113,5927.4546706668143,1242.5927725547583,2250.3878810335664,3808.6949073203446,4345.7633913126083,2609.3473822427468,11635.41170323322,2592.2375573863978,1677.7454947820545,491.69138977262611,1466.5564162583596,869.0998293826608,695.17746880138714,333.9292257376265,498.29474720994591,2988.5546105502717,464.59532865842374,1387.3987033853152,1224.7149874128722,2999.5372683972546,126.99420678849866,453.99665095421398,2183.2698036048032,323.50120587464841,269.20723945066885,218.48883005506727,202.23779949652902,13466.274440968342,1802.0559693898965,87.464896176849848,125.45002857993833,103.74895728530461,7.0189918570920726,113.44342368557037,307.36578224081507,399.74397271762967,48.001646665032609,904.48380597988512,0,0,0,0,404.14529349390017,7248.1330394952693,71.849703704188869,0,0,0,0,112.18000515129388,0,174.69032086681113,0,340.50368144376955,307.17585657879908,1300.1732786953555,50.726667033080332,1887.976687358188,939.17414102887449,11615.283711878359,0,0,0,0,0,0,0,0,0,0,0,0,0,0,0,0,0,0,0,0,0,0,0,0,0,0]
[6,"UNDERGROUND CABLES","> 33 kv & < = 66 kv",65.105661956406394,46.752146023754221,726.79140616773645,65.105661956406394,8.068807963782902,2,1E-3,7.9998518518517997E-2,0,1.40328914011614,0,4.0680361320343597,5.4580304519344001E-2,0,6.3261782375087297,1.57654906545818,0.99629673649110095,0,0,4.7287032442665002E-2,0,0,0.75154485938924598,0.40633660531841698,2.85680646871677,0,0,0,0,0,0,0,0,0,2.6125017268239699,3.27107227174253,0.125515821352332,0,4.7393152532282201,0,1.14045312789227,0,0,0,0,0,0,0,0,0,0,0,0,4.8730782351032298,4.9165894591138199,1.0832396938084601,1.98343216936545,1.8243116529677099,0.65687143112412405,0.14386823759977899,3.3971246553457299,2.0015063681494798,1.37626230081291,0.56737483494612795,0,0.40947648811982101,0,0.23004609689274699,0,0,8.0057075097825003E-2,0,0,0,0,0,0,0,0,0,0,0,0,0,0,0,0,0,0,0,0,0,0,0,0,0,0,null,0.72679140616773652,58.142235765409403,0,1019.8984874049231,0,2956.6137007424118,39.668496270677288,0,4597.8119769067025,1145.8223121767815,724.0999060746941,0,0,34.367808802503873,0,0,546.21634515364383,295.3219527567968,2076.3023905477471,0,0,0,0,0,0,0,0,0,1898.7438036540327,2377.3872160560454,91.223820296959772,0,3444.4935971659402,0,828.87153248921629,0,0,0,0,0,0,0,0,0,0,0,0,3541.7113828560678,3573.3349665388041,787.289300279759,1441.5414554114393,1325.8940315485895,477.40851109811558,104.56219870801738,2469.0010051858103,1454.6776277610397,1000.2556128634592,412.36315411468371,0,297.60399259323117,0,167.19552624407893,0,0,58.184794184024312,0,0,0,0,0,0,0,0,0,0,0,0,0,0,0,0,0,0,0,0,0,0,0,0,0,0]
["","","","","","","","","","","","","","","","","","","","","","","","","","","","","","","","","","","","","","","","","","","","","","","","","","","","","","","","","","","","","","","","","","","","","","","","","","","","","","","","","","","","","","","","","","","","","","","","","","","","",null,"","","","","","","","","","","","","","","","","","","","","","","","","","","","","","","","","","","","","","","","","","","","","","","","","","","","","","","","","","","","","","","","","","","","","","","","","","","","","","","","","","","","","","","","","","",""]
["","","","","","","","","","","","","","","","","","","","","","","","","","","","","","","","","","","","","","","","","","","","","","","","","","","","","","","","","","","","","","","","","","","","","","","","","","","","","","","","","","","","","","","","","","","","","","","","","","","","",null,"","","","","","","","","","","","","","","","","","","","","","","","","","","","","","","","","","","","","","","","","","","","","","","","","","","","","","","","","","","","","","","","","","","","","","","","","","","","","","","","","","","","","","","","","","",""]
["","","","","","","","","","","","","","","","","","","","","","","","","","","","","","","","","","","","","","","","","","","","","","","","","","","","","","","","","","","","","","","","","","","","","","","","","","","","","","","","","","","","","","","","","","","","","","","","","","","","",null,"","","","","","","","","","","","","","","","","","","","","","","","","","","","","","","","","","","","","","","","","","","","","","","","","","","","","","","","","","","","","","","","","","","","","","","","","","","","","","","","","","","","","","","","","","",""]
["","","","","","","","","","","","","","","","","","","","","","","","","","","","","","","","","","","","","","","","","","","","","","","","","","","","","","","","","","","","","","","","","","","","","","","","","","","","","","","","","","","","","","","","","","","","","","","","","","","","",null,"","","","","","","","","","","","","","","","","","","","","","","","","","","","","","","","","","","","","","","","","","","","","","","","","","","","","","","","","","","","","","","","","","","","","","","","","","","","","","","","","","","","","","","","","","",""]
["","","","","","","","","","","","","","","","","","","","","","","","","","","","","","","","","","","","","","","","","","","","","","","","","","","","","","","","","","","","","","","","","","","","","","","","","","","","","","","","","","","","","","","","","","","","","","","","","","","","",null,"","","","","","","","","","","","","","","","","","","","","","","","","","","","","","","","","","","","","","","","","","","","","","","","","","","","","","","","","","","","","","","","","","","","","","","","","","","","","","","","","","","","","","","","","","",""]
["","","","","","","","","","","","","","","","","","","","","","","","","","","","","","","","","","","","","","","","","","","","","","","","","","","","","","","","","","","","","","","","","","","","","","","","","","","","","","","","","","","","","","","","","","","","","","","","","","","","",null,"","","","","","","","","","","","","","","","","","","","","","","","","","","","","","","","","","","","","","","","","","","","","","","","","","","","","","","","","","","","","","","","","","","","","","","","","","","","","","","","","","","","","","","","","","",""]
["","","","","","","","","","","","","","","","","","","","","","","","","","","","","","","","","","","","","","","","","","","","","","","","","","","","","","","","","","","","","","","","","","","","","","","","","","","","","","","","","","","","","","","","","","","","","","","","","","","","",null,"","","","","","","","","","","","","","","","","","","","","","","","","","","","","","","","","","","","","","","","","","","","","","","","","","","","","","","","","","","","","","","","","","","","","","","","","","","","","","","","","","","","","","","","","","",""]
["","","","","","","","","","","","","","","","","","","","","","","","","","","","","","","","","","","","","","","","","","","","","","","","","","","","","","","","","","","","","","","","","","","","","","","","","","","","","","","","","","","","","","","","","","","","","","","","","","","","",null,"","","","","","","","","","","","","","","","","","","","","","","","","","","","","","","","","","","","","","","","","","","","","","","","","","","","","","","","","","","","","","","","","","","","","","","","","","","","","","","","","","","","","","","","","","",""]
["","","","","","","","","","","","","","","","","","","","","","","","","","","","","","","","","","","","","","","","","","","","","","","","","","","","","","","","","","","","","","","","","","","","","","","","","","","","","","","","","","","","","","","","","","","","","","","","","","","","",null,"","","","","","","","","","","","","","","","","","","","","","","","","","","","","","","","","","","","","","","","","","","","","","","","","","","","","","","","","","","","","","","","","","","","","","","","","","","","","","","","","","","","","","","","","","",""]
["","","","","","","","","","","","","","","","","","","","","","","","","","","","","","","","","","","","","","","","","","","","","","","","","","","","","","","","","","","","","","","","","","","","","","","","","","","","","","","","","","","","","","","","","","","","","","","","","","","","",null,"","","","","","","","","","","","","","","","","","","","","","","","","","","","","","","","","","","","","","","","","","","","","","","","","","","","","","","","","","","","","","","","","","","","","","","","","","","","","","","","","","","","","","","","","","",""]
["","","","","","","","","","","","","","","","","","","","","","","","","","","","","","","","","","","","","","","","","","","","","","","","","","","","","","","","","","","","","","","","","","","","","","","","","","","","","","","","","","","","","","","","","","","","","","","","","","","","",null,"","","","","","","","","","","","","","","","","","","","","","","","","","","","","","","","","","","","","","","","","","","","","","","","","","","","","","","","","","","","","","","","","","","","","","","","","","","","","","","","","","","","","","","","","","",""]
["","","","","","","","","","","","","","","","","","","","","","","","","","","","","","","","","","","","","","","","","","","","","","","","","","","","","","","","","","","","","","","","","","","","","","","","","","","","","","","","","","","","","","","","","","","","","","","","","","","","",null,"","","","","","","","","","","","","","","",{"$f":"IFERROR($F52*Y52,\"\")","v":""},"","","","","","","","","","","","","","","","","","","","","","","","","","","","","","","","","","","","","","","","","","","","","","","","","","","","","","","","","","","","","","","","","","","","","","","","","","",""]
["","","","","","","","","","","","","","","","","","","","","","","","","","","","","","","","","","","","","","","","","","","","","","","","","","","","","","","","","","","","","","","","","","","","","","","","","","","","","","","","","","","","","","","","","","","","","","","","","","","","",null,{"$f":"IFERROR($F53*J53,\"\")","v":""},"","","","","","","","","","","","","","","","","","","","","","","","","","","","","","","","","","","","","","","","","","",{"$f":"IFERROR($F53*BA53,\"\")","v":""},"","","","","","","","","","","","","","","",{"$f":"IFERROR($F53*BQ53,\"\")","v":""},"","","","","","","","","","","","","","","",{"$f":"IFERROR($F53*CG53,\"\")","v":""},"","","","","","","","","","","","","","",""]
["","","","","","","","","","","","","","","","","","","","","","","","","","","","","","","","","","","","","","","","","","","","","","","","","","","","","","","","","","","","","","","","","","","","","","","","","","","","","","","","","","","","","","","","","","","","","","","","","","","","",null,"","","","","","","","","","","","","","","","","","","","","","","","","","","","","","","","",{"$f":"IFERROR($F54*AP54,\"\")","v":""},"","","","","","","","","","","","","","","","","","","","","","","","","","","","","","","","","","","","","","","","","","","","","","","","","","","","","","","","","",""]
["","","","","","","","","","","","","","","","","","","","","","","","","","","","","","","","","","","","","","","","","","","","","","","","","","","","","","","","","","","","","","","","","","","","","","","","","","","","","","","","","","","","","","","","","","","","","","","","","","","","",null,"","","","","","","","","","","","","","","","","","","","","","","","","","","","","","","",{"$f":"IFERROR($F55*AO55,\"\")","v":""},"","","","","","","","","","","","","","","","","","","","","","","","","","","","","","","","","","","","","","","","","","","","","","","","","","","","","","","","","","",""]
["","","","","","","","","","","","","","","","","","","","","","","","","","","","","","","","","","","","","","","","","","","","","","","","","","","","","","","","","","","","","","","","","","","","","","","","","","","","","","","","","","","","","","","","","","","","","","","","","","","","",null,"","","","","","","","","","","","","","","","","","","","","","","","","","","","","","","","","","","","","","","","","","","","","","","","","","","","","","","","","","","","","","","","","","","","","","","","","","","","","","","","","","","","","","","","","","",""]
["","","","","","","","","","","","","","","","","","","","","","","","","","","","","","","","","","","","","","","","","","","","","","","","","","","","","","","","","","","","","","","","","","","","","","","","","","","","","","","","","","","","","","","","","","","","","","","","","","","","",null,"","","","","","","","","","","","","","","","","","","","","","","","","","","","","","","","","","","","","","","","","","","","","","","","","","","","","","","","","","","","","","","","","","","","","","","","","","","","","","","","","","","","","","","","","","",""]
["","","","","","","","","","","","","","","","","","","","","","","","","","","","","","","","","","","","","","","","","","","","","","","","","","","","","","","","","","","","","","","","","","","","","","","","","","","","","","","","","","","","","","","","","","","","","","","","","","","","",null,"","","","","","","","","","","","","","","","","","","","","","","","","","","","","","","","","","","","","","","","","","","","","","","","","","","","","","","","","","","","","","","","","","","","","","","","","","","","","","","","","","","","","","","","","","",""]
["","","","","","","","","","","","","","","","","","","","","","","","","","","","","","","","","","","","","","","","","","","","","","","","","","","","","","","","","","","","","","","","","","","","","","","","","","","","","","","","","","","","","","","","","","","","","","","","","","","","",null,"","","","","","","","","","","","","","","","","","","","","","","","","","","","","","","","","","","","","","","","","","","","","","","","","","","","","","","","","","","","","","","","","","","","","","","","","","","","","","","","","","","","","","","","","","",""]
["","","","","","","","","","","","","","","","","","","","","","","","","","","","","","","","","","","","","","","","","","","","","","","","","","","","","","","","","","","","","","","","","","","","","","","","","","","","","","","","","","","","","","","","","","","","","","","","","","","","",null,"","","","","","","","","","","","","","","","","","","","","","","","","","","","","","","","","","","","","","","","","","","","","","","","","","","","","","","","","","","","","","","","","","","","","","","","","","","","","","","","","","","","","","","","","","",""]
["","","","","","","","","","","","","","","","","","","","","","","","","","","","","","","","","","","","","","","","","","","","","","","","","","","","","","","","","","","","","","","","","","","","","","","","","","","","","","","","","","","","","","","","","","","","","","","","","","","","",null,"","","","","","","","","","","","","","","","","","","","","","","","","","","","","","","","","","","","","","","","","","","","","","","","","","","","","","","","","","","","","","","","","","","","","","","","","","","","","","","","","","","","","","","","","","",""]
["","","","","","","","","","","","","","","","","","","","","","","","","","","","","","","","","","","","","","","","","","","","","","","","","","","","","","","","","","","","","","","","","","","","","","","","","","","","","","","","","","","","","","","","","","","","","","","","","","","","",null,"","","","","","","","","","","","","","","","","","","","","","","","","","","","","","","","","","","","","","","","","","","","","","","","","","","","","","","","","","","","","","","","","","","","","","","","","","","","","","","","","","","","","","","","","","",""]
["","","","","","","","","","","","","","","","","","","","","","","","","","","","","","","","","","","","","","","","","","","","","","","","","","","","","","","","","","","","","","","","","","","","","","","","","","","","","","","","","","","","","","","","","","","","","","","","","","","","",null,"","","","","","","","","","","","","","","","","","","","","","","","","","","","","","","","","","","","","","","","","","","","","","","","","","","","","","","","","","","","","","","","","","","","","","","","","","","","","","","","","","","","","","","","","","",""]
["","","","","","","","","","","","","","","","","","","","","","","","","","","","","","","","","","","","","","","","","","","","","","","","","","","","","","","","","","","","","","","","","","","","","","","","","","","","","","","","","","","","","","","","","","","","","","","","","","","","",null,"","","","","","","","","","","","","","","","","","","","","","","","","","","","","","","","","","","","","","","","","","","","","","","","","","","","","","","","","","","","","","","","","","","","","","","","","","","","","","","","","","","","","","","","","","",""]
["","","","","","","","","","","","","","","","","","","","","","","","","","","","","","","","","","","","","","","","","","","","","","","","","","","","","","","","","","","","","","","","","","","","","","","","","","","","","","","","","","","","","","","","","","","","","","","","","","","","",null,"","","","","","","","","","","","","","","","","","","","","","","","","","","","","","","","","","","","","","","","","","","","","","","","","","","","","","","","","","","","","","","","","","","","","","","","","","","","","","","","","","","","","","","","","","",""]
["","","","","","","","","","","","","","","","","","","","","","","","","","","","","","","","","","","","","","","","","","","","","","","","","","","","","","","","","","","","","","","","","","","","","","","","","","","","","","","","","","","","","","","","","","","","","","","","","","","","",null,{"$f":"IFERROR($F66*J66,\"\")","v":""},"","","","","","","","","","","","","","","",{"$f":"IFERROR($F66*Z66,\"\")","v":""},"","","","","","","","","","","","","","","",{"$f":"IFERROR($F66*AP66,\"\")","v":""},"","","","","","","","","","","","","","","",{"$f":"IFERROR($F66*BF66,\"\")","v":""},"","","","","","","","","","","","","","","",{"$f":"IFERROR($F66*BV66,\"\")","v":""},"","","","","","","","","","","","","",{"$f":"IFERROR($F66*CJ66,\"\")","v":""},{"$f":"IFERROR($F66*CK66,\"\")","v":""},"","","","","","","","","","",""]
["","","","","","","","","","","","","","","","","","","","","","","","","","","","","","","","","","","","","","","","","","","","","","","","","","","","","","","","","","","","","","","","","","","","","","","","","","","","","","","","","","","","","","","","","","","","","","","","","","","","",null,"","","","","","","","","","","","","","","","","","","","","","","","","","","","","","","","","","","","","","","","","","","","","","","","","","","","","","","","","","","","","","","","","","","","","","","","","","","","","","","","","","","","","","","","","","",""]
["","","","","","","","","","","","","","","","","","","","","","","","","","","","","","","","","","","","","","","","","","","","","","","","","","","","","","","","","","","","","","","","","","","","","","","","","","","","","","","","","","","","","","","","","","","","","","","","","","","","",null,"","","","","","","","","","","","","","","","","","","","","","","","","","","","","","","","","","","","","","","","","","","","","","","","","","","","","","","","","","","","","","","","","","","","","","","","","","","","","","","","","","","","","","","","","","",""]
["","","","","","","","","","","","","","","","","","","","","","","","","","","","","","","","","","","","","","","","","","","","","","","","","","","","","","","","","","","","","","","","","","","","","","","","","","","","","","","","","","","","","","","","","","","","","","","","","","","","",null,"","","","","","","","","","","","","","","","","","","","","","","","","","","","","","","","","","","","","","","","","","","","","","","","","","","","","","","","","","","","","","","","","","","","","","","","","","","","","","","","","","","","","","","","","","",""]
["","","","","","","","","","","","","","","","","","","","","","","","","","","","","","","","","","","","","","","","","","","","","","","","","","","","","","","","","","","","","","","","","","","","","","","","","","","","","","","","","","","","","","","","","","","","","","","","","","","","",null,"","","","","","","","","","","","","","","","","","","","","","","","","","","","","","","","","","","","","","","","","","","","","","","","","","","","","","","","","","","","","","","","","","","","","","","","","","","","","","","","","","","","","","","","","","",""]
["","","","","","","","","","","","","","","","","","","","","","","","","","","","","","","","","","","","","","","","","","","","","","","","","","","","","","","","","","","","","","","","","","","","","","","","","","","","","","","","","","","","","","","","","","","","","","","","","","","","",null,"","","","","","","","","","","","","","","","","","","","","","","","","","","","","","","","","","","","","","","","","","","","","","","","","","","","","","","","","","","","","","","","","","","","","","","","","","","","","","","","","","","","","","","","","","",""]
["","","","","","","","","","","","","","","","","","","","","","","","","","","","","","","","","","","","","","","","","","","","","","","","","","","","","","","","","","","","","","","","","","","","","","","","","","","","","","","","","","","","","","","","","","","","","","","","","","","","",null,"","","","","","","","","","","","","","","","","","","","","","","","","","","","","","","","","","","","","","","","","","","","","","","","","","","","","","","","","","","","","","","","","","","","","","","","","","","","","","","","","","","","","","","","","","",""]
["","","","","","","","","","","","","","","","","","","","","","","","","","","","","","","","","","","","","","","","","","","","","","","","","","","","","","","","","","","","","","","","","","","","","","","","","","","","","","","","","","","","","","","","","","","","","","","","","","","","",null,"","","","","","","","","","","","","","","","","","","","","","","","","","","","","","","","","","","","","","","","","","","","","","","","","","","","","","","","","","","","","","","","","","","","","","","","","","","","","","","","","","","","","","","","","","",""]
["","","","","","","","","","","","","","","","","","","","","","","","","","","","","","","","","","","","","","","","","","","","","","","","","","","","","","","","","","","","","","","","","","","","","","","","","","","","","","","","","","","","","","","","","","","","","","","","","","","","",null,"","","","","","","","","","","","","","","","","","","","","","","","","","","","","","","","","","","","","","","","","","","","","","","","","","","","","","","","","","","","","","","","","","","","","","","","","","","","","","","","","","","","","","","","","","",""]
["","","","","","","","","","","","","","","","","","","","","","","","","","","","","","","","","","","","","","","","","","","","","","","","","","","","","","","","","","","","","","","","","","","","","","","","","","","","","","","","","","","","","","","","","","","","","","","","","","","","",null,"","","","","","","","","","","","","","","","","","","","","","","","","","","","","","","","","","","","","","","","","","","","","","","","","","","","","","","","","","","","","","","","","","","","","","","","","","","","","","","","","","","","","","","","","","",""]
["","","","","","","","","","","","","","","","","","","","","","","","","","","","","","","","","","","","","","","","","","","","","","","","","","","","","","","","","","","","","","","","","","","","","","","","","","","","","","","","","","","","","","","","","","","","","","","","","","","","",null,"","","","","","","","","","","","","","","","","","","","","","","","","","","","","","","","","","","","","","","","","","","","","","","","","","","","","","","","","","","","","","","","","","","","","","","","","","","","","","","","","","","","","","","","","","",""]
["","","","","","","","","","","","","","","","","","","","","","","","","","","","","","","","","","","","","","","","","","","","","","","","","","","","","","","","","","","","","","","","","","","","","","","","","","","","","","","","","","","","","","","","","","","","","","","","","","","","",null,"","","","","","","","","","","","","","","","","","","","","","","","","","","","","","","","","","","","","","","","","","","","","","","","","","","","","","","","","","","","","","","","","","","","","","","","","","","","","","","","","","","","","","","","","","",""]
["","","","","","","","","","","","","","","","","","","","","","","","","","","","","","","","","","","","","","","","","","","","","","","","","","","","","","","","","","","","","","","","","","","","","","","","","","","","","","","","","","","","","","","","","","","","","","","","","","","","",null,"","","","","","","","","","","","","","","","","","","","","","","","","","","","","","","","","","","","","","","","","","","","","","","","","","","","","","","","","","","","","","","","","","","","","","","","","","","","","","","","","","","","","","","","","","",""]
["","","","","","","","","","","","","","","","","","","","","","","","","","","","","","","","","","","","","","","","","","","","","","","","","","","","","","","","","","","","","","","","","","","","","","","","","","","","","","","","","","","","","","","","","","","","","","","","","","","","",null,"","","","","","","","","","","","","","","","","","","","","","","","","","","","","","","","","","","","","","","","","","","","","","","","","","","","","","","","","","","","","","","","","","","","","","","","","","","","","","","","","","","","","","","","","","",""]
["","","","","","","","","","","","","","","","","","","","","","","","","","","","","","","","","","","","","","","","","","","","","","","","","","","","","","","","","","","","","","","","","","","","","","","","","","","","","","","","","","","","","","","","","","","","","","","","","","","","",null,"","","","","","","","","","","","","","","","","","","","","","","","","","","","","","","","","","","","","","","","","","","","","","","","","","","","","","","","","","","","","","","","","","","","","","","","","","","","","","","","","","","","","","","","","","",""]
["","","","","","","","","","","","","","","","","","","","","","","","","","","","","","","","","","","","","","","","","","","","","","","","","","","","","","","","","","","","","","","","","","","","","","","","","","","","","","","","","","","","","","","","","","","","","","","","","","","","",null,"","","","","","","","","","","","","","","",{"$f":"IFERROR($F81*Y81,\"\")","v":""},"","","","","","","","","","","","","","","","","","","","","","","","","","","","","","","",{"$f":"IFERROR($F81*BE81,\"\")","v":""},"","","","","","","","","","","","","","","","","","","","","","","","","","","","","","","","","","","","","","","","","","",""]
["","","","","","","","","","","","","","","","","","","","","","","","","","","","","","","","","","","","","","","","","","","","","","","","","","","","","","","","","","","","","","","","","","","","","","","","","","","","","","","","","","","","","","","","","","","","","","","","","","","","",null,{"$f":"IFERROR($F82*J82,\"\")","v":""},"","","","","","","","","","","","","","","","","","","","","","","","","","","","","","","",{"$f":"IFERROR($F82*AP82,\"\")","v":""},"","","","","","","","","","","","","","","","","","","","","","","","","","","","","","","","","","","","","","","","","","","","","","","","","","","","","","","","","",""]
["","","","","","","","","","","","","","","","","","","","","","","","","","","","","","","","","","","","","","","","","","","","","","","","","","","","","","","","","","","","","","","","","","","","","","","","","","","","","","","","","","","","","","","","","","","","","","","","","","","","",null,"","","","","","","","","","","","","","","","","","","","","","","","","","","","","","","","","","","","","","","","","","","","","","","","","","","","","","","","","","","","","","","","","","","","","","","","","","","","","","","","","","","","","","","","","","",""]
["","","","","","","","","","","","","","","","","","","","","","","","","","","","","","","","","","","","","","","","","","","","","","","","","","","","","","","","","","","","","","","","","","","","","","","","","","","","","","","","","","","","","","","","","","","","","","","","","","","","",null,"","","","","","","","","","","","","","","","","","","","","","","","","","","","","","","","","","","","","","","","","","","","","","","","","","","","","","","","","","","",{"$f":"IFERROR($F84*BQ84,\"\")","v":""},"","","","","","","","","","","","","","","","","","","","","","","","","","","","","","",""]
["","","","","","","","","","","","","","","","","","","","","","","","","","","","","","","","","","","","","","","","","","","","","","","","","","","","","","","","","","","","","","","","","","","","","","","","","","","","","","","","","","","","","","","","","","","","","","","","","","","","",null,"","","","","","","","","","","","","","","","","","","","","","","","","","","","","","","","","","","","","","","","","","","","","","","","","","","","","","","","","","","","","","","","","","","","","","","","","","","",{"$f":"IFERROR($F85*CG85,\"\")","v":""},"","","","","","","","","","","","","","",""]
["","","","","","","","","","","","","","","","","","","","","","","","","","","","","","","","","","","","","","","","","","","","","","","","","","","","","","","","","","","","","","","","","","","","","","","","","","","","","","","","","","","","","","","","","","","","","","","","","","","","",null,{"$f":"IFERROR($F86*J86,\"\")","v":""},{"$f":"IFERROR($F86*K86,\"\")","v":""},"","","","","","","","","","","","","","",{"$f":"IFERROR($F86*Z86,\"\")","v":""},"","","","","","","","","",{"$f":"IFERROR($F86*AJ86,\"\")","v":""},"","","","","","","","","","","","","","","","","","","","",{"$f":"IFERROR($F86*BE86,\"\")","v":""},{"$f":"IFERROR($F86*BF86,\"\")","v":""},"","","","","","","","","","","","","","","",{"$f":"IFERROR($F86*BV86,\"\")","v":""},"",{"$f":"IFERROR($F86*BX86,\"\")","v":""},"","","","",{"$f":"IFERROR($F86*CC86,\"\")","v":""},"","","","","","","","","","","","",{"$f":"IFERROR($F86*CP86,\"\")","v":""},"","","","","",""]
["","","","","","","","","","","","","","","","","","","","","","","","","","","","","","","","","","","","","","","","","","","","","","","","","","","","","","","","","","","","","","","","","","","","","","","","","","","","","","","","","","","","","","","","","","","","","","","","","","","","",null,{"$f":"IFERROR($F87*J87,\"\")","v":""},"","","","","","","","","","","","","","","","","","","","","","","","","","","","","","","","","","","","","","","","","","","","","","","","","","","","","","","","","","","","","","","","","","","","","","","","","","","","","","","","","","","","","","","","","",""]
["","","","","","","","","","","","","","","","","","","","","","","","","","","","","","","","","","","","","","","","","","","","","","","","","","","","","","","","","","","","","","","","","","","","","","","","","","","","","","","","","","","","","","","","","","","","","","","","","","","","",null,"","","","","","","","","","","","","","","","","","","","","","","","","","","","","","","","","","","","","","","","","","","","","","","","","","","","","","","","","","","","","","","","","","","","","","","","","","","","","","","","","","","","","","","","","","",""]
["","","","","","","","","","","","","","","","","","","","","","","","","","","","","","","","","","","","","","","","","","","","","","","","","","","","","","","","","","","","","","","","","","","","","","","","","","","","","","","","","","","","","","","","","","","","","","","","","","","","",null,"","","","","","","","","","","","","","","","","","","","","","","","","","","","","","","","","","","","","","","","","","",{"$f":"IFERROR($F89*AZ89,\"\")","v":""},"","","","","","","","","","","","","","","","","","","","","","","","","","","","","","","","","","","","","","","","","","","","","","","",""]
["","","","","","","","","","","","","","","","","","","","","","","","","","","","","","","","","","","","","","","","","","","","","","","","","","","","","","","","","","","","","","","","","","","","","","","","","","","","","","","","","","","","","","","","","","","","","","","","","","","","",null,"","","","","","","","","","","","","","","","","","","","","","","","","","","","","","","","","","","","","","","","","","","","","","","","","","","","","","","","","","","","","","","","","","","","","","","","","","","","","","","","","","","","","","","","","","",""]
["","","","","","","","","","","","","","","","","","","","","","","","","","","","","","","","","","","","","","","","","","","","","","","","","","","","","","","","","","","","","","","","","","","","","","","","","","","","","","","","","","","","","","","","","","","","","","","","","","","","",null,"","","","","","","","","","","","","","","","","","","","","","","","","","","","","","","","","","","","","","","","","","","","","","","","","","","","","","","","","","","","","","","","","","","","","","","","","","","","","","","","","","","","","","","","","","",""]
["","","","","","","","","","","","","","","","","","","","","","","","","","","","","","","","","","","","","","","","","","","","","","","","","","","","","","","","","","","","","","","","","","","","","","","","","","","","","","","","","","","","","","","","","","","","","","","","","","","","",null,"","","","","","","","","","","","","","","","","","","","","","","","","","","","","","","","","","","","","","","","","","","","","","","","","","","","","","","","","","","","","","","","","","","","","","","","","","","","","","","","","","","","","","","","","","",""]
["","","","","","","","","","","","","","","","","","","","","","","","","","","","","","","","","","","","","","","","","","","","","","","","","","","","","","","","","","","","","","","","","","","","","","","","","","","","","","","","","","","","","","","","","","","","","","","","","","","","",null,"","","","","","","","","","","","","","","","","","","","","","","","","","","","","","","","","","","","","","","","","","","","","","","","","","","","","","","","","","","","","","","","","","","","","","","","","","","","","","","","","","","","","","","","","","",""]
["","","","","","","","","","","","","","","","","","","","","","","","","","","","","","","","","","","","","","","","","","","","","","","","","","","","","","","","","","","","","","","","","","","","","","","","","","","","","","","","","","","","","","","","","","","","","","","","","","","","",null,"","","","","","","","","","","","","","","","","","","","","","","","","","","","","","","","","","","","","","","","","","","","","","","","","","","","","","","","","","","","","","","",{"$f":"IFERROR($F94*BU94,\"\")","v":""},"","","","","","","","","","","","","","","","","","","","","","","","","","",""]
["","","","","","","","","","","","","","","","","","","","","","","","","","","","","","","","","","","","","","","","","","","","","","","","","","","","","","","","","","","","","","","","","","","","","","","","","","","","","","","","","","","","","","","","","","","","","","","","","","","","",null,"","","","","","","","","","","","","","","","","","","","","","","","","","","","","","","","","","","","","","","","","","","","","","","","","","","","","","","","","","","","","","","","","","","","","","","","","","","","","","","","","","","","","","","","","","",""]
["","","","","","","","","","","","","","","","","","","","","","","","","","","","","","","","","","","","","","","","","","","","","","","","","","","","","","","","","","","","","","","","","","","","","","","","","","","","","","","","","","","","","","","","","","","","","","","","","","","","",null,"","","","","","","","","","","","","","","","","","","","","","","","","","","","","","","","","","","","","","","","","","","","","","","","","","","","","","","","","","","","","","","","","","","","","","","","","","","","","","","","","","","","","","","","","","",""]
["","","","","","","","","","","","","","","","","","","","","","","","","","","","","","","","","","","","","","","","","","","","","","","","","","","","","","","","","","","","","","","","","","","","","","","","","","","","","","","","","","","","","","","","","","","","","","","","","","","","",null,"","","","","","","","","","","","","","","","","","","","","",{"$f":"IFERROR($F97*AE97,\"\")","v":""},"","","","","","","","","","","","","","","","","","","","","","","","","","","","","","","","","","","","","","","","","","","","","","","","","","","","","","","","","","","","","","","","","","","","",""]
["","","","","","","","","","","","","","","","","","","","","","","","","","","","","","","","","","","","","","","","","","","","","","","","","","","","","","","","","","","","","","","","","","","","","","","","","","","","","","","","","","","","","","","","","","","","","","","","","","","","",null,"","","","","","","","","","","","","","","","","",{"$f":"IFERROR($F98*AA98,\"\")","v":""},"","","","","","","","","","","","","","","","","","","","","","","","","","","","","","","","","","","","","","","","","","","","","","","","","","","","","","","","","","","","","","","","","","","","","","","","",""]
["","","","","","","","","","","","","","","","","","","","","","","","","","","","","","","","","","","","","","","","","","","","","","","","","","","","","","","","","","","","","","","","","","","","","","","","","","","","","","","","","","","","","","","","","","","","","","","","","","","","",null,"","","","","","","","","","","","","","","","","","","","","","","","","","","","","","","","","","","","","","","","","","","","","","","","","","","","","","","","","","","","","","","","","","","","","","","","","","","","","","","","","","","","","","","","","","",""]
["","","","","","","","","","","","","","","","","","","","","","","","","","","","","","","","","","","","","","","","","","","","","","","","","","","","","","","","","","","","","","","","","","","","","","","","","","","","","","","","","","","","","","","","","","","","","","","","","","","","",null,"","","","","","","","","","","","","","","","","","","","","","","","","","","","","","","","","","","","","",{"$f":"IFERROR($F100*AU100,\"\")","v":""},"","","","","","","","","","","","","","","","","","","","","","","","","","","","","","","","","","","","","","","","","","","","","","","","","","","","",""]
["","","","","","","","","","","","","","","","","","","","","","","","","","","","","","","","","","","","","","","","","","","","","","","","","","","","","","","","","","","","","","","","","","","","","","","","","","","","","","","","","","","","","","","","","","","","","","","","","","","","",null,"","","","","","","","","","","","","","","","","","","","","","","","","","","","","","","","","","","","","","","","","","","","","","","","","","","","","","","","","","","","","","","","","","","","","","","","","","","","","","","","","","","","","","","","","","",""]
["","","","","","","","","","","","","","","","","","","","","","","","","","","","","","","","","","","","","","","","","","","","","","","","","","","","","","","","","","","","","","","","","","","","","","","","","","","","","","","","","","","","","","","","","","","","","","","","","","","","",null,"","","","","","","","","","","","",{"$f":"IFERROR($F102*V102,\"\")","v":""},"","","","","","","","","","","","","","","","","","","","","","","","","","","","","","","","","","","","","","","","","","","","","","","","","","","","","","","","","","","","","","","","","","","","","","","","","","","","","",""]
["","","","","","","","","","","","","","","","","","","","","","","","","","","","","","","","","","","","","","","","","","","","","","","","","","","","","","","","","","","","","","","","","","","","","","","","","","","","","","","","","","","","","","","","","","","","","","","","","","","","",null,"","","","","","","","","","","","","","","","","","","","","","","","","","","","","","","","","","","","","","","","","","","","","","","","","","","","","","","","","","","","","","","","","","","","","","","","","","","","","","","","","","","","","","","","","","",""]
["","","","","","","","","","","","","","","","","","","","","","","","","","","","","","","","","","","","","","","","","","","","","","","","","","","","","","","","","","","","","","","","","","","","","","","","","","","","","","","","","","","","","","","","","","","","","","","","","","","","",null,"","","","","","","","","","","","","","","","","","","","","","","","","","","","","","","","","","","","","","","","","","","","","","","","","","","","","","","","","","","","","","","","","","","","","","","","","","","","","","","","","","","","","","","","","","",""]
["","","","","","","","","","","","","","","","","","","","","","","","","","","","","","","","","","","","","","","","","","","","","","","","","","","","","","","","","","","","","","","","","","","","","","","","","","","","","","","","","","","","","","","","","","","","","","","","","","","","",null,"","","","","","","","","","","","","","","","","","","","","","","","","","","","","","","","","","","","","","","","","","","","","","","","","","","","","","","","","","","","","","","","","","","","","","","","","","","","","","","","","","","","","","","","","","",""]
["","","","","","","","","","","","","","","","","","","","","","","","","","","","","","","","","","","","","","","","","","","","","","","","","","","","","","","","","","","","","","","","","","","","","","","","","","","","","","","","","","","","","","","","","","","","","","","","","","","","",null,"","","","","","","","","","","","","","","","","","","","","","","","","","","","","","","","","","","","","","","","","","","","","","","","","","","","","","","","","","","","","","","","","","","","","","","","","","","","","","","","","","","","","","","","","","",""]
["","","","","","","","","","","","","","","","","","","","","","","","","","","","","","","","","","","","","","","","","","","","","","","","","","","","","","","","","","","","","","","","","","","","","","","","","","","","","","","","","","","","","","","","","","","","","","","","","","","","",null,"","","","","","","","","","","","","","","","","","","","","","","","","","","","","","","","","","","","","","","","","","","","","","","","","","","","","","","","","","","","","","","","","","","","","","","","","","","","","","","","","","","","","","","","","","",""]
["","","","","","","","","","","","","","","","","","","","","","","","","","","","","","","","","","","","","","","","","","","","","","","","","","","","","","","","","","","","","","","","","","","","","","","","","","","","","","","","","","","","","","","","","","","","","","","","","","","","",null,"","","","","","","","","","","","","","","","","","","","","","","","","","","","","","","","","","","","","","","","","","","","","","","","","","","","","","","","","","","","","","","","","","","","","","","","","","","","","","","","","","","","","","","","","","",""]
["","","","","","","","","","","","","","","","","","","","","","","","","","","","","","","","","","","","","","","","","","","","","","","","","","","","","","","","","","","","","","","","","","","","","","","","","","","","","","","","","","","","","","","","","","","","","","","","","","","","",null,"","","","","","","","","","","","","","","","","","","","","","","","","","","","","","","","","","","","","","","","","","","","","","","","","","","","","","","","","",{"$f":"IFERROR($F109*BO109,\"\")","v":""},"","","","","","","","","","","","","","","","","","","","","","","","","","","","","","","","",""]
["","","","","","","","","","","","","","","","","","","","","","","","","","","","","","","","","","","","","","","","","","","","","","","","","","","","","","","","","","","","","","","","","","","","","","","","","","","","","","","","","","","","","","","","","","","","","","","","","","","","",null,"","","","","","","","","","","","","","","","","","","","","","","","","","","","","","","","","","","","","","","","","","","","","","","","","","","","","","","","","","","","","","","","","","","","","","","","","","","","","","","","","","","","","","","","","","",""]
["","","","","","","","","","","","","","","","","","","","","","","","","","","","","","","","","","","","","","","","","","","","","","","","","","","","","","","","","","","","","","","","","","","","","","","","","","","","","","","","","","","","","","","","","","","","","","","","","","","","",null,"","","","","","","","","","","","","","","","","","","","","","","","","","","","","","","","","","","","","","","","","","","","","","","","","","","","","","","","","","","","","","","","","","","","","","","","","","","","","","","","","","","","","","","","","","",""]
["","","","","","","","","","","","","","","","","","","","","","","","","","","","","","","","","","","","","","","","","","","","","","","","","","","","","","","","","","","","","","","","","","","","","","","","","","","","","","","","","","","","","","","","","","","","","","","","","","","","",null,"","","","","","","","","","","","","","","","","","","","","","","","","","","","","","","","","","","","","","","","","","","","","","","","","","","","","","","","","","","","","","","","","","","","","","","","","","","","","","","","","","","","","","","","","","",""]
["","","","","","","","","","","","","","","","","","","","","","","","","","","","","","","","","","","","","","","","","","","","","","","","","","","","","","","","","","","","","","","","","","","","","","","","","","","","","","","","","","","","","","","","","","","","","","","","","","","","",null,"","","","","","","","","","","","","","","","","","","","","","","","","","","","","","","","","","","","","","","","","","","","","","","","","","","","","","","","","","","","","","","","","","","","","","","","","","","","","","",{"$f":"IFERROR($F113*CJ113,\"\")","v":""},"","","","","","","","","","","",""]
["","","","","","","","","","","","","","","","","","","","","","","","","","","","","","","","","","","","","","","","","","","","","","","","","","","","","","","","","","","","","","","","","","","","","","","","","","","","","","","","","","","","","","","","","","","","","","","","","","","","",null,"","","","","","","","","","","","","","","","","","","","","","","","","","","","","","","","","","","","","","","","","","","","","","","","","","","","","","","","","","","","","","","","","","","","","","","","","","","","","","","","","","","","","","","","","","",""]
["","","","","","","","","","","","","","","","","","","","","","","","","","","","","","","","","","","","","","","","","","","","","","","","","","","","","","","","","","","","","","","","","","","","","","","","","","","","","","","","","","","","","","","","","","","","","","","","","","","","",null,"","","","","","","","","","","","","","","","","","","","","","","","","","","","","","","","","",{"$f":"IFERROR($F115*AQ115,\"\")","v":""},"","","","","","","","","","","","","","","","","","","","","","","","","","","","","","","","","","","","","","","","","","","","","","","","","","","","","","",{"$f":"IFERROR($F115*CT115,\"\")","v":""},"",""]
["","","","","","","","","","","","","","","","","","","","","","","","","","","","","","","","","","","","","","","","","","","","","","","","","","","","","","","","","","","","","","","","","","","","","","","","","","","","","","","","","","","","","","","","","","","","","","","","","","","","",null,"","","","","","","","","","","","","","","","","","","","","","","","","","","","","","","","","","","","","","","","","","","","","","","","","","","","","","","","","","","","","","","","","","","","","","","","","","","","","","","","","","","","","","","","","","",""]
["","","","","","","","","","","","","","","","","","","","","","","","","","","","","","","","","","","","","","","","","","","","","","","","","","","","","","","","","","","","","","","","","","","","","","","","","","","","","","","","","","","","","","","","","","","","","","","","","","","","",null,"","","","","","","","","","","","","","","","","","","","","","","","","","","","","","","","","","","","","","","","","","","","","","","","","","","","","","","","","","","","","","","","","","","","","","","","","","","","","","","","","","","","","","","","","","",""]
["","","","","","","","","","","","","","","","","","","","","","","","","","","","","","","","","","","","","","","","","","","","","","","","","","","","","","","","","","","","","","","","","","","","","","","","","","","","","","","","","","","","","","","","","","","","","","","","","","","","",null,"","","","","","","","","","","","","","","","","","","","","","","","","","","","","","","","","","","","","","","","","","","","","","","","","","","","","","","","","","","","","","","","","","","","","","","","","","","","","","","","","","","","","","","","","","",""]
["","","","","","","","","","","","","","","","","","","","","","","","","","","","","","","","","","","","","","","","","","","","","","","","","","","","","","","","","","","","","","","","","","","","","","","","","","","","","","","","","","","","","","","","","","","","","","","","","","","","",null,"","","","","","","","","","","","","","","","","","","","","","","","","","","","","","","","","","","","","","","","","","","","","","","","","","","","","","","","","","","","","","","","","","","","","","","","","","","","","","","","","","","","","","","","","","",""]
["","","","","","","","","","","","","","","","","","","","","","","","","","","","","","","","","","","","","","","","","","","","","","","","","","","","","","","","","","","","","","","","","","","","","","","","","","","","","","","","","","","","","","","","","","","","","","","","","","","","",null,"","","","","","","","","","","","","","","","","","","","","","","","","","","","","","","","","","","","","","","","","","","","","","","","","","","","","",{"$f":"IFERROR($F120*BK120,\"\")","v":""},"","","","","","","","","","","","","","","","","","","","","","","","","","","","","","","","","","","","",""]
["","","","","","","","","","","","","","","","","","","","","","","","","","","","","","","","","","","","","","","","","","","","","","","","","","","","","","","","","","","","","","","","","","","","","","","","","","","","","","","","","","","","","","","","","","","","","","","","","","","","",null,"","","","","","","","","","","","","","","","","","","","","","","","","","","","","","","","","","","","","","","","","","","","","","","","","","","","","","","","","","","","","","","","","","","","","","","","","","","","","","","","","","","","","","","","","","",""]
["","","","","","","","","","","","","","","","","","","","","","","","","","","","","","","","","","","","","","","","","","","","","","","","","","","","","","","","","","","","","","","","","","","","","","","","","","","","","","","","","","","","","","","","","","","","","","","","","","","","",null,"","","","","","","","","","","",{"$f":"IFERROR($F122*U122,\"\")","v":""},"","","","","","","","","","","","","","","","","","","","","","","","","","","","","","","","","","","","","","","","","","","","","","","","","","","","","","","","","","","","","","","","","","","","","","","","","","","","","","",""]
["","","","","","","","","","","","","","","","","","","","","","","","","","","","","","","","","","","","","","","","","","","","","","","","","","","","","","","","","","","","","","","","","","","","","","","","","","","","","","","","","","","","","","","","","","","","","","","","","","","","",null,{"$f":"IFERROR($F123*J123,\"\")","v":""},"","","","","","","","","","","","","","","","","","","","","","","","","","","","","","","","","","","","","","","","","","","","","","","","","","","","","","","","","","","","","","","","","","","","","","","","","","","","","","","","","","","","","","","","","",""]
["","","","","","","","","","","","","","","","","","","","","","","","","","","","","","","","","","","","","","","","","","","","","","","","","","","","","","","","","","","","","","","","","","","","","","","","","","","","","","","","","","","","","","","","","","","","","","","","","","","","",null,"","","","","","","","","","","","","","","","","","","","","","","","","","","","","","","","","","","","","","","","","","","","","","","","","","","","","","","","","","","","","","","","","","","","","","","","","","","","",{"$f":"IFERROR($F124*CH124,\"\")","v":""},"","","","","","","","","","","","","",""]
["","","","","","","","","","","","","","","","","","","","","","","","","","","","","","","","","","","","","","","","","","","","","","","","","","","","","","","","","","","","","","","","","","","","","","","","","","","","","","","","","","","","","","","","","","","","","","","","","","","","",null,"","","","","","","","","","","","","","","","","","","","","","","","","","","","","","","","","","","","","","","","","","","","","","","","","","","","","","","","","","","","","","","","","","","","","","","","","","","","","","","","","","","","","","","","","","",""]
["","","","","","","","","","","","","","","","","","","","","","","","","","","","","","","","","","","","","","","","","","","","","","","","","","","","","","","","","","","","","","","","","","","","","","","","","","","","","","","","","","","","","","","","","","","","","","","","","","","","",null,"","","","","","","","","","","","","","","","","","","","","","","","","","","","",{"$f":"IFERROR($F126*AL126,\"\")","v":""},"","","","","","","","","","","","","","","","","","","","","","","","","","","","","","","","","","","","","","","","","","","","","","","","","","","","","","","","","","","","","",""]
["","","","","","","","","","","","","","","","","","","","","","","","","","","","","","","","","","","","","","","","","","","","","","","","","","","","","","","","","","","","","","","","","","","","","","","","","","","","","","","","","","","","","","","","","","","","","","","","","","","","",null,"","","","","","","","","","","","","","","","","","","","","","","","","","","","","","","","","","","","","","","","","","","","","","","","","","","","","","","","","","","","","","","","","","","","","","","","","","","","","","","","","","","","","","","","","","",""]
["","","","","","","","","","","","","","","","","","","","","","","","","","","","","","","","","","","","","","","","","","","","","","","","","","","","","","","","","","","","","","","","","","","","","","","","","","","","","","","","","","","","","","","","","","","","","","","","","","","","",null,"","","","","","","","","","","","","","","","","","","","","","","","","","","","","","","","","","","","","","","","","","","","","","","","","","","","","","","","","","","","","","","","","","","","","","","","","","","","","","","","","","","","","","","","","","",""]
["","","","","","","","","","","","","","","","","","","","","","","","","","","","","","","","","","","","","","","","","","","","","","","","","","","","","","","","","","","","","","","","","","","","","","","","","","","","","","","","","","","","","","","","","","","","","","","","","","","","",null,"","","","","","","","","","","","","","","","","","","","","","","","","","","","","","","","","","","","","","","","","","","","","","","","",{"$f":"IFERROR($F129*BF129,\"\")","v":""},"","","","","","","","","","","","","","","","","","","","","","","","","","","","","","","","","","","","","","","","","",""]
["","","","","","","","","","","","","","","","","","","","","","","","","","","","","","","","","","","","","","","","","","","","","","","","","","","","","","","","","","","","","","","","","","","","","","","","","","","","","","","","","","","","","","","","","","","","","","","","","","","","",null,"","","","","","","","","","","","","","","","","","","","","","","","","","","","","","","","","","","","","","","","","","","","","","","","","","","","","","","","","","","","","","","","","","","","","","","",{"$f":"IFERROR($F130*CC130,\"\")","v":""},"","","","","","","","","","","","","","","","","","",""]
["","","","","","","","","","","","","","","","","","","","","","","","","","","","","","","","","","","","","","","","","","","","","","","","","","","","","","","","","","","","","","","","","","","","","","","","","","","","","","","","","","","","","","","","","","","","","","","","","","","","",null,"","","","","","","","","","","","","","","","","","","","","","","","","","","","","","","","","","","","","","","","","","","","","","","","","","","","","","","","","","","","","","","","","","","","","","","","","","","","","","","","","","","","","","","","","","",""]
["","","","","","","","","","","","","","","","","","","","","","","","","","","","","","","","","","","","","","","","","","","","","","","","","","","","","","","","","","","","","","","","","","","","","","","","","","","","","","","","","","","","","","","","","","","","","","","","","","","","",null,"","","","","","","","","","","","","","","","","","","","","","","","","","","","","","","","","","","","","","","","","","","","","","","","","","","","","","","","","","","","","","","","","","","","","","","","","","","","","","","","","","","","","","","","","","",""]
["","","","","","","","","","","","","","","","","","","","","","","","","","","","","","","","","","","","","","","","","","","","","","","","","","","","","","","","","","","","","","","","","","","","","","","","","","","","","","","","","","","","","","","","","","","","","","","","","","","","",null,"","","","","","","","","","","","","","","","","","","","","","","","","","","","","","","","","","","","","","","","","","","","","","","","","","","","","","","","","","","","","","","","","","","","","","","","","","","","","","","","","","","","","","","","","","",""]
["","","","","","","","","","","","","","","","","","","","","","","","","","","","","","","","","","","","","","","","","","","","","","","","","","","","","","","","","","","","","","","","","","","","","","","","","","","","","","","","","","","","","","","","","","","","","","","","","","","","",null,"","","","","","","","","","","","","","","","","","","","","","","","","","","","","","","","","","","","","","","","","","","","","","","","","","","","","","","","","","","","","","","","","","","","","","","","","","","","","","","","","","","","","","","","","","",""]
["","","","","","","","","","","","","","","","","","","","","","","","","","","","","","","","","","","","","","","","","","","","","","","","","","","","","","","","","","","","","","","","","","","","","","","","","","","","","","","","","","","","","","","","","","","","","","","","","","","","",null,"","","","","","","","","","","","","","",{"$f":"IFERROR($F135*X135,\"\")","v":""},"","","","","","","","","","","","","","","","","","","","","","","","","","","","","","","","","","","","","","","","","","","","","","","","","","","","","","","","","","","","","","","","","","","","","","","","","","","",""]
["","","","","","","","","","","","","","","","","","","","","","","","","","","","","","","","","","","","","","","","","","","","","","","","","","","","","","","","","","","","","","","","","","","","","","","","","","","","","","","","","","","","","","","","","","","","","","","","","","","","",null,"","","","","","","","","","","","","","","","","","","","","","","","","","","","","","","","","","","","","","","","","","","","","","","","","","","","","","","","","","","","","","","","","","","","","","","","","","","","","","","","","","","","","","","","","","",""]
["","","","","","","","","","","","","","","","","","","","","","","","","","","","","","","","","","","","","","","","","","","","","","","","","","","","","","","","","","","","","","","","","","","","","","","","","","","","","","","","","","","","","","","","","","","","","","","","","","","","",null,"","","","","","","","","","","","","","","","","","","","","","","","","","","","","","","","","","","","","","","","","","","","","","","","","","","","","","","","","","","","","","","","","","","","","","","","","","","","","","","","","","","","","","","","","","",""]
["","","","","","","","","","","","","","","","","","","","","","","","","","","","","","","","","","","","","","","","","","","","","","","","","","","","","","","","","","","","","","","","","","","","","","","","","","","","","","","","","","","","","","","","","","","","","","","","","","","","",null,"","","","","","","","","","","","","","","","","","","","","","","","","","","","","","","","","","","","","","","","","","","","","","","","","","","","","","","","","","","","","","","","","","","","","","","","","","","","","","","","","","","","","","","","","","",""]
["","","","","","","","","","","","","","","","","","","","","","","","","","","","","","","","","","","","","","","","","","","","","","","","","","","","","","","","","","","","","","","","","","","","","","","","","","","","","","","","","","","","","","","","","","","","","","","","","","","","",null,"","","","","","","","","","","","","","","","","","","","","","","","","","","","","","","","","","","","","","","","","","","","","","","","","","","","","","","","","","","","","","","","","","","","","","","","","","","","","","","","","","","","","",{"$f":"IFERROR($F139*CQ139,\"\")","v":""},"","","","",""]
["","","","","","","","","","","","","","","","","","","","","","","","","","","","","","","","","","","","","","","","","","","","","","","","","","","","","","","","","","","","","","","","","","","","","","","","","","","","","","","","","","","","","","","","","","","","","","","","","","","","",null,"","","","","","","","","","","","","","","","","","","","","","","","","","","","","","","","","","","","","","","","","","","","","","","","","","","","","","","","","","","","","","","","","","","","","","","","","","","","","","","","","","","","","","","","","","",""]
["","","","","","","","","","","","","","","","","","","","","","","","","","","","","","","","","","","","","","","","","","","","","","","","","","","","","","","","","","","","","","","","","","","","","","","","","","","","","","","","","","","","","","","","","","","","","","","","","","","","",null,"","","","","","","","","","","","","","","","","","","","","","","","","","","","","","","","","","","","","","","","","","","","","","","","","","","","","","","","","","","","","","","","","","","","","","","","","","","","","","","","","","","","","","","","","","",""]
["","","","","","","","","","","","","","","","","","","","","","","","","","","","","","","","","","","","","","","","","","","","","","","","","","","","","","","","","","","","","","","","","","","","","","","","","","","","","","","","","","","","","","","","","","","","","","","","","","","","",null,"","","","","","","","","","","","","","","","","","","","","","","","","","","","","","","","","","","","","","","","","","","","","","","","","","","","","","","","","","","","","","","","","","","","","","","","","","","","","","","","","","","","","","","","","","",""]
["","","","","","","","","","","","","","","","","","","","","","","","","","","","","","","","","","","","","","","","","","","","","","","","","","","","","","","","","","","","","","","","","","","","","","","","","","","","","","","","","","","","","","","","","","","","","","","","","","","","",null,"","","","","","","","","","","","","","","","","","","","","","","","","","","","","","","","","","","","","","","","","","","","",{"$f":"IFERROR($F143*BB143,\"\")","v":""},"","","","","","","","","","","","","","","","","","","","","","","","","","","","","","","","","","","","","","","","","","","","","",""]
["","","","","","","","","","","","","","","","","","","","","","","","","","","","","","","","","","","","","","","","","","","","","","","","","","","","","","","","","","","","","","","","","","","","","","","","","","","","","","","","","","","","","","","","","","","","","","","","","","","","",null,"","","","","","","","","","","","","","","","","","","","","","","","","","","","","","","","","","","","","","","","","","","","","","","","","","","","","","","","","","","","","","","","","","","","","","","","","","","","","","","","","","","","","","","","","","",""]
["","","","","","","","","","","","","","","","","","","","","","","","","","","","","","","","","","","","","","","","","","","","","","","","","","","","","","","","","","","","","","","","","","","","","","","","","","","","","","","","","","","","","","","","","","","","","","","","","","","","",null,"","","","","","","","","","","","","","","","","","","","","","","","","","","","","","","","","","","","","","","","","","","","","","","","","","","","","","","","","","","","","","","","","","","","","","","","","","","","","","","","","","","","","","","","","","",""]
["","","","","","","","","","","","","","","","","","","","","","","","","","","","","","","","","","","","","","","","","","","","","","","","","","","","","","","","","","","","","","","","","","","","","","","","","","","","","","","","","","","","","","","","","","","","","","","","","","","","",null,"","",{"$f":"IFERROR($F146*L146,\"\")","v":""},"","","","","","","","","","","","","","","","","","","","","","","","","","","","","","","","","","","","","","","","","","","","","","","","","","","","","","","","","","","","","","","","","","","","","","","","","","","","","","","","","","","","","","","",""]
["","","","","","","","","","","","","","","","","","","","","","","","","","","","","","","","","","","","","","","","","","","","","","","","","","","","","","","","","","","","","","","","","","","","","","","","","","","","","","","","","","","","","","","","","","","","","","","","","","","","",null,{"$f":"IFERROR($F147*J147,\"\")","v":""},"","","","","","","","","","","","","","","","","","","","","","","","","","","","","","","","","","","","","","","","","","","","","","","","","","","","","","","","","","","","","","","","","","","","","","","","","","","","","","","","","","","","","","","","","",""]
["","","","","","","","","","","","","","","","","","","","","","","","","","","","","","","","","","","","","","","","","","","","","","","","","","","","","","","","","","","","","","","","","","","","","","","","","","","","","","","","","","","","","","","","","","","","","","","","","","","","",null,"","","","","","","","","","","","","","","","","","","","","","","","","","","","","","","","","","","","","","","","","","","","","","","","","","","","","","","","","","","","","","","","","","","","","","","","","","","","","","","","","","","","","","","","","","",""]
["","","","","","","","","","","","","","","","","","","","","","","","","","","","","","","","","","","","","","","","","","","","","","","","","","","","","","","","","","","","","","","","","","","","","","","","","","","","","","","","","","","","","","","","","","","","","","","","","","","","",null,"","","","","","","","","","","","","","","","","","","","","","","","","","","","","","","","","","","","","","","","","","","","","","","","","","","","","","","","","","","","","","","","","","","","","","","","","","","","","","","","","","","","","","","","","","",""]
["","","","","","","","","","","","","","","","","","","","","","","","","","","","","","","","","","","","","","","","","","","","","","","","","","","","","","","","","","","","","","","","","","","","","","","","","","","","","","","","","","","","","","","","","","","","","","","","","","","","",null,"","","","","","","","","","","","","","","","","","","","","","","","","","","","","","","","","","","","","","","","","","","","","","","","","","","","","","","","","","","","","","","","","","","","","","","","","","","","","","","","","","","","","","","","","","",""]
["","","","","","","","","","","","","","","","","","","","","","","","","","","","","","","","","","","","","","","","","","","","","","","","","","","","","","","","","","","","","","","","","","","","","","","","","","","","","","","","","","","","","","","","","","","","","","","","","","","","",null,"","","","","","","","","","","","","","","","","","","","","","","","","","","","","","","","","","","","","","","","","","","","","","","","","","","","","","","","","","","","",{"$f":"IFERROR($F151*BR151,\"\")","v":""},"","","","","","","","","","","","","","","","","","","","","","","","","","","","","",""]
["","","","","","","","","","","","","","","","","","","","","","","","","","","","","","","","","","","","","","","","","","","","","","","","","","","","","","","","","","","","","","","","","","","","","","","","","","","","","","","","","","","","","","","","","","","","","","","","","","","","",null,"","","","","","","","","","","","","","","","","","","","","","","","","","","","","","","","","","","","","","","","","","","","","","","","","","","","","","","","","","","","","","","","","","","","","","","","","","","","","","","","","","","","","","","","","","",""]
["","","","","","","","","","","","","","","","","","","","","","","","","","","","","","","","","","","","","","","","","","","","","","","","","","","","","","","","","","","","","","","","","","","","","","","","","","","","","","","","","","","","","","","","","","","","","","","","","","","","",null,"","","","","","","","","","","","","","","","","",{"$f":"IFERROR($F153*AA153,\"\")","v":""},"","","","","","","","","","","","","","","","","","","","",{"$f":"IFERROR($F153*AV153,\"\")","v":""},"","","","","","","","","","","","","","","","","","","","","","","","","","","","","","","","","","","","","","","","","","","","","","","","","","","",""]
["","","","","","","","","","","","","","","","","","","","","","","","","","","","","","","","","","","","","","","","","","","","","","","","","","","","","","","","","","","","","","","","","","","","","","","","","","","","","","","","","","","","","","","","","","","","","","","","","","","","",null,"","","","","","","","","","","","","","","","","","","","","","","","","","","","","","","","","",{"$f":"IFERROR($F154*AQ154,\"\")","v":""},"","","","","","","","","","","","","","","","","","","","","","","","","","","","","","","","","","","","","","","","","","","","","","","","","","","","","","","","",""]
["","","","","","","","","","","","","","","","","","","","","","","","","","","","","","","","","","","","","","","","","","","","","","","","","","","","","","","","","","","","","","","","","","","","","","","","","","","","","","","","","","","","","","","","","","","","","","","","","","","","",null,"","","","","","","","","","","","","","","","","","","","","","","","","","","","","","","","","","","","","","","","","","","","","","","","","","","","","","","","","","","","","","","","","","","","","","","","","","","","","","","","","","","","","","","","","","",""]
["","","","","","","","","","","","","","","","","","","","","","","","","","","","","","","","","","","","","","","","","","","","","","","","","","","","","","","","","","","","","","","","","","","","","","","","","","","","","","","","","","","","","","","","","","","","","","","","","","","","",null,"","","","","","","","","","","","","","","","","","","","","","","","","","","","","","","","","","","","","","","","","","","","","","","","","","","","","","","","","","","","","","","","","","","","","","","","","","","","","","","","","","","","","","","","","","",""]
["","","","","","","","","","","","","","","","","","","","","","","","","","","","","","","","","","","","","","","","","","","","","","","","","","","","","","","","","","","","","","","","","","","","","","","","","","","","","","","","","","","","","","","","","","","","","","","","","","","","",null,"","","","","","","","","","","","","","","","","","","","","","","","","","","","","","","","","","","","","","","","","","","","","","","","","","","","","","","","","","","","","","","","","","","","","","","","","","","","","","","","","","","","","","","","","","",""]
["","","","","","","","","","","","","","","","","","","","","","","","","","","","","","","","","","","","","","","","","","","","","","","","","","","","","","","","","","","","","","","","","","","","","","","","","","","","","","","","","","","","","","","","","","","","","","","","","","","","",null,"","","","","","","","","","","","","","","","","","","","","","","","","","","","","","","","","","","","","","","","","","","","","","","","","","","","","","","","","","","","","","","","","","","","","","","","","","","","","","","","","","","","","","","","","","",""]
["","","","","","","","","","","","","","","","","","","","","","","","","","","","","","","","","","","","","","","","","","","","","","","","","","","","","","","","","","","","","","","","","","","","","","","","","","","","","","","","","","","","","","","","","","","","","","","","","","","","",null,"","","","","","","","","","","","","","","","","","","","","","","","","","","","","","","","","","","","","","","","","","","","","","","","","","","","","","","","","","","","","","","","","","","","","","","","","","","","","","","","","","","","","","","","","","",""]
["","","","","","","","","","","","","","","","","","","","","","","","","","","","","","","","","","","","","","","","","","","","","","","","","","","","","","","","","","","","","","","","","","","","","","","","","","","","","","","","","","","","","","","","","","","","","","","","","","","","",null,"","","","","","","","","","","","","","","","","","","","","","","","","","","","","","","","","","","","","","","","","","","","","","","","","","","","","","","","","","","","","","","","","","","","","","","","","","","","","","","","","","","","","","","","","","",""]
["","","","","","","","","","","","","","","","","","","","","","","","","","","","","","","","","","","","","","","","","","","","","","","","","","","","","","","","","","","","","","","","","","","","","","","","","","","","","","","","","","","","","","","","","","","","","","","","","","","","",null,"","","","","","","","","","","","","","","","","","","","","","","","","","","","","","","","","","","","","","","","","","","","","","","","","","","","","","","","","","","","","","","","","","","","","","","","","","","","","","","","","","","","","","","","","","",""]
["","","","","","","","","","","","","","","","","","","","","","","","","","","","","","","","","","","","","","","","","","","","","","","","","","","","","","","","","","","","","","","","","","","","","","","","","","","","","","","","","","","","","","","","","","","","","","","","","","","","",null,"","","","","","","","","","","","","","","","","","","","","","","","","","","","","","","","","","","","","","","","","","","","","","","","","","","","","","","","","","","","","","","","","","","","","","","","","","","","","","","","","","","","","","","","","","",""]
["","","","","","","","","","","","","","","","","","","","","","","","","","","","","","","","","","","","","","","","","","","","","","","","","","","","","","","","","","","","","","","","","","","","","","","","","","","","","","","","","","","","","","","","","","","","","","","","","","","","",null,"","","","","","","","","","","","","","","","","","","","","","","","","","","","","","","","","","","","","","","","","","","","","","","","","","","","","","","","","","","","","","","","","","","","","","","","","","","","","","","","","","","","","","","","","","",""]
["","","","","","","","","","","","","","","","","","","","","","","","","","","","","","","","","","","","","","","","","","","","","","","","","","","","","","","","","","","","","","","","","","","","","","","","","","","","","","","","","","","","","","","","","","","","","","","","","","","","",null,"","","","","","","","","","","","","","","","","","","","","","","","","","","","","","","","","","","","","","","","","","","","","","","","","","","","","","","","","","","","","","","","","","","","","","","","","","","","","","","","","","","",{"$f":"IFERROR($F164*CO164,\"\")","v":""},"","","","","","",""]
["","","","","","","","","","","","","","","","","","","","","","","","","","","","","","","","","","","","","","","","","","","","","","","","","","","","","","","","","","","","","","","","","","","","","","","","","","","","","","","","","","","","","","","","","","","","","","","","","","","","",null,"","","","","","","","","","","","","","","","","","","","","","","","","","","","","","","","","","","","","","","","","","","","","","","","","","","","","","","","","","","","","","","","","","","","","","","","","","","","","","","","","","","","","","","","","","",""]
["","","","","","","","","","","","","","","","","","","","","","","","","","","","","","","","","","","","","","","","","","","","","","","","","","","","","","","","","","","","","","","","","","","","","","","","","","","","","","","","","","","","","","","","","","","","","","","","","","","","",null,"","","","","","","","","","","","","","","","","","","","","","","","","","","","","","","","","","","","","","","","","","","","","","","","","","","","","","","","","","","","","","","","","","","","","","","","","","","","","","","","","","","","","","","","","","",""]
["","","","","","","","","","","","","","","","","","","","","","","","","","","","","","","","","","","","","","","","","","","","","","","","","","","","","","","","","","","","","","","","","","","","","","","","","","","","","","","","","","","","","","","","","","","","","","","","","","","","",null,"","","","","","","","","","","","","","","","","","","","","","","","","","","","","","","","","","","","","","","","","","","","","","","","","","","","","","","","","","","","","","","","","","","","","","","","","","","","","","","","","","","","","","","","","","",""]
["","","","","","","","","","","","","","","","","","","","","","","","","","","","","","","","","","","","","","","","","","","","","","","","","","","","","","","","","","","","","","","","","","","","","","","","","","","","","","","","","","","","","","","","","","","","","","","","","","","","",null,"","","","","","","","","","","","","","","","","","","","","","","","","","","","","","","","","","","","","","","","","","","","","","","","","","","","","","","","","","","","","","","","","","","","","","","","","","","","","","","","","","","","","","","","","","",""]
["","","","","","","","","","","","","","","","","","","","","","","","","","","","","","","","","","","","","","","","","","","","","","","","","","","","","","","","","","","","","","","","","","","","","","","","","","","","","","","","","","","","","","","","","","","","","","","","","","","","",null,"","","","","","","","","","","","","","","","","","","","","",{"$f":"IFERROR($F169*AE169,\"\")","v":""},"","","","","","","","","","","","","","","","","","","","","","","","","","","","","","","","","","","","","","","","","","","","","","","","","","","","","","","","","","","","","","","","","","","","",""]
["","","","","","","","","","","","","","","","","","","","","","","","","","","","","","","","","","","","","","","","","","","","","","","","","","","","","","","","","","","","","","","","","","","","","","","","","","","","","","","","","","","","","","","","","","","","","","","","","","","","",null,"","","","","","","","","","","","","","","","","","","","","","","","","","","","","","","","","","","","","","","","","","","","","","","","","","","","","","",{"$f":"IFERROR($F170*BL170,\"\")","v":""},"","","","","","","","","","","","","","","","","","","","","","","","","","","","","","","","","","","",""]
["","","","","","","","","","","","","","","","","","","","","","","","","","","","","","","","","","","","","","","","","","","","","","","","","","","","","","","","","","","","","","","","","","","","","","","","","","","","","","","","","","","","","","","","","","","","","","","","","","","","",null,"","","","","","","","","","","","","","","","","","","","","","","","","","","","","","","","","","","","","","","","","","","","","","","","","","","","","","","","","","","","","","","","","","","","","","","","","","","","","","","",{"$f":"IFERROR($F171*CK171,\"\")","v":""},"","","","","","","","","","",""]
["","","","","","","","","","","","","","","","","","","","","","","","","","","","","","","","","","","","","","","","","","","","","","","","","","","","","","","","","","","","","","","","","","","","","","","","","","","","","","","","","","","","","","","","","","","","","","","","","","","","",null,"","","","","","","","","","","","","","","","","","","","","","","","","","","","","","","","","","","","","","","","","","","","","","","","","","","","","","","","","","","","","","","","","","","","","","","","","","","","",{"$f":"IFERROR($F172*CH172,\"\")","v":""},"","","","","","","","","","","","","",""]
["","","","","","","","","","","","","","","","","","","","","","","","","","","","","","","","","","","","","","","","","","","","","","","","","","","","","","","","","","","","","","","","","","","","","","","","","","","","","","","","","","","","","","","","","","","","","","","","","","","","",null,"","","","","","","","","","","","","","","","","","","","","","","","","","","","","","","","","","","","","","","","","","","","","","","","","","","","","","","","","","","","","","","","","","","","","","","","","","","","","","","","","","","","","","","","","","",""]
["","","","","","","","","","","","","","","","","","","","","","","","","","","","","","","","","","","","","","","","","","","","","","","","","","","","","","","","","","","","","","","","","","","","","","","","","","","","","","","","","","","","","","","","","","","","","","","","","","","","",null,"","","","","",{"$f":"IFERROR($F174*O174,\"\")","v":""},"","","","","","","","","","","","","","","","","","","","","","","","","","","","","","","","","","","","","","","","","","","","","","","","","","","","","","","","","","","","","","","","","","","","","","","","","","","","","","","","","","","","",""]
["","","","","","","","","","","","","","","","","","","","","","","","","","","","","","","","","","","","","","","","","","","","","","","","","","","","","","","","","","","","","","","","","","","","","","","","","","","","","","","","","","","","","","","","","","","","","","","","","","","","",null,"","","","","","","","","","","","","","","","","","","","","","","","","","","","","","","","","","","","","","","","","","","","","","","","","","","","","","","","","","","","","","","","","","","","","","","","","","","","","","","","","","","","","","","","","","",""]
["","","","","","","","","","","","","","","","","","","","","","","","","","","","","","","","","","","","","","","","","","","","","","","","","","","","","","","","","","","","","","","","","","","","","","","","","","","","","","","","","","","","","","","","","","","","","","","","","","","","",null,"","","","","","","","","","","","","","","","","","","","","","","","","","","","","","","","","","","","","","","","","","","","","","","","","","","","","","","","","","","","","","","","","","","","","","","","","","","","","","","","","","","","","","","","","","",""]
["","","","","","","","","","","","","","","","","","","","","","","","","","","","","","","","","","","","","","","","","","","","","","","","","","","","","","","","","","","","","","","","","","","","","","","","","","","","","","","","","","","","","","","","","","","","","","","","","","","","",null,"","","","","","","","","","","","","","","","","","","","","","","","","","","","","","","","","","","","","","","","","","","","","","","","","","","","","","","","","","","","","","","","","","","","","","",{"$f":"IFERROR($F177*CB177,\"\")","v":""},"","","","","","","","","","","","","","","","","","","",""]
["","","","","","","","","","","","","","","","","","","","","","","","","","","","","","","","","","","","","","","","","","","","","","","","","","","","","","","","","","","","","","","","","","","","","","","","","","","","","","","","","","","","","","","","","","","","","","","","","","","","",null,"","","","","","","","","","","","","","","","","","","","","","","","","","","","","","","","","","","","","","","","","","","","","","","","","","","",{"$f":"IFERROR($F178*BI178,\"\")","v":""},"","","","","","","","","","","","","","","","","","","","","","","","","","","","","","","","","","","","","","",""]
["","","","","","","","","","","","","","","","","","","","","","","","","","","","","","","","","","","","","","","","","","","","","","","","","","","","","","","","","","","","","","","","","","","","","","","","","","","","","","","","","","","","","","","","","","","","","","","","","","","","",null,"","","","","","","","","","","","",{"$f":"IFERROR($F179*V179,\"\")","v":""},"","","","","","","","","","","","","","","","","","","","","","","","","","","","","","","","","","","","","","","","","","","","","","","","","","","","","","","","","","","","","","","","","","","","","","","","","","","","","",""]
["","","","","","","","","","","","","","","","","","","","","","","","","","","","","","","","","","","","","","","","","","","","","","","","","","","","","","","","","","","","","","","","","","","","","","","","","","","","","","","","","","","","","","","","","","","","","","","","","","","","",null,"","","","","","","","","","","","","","","","","","","","","","","","","","","","","","","","","","","","","","","","","","","","","","","","","","","","","","","","","","","","","","","","","","","","","","","","","","","","","","","","","","","","","","","","","","",""]
["","","","","","","","","","","","","","","","","","","","","","","","","","","","","","","","","","","","","","","","","","","","","","","","","","","","","","","","","","","","","","","","","","","","","","","","","","","","","","","","","","","","","","","","","","","","","","","","","","","","",null,"","","","","","","","","","","","","","","","","","","","","","","","","","","","","","","","","","","","","","","","","","","","","","","","","","","","","","","","","","","","","","","","","","","","","","","","","","","","","","","","","","","","","","","","","","",""]
["","","","","","","","","","","","","","","","","","","","","","","","","","","","","","","","","","","","","","","","","","","","","","","","","","","","","","","","","","","","","","","","","","","","","","","","","","","","","","","","","","","","","","","","","","","","","","","","","","","","",null,"","","","","","","","","","","","","","","","","","","","","","","","","","","","","","","","","","","","","","","","","","","","","","","","","","","","","","","","","","","","","","","","","","","","","","","","","","","","","","","","","","","","","","","","","","",""]
["","","","","","","","","","","","","","","","","","","","","","","","","","","","","","","","","","","","","","","","","","","","","","","","","","","","","","","","","","","","","","","","","","","","","","","","","","","","","","","","","","","","","","","","","","","","","","","","","","","","",null,"","","","","","","","","","","","","","","","","","","","","","","","","","","","","","","","","","","","","","","","","","","","","","","","","","","","","","","","","","","","","","","","","","","","","","","","","","","","","","","","","","","","","","","","","","",""]
["","","","","","","","","","","","","","","","","","","","","","","","","","","","","","","","","","","","","","","","","","","","","","","","","","","","","","","","","","","","","","","","","","","","","","","","","","","","","","","","","","","","","","","","","","","","","","","","","","","","",null,"","","","","","","","","","","","","","","","","","","","","","","","","","","","","","","","","","","","","","","","","","","","","","","","","","","","","","","","","","","","","","","","","","","","","","","","","","","","","","","","","","","","","","","","","","",""]
["","","","","","","","","","","","","","","","","","","","","","","","","","","","","","","","","","","","","","","","","","","","","","","","","","","","","","","","","","","","","","","","","","","","","","","","","","","","","","","","","","","","","","","","","","","","","","","","","","","","",null,"","","","","","","","","","","","","","","","","","","","","","","","","","","","","","","","","","","","","","","","","","","","","","","","","","","","","","","","","","","","","","","","","","","","","","","","","","","","","","","","","","","","","","","","","","",""]
["","","","","","","","","","","","","","","","","","","","","","","","","","","","","","","","","","","","","","","","","","","","","","","","","","","","","","","","","","","","","","","","","","","","","","","","","","","","","","","","","","","","","","","","","","","","","","","","","","","","",null,"","","","","","","","","","","","","","","","","","","","","","","","","","","","","","","","","","","","","","","","","","","","","","","","","","","","","","","","","","","","","","","","","","","","","","","","","","","","","","","","","","","","","","","","","","",""]
["","","","","","","","","","","","","","","","","","","","","","","","","","","","","","","","","","","","","","","","","","","","","","","","","","","","","","","","","","","","","","","","","","","","","","","","","","","","","","","","","","","","","","","","","","","","","","","","","","","","",null,"","","","","","","","","","","","","","","","","","","","","","","","","","","","","","","","","","","","","","","","","","","","","","","","","","","","","","","","","","","","","","","","","","","","","","","","","","","","","","","","","","","","","","","","","","",""]
["","","","","","","","","","","","","","","","","","","","","","","","","","","","","","","","","","","","","","","","","","","","","","","","","","","","","","","","","","","","","","","","","","","","","","","","","","","","","","","","","","","","","","","","","","","","","","","","","","","","",null,"","","","","","","","","","","","","","","","","","","","","","","","","","","","","","","","","","","","","","","","","","","","","","","","","","","","","","","","","","","","","","","","","","","","","","","","","","","","","","","","","","","","","","","","","","",""]
["","","","","","","","","","","","","","","","","","","","","","","","","","","","","","","","","","","","","","","","","","","","","","","","","","","","","","","","","","","","","","","","","","","","","","","","","","","","","","","","","","","","","","","","","","","","","","","","","","","","",null,"","","","","","","","","","","","","","","","","","","","","","","","","","","","","","","","","","","","","","","","","","","","","","","","","","","","","","","","","","","","","","","","","","","","","","","","","","","","","","","","","","","","","","","","","","",""]
["","","","","","","","","","","","","","","","","","","","","","","","","","","","","","","","","","","","","","","","","","","","","","","","","","","","","","","","","","","","","","","","","","","","","","","","","","","","","","","","","","","","","","","","","","","","","","","","","","","","",null,"","","","","","","","","","","","","","","","","","","","","","","","",{"$f":"IFERROR($F190*AH190,\"\")","v":""},"","","","","","","","","","","","","","","","","","","","","","","","","","","","","","","","","","",{"$f":"IFERROR($F190*BQ190,\"\")","v":""},"","","","","","","","","","","","","","","","","","","","","","","","","","","","","","",""]

{"sheet":"Lives scenario - output","index":5,"n_rows":175,"n_cols":43,"rows_kept":175,"cut":false,"hidden":false,"merged":[]}
[null,null,null,"Replacement expenditure forecast ($,000)",null,null,null,null,null,null,null,null,null,null,null,null,null,null,null,null,null,null,null,"Replacement quantity forecast (#)"]
[null,null,null,1,2,3,4,5,6,7,8,9,10,11,12,13,14,15,16,17,18,19,20,1,2,3,4,5,6,7,8,9,10,11,12,13,14,15,16,17,18,19,20]
[]
[]
["ID","Asset group",null,2020,2021,2022,2023,2024,2025,2026,2027,2028,2029,2030,2031,2032,2033,2034,2035,2036,2037,2038,2039,2020,2021,2022,2023,2024,2025,2026,2027,2028,2029,2030,2031,2032,2033,2034,2035,2036,2037,2038,2039]
[{"$f":"IFERROR(IF('Historical scenario - output'!A6=\"\",\"\",'Historical scenario - output'!A6),\"\")","v":1},{"$f":"IFERROR(IF('Historical scenario - output'!B6=\"\",\"\",'Historical scenario - output'!B6),\"\")","v":"OVERHEAD CONDUCTORS"},null,{"$f":"IFERROR(IF($A6=\"\",\"\",SUMIFS(D$21:D$175,$A$21:$A$175,$A6)),\"\")","v":3446.1339866395465},{"$f":"IFERROR(IF($A6=\"\",\"\",SUMIFS(E$21:E$175,$A$21:$A$175,$A6)),\"\")","v":4019.6845290019337},4675.6113768174473,5426.591347497988,6287.6792041612116,7276.5672191260564,8413.7677125414011,9722.684164485303,11229.536707301457,12963.11072397705,14954.303109042456,17235.449457739538,19839.426745845809,22798.539398183406,26143.211241018369,29900.520739463063,34092.631082145817,{"$f":"IFERROR(IF($A6=\"\",\"\",SUMIFS(U$21:U$175,$A$21:$A$175,$A6)),\"\")","v":38735.179025523415},43835.695961677091,49392.140602176296,{"$f":"IFERROR(IF($A6=\"\",\"\",SUMIFS(X$21:X$175,$A$21:$A$175,$A6)),\"\")","v":118.853809071922},{"$f":"IFERROR(IF($A6=\"\",\"\",SUMIFS(Y$21:Y$175,$A$21:$A$175,$A6)),\"\")","v":138.22594287358345},160.40013883720999,185.84405745620964,215.11918360490378,248.8902312949333,287.93102993754206,333.12549277439086,385.46230795382468,446.0221485071595,515.95647601604185,596.45741072037072,688.71864375654059,793.88794968676814,913.01248426260145,1046.9786808158547,1196.4491419765186,{"$f":"IFERROR(IF($A6=\"\",\"\",SUMIFS(AO$21:AO$175,$A$21:$A$175,$A6)),\"\")","v":1361.7994144555396},1543.0578900232331,1739.8522597633273]
[{"$f":"IFERROR(IF('Historical scenario - output'!A7=\"\",\"\",'Historical scenario - output'!A7),\"\")","v":2},null,null,{"$f":"IFERROR(IF($A7=\"\",\"\",SUMIFS(D$21:D$175,$A$21:$A$175,$A7)),\"\")","v":0},0,0,0,0,0,0,0,0,0,0,0,0,0,0,0,0,0,0,0,0,0,0,0,0,0,0,0,0,0,0,0,0,0,0,0,0,0,0,0]
[{"$f":"IFERROR(IF('Historical scenario - output'!A8=\"\",\"\",'Historical scenario - output'!A8),\"\")","v":3},{"$f":"IFERROR(IF('Historical scenario - output'!B8=\"\",\"\",'Historical scenario - output'!B8),\"\")","v":"SERVICE LINES"},null,6090.9899154307304,6394.1521409361276,6670.2331217166202,6917.4964972340485,7135.2545601587099,7323.8328511409627,7484.5032584681703,7619.3866016327238,7731.323975434384,7823.7156925442896,7900.3280822016441,7965.0717561424553,8021.7597481970415,8073.8592084594256,8124.2548694426896,8175.0451132765402,8227.3912818450917,8281.4375377744418,8336.3123744035656,8390.2146313381782,11412.219685563347,11981.728052989147,12500.491662216145,12965.203517060963,13374.52347869173,13729.016068039658,14031.028726156197,14284.512057365233,14494.780452307716,14668.210759203059,14811.879447694777,14933.14511956261,15039.192328535508,15136.562658103092,15230.707576797828,15325.602509915338,15423.461191911396,15524.58304393222,15627.354572644901,15728.410206487148]
[{"$f":"IFERROR(IF('Historical scenario - output'!A9=\"\",\"\",'Historical scenario - output'!A9),\"\")","v":4},{"$f":"IFERROR(IF('Historical scenario - output'!B9=\"\",\"\",'Historical scenario - output'!B9),\"\")","v":"SWITCHGEAR"},null,7446.0498815532055,7618.8630777802136,7756.1919476547464,7859.4685345840608,7931.7127696330354,7977.521438213148,8002.9665424485011,8015.3939188615213,8023.1212410122507,8035.0454975004741,8060.1822903255807,8107.1709726831068,8183.7886880737697,8296.5208928797965,8450.2345339289768,8647.9920567907047,8891.0301271365188,9178.9076615555387,9509.8057475377136,9880.9402876258828,76.406819589748494,79.922453610575431,83.282330223084784,86.485763060075612,89.551881191357126,92.520049722341085,95.448634483307288,98.412063244834812,101.49631852904074,104.79319658659612,108.39385570812121,112.3823241272168,116.82971467089402,121.78987783564945,127.29710530235678,133.36627352756693,139.99550845845974,147.1710893691222,154.87393763855459,163.08670983015909]
[{"$f":"IFERROR(IF('Historical scenario - output'!A10=\"\",\"\",'Historical scenario - output'!A10),\"\")","v":5},{"$f":"IFERROR(IF('Historical scenario - output'!B10=\"\",\"\",'Historical scenario - output'!B10),\"\")","v":"TRANSFORMERS"},null,17778.392664100855,18558.063461162612,19341.854908887464,20127.952580991925,20915.004029173178,21701.887796185492,22487.424356089796,23270.05922143102,24047.550811937337,24816.698166884817,25573.144712821686,26311.292080237617,27024.350791907935,27704.542043804704,28343.44776945902,28932.487071327912,29463.479063512194,29929.23836031658,30324.142285201426,30644.609526603996,967.93748895249098,1002.4330056566031,1035.9045582578665,1068.6456854031501,1100.9832412439641,1133.2430502251721,1165.7158639409806,1198.6261332533711,1232.1057150392269,1266.1742512491305,1300.7275798878914,1335.5351179710544,1370.2466477812543,1404.40832044741,1437.4869910576354,1468.9012874051195,1498.0571867352269,1524.3854279981413,1547.3778913985129,1566.6201595799996]
[{"$f":"IFERROR(IF('Historical scenario - output'!A11=\"\",\"\",'Historical scenario - output'!A11),\"\")","v":6},{"$f":"IFERROR(IF('Historical scenario - output'!B11=\"\",\"\",'Historical scenario - output'!B11),\"\")","v":"UNDERGROUND CABLES"},null,3502.2130166497218,3953.1054481837014,4460.7982927260846,5037.8490812637401,5699.4969447072262,6463.7028255758578,7351.0594530219641,8384.5567143384178,9589.1951681507326,10991.44921712362,12618.591456773354,14497.900205345237,16655.782182817045,19116.85055115159,21903.003851664078,25032.552789488534,28519.438768688364,32372.580644277019,36595.375108271743,41185.362913063771,5.3517208206822398,6.1008982158124487,6.9577736756527839,7.9467785116487306,9.0977803209852848,10.446418020023359,12.03422422610134,13.908483529452864,16.121782323251303,18.731218555300376,21.797258199940277,25.382248789877682,29.548627437963798,34.356888974630301,39.863406013420963,46.118213533958624,53.162882753548026,61.028610216221054,69.734636969968747,79.28708980371816]
[{"$f":"IFERROR(IF('Historical scenario - output'!A12=\"\",\"\",'Historical scenario - output'!A12),\"\")","v":""},{"$f":"IFERROR(IF('Historical scenario - output'!B12=\"\",\"\",'Historical scenario - output'!B12),\"\")","v":""},null,"","","","","","","","","","","","","","","","","","","","","","","","","","","","","","","","","","","","","","","",""]
[{"$f":"IFERROR(IF('Historical scenario - output'!A13=\"\",\"\",'Historical scenario - output'!A13),\"\")","v":""},{"$f":"IFERROR(IF('Historical scenario - output'!B13=\"\",\"\",'Historical scenario - output'!B13),\"\")","v":""},null,"","","","","","","","","","","","","","","","","","","","","","","","","","","","","","","","","","","","","","","",""]
[{"$f":"IFERROR(IF('Historical scenario - output'!A14=\"\",\"\",'Historical scenario - output'!A14),\"\")","v":""},{"$f":"IFERROR(IF('Historical scenario - output'!B14=\"\",\"\",'Historical scenario - output'!B14),\"\")","v":""},null,"","","","","","","","","","","","","","","","","","","","","","","","","","","","","","","","","","","","","","","",""]
[{"$f":"IFERROR(IF('Historical scenario - output'!A15=\"\",\"\",'Historical scenario - output'!A15),\"\")","v":""},{"$f":"IFERROR(IF('Historical scenario - output'!B15=\"\",\"\",'Historical scenario - output'!B15),\"\")","v":""},null,"","","","","","","","","","","","","","","","","","","","","","","","","","","","","","","","","","","","","","","",""]
[{"$f":"IFERROR(IF('Historical scenario - output'!A16=\"\",\"\",'Historical scenario - output'!A16),\"\")","v":""},{"$f":"IFERROR(IF('Historical scenario - output'!B16=\"\",\"\",'Historical scenario - output'!B16),\"\")","v":""},null,"","","","","","","","","","","","","","","","","","","","","","","","","","","","","","","","","","","","","","","",""]
[{"$f":"IFERROR(IF('Historical scenario - output'!A17=\"\",\"\",'Historical scenario - output'!A17),\"\")","v":""},{"$f":"IFERROR(IF('Historical scenario - output'!B17=\"\",\"\",'Historical scenario - output'!B17),\"\")","v":""},null,"","","","","","","","","","","","","","","","","","","","","","","","","","","","","","","","","","","","","","","",""]
[null,null,"Total",{"$f":"IFERROR(SUM(D$6:D$17),\"\")","v":38263.779464374064},{"$f":"IFERROR(SUM(E$6:E$17),\"\")","v":40543.868657064588},42904.689647802363,45369.358041571766,47969.147507833368,50743.512130241514,53739.721322569836,57012.080620748988,60620.727903836159,64630.019298030253,69106.549651164722,74116.884472147955,79725.108156841598,85990.312094478926,92964.152265513127,100688.59777034675,109193.97032332799,118497.343229447,128601.33147709153,139493.26796080812]
[]
["ID","Asset group","Asset category"]
[{"$f":"IFERROR('Lives scenario - input'!A6,\"\")","v":1},{"$f":"IFERROR('Lives scenario - input'!B6,\"\")","v":"OVERHEAD CONDUCTORS"},{"$f":"IFERROR('Lives scenario - input'!C6,\"\")","v":"˂ = 1 kv"},{"$f":"IFERROR(repcalc('Lives scenario - input'!$CX6:$GJ6,'Lives scenario - input'!$I6,'Lives scenario - input'!$G6,'Lives scenario - input'!$H6,20,TRUE,TRUE),\"\")","v":1955.0315250091135},2250.6157170092038,2581.0459320847872,2950.9463095307187,3366.0407174599663,3833.3161938473727,4361.1435559464962,4959.3328165954008,5639.1011368079644,6412.9331109881123,7294.3173975452582,8297.3500638032783,9436.2032899978349,10724.4678357962,12174.388275875122,13796.020659047739,15596.352039115423,17578.429345210385,19740.550452684463,22075.572386538945,{"$f":"IFERROR(IF(OR(D21=\"\",'Lives scenario - input'!$F6=\"\"),\"\",D21/'Lives scenario - input'!$F6),\"\")","v":77.375276153325444},{"$f":"IFERROR(IF(OR(E21=\"\",'Lives scenario - input'!$F6=\"\"),\"\",E21/'Lives scenario - input'!$F6),\"\")","v":89.073761927081932},{"$f":"IFERROR(IF(OR(F21=\"\",'Lives scenario - input'!$F6=\"\"),\"\",F21/'Lives scenario - input'!$F6),\"\")","v":102.15136646379486},{"$f":"IFERROR(IF(OR(G21=\"\",'Lives scenario - input'!$F6=\"\"),\"\",G21/'Lives scenario - input'!$F6),\"\")","v":116.7911016741848},{"$f":"IFERROR(IF(OR(H21=\"\",'Lives scenario - input'!$F6=\"\"),\"\",H21/'Lives scenario - input'!$F6),\"\")","v":133.21950399525579},{"$f":"IFERROR(IF(OR(I21=\"\",'Lives scenario - input'!$F6=\"\"),\"\",I21/'Lives scenario - input'!$F6),\"\")","v":151.71310297954005},{"$f":"IFERROR(IF(OR(J21=\"\",'Lives scenario - input'!$F6=\"\"),\"\",J21/'Lives scenario - input'!$F6),\"\")","v":172.60319471527851},{"$f":"IFERROR(IF(OR(K21=\"\",'Lives scenario - input'!$F6=\"\"),\"\",K21/'Lives scenario - input'!$F6),\"\")","v":196.2780350657157},{"$f":"IFERROR(IF(OR(L21=\"\",'Lives scenario - input'!$F6=\"\"),\"\",L21/'Lives scenario - input'!$F6),\"\")","v":223.18157131252076},{"$f":"IFERROR(IF(OR(M21=\"\",'Lives scenario - input'!$F6=\"\"),\"\",M21/'Lives scenario - input'!$F6),\"\")","v":253.80791259271206},{"$f":"IFERROR(IF(OR(N21=\"\",'Lives scenario - input'!$F6=\"\"),\"\",N21/'Lives scenario - input'!$F6),\"\")","v":288.69090639468823},{"$f":"IFERROR(IF(OR(O21=\"\",'Lives scenario - input'!$F6=\"\"),\"\",O21/'Lives scenario - input'!$F6),\"\")","v":328.38843993812242},{"$f":"IFERROR(IF(OR(P21=\"\",'Lives scenario - input'!$F6=\"\"),\"\",P21/'Lives scenario - input'!$F6),\"\")","v":373.46141280207593},{"$f":"IFERROR(IF(OR(Q21=\"\",'Lives scenario - input'!$F6=\"\"),\"\",Q21/'Lives scenario - input'!$F6),\"\")","v":424.44771338831441},{"$f":"IFERROR(IF(OR(R21=\"\",'Lives scenario - input'!$F6=\"\"),\"\",R21/'Lives scenario - input'!$F6),\"\")","v":481.83195145114303},{"$f":"IFERROR(IF(OR(S21=\"\",'Lives scenario - input'!$F6=\"\"),\"\",S21/'Lives scenario - input'!$F6),\"\")","v":546.0121203446198},{"$f":"IFERROR(IF(OR(T21=\"\",'Lives scenario - input'!$F6=\"\"),\"\",T21/'Lives scenario - input'!$F6),\"\")","v":617.26475024765182},{"$f":"IFERROR(IF(OR(U21=\"\",'Lives scenario - input'!$F6=\"\"),\"\",U21/'Lives scenario - input'!$F6),\"\")","v":695.71043102286183},{"$f":"IFERROR(IF(OR(V21=\"\",'Lives scenario - input'!$F6=\"\"),\"\",V21/'Lives scenario - input'!$F6),\"\")","v":781.28179681808138},{"$f":"IFERROR(IF(OR(W21=\"\",'Lives scenario - input'!$F6=\"\"),\"\",W21/'Lives scenario - input'!$F6),\"\")","v":873.69614648194181}]
[{"$f":"IFERROR('Lives scenario - input'!A7,\"\")","v":1},{"$f":"IFERROR('Lives scenario - input'!B7,\"\")","v":"OVERHEAD CONDUCTORS"},{"$f":"IFERROR('Lives scenario - input'!C7,\"\")","v":"˃ 11 kv & < = 22 kv ; swer"},{"$f":"IFERROR(repcalc('Lives scenario - input'!$CX7:$GJ7,'Lives scenario - input'!$I7,'Lives scenario - input'!$G7,'Lives scenario - input'!$H7,20,TRUE,TRUE),\"\")","v":25.176181721475832},32.328643414701737,41.606043148393276,53.617555850999892,69.119161294059765,89.036398179679367,114.48635378941471,146.79724749785765,187.52359190961036,238.45458412102056,301.61313533792281,379.2428381338533,473.78024605561194,587.81014467395812,724.0020606191664,885.02710274635012,1073.4553513736971,1291.6353735678206,1541.5589799690831,1824.7159562727916,{"$f":"IFERROR(IF(OR(D22=\"\",'Lives scenario - input'!$F7=\"\"),\"\",D22/'Lives scenario - input'!$F7),\"\")","v":2.6910255845696152},{"$f":"IFERROR(IF(OR(E22=\"\",'Lives scenario - input'!$F7=\"\"),\"\",E22/'Lives scenario - input'!$F7),\"\")","v":3.4555361692984552},{"$f":"IFERROR(IF(OR(F22=\"\",'Lives scenario - input'!$F7=\"\"),\"\",F22/'Lives scenario - input'!$F7),\"\")","v":4.447176614137911},{"$f":"IFERROR(IF(OR(G22=\"\",'Lives scenario - input'!$F7=\"\"),\"\",G22/'Lives scenario - input'!$F7),\"\")","v":5.7310602605815992},{"$f":"IFERROR(IF(OR(H22=\"\",'Lives scenario - input'!$F7=\"\"),\"\",H22/'Lives scenario - input'!$F7),\"\")","v":7.3879920904624479},{"$f":"IFERROR(IF(OR(I22=\"\",'Lives scenario - input'!$F7=\"\"),\"\",I22/'Lives scenario - input'!$F7),\"\")","v":9.5169008593174134},{"$f":"IFERROR(IF(OR(J22=\"\",'Lives scenario - input'!$F7=\"\"),\"\",J22/'Lives scenario - input'!$F7),\"\")","v":12.23718952062535},{"$f":"IFERROR(IF(OR(K22=\"\",'Lives scenario - input'!$F7=\"\"),\"\",K22/'Lives scenario - input'!$F7),\"\")","v":15.690828463641065},{"$f":"IFERROR(IF(OR(L22=\"\",'Lives scenario - input'!$F7=\"\"),\"\",L22/'Lives scenario - input'!$F7),\"\")","v":20.043976053314395},{"$f":"IFERROR(IF(OR(M22=\"\",'Lives scenario - input'!$F7=\"\"),\"\",M22/'Lives scenario - input'!$F7),\"\")","v":25.487875553432335},{"$f":"IFERROR(IF(OR(N22=\"\",'Lives scenario - input'!$F7=\"\"),\"\",N22/'Lives scenario - input'!$F7),\"\")","v":32.238751404636318},{"$f":"IFERROR(IF(OR(O22=\"\",'Lives scenario - input'!$F7=\"\"),\"\",O22/'Lives scenario - input'!$F7),\"\")","v":40.536416183890161},{"$f":"IFERROR(IF(OR(P22=\"\",'Lives scenario - input'!$F7=\"\"),\"\",P22/'Lives scenario - input'!$F7),\"\")","v":50.641307633705836},{"$f":"IFERROR(IF(OR(Q22=\"\",'Lives scenario - input'!$F7=\"\"),\"\",Q22/'Lives scenario - input'!$F7),\"\")","v":62.829707685096189},{"$f":"IFERROR(IF(OR(R22=\"\",'Lives scenario - input'!$F7=\"\"),\"\",R22/'Lives scenario - input'!$F7),\"\")","v":77.38695605081962},{"$f":"IFERROR(IF(OR(S22=\"\",'Lives scenario - input'!$F7=\"\"),\"\",S22/'Lives scenario - input'!$F7),\"\")","v":94.598561564097992},{"$f":"IFERROR(IF(OR(T22=\"\",'Lives scenario - input'!$F7=\"\"),\"\",T22/'Lives scenario - input'!$F7),\"\")","v":114.73923434448619},{"$f":"IFERROR(IF(OR(U22=\"\",'Lives scenario - input'!$F7=\"\"),\"\",U22/'Lives scenario - input'!$F7),\"\")","v":138.06000745701579},{"$f":"IFERROR(IF(OR(V22=\"\",'Lives scenario - input'!$F7=\"\"),\"\",V22/'Lives scenario - input'!$F7),\"\")","v":164.7737810726552},{"$f":"IFERROR(IF(OR(W22=\"\",'Lives scenario - input'!$F7=\"\"),\"\",W22/'Lives scenario - input'!$F7),\"\")","v":195.03979504222642}]
[{"$f":"IFERROR('Lives scenario - input'!A8,\"\")","v":1},{"$f":"IFERROR('Lives scenario - input'!B8,\"\")","v":"OVERHEAD CONDUCTORS"},{"$f":"IFERROR('Lives scenario - input'!C8,\"\")","v":"> 1 kv & < = 11 kv"},{"$f":"IFERROR(repcalc('Lives scenario - input'!$CX8:$GJ8,'Lives scenario - input'!$I8,'Lives scenario - input'!$G8,'Lives scenario - input'!$H8,20,TRUE,TRUE),\"\")","v":878.18772654674285},1032.5859372852217,1214.0143177002192,1427.6222871602308,1679.3798404551931,1976.0775732956256,2325.2804855993822,2735.2273859678021,3214.6699481038909,3772.648564904729,4418.2059670803019,5160.043887405147,6006.1325487447011,6963.2870715971667,8036.7286556805275,9229.6512337660042,10542.815932001571,11974.195906276904,13518.692890160439,15167.944152881088,{"$f":"IFERROR(IF(OR(D23=\"\",'Lives scenario - input'!$F8=\"\"),\"\",D23/'Lives scenario - input'!$F8),\"\")","v":34.756481922049069},{"$f":"IFERROR(IF(OR(E23=\"\",'Lives scenario - input'!$F8=\"\"),\"\",E23/'Lives scenario - input'!$F8),\"\")","v":40.867178368958513},{"$f":"IFERROR(IF(OR(F23=\"\",'Lives scenario - input'!$F8=\"\"),\"\",F23/'Lives scenario - input'!$F8),\"\")","v":48.04766157707229},{"$f":"IFERROR(IF(OR(G23=\"\",'Lives scenario - input'!$F8=\"\"),\"\",G23/'Lives scenario - input'!$F8),\"\")","v":56.501732733516924},{"$f":"IFERROR(IF(OR(H23=\"\",'Lives scenario - input'!$F8=\"\"),\"\",H23/'Lives scenario - input'!$F8),\"\")","v":66.465669355864975},{"$f":"IFERROR(IF(OR(I23=\"\",'Lives scenario - input'!$F8=\"\"),\"\",I23/'Lives scenario - input'!$F8),\"\")","v":78.208226301327542},{"$f":"IFERROR(IF(OR(J23=\"\",'Lives scenario - input'!$F8=\"\"),\"\",J23/'Lives scenario - input'!$F8),\"\")","v":92.028807415958255},{"$f":"IFERROR(IF(OR(K23=\"\",'Lives scenario - input'!$F8=\"\"),\"\",K23/'Lives scenario - input'!$F8),\"\")","v":108.25348421448632},{"$f":"IFERROR(IF(OR(L23=\"\",'Lives scenario - input'!$F8=\"\"),\"\",L23/'Lives scenario - input'!$F8),\"\")","v":127.2286261343921},{"$f":"IFERROR(IF(OR(M23=\"\",'Lives scenario - input'!$F8=\"\"),\"\",M23/'Lives scenario - input'!$F8),\"\")","v":149.31202939941829},{"$f":"IFERROR(IF(OR(N23=\"\",'Lives scenario - input'!$F8=\"\"),\"\",N23/'Lives scenario - input'!$F8),\"\")","v":174.86158275811695},{"$f":"IFERROR(IF(OR(O23=\"\",'Lives scenario - input'!$F8=\"\"),\"\",O23/'Lives scenario - input'!$F8),\"\")","v":204.22167911046398},{"$f":"IFERROR(IF(OR(P23=\"\",'Lives scenario - input'!$F8=\"\"),\"\",P23/'Lives scenario - input'!$F8),\"\")","v":237.7077600170316},{"$f":"IFERROR(IF(OR(Q23=\"\",'Lives scenario - input'!$F8=\"\"),\"\",Q23/'Lives scenario - input'!$F8),\"\")","v":275.5895509650158},{"$f":"IFERROR(IF(OR(R23=\"\",'Lives scenario - input'!$F8=\"\"),\"\",R23/'Lives scenario - input'!$F8),\"\")","v":318.0736940289114},{"$f":"IFERROR(IF(OR(S23=\"\",'Lives scenario - input'!$F8=\"\"),\"\",S23/'Lives scenario - input'!$F8),\"\")","v":365.28659710906527},{"$f":"IFERROR(IF(OR(T23=\"\",'Lives scenario - input'!$F8=\"\"),\"\",T23/'Lives scenario - input'!$F8),\"\")","v":417.25838368181712},{"$f":"IFERROR(IF(OR(U23=\"\",'Lives scenario - input'!$F8=\"\"),\"\",U23/'Lives scenario - input'!$F8),\"\")","v":473.90883630783168},{"$f":"IFERROR(IF(OR(V23=\"\",'Lives scenario - input'!$F8=\"\"),\"\",V23/'Lives scenario - input'!$F8),\"\")","v":535.03617830576172},{"$f":"IFERROR(IF(OR(W23=\"\",'Lives scenario - input'!$F8=\"\"),\"\",W23/'Lives scenario - input'!$F8),\"\")","v":600.3094336301923}]
[{"$f":"IFERROR('Lives scenario - input'!A9,\"\")","v":1},{"$f":"IFERROR('Lives scenario - input'!B9,\"\")","v":"OVERHEAD CONDUCTORS"},{"$f":"IFERROR('Lives scenario - input'!C9,\"\")","v":"> 22 kv & < = 66 kv"},{"$f":"IFERROR(repcalc('Lives scenario - input'!$CX9:$GJ9,'Lives scenario - input'!$I9,'Lives scenario - input'!$G9,'Lives scenario - input'!$H9,20,TRUE,TRUE),\"\")","v":587.73855336221459},704.15423129280668,838.94508388404756,994.40519495603837,1173.1394849519934,1378.1370538033784,1612.8573172061069,1881.3267144242411,2188.2420304799916,2539.0744639631894,2940.1666090789722,3398.8126683972569,3923.3106610476621,4522.9743461160815,5208.0922488435517,5989.8217439029668,6880.0077596551237,7890.9184004683029,9034.8936388631009,10323.908106483477,{"$f":"IFERROR(IF(OR(D24=\"\",'Lives scenario - input'!$F9=\"\"),\"\",D24/'Lives scenario - input'!$F9),\"\")","v":4.0310254119778834},{"$f":"IFERROR(IF(OR(E24=\"\",'Lives scenario - input'!$F9=\"\"),\"\",E24/'Lives scenario - input'!$F9),\"\")","v":4.8294664082445387},{"$f":"IFERROR(IF(OR(F24=\"\",'Lives scenario - input'!$F9=\"\"),\"\",F24/'Lives scenario - input'!$F9),\"\")","v":5.7539341822049126},{"$f":"IFERROR(IF(OR(G24=\"\",'Lives scenario - input'!$F9=\"\"),\"\",G24/'Lives scenario - input'!$F9),\"\")","v":6.8201627879263},{"$f":"IFERROR(IF(OR(H24=\"\",'Lives scenario - input'!$F9=\"\"),\"\",H24/'Lives scenario - input'!$F9),\"\")","v":8.0460181633205643},{"$f":"IFERROR(IF(OR(I24=\"\",'Lives scenario - input'!$F9=\"\"),\"\",I24/'Lives scenario - input'!$F9),\"\")","v":9.452001154748304},{"$f":"IFERROR(IF(OR(J24=\"\",'Lives scenario - input'!$F9=\"\"),\"\",J24/'Lives scenario - input'!$F9),\"\")","v":11.061838285679945},{"$f":"IFERROR(IF(OR(K24=\"\",'Lives scenario - input'!$F9=\"\"),\"\",K24/'Lives scenario - input'!$F9),\"\")","v":12.903145030547735},{"$f":"IFERROR(IF(OR(L24=\"\",'Lives scenario - input'!$F9=\"\"),\"\",L24/'Lives scenario - input'!$F9),\"\")","v":15.008134453597368},{"$f":"IFERROR(IF(OR(M24=\"\",'Lives scenario - input'!$F9=\"\"),\"\",M24/'Lives scenario - input'!$F9),\"\")","v":17.414330961596821},{"$f":"IFERROR(IF(OR(N24=\"\",'Lives scenario - input'!$F9=\"\"),\"\",N24/'Lives scenario - input'!$F9),\"\")","v":20.165235458600311},{"$f":"IFERROR(IF(OR(O24=\"\",'Lives scenario - input'!$F9=\"\"),\"\",O24/'Lives scenario - input'!$F9),\"\")","v":23.310875487894293},{"$f":"IFERROR(IF(OR(P24=\"\",'Lives scenario - input'!$F9=\"\"),\"\",P24/'Lives scenario - input'!$F9),\"\")","v":26.908163303727235},{"$f":"IFERROR(IF(OR(Q24=\"\",'Lives scenario - input'!$F9=\"\"),\"\",Q24/'Lives scenario - input'!$F9),\"\")","v":31.020977648341752},{"$f":"IFERROR(IF(OR(R24=\"\",'Lives scenario - input'!$F9=\"\"),\"\",R24/'Lives scenario - input'!$F9),\"\")","v":35.719882731727374},{"$f":"IFERROR(IF(OR(S24=\"\",'Lives scenario - input'!$F9=\"\"),\"\",S24/'Lives scenario - input'!$F9),\"\")","v":41.081401798071695},{"$f":"IFERROR(IF(OR(T24=\"\",'Lives scenario - input'!$F9=\"\"),\"\",T24/'Lives scenario - input'!$F9),\"\")","v":47.186773702563443},{"$f":"IFERROR(IF(OR(U24=\"\",'Lives scenario - input'!$F9=\"\"),\"\",U24/'Lives scenario - input'!$F9),\"\")","v":54.120139667830323},{"$f":"IFERROR(IF(OR(V24=\"\",'Lives scenario - input'!$F9=\"\"),\"\",V24/'Lives scenario - input'!$F9),\"\")","v":61.966133826734776},{"$f":"IFERROR(IF(OR(W24=\"\",'Lives scenario - input'!$F9=\"\"),\"\",W24/'Lives scenario - input'!$F9),\"\")","v":70.80688460896674}]
[{"$f":"IFERROR('Lives scenario - input'!A10,\"\")","v":3},{"$f":"IFERROR('Lives scenario - input'!B10,\"\")","v":"SERVICE LINES"},{"$f":"IFERROR('Lives scenario - input'!C10,\"\")","v":"˂ = 11 kv ; commercial and industrial ; complex type"},{"$f":"IFERROR(repcalc('Lives scenario - input'!$CX10:$GJ10,'Lives scenario - input'!$I10,'Lives scenario - input'!$G10,'Lives scenario - input'!$H10,20,TRUE,TRUE),\"\")","v":935.97996761545221},947.42109598628406,954.81138378762728,959.1453009284354,961.52969933129589,963.08118893694098,964.83116874477446,967.64593073810215,972.16753914125263,978.77893195790512,987.5941863857829,998.47242611348202,1011.0516900065315,1024.7974429044596,1039.0594422973586,1053.1304592581782,1066.3008883677808,1077.9044866802847,1087.3521930855168,1094.1529658169063,{"$f":"IFERROR(IF(OR(D25=\"\",'Lives scenario - input'!$F10=\"\"),\"\",D25/'Lives scenario - input'!$F10),\"\")","v":1719.9406846911363},{"$f":"IFERROR(IF(OR(E25=\"\",'Lives scenario - input'!$F10=\"\"),\"\",E25/'Lives scenario - input'!$F10),\"\")","v":1740.9647053375402},{"$f":"IFERROR(IF(OR(F25=\"\",'Lives scenario - input'!$F10=\"\"),\"\",F25/'Lives scenario - input'!$F10),\"\")","v":1754.5449710493049},{"$f":"IFERROR(IF(OR(G25=\"\",'Lives scenario - input'!$F10=\"\"),\"\",G25/'Lives scenario - input'!$F10),\"\")","v":1762.5089026209885},{"$f":"IFERROR(IF(OR(H25=\"\",'Lives scenario - input'!$F10=\"\"),\"\",H25/'Lives scenario - input'!$F10),\"\")","v":1766.8904321018388},{"$f":"IFERROR(IF(OR(I25=\"\",'Lives scenario - input'!$F10=\"\"),\"\",I25/'Lives scenario - input'!$F10),\"\")","v":1769.7414227073564},{"$f":"IFERROR(IF(OR(J25=\"\",'Lives scenario - input'!$F10=\"\"),\"\",J25/'Lives scenario - input'!$F10),\"\")","v":1772.9571554933357},{"$f":"IFERROR(IF(OR(K25=\"\",'Lives scenario - input'!$F10=\"\"),\"\",K25/'Lives scenario - input'!$F10),\"\")","v":1778.1295137035015},{"$f":"IFERROR(IF(OR(L25=\"\",'Lives scenario - input'!$F10=\"\"),\"\",L25/'Lives scenario - input'!$F10),\"\")","v":1786.4383435095845},{"$f":"IFERROR(IF(OR(M25=\"\",'Lives scenario - input'!$F10=\"\"),\"\",M25/'Lives scenario - input'!$F10),\"\")","v":1798.5873251985893},{"$f":"IFERROR(IF(OR(N25=\"\",'Lives scenario - input'!$F10=\"\"),\"\",N25/'Lives scenario - input'!$F10),\"\")","v":1814.7860850663217},{"$f":"IFERROR(IF(OR(O25=\"\",'Lives scenario - input'!$F10=\"\"),\"\",O25/'Lives scenario - input'!$F10),\"\")","v":1834.7757512267624},{"$f":"IFERROR(IF(OR(P25=\"\",'Lives scenario - input'!$F10=\"\"),\"\",P25/'Lives scenario - input'!$F10),\"\")","v":1857.8911901268514},{"$f":"IFERROR(IF(OR(Q25=\"\",'Lives scenario - input'!$F10=\"\"),\"\",Q25/'Lives scenario - input'!$F10),\"\")","v":1883.1501491525328},{"$f":"IFERROR(IF(OR(R25=\"\",'Lives scenario - input'!$F10=\"\"),\"\",R25/'Lives scenario - input'!$F10),\"\")","v":1909.3577538552067},{"$f":"IFERROR(IF(OR(S25=\"\",'Lives scenario - input'!$F10=\"\"),\"\",S25/'Lives scenario - input'!$F10),\"\")","v":1935.2144125265982},{"$f":"IFERROR(IF(OR(T25=\"\",'Lives scenario - input'!$F10=\"\"),\"\",T25/'Lives scenario - input'!$F10),\"\")","v":1959.4161664574608},{"$f":"IFERROR(IF(OR(U25=\"\",'Lives scenario - input'!$F10=\"\"),\"\",U25/'Lives scenario - input'!$F10),\"\")","v":1980.7387390733402},{"$f":"IFERROR(IF(OR(V25=\"\",'Lives scenario - input'!$F10=\"\"),\"\",V25/'Lives scenario - input'!$F10),\"\")","v":1998.0996818131443},{"$f":"IFERROR(IF(OR(W25=\"\",'Lives scenario - input'!$F10=\"\"),\"\",W25/'Lives scenario - input'!$F10),\"\")","v":2010.5966647751352}]
[{"$f":"IFERROR('Lives scenario - input'!A11,\"\")","v":3},{"$f":"IFERROR('Lives scenario - input'!B11,\"\")","v":"SERVICE LINES"},{"$f":"IFERROR('Lives scenario - input'!C11,\"\")","v":"˂ = 11 kv ; residential ; simple type"},{"$f":"IFERROR(repcalc('Lives scenario - input'!$CX11:$GJ11,'Lives scenario - input'!$I11,'Lives scenario - input'!$G11,'Lives scenario - input'!$H11,20,TRUE,TRUE),\"\")","v":5155.0099478152779},5446.7310449498436,5715.421737928993,5958.3511963056135,6173.724860827414,6360.7516622040221,6519.6720897233954,6651.7406708946219,6759.1564362931313,6844.9367605863845,6912.7338958158607,6966.5993300289729,7010.7080581905102,7049.0617655549659,7085.1954271453315,7121.9146540183619,7161.0903934773105,7203.5330510941576,7248.9601813180489,7296.0616655212725,{"$f":"IFERROR(IF(OR(D26=\"\",'Lives scenario - input'!$F11=\"\"),\"\",D26/'Lives scenario - input'!$F11),\"\")","v":9692.2790008722095},{"$f":"IFERROR(IF(OR(E26=\"\",'Lives scenario - input'!$F11=\"\"),\"\",E26/'Lives scenario - input'!$F11),\"\")","v":10240.763347651606},{"$f":"IFERROR(IF(OR(F26=\"\",'Lives scenario - input'!$F11=\"\"),\"\",F26/'Lives scenario - input'!$F11),\"\")","v":10745.946691166841},{"$f":"IFERROR(IF(OR(G26=\"\",'Lives scenario - input'!$F11=\"\"),\"\",G26/'Lives scenario - input'!$F11),\"\")","v":11202.694614439975},{"$f":"IFERROR(IF(OR(H26=\"\",'Lives scenario - input'!$F11=\"\"),\"\",H26/'Lives scenario - input'!$F11),\"\")","v":11607.633046589892},{"$f":"IFERROR(IF(OR(I26=\"\",'Lives scenario - input'!$F11=\"\"),\"\",I26/'Lives scenario - input'!$F11),\"\")","v":11959.274645332302},{"$f":"IFERROR(IF(OR(J26=\"\",'Lives scenario - input'!$F11=\"\"),\"\",J26/'Lives scenario - input'!$F11),\"\")","v":12258.071570662862},{"$f":"IFERROR(IF(OR(K26=\"\",'Lives scenario - input'!$F11=\"\"),\"\",K26/'Lives scenario - input'!$F11),\"\")","v":12506.382543661732},{"$f":"IFERROR(IF(OR(L26=\"\",'Lives scenario - input'!$F11=\"\"),\"\",L26/'Lives scenario - input'!$F11),\"\")","v":12708.342108798131},{"$f":"IFERROR(IF(OR(M26=\"\",'Lives scenario - input'!$F11=\"\"),\"\",M26/'Lives scenario - input'!$F11),\"\")","v":12869.62343400447},{"$f":"IFERROR(IF(OR(N26=\"\",'Lives scenario - input'!$F11=\"\"),\"\",N26/'Lives scenario - input'!$F11),\"\")","v":12997.093362628455},{"$f":"IFERROR(IF(OR(O26=\"\",'Lives scenario - input'!$F11=\"\"),\"\",O26/'Lives scenario - input'!$F11),\"\")","v":13098.369368335849},{"$f":"IFERROR(IF(OR(P26=\"\",'Lives scenario - input'!$F11=\"\"),\"\",P26/'Lives scenario - input'!$F11),\"\")","v":13181.301138408657},{"$f":"IFERROR(IF(OR(Q26=\"\",'Lives scenario - input'!$F11=\"\"),\"\",Q26/'Lives scenario - input'!$F11),\"\")","v":13253.41250895056},{"$f":"IFERROR(IF(OR(R26=\"\",'Lives scenario - input'!$F11=\"\"),\"\",R26/'Lives scenario - input'!$F11),\"\")","v":13321.34982294262},{"$f":"IFERROR(IF(OR(S26=\"\",'Lives scenario - input'!$F11=\"\"),\"\",S26/'Lives scenario - input'!$F11),\"\")","v":13390.388097388739},{"$f":"IFERROR(IF(OR(T26=\"\",'Lives scenario - input'!$F11=\"\"),\"\",T26/'Lives scenario - input'!$F11),\"\")","v":13464.045025453936},{"$f":"IFERROR(IF(OR(U26=\"\",'Lives scenario - input'!$F11=\"\"),\"\",U26/'Lives scenario - input'!$F11),\"\")","v":13543.84430485888},{"$f":"IFERROR(IF(OR(V26=\"\",'Lives scenario - input'!$F11=\"\"),\"\",V26/'Lives scenario - input'!$F11),\"\")","v":13629.254890831757},{"$f":"IFERROR(IF(OR(W26=\"\",'Lives scenario - input'!$F11=\"\"),\"\",W26/'Lives scenario - input'!$F11),\"\")","v":13717.813541712012}]
[{"$f":"IFERROR('Lives scenario - input'!A12,\"\")","v":4},{"$f":"IFERROR('Lives scenario - input'!B12,\"\")","v":"SWITCHGEAR"},{"$f":"IFERROR('Lives scenario - input'!C12,\"\")","v":"˂ = 11 kv ; circuit breaker"},{"$f":"IFERROR(repcalc('Lives scenario - input'!$CX12:$GJ12,'Lives scenario - input'!$I12,'Lives scenario - input'!$G12,'Lives scenario - input'!$H12,20,TRUE,TRUE),\"\")","v":3153.4694766208827},3226.4628822738828,3261.6894815818478,3257.751295379901,3214.7494512118119,3134.3306486867145,3019.6366403394991,2875.1564825105779,2706.4901850964729,2520.0406725110029,2322.6576425258804,2121.2611739549325,1922.4743238044762,1732.2923966850285,1555.8123685909331,1397.0397106852606,1258.7823812287984,1142.6338898147637,1049.0398863834505,977.43634593910315,{"$f":"IFERROR(IF(OR(D27=\"\",'Lives scenario - input'!$F12=\"\"),\"\",D27/'Lives scenario - input'!$F12),\"\")","v":33.691705851995955},{"$f":"IFERROR(IF(OR(E27=\"\",'Lives scenario - input'!$F12=\"\"),\"\",E27/'Lives scenario - input'!$F12),\"\")","v":34.471568276740761},{"$f":"IFERROR(IF(OR(F27=\"\",'Lives scenario - input'!$F12=\"\"),\"\",F27/'Lives scenario - input'!$F12),\"\")","v":34.8479296878307},{"$f":"IFERROR(IF(OR(G27=\"\",'Lives scenario - input'!$F12=\"\"),\"\",G27/'Lives scenario - input'!$F12),\"\")","v":34.805854059038325},{"$f":"IFERROR(IF(OR(H27=\"\",'Lives scenario - input'!$F12=\"\"),\"\",H27/'Lives scenario - input'!$F12),\"\")","v":34.346421838258721},{"$f":"IFERROR(IF(OR(I27=\"\",'Lives scenario - input'!$F12=\"\"),\"\",I27/'Lives scenario - input'!$F12),\"\")","v":33.487226383940055},{"$f":"IFERROR(IF(OR(J27=\"\",'Lives scenario - input'!$F12=\"\"),\"\",J27/'Lives scenario - input'!$F12),\"\")","v":32.261834217987811},{"$f":"IFERROR(IF(OR(K27=\"\",'Lives scenario - input'!$F12=\"\"),\"\",K27/'Lives scenario - input'!$F12),\"\")","v":30.718206472385511},{"$f":"IFERROR(IF(OR(L27=\"\",'Lives scenario - input'!$F12=\"\"),\"\",L27/'Lives scenario - input'!$F12),\"\")","v":28.916173720284618},{"$f":"IFERROR(IF(OR(M27=\"\",'Lives scenario - input'!$F12=\"\"),\"\",M27/'Lives scenario - input'!$F12),\"\")","v":26.924144883205472},{"$f":"IFERROR(IF(OR(N27=\"\",'Lives scenario - input'!$F12=\"\"),\"\",N27/'Lives scenario - input'!$F12),\"\")","v":24.815302214602742},{"$f":"IFERROR(IF(OR(O27=\"\",'Lives scenario - input'!$F12=\"\"),\"\",O27/'Lives scenario - input'!$F12),\"\")","v":22.663579919832333},{"$f":"IFERROR(IF(OR(P27=\"\",'Lives scenario - input'!$F12=\"\"),\"\",P27/'Lives scenario - input'!$F12),\"\")","v":20.539738819682956},{"$f":"IFERROR(IF(OR(Q27=\"\",'Lives scenario - input'!$F12=\"\"),\"\",Q27/'Lives scenario - input'!$F12),\"\")","v":18.50783282078925},{"$f":"IFERROR(IF(OR(R27=\"\",'Lives scenario - input'!$F12=\"\"),\"\",R27/'Lives scenario - input'!$F12),\"\")","v":16.622318076035921},{"$f":"IFERROR(IF(OR(S27=\"\",'Lives scenario - input'!$F12=\"\"),\"\",S27/'Lives scenario - input'!$F12),\"\")","v":14.925989087550009},{"$f":"IFERROR(IF(OR(T27=\"\",'Lives scenario - input'!$F12=\"\"),\"\",T27/'Lives scenario - input'!$F12),\"\")","v":13.44884611519403},{"$f":"IFERROR(IF(OR(U27=\"\",'Lives scenario - input'!$F12=\"\"),\"\",U27/'Lives scenario - input'!$F12),\"\")","v":12.207914234645756},{"$f":"IFERROR(IF(OR(V27=\"\",'Lives scenario - input'!$F12=\"\"),\"\",V27/'Lives scenario - input'!$F12),\"\")","v":11.207954775232347},{"$f":"IFERROR(IF(OR(W27=\"\",'Lives scenario - input'!$F12=\"\"),\"\",W27/'Lives scenario - input'!$F12),\"\")","v":10.442941687109004}]
[{"$f":"IFERROR('Lives scenario - input'!A13,\"\")","v":4},{"$f":"IFERROR('Lives scenario - input'!B13,\"\")","v":"SWITCHGEAR"},{"$f":"IFERROR('Lives scenario - input'!C13,\"\")","v":"˂ = 11 kv ; switch"},{"$f":"IFERROR(repcalc('Lives scenario - input'!$CX13:$GJ13,'Lives scenario - input'!$I13,'Lives scenario - input'!$G13,'Lives scenario - input'!$H13,20,TRUE,TRUE),\"\")","v":223.38324265909952},262.64597488253395,309.26631918363665,364.4247440173425,429.34718038863531,505.26128667056145,593.34162011696731,694.64419814632834,810.03180047165574,940.09240705300579,1085.0543354211629,1244.7028411721606,1418.3040431902177,1604.5428641955398,1801.4820575167739,2006.5491549030487,2216.5571932459857,2427.763309555065,2635.9667808778167,2836.6449872325688,{"$f":"IFERROR(IF(OR(D28=\"\",'Lives scenario - input'!$F13=\"\"),\"\",D28/'Lives scenario - input'!$F13),\"\")","v":2.6585140464606996},{"$f":"IFERROR(IF(OR(E28=\"\",'Lives scenario - input'!$F13=\"\"),\"\",E28/'Lives scenario - input'!$F13),\"\")","v":3.125785108855109},{"$f":"IFERROR(IF(OR(F28=\"\",'Lives scenario - input'!$F13=\"\"),\"\",F28/'Lives scenario - input'!$F13),\"\")","v":3.6806201031901993},{"$f":"IFERROR(IF(OR(G28=\"\",'Lives scenario - input'!$F13=\"\"),\"\",G28/'Lives scenario - input'!$F13),\"\")","v":4.3370679434824861},{"$f":"IFERROR(IF(OR(H28=\"\",'Lives scenario - input'!$F13=\"\"),\"\",H28/'Lives scenario - input'!$F13),\"\")","v":5.1097185996775432},{"$f":"IFERROR(IF(OR(I28=\"\",'Lives scenario - input'!$F13=\"\"),\"\",I28/'Lives scenario - input'!$F13),\"\")","v":6.0131825993608246},{"$f":"IFERROR(IF(OR(J28=\"\",'Lives scenario - input'!$F13=\"\"),\"\",J28/'Lives scenario - input'!$F13),\"\")","v":7.0614385065488277},{"$f":"IFERROR(IF(OR(K28=\"\",'Lives scenario - input'!$F13=\"\"),\"\",K28/'Lives scenario - input'!$F13),\"\")","v":8.2670541267174915},{"$f":"IFERROR(IF(OR(L28=\"\",'Lives scenario - input'!$F13=\"\"),\"\",L28/'Lives scenario - input'!$F13),\"\")","v":9.6402975173931456},{"$f":"IFERROR(IF(OR(M28=\"\",'Lives scenario - input'!$F13=\"\"),\"\",M28/'Lives scenario - input'!$F13),\"\")","v":11.18816630724408},{"$f":"IFERROR(IF(OR(N28=\"\",'Lives scenario - input'!$F13=\"\"),\"\",N28/'Lives scenario - input'!$F13),\"\")","v":12.913377733944071},{"$f":"IFERROR(IF(OR(O28=\"\",'Lives scenario - input'!$F13=\"\"),\"\",O28/'Lives scenario - input'!$F13),\"\")","v":14.813376095429042},{"$f":"IFERROR(IF(OR(P28=\"\",'Lives scenario - input'!$F13=\"\"),\"\",P28/'Lives scenario - input'!$F13),\"\")","v":16.879427373732781},{"$f":"IFERROR(IF(OR(Q28=\"\",'Lives scenario - input'!$F13=\"\"),\"\",Q28/'Lives scenario - input'!$F13),\"\")","v":19.095880657090827},{"$f":"IFERROR(IF(OR(R28=\"\",'Lives scenario - input'!$F13=\"\"),\"\",R28/'Lives scenario - input'!$F13),\"\")","v":21.439680512042987},{"$f":"IFERROR(IF(OR(S28=\"\",'Lives scenario - input'!$F13=\"\"),\"\",S28/'Lives scenario - input'!$F13),\"\")","v":23.880211647587089},{"$f":"IFERROR(IF(OR(T28=\"\",'Lives scenario - input'!$F13=\"\"),\"\",T28/'Lives scenario - input'!$F13),\"\")","v":26.379545586688238},{"$f":"IFERROR(IF(OR(U28=\"\",'Lives scenario - input'!$F13=\"\"),\"\",U28/'Lives scenario - input'!$F13),\"\")","v":28.893138012969668},{"$f":"IFERROR(IF(OR(V28=\"\",'Lives scenario - input'!$F13=\"\"),\"\",V28/'Lives scenario - input'!$F13),\"\")","v":31.370995557002708},{"$f":"IFERROR(IF(OR(W28=\"\",'Lives scenario - input'!$F13=\"\"),\"\",W28/'Lives scenario - input'!$F13),\"\")","v":33.759293909475005}]
[{"$f":"IFERROR('Lives scenario - input'!A14,\"\")","v":4},{"$f":"IFERROR('Lives scenario - input'!B14,\"\")","v":"SWITCHGEAR"},{"$f":"IFERROR('Lives scenario - input'!C14,\"\")","v":"> 11 kv & < = 22 kv ; switch"},{"$f":"IFERROR(repcalc('Lives scenario - input'!$CX14:$GJ14,'Lives scenario - input'!$I14,'Lives scenario - input'!$G14,'Lives scenario - input'!$H14,20,TRUE,TRUE),\"\")","v":581.15523227881226},630.98740619846785,684.0435967417543,739.78717614165748,798.07732880710262,859.22072462999847,923.98451676628133,993.56957620098297,1069.5475187225995,1153.7700040842574,1248.2632539546012,1355.1239399789372,1476.4337895746673,1614.2088761906127,1770.3953170341454,1946.9160818957535,2145.7643500862373,2369.1283410355773,2619.5222368972713,2899.8894935271001,{"$f":"IFERROR(IF(OR(D29=\"\",'Lives scenario - input'!$F14=\"\"),\"\",D29/'Lives scenario - input'!$F14),\"\")","v":13.134819063063979},{"$f":"IFERROR(IF(OR(E29=\"\",'Lives scenario - input'!$F14=\"\"),\"\",E29/'Lives scenario - input'!$F14),\"\")","v":14.261087143602905},{"$f":"IFERROR(IF(OR(F29=\"\",'Lives scenario - input'!$F14=\"\"),\"\",F29/'Lives scenario - input'!$F14),\"\")","v":15.460221943145035},{"$f":"IFERROR(IF(OR(G29=\"\",'Lives scenario - input'!$F14=\"\"),\"\",G29/'Lives scenario - input'!$F14),\"\")","v":16.720095017804027},{"$f":"IFERROR(IF(OR(H29=\"\",'Lives scenario - input'!$F14=\"\"),\"\",H29/'Lives scenario - input'!$F14),\"\")","v":18.037523762989416},{"$f":"IFERROR(IF(OR(I29=\"\",'Lives scenario - input'!$F14=\"\"),\"\",I29/'Lives scenario - input'!$F14),\"\")","v":19.419439293347654},{"$f":"IFERROR(IF(OR(J29=\"\",'Lives scenario - input'!$F14=\"\"),\"\",J29/'Lives scenario - input'!$F14),\"\")","v":20.883180208511352},{"$f":"IFERROR(IF(OR(K29=\"\",'Lives scenario - input'!$F14=\"\"),\"\",K29/'Lives scenario - input'!$F14),\"\")","v":22.455887661532905},{"$f":"IFERROR(IF(OR(L29=\"\",'Lives scenario - input'!$F14=\"\"),\"\",L29/'Lives scenario - input'!$F14),\"\")","v":24.173082091482616},{"$f":"IFERROR(IF(OR(M29=\"\",'Lives scenario - input'!$F14=\"\"),\"\",M29/'Lives scenario - input'!$F14),\"\")","v":26.076613273554472},{"$f":"IFERROR(IF(OR(N29=\"\",'Lives scenario - input'!$F14=\"\"),\"\",N29/'Lives scenario - input'!$F14),\"\")","v":28.212276295740615},{"$f":"IFERROR(IF(OR(O29=\"\",'Lives scenario - input'!$F14=\"\"),\"\",O29/'Lives scenario - input'!$F14),\"\")","v":30.627458501673438},{"$f":"IFERROR(IF(OR(P29=\"\",'Lives scenario - input'!$F14=\"\"),\"\",P29/'Lives scenario - input'!$F14),\"\")","v":33.369209477156332},{"$f":"IFERROR(IF(OR(Q29=\"\",'Lives scenario - input'!$F14=\"\"),\"\",Q29/'Lives scenario - input'!$F14),\"\")","v":36.483094948001103},{"$f":"IFERROR(IF(OR(R29=\"\",'Lives scenario - input'!$F14=\"\"),\"\",R29/'Lives scenario - input'!$F14),\"\")","v":40.013099543399008},{"$f":"IFERROR(IF(OR(S29=\"\",'Lives scenario - input'!$F14=\"\"),\"\",S29/'Lives scenario - input'!$F14),\"\")","v":44.002684732608039},{"$f":"IFERROR(IF(OR(T29=\"\",'Lives scenario - input'!$F14=\"\"),\"\",T29/'Lives scenario - input'!$F14),\"\")","v":48.496898805918811},{"$f":"IFERROR(IF(OR(U29=\"\",'Lives scenario - input'!$F14=\"\"),\"\",U29/'Lives scenario - input'!$F14),\"\")","v":53.545198198869834},{"$f":"IFERROR(IF(OR(V29=\"\",'Lives scenario - input'!$F14=\"\"),\"\",V29/'Lives scenario - input'!$F14),\"\")","v":59.204406503237607},{"$f":"IFERROR(IF(OR(W29=\"\",'Lives scenario - input'!$F14=\"\"),\"\",W29/'Lives scenario - input'!$F14),\"\")","v":65.541049421516774}]
[{"$f":"IFERROR('Lives scenario - input'!A15,\"\")","v":4},{"$f":"IFERROR('Lives scenario - input'!B15,\"\")","v":"SWITCHGEAR"},{"$f":"IFERROR('Lives scenario - input'!C15,\"\")","v":"> 22 kv & < = 33 kv ; circuit breaker"},{"$f":"IFERROR(repcalc('Lives scenario - input'!$CX15:$GJ15,'Lives scenario - input'!$I15,'Lives scenario - input'!$G15,'Lives scenario - input'!$H15,20,TRUE,TRUE),\"\")","v":1666.419827340962},1606.7609542673065,1536.0594748052017,1456.0871304886646,1368.6969878228742,1275.7554989716102,1179.0880019135407,1080.4385326303368,981.44248082930903,883.6089944156821,788.30935998138,696.76786860955997,610.05272607937638,529.06605066458337,454.5335336838674,386.99556835017216,326.80233941969624,274.11541226830008,228.91781175072711,191.03359644593166,{"$f":"IFERROR(IF(OR(D30=\"\",'Lives scenario - input'!$F15=\"\"),\"\",D30/'Lives scenario - input'!$F15),\"\")","v":8.6235424977085042},{"$f":"IFERROR(IF(OR(E30=\"\",'Lives scenario - input'!$F15=\"\"),\"\",E30/'Lives scenario - input'!$F15),\"\")","v":8.3148142775594529},{"$f":"IFERROR(IF(OR(F30=\"\",'Lives scenario - input'!$F15=\"\"),\"\",F30/'Lives scenario - input'!$F15),\"\")","v":7.9489417628491621},{"$f":"IFERROR(IF(OR(G30=\"\",'Lives scenario - input'!$F15=\"\"),\"\",G30/'Lives scenario - input'!$F15),\"\")","v":7.5350935245240853},{"$f":"IFERROR(IF(OR(H30=\"\",'Lives scenario - input'!$F15=\"\"),\"\",H30/'Lives scenario - input'!$F15),\"\")","v":7.0828589814667327},{"$f":"IFERROR(IF(OR(I30=\"\",'Lives scenario - input'!$F15=\"\"),\"\",I30/'Lives scenario - input'!$F15),\"\")","v":6.6018968218961325},{"$f":"IFERROR(IF(OR(J30=\"\",'Lives scenario - input'!$F15=\"\"),\"\",J30/'Lives scenario - input'!$F15),\"\")","v":6.1016529725670337},{"$f":"IFERROR(IF(OR(K30=\"\",'Lives scenario - input'!$F15=\"\"),\"\",K30/'Lives scenario - input'!$F15),\"\")","v":5.5911526311869517},{"$f":"IFERROR(IF(OR(L30=\"\",'Lives scenario - input'!$F15=\"\"),\"\",L30/'Lives scenario - input'!$F15),\"\")","v":5.0788587627362123},{"$f":"IFERROR(IF(OR(M30=\"\",'Lives scenario - input'!$F15=\"\"),\"\",M30/'Lives scenario - input'!$F15),\"\")","v":4.5725810445137212},{"$f":"IFERROR(IF(OR(N30=\"\",'Lives scenario - input'!$F15=\"\"),\"\",N30/'Lives scenario - input'!$F15),\"\")","v":4.0794157364222814},{"$f":"IFERROR(IF(OR(O30=\"\",'Lives scenario - input'!$F15=\"\"),\"\",O30/'Lives scenario - input'!$F15),\"\")","v":3.6056984124942901},{"$f":"IFERROR(IF(OR(P30=\"\",'Lives scenario - input'!$F15=\"\"),\"\",P30/'Lives scenario - input'!$F15),\"\")","v":3.1569569221838267},{"$f":"IFERROR(IF(OR(Q30=\"\",'Lives scenario - input'!$F15=\"\"),\"\",Q30/'Lives scenario - input'!$F15),\"\")","v":2.7378596300554752},{"$f":"IFERROR(IF(OR(R30=\"\",'Lives scenario - input'!$F15=\"\"),\"\",R30/'Lives scenario - input'!$F15),\"\")","v":2.3521619102497948},{"$f":"IFERROR(IF(OR(S30=\"\",'Lives scenario - input'!$F15=\"\"),\"\",S30/'Lives scenario - input'!$F15),\"\")","v":2.0026602392373807},{"$f":"IFERROR(IF(OR(T30=\"\",'Lives scenario - input'!$F15=\"\"),\"\",T30/'Lives scenario - input'!$F15),\"\")","v":1.6911667852831458},{"$f":"IFERROR(IF(OR(U30=\"\",'Lives scenario - input'!$F15=\"\"),\"\",U30/'Lives scenario - input'!$F15),\"\")","v":1.4185176317449757},{"$f":"IFERROR(IF(OR(V30=\"\",'Lives scenario - input'!$F15=\"\"),\"\",V30/'Lives scenario - input'!$F15),\"\")","v":1.1846249340808632},{"$f":"IFERROR(IF(OR(W30=\"\",'Lives scenario - input'!$F15=\"\"),\"\",W30/'Lives scenario - input'!$F15),\"\")","v":0.98857821445286986}]
[{"$f":"IFERROR('Lives scenario - input'!A16,\"\")","v":4},{"$f":"IFERROR('Lives scenario - input'!B16,\"\")","v":"SWITCHGEAR"},{"$f":"IFERROR('Lives scenario - input'!C16,\"\")","v":"> 22 kv & < = 33 kv ; switch"},{"$f":"IFERROR(repcalc('Lives scenario - input'!$CX16:$GJ16,'Lives scenario - input'!$I16,'Lives scenario - input'!$G16,'Lives scenario - input'!$H16,20,TRUE,TRUE),\"\")","v":171.39204141658746},192.83112031417934,217.01566199545897,244.15800762286619,274.42150254861099,307.90540898265249,344.6301657344689,384.52343024054358,427.4074245482052,472.98825453789863,520.84805945514279,570.44103504224063,621.09450127669868,672.01619299982633,722.30878475400073,770.99228788083121,817.03437918133739,859.38797583619782,897.03453813823239,929.03076611994402,{"$f":"IFERROR(IF(OR(D31=\"\",'Lives scenario - input'!$F16=\"\"),\"\",D31/'Lives scenario - input'!$F16),\"\")","v":3.4334698842746598},{"$f":"IFERROR(IF(OR(E31=\"\",'Lives scenario - input'!$F16=\"\"),\"\",E31/'Lives scenario - input'!$F16),\"\")","v":3.8629555892879499},{"$f":"IFERROR(IF(OR(F31=\"\",'Lives scenario - input'!$F16=\"\"),\"\",F31/'Lives scenario - input'!$F16),\"\")","v":4.347440719643731},{"$f":"IFERROR(IF(OR(G31=\"\",'Lives scenario - input'!$F16=\"\"),\"\",G31/'Lives scenario - input'!$F16),\"\")","v":4.8911790725452065},{"$f":"IFERROR(IF(OR(H31=\"\",'Lives scenario - input'!$F16=\"\"),\"\",H31/'Lives scenario - input'!$F16),\"\")","v":5.4974429198138308},{"$f":"IFERROR(IF(OR(I31=\"\",'Lives scenario - input'!$F16=\"\"),\"\",I31/'Lives scenario - input'!$F16),\"\")","v":6.1682207657332588},{"$f":"IFERROR(IF(OR(J31=\"\",'Lives scenario - input'!$F16=\"\"),\"\",J31/'Lives scenario - input'!$F16),\"\")","v":6.9039220577681109},{"$f":"IFERROR(IF(OR(K31=\"\",'Lives scenario - input'!$F16=\"\"),\"\",K31/'Lives scenario - input'!$F16),\"\")","v":7.7030975686897882},{"$f":"IFERROR(IF(OR(L31=\"\",'Lives scenario - input'!$F16=\"\"),\"\",L31/'Lives scenario - input'!$F16),\"\")","v":8.5621859006554288},{"$f":"IFERROR(IF(OR(M31=\"\",'Lives scenario - input'!$F16=\"\"),\"\",M31/'Lives scenario - input'!$F16),\"\")","v":9.4752995188628457},{"$f":"IFERROR(IF(OR(N31=\"\",'Lives scenario - input'!$F16=\"\"),\"\",N31/'Lives scenario - input'!$F16),\"\")","v":10.434067484355522},{"$f":"IFERROR(IF(OR(O31=\"\",'Lives scenario - input'!$F16=\"\"),\"\",O31/'Lives scenario - input'!$F16),\"\")","v":11.427555786043895},{"$f":"IFERROR(IF(OR(P31=\"\",'Lives scenario - input'!$F16=\"\"),\"\",P31/'Lives scenario - input'!$F16),\"\")","v":12.442288730541652},{"$f":"IFERROR(IF(OR(Q31=\"\",'Lives scenario - input'!$F16=\"\"),\"\",Q31/'Lives scenario - input'!$F16),\"\")","v":13.462394994184976},{"$f":"IFERROR(IF(OR(R31=\"\",'Lives scenario - input'!$F16=\"\"),\"\",R31/'Lives scenario - input'!$F16),\"\")","v":14.469898596819386},{"$f":"IFERROR(IF(OR(S31=\"\",'Lives scenario - input'!$F16=\"\"),\"\",S31/'Lives scenario - input'!$F16),\"\")","v":15.445167579354456},{"$f":"IFERROR(IF(OR(T31=\"\",'Lives scenario - input'!$F16=\"\"),\"\",T31/'Lives scenario - input'!$F16),\"\")","v":16.367521573056361},{"$f":"IFERROR(IF(OR(U31=\"\",'Lives scenario - input'!$F16=\"\"),\"\",U31/'Lives scenario - input'!$F16),\"\")","v":17.215984532031921},{"$f":"IFERROR(IF(OR(V31=\"\",'Lives scenario - input'!$F16=\"\"),\"\",V31/'Lives scenario - input'!$F16),\"\")","v":17.970152210076719},{"$f":"IFERROR(IF(OR(W31=\"\",'Lives scenario - input'!$F16=\"\"),\"\",W31/'Lives scenario - input'!$F16),\"\")","v":18.611127626890681}]
[{"$f":"IFERROR('Lives scenario - input'!A17,\"\")","v":4},{"$f":"IFERROR('Lives scenario - input'!B17,\"\")","v":"SWITCHGEAR"},{"$f":"IFERROR('Lives scenario - input'!C17,\"\")","v":"> 33 kv & < = 66 kv ; circuit breaker"},{"$f":"IFERROR(repcalc('Lives scenario - input'!$CX17:$GJ17,'Lives scenario - input'!$I17,'Lives scenario - input'!$G17,'Lives scenario - input'!$H17,20,TRUE,TRUE),\"\")","v":1301.6067619075798},1312.7416799238586,1319.6416308202447,1322.6038716965297,1321.7007152143478,1316.8041834198539,1307.6474659321339,1293.9133829870054,1275.3361706337246,1251.8010471914513,1223.4264457598117,1190.6164239767115,1154.0751821273939,1114.7811689539044,1073.9241109360576,1032.813614140473,992.77200158774099,955.02621139176176,920.61362054359199,890.31461869765576,{"$f":"IFERROR(IF(OR(D32=\"\",'Lives scenario - input'!$F17=\"\"),\"\",D32/'Lives scenario - input'!$F17),\"\")","v":5.9126864618646655},{"$f":"IFERROR(IF(OR(E32=\"\",'Lives scenario - input'!$F17=\"\"),\"\",E32/'Lives scenario - input'!$F17),\"\")","v":5.9632680053350882},{"$f":"IFERROR(IF(OR(F32=\"\",'Lives scenario - input'!$F17=\"\"),\"\",F32/'Lives scenario - input'!$F17),\"\")","v":5.9946117624870583},{"$f":"IFERROR(IF(OR(G32=\"\",'Lives scenario - input'!$F17=\"\"),\"\",G32/'Lives scenario - input'!$F17),\"\")","v":6.0080680551543795},{"$f":"IFERROR(IF(OR(H32=\"\",'Lives scenario - input'!$F17=\"\"),\"\",H32/'Lives scenario - input'!$F17),\"\")","v":6.003965371255199},{"$f":"IFERROR(IF(OR(I32=\"\",'Lives scenario - input'!$F17=\"\"),\"\",I32/'Lives scenario - input'!$F17),\"\")","v":5.9817223573905789},{"$f":"IFERROR(IF(OR(J32=\"\",'Lives scenario - input'!$F17=\"\"),\"\",J32/'Lives scenario - input'!$F17),\"\")","v":5.9401269991693173},{"$f":"IFERROR(IF(OR(K32=\"\",'Lives scenario - input'!$F17=\"\"),\"\",K32/'Lives scenario - input'!$F17),\"\")","v":5.8777384739462493},{"$f":"IFERROR(IF(OR(L32=\"\",'Lives scenario - input'!$F17=\"\"),\"\",L32/'Lives scenario - input'!$F17),\"\")","v":5.7933495208499624},{"$f":"IFERROR(IF(OR(M32=\"\",'Lives scenario - input'!$F17=\"\"),\"\",M32/'Lives scenario - input'!$F17),\"\")","v":5.6864387319481731},{"$f":"IFERROR(IF(OR(N32=\"\",'Lives scenario - input'!$F17=\"\"),\"\",N32/'Lives scenario - input'!$F17),\"\")","v":5.5575441021294214},{"$f":"IFERROR(IF(OR(O32=\"\",'Lives scenario - input'!$F17=\"\"),\"\",O32/'Lives scenario - input'!$F17),\"\")","v":5.4085011059743389},{"$f":"IFERROR(IF(OR(P32=\"\",'Lives scenario - input'!$F17=\"\"),\"\",P32/'Lives scenario - input'!$F17),\"\")","v":5.2425086478024561},{"$f":"IFERROR(IF(OR(Q32=\"\",'Lives scenario - input'!$F17=\"\"),\"\",Q32/'Lives scenario - input'!$F17),\"\")","v":5.064011434571384},{"$f":"IFERROR(IF(OR(R32=\"\",'Lives scenario - input'!$F17=\"\"),\"\",R32/'Lives scenario - input'!$F17),\"\")","v":4.8784139247215581},{"$f":"IFERROR(IF(OR(S32=\"\",'Lives scenario - input'!$F17=\"\"),\"\",S32/'Lives scenario - input'!$F17),\"\")","v":4.6916651424030444},{"$f":"IFERROR(IF(OR(T32=\"\",'Lives scenario - input'!$F17=\"\"),\"\",T32/'Lives scenario - input'!$F17),\"\")","v":4.5097718798751263},{"$f":"IFERROR(IF(OR(U32=\"\",'Lives scenario - input'!$F17=\"\"),\"\",U32/'Lives scenario - input'!$F17),\"\")","v":4.3383076333640922},{"$f":"IFERROR(IF(OR(V32=\"\",'Lives scenario - input'!$F17=\"\"),\"\",V32/'Lives scenario - input'!$F17),\"\")","v":4.181984797634918},{"$f":"IFERROR(IF(OR(W32=\"\",'Lives scenario - input'!$F17=\"\"),\"\",W32/'Lives scenario - input'!$F17),\"\")","v":4.0443483752795766}]
[{"$f":"IFERROR('Lives scenario - input'!A18,\"\")","v":4},{"$f":"IFERROR('Lives scenario - input'!B18,\"\")","v":"SWITCHGEAR"},{"$f":"IFERROR('Lives scenario - input'!C18,\"\")","v":"> 33 kv & < = 66 kv ; switch"},{"$f":"IFERROR(repcalc('Lives scenario - input'!$CX18:$GJ18,'Lives scenario - input'!$I18,'Lives scenario - input'!$G18,'Lives scenario - input'!$H18,20,TRUE,TRUE),\"\")","v":348.62329932928219},386.43305991998591,428.4757825266023,474.65630923709983,524.71960363965275,578.24368685175784,634.63813164560906,693.14831614574632,752.86566071028403,812.7441177071762,871.62319322760106,928.2576899485648,981.35412202093858,1029.6133431903011,1071.7783614131979,1106.6856389351663,1133.3174823867237,1150.8525216538719,1158.710872946624,1156.5904796635782,{"$f":"IFERROR(IF(OR(D33=\"\",'Lives scenario - input'!$F18=\"\"),\"\",D33/'Lives scenario - input'!$F18),\"\")","v":8.9520817843800238},{"$f":"IFERROR(IF(OR(E33=\"\",'Lives scenario - input'!$F18=\"\"),\"\",E33/'Lives scenario - input'!$F18),\"\")","v":9.9229752091941545},{"$f":"IFERROR(IF(OR(F33=\"\",'Lives scenario - input'!$F18=\"\"),\"\",F33/'Lives scenario - input'!$F18),\"\")","v":11.002564243938913},{"$f":"IFERROR(IF(OR(G33=\"\",'Lives scenario - input'!$F18=\"\"),\"\",G33/'Lives scenario - input'!$F18),\"\")","v":12.188405387527093},{"$f":"IFERROR(IF(OR(H33=\"\",'Lives scenario - input'!$F18=\"\"),\"\",H33/'Lives scenario - input'!$F18),\"\")","v":13.473949717895675},{"$f":"IFERROR(IF(OR(I33=\"\",'Lives scenario - input'!$F18=\"\"),\"\",I33/'Lives scenario - input'!$F18),\"\")","v":14.848361500672585},{"$f":"IFERROR(IF(OR(J33=\"\",'Lives scenario - input'!$F18=\"\"),\"\",J33/'Lives scenario - input'!$F18),\"\")","v":16.296479520754829},{"$f":"IFERROR(IF(OR(K33=\"\",'Lives scenario - input'!$F18=\"\"),\"\",K33/'Lives scenario - input'!$F18),\"\")","v":17.798926310375922},{"$f":"IFERROR(IF(OR(L33=\"\",'Lives scenario - input'!$F18=\"\"),\"\",L33/'Lives scenario - input'!$F18),\"\")","v":19.332371015638746},{"$f":"IFERROR(IF(OR(M33=\"\",'Lives scenario - input'!$F18=\"\"),\"\",M33/'Lives scenario - input'!$F18),\"\")","v":20.869952827267355},{"$f":"IFERROR(IF(OR(N33=\"\",'Lives scenario - input'!$F18=\"\"),\"\",N33/'Lives scenario - input'!$F18),\"\")","v":22.381872140926546},{"$f":"IFERROR(IF(OR(O33=\"\",'Lives scenario - input'!$F18=\"\"),\"\",O33/'Lives scenario - input'!$F18),\"\")","v":23.836154305769465},{"$f":"IFERROR(IF(OR(P33=\"\",'Lives scenario - input'!$F18=\"\"),\"\",P33/'Lives scenario - input'!$F18),\"\")","v":25.199584699794034},{"$f":"IFERROR(IF(OR(Q33=\"\",'Lives scenario - input'!$F18=\"\"),\"\",Q33/'Lives scenario - input'!$F18),\"\")","v":26.43880335095643},{"$f":"IFERROR(IF(OR(R33=\"\",'Lives scenario - input'!$F18=\"\"),\"\",R33/'Lives scenario - input'!$F18),\"\")","v":27.521532739088123},{"$f":"IFERROR(IF(OR(S33=\"\",'Lives scenario - input'!$F18=\"\"),\"\",S33/'Lives scenario - input'!$F18),\"\")","v":28.417895098826893},{"$f":"IFERROR(IF(OR(T33=\"\",'Lives scenario - input'!$F18=\"\"),\"\",T33/'Lives scenario - input'!$F18),\"\")","v":29.101757712444019},{"$f":"IFERROR(IF(OR(U33=\"\",'Lives scenario - input'!$F18=\"\"),\"\",U33/'Lives scenario - input'!$F18),\"\")","v":29.55202912549596},{"$f":"IFERROR(IF(OR(V33=\"\",'Lives scenario - input'!$F18=\"\"),\"\",V33/'Lives scenario - input'!$F18),\"\")","v":29.753818861289435},{"$f":"IFERROR(IF(OR(W33=\"\",'Lives scenario - input'!$F18=\"\"),\"\",W33/'Lives scenario - input'!$F18),\"\")","v":29.699370595435159}]
[{"$f":"IFERROR('Lives scenario - input'!A19,\"\")","v":5},{"$f":"IFERROR('Lives scenario - input'!B19,\"\")","v":"TRANSFORMERS"},{"$f":"IFERROR('Lives scenario - input'!C19,\"\")","v":"ground outdoor / indoor chamber mounted ; ˂ 22 kv ; > 600 kva ; multiple phase"},{"$f":"IFERROR(repcalc('Lives scenario - input'!$CX19:$GJ19,'Lives scenario - input'!$I19,'Lives scenario - input'!$G19,'Lives scenario - input'!$H19,20,TRUE,TRUE),\"\")","v":147.23135923152734},171.0580224474179,196.31238104582459,222.59433841080403,249.43278749539562,276.30444804567315,302.65758170590686,327.93899359392549,351.62229375880582,373.23513867239927,392.38314370600693,408.76837010131288,422.20073400098045,432.60132237019309,439.9973682261932,444.50945457416725,446.33229284635343,445.71106882407611,442.91579035014973,438.21625162307828,{"$f":"IFERROR(IF(OR(D34=\"\",'Lives scenario - input'!$F19=\"\"),\"\",D34/'Lives scenario - input'!$F19),\"\")","v":0.77788110284130141},{"$f":"IFERROR(IF(OR(E34=\"\",'Lives scenario - input'!$F19=\"\"),\"\",E34/'Lives scenario - input'!$F19),\"\")","v":0.9037667236502438},{"$f":"IFERROR(IF(OR(F34=\"\",'Lives scenario - input'!$F19=\"\"),\"\",F34/'Lives scenario - input'!$F19),\"\")","v":1.0371954199593358},{"$f":"IFERROR(IF(OR(G34=\"\",'Lives scenario - input'!$F19=\"\"),\"\",G34/'Lives scenario - input'!$F19),\"\")","v":1.1760533241898392},{"$f":"IFERROR(IF(OR(H34=\"\",'Lives scenario - input'!$F19=\"\"),\"\",H34/'Lives scenario - input'!$F19),\"\")","v":1.3178513927632747},{"$f":"IFERROR(IF(OR(I34=\"\",'Lives scenario - input'!$F19=\"\"),\"\",I34/'Lives scenario - input'!$F19),\"\")","v":1.4598249305552897},{"$f":"IFERROR(IF(OR(J34=\"\",'Lives scenario - input'!$F19=\"\"),\"\",J34/'Lives scenario - input'!$F19),\"\")","v":1.5990588871114495},{"$f":"IFERROR(IF(OR(K34=\"\",'Lives scenario - input'!$F19=\"\"),\"\",K34/'Lives scenario - input'!$F19),\"\")","v":1.7326305165760096},{"$f":"IFERROR(IF(OR(L34=\"\",'Lives scenario - input'!$F19=\"\"),\"\",L34/'Lives scenario - input'!$F19),\"\")","v":1.8577586940739033},{"$f":"IFERROR(IF(OR(M34=\"\",'Lives scenario - input'!$F19=\"\"),\"\",M34/'Lives scenario - input'!$F19),\"\")","v":1.9719478432108488},{"$f":"IFERROR(IF(OR(N34=\"\",'Lives scenario - input'!$F19=\"\"),\"\",N34/'Lives scenario - input'!$F19),\"\")","v":2.0731142750803713},{"$f":"IFERROR(IF(OR(O34=\"\",'Lives scenario - input'!$F19=\"\"),\"\",O34/'Lives scenario - input'!$F19),\"\")","v":2.159683862192868},{"$f":"IFERROR(IF(OR(P34=\"\",'Lives scenario - input'!$F19=\"\"),\"\",P34/'Lives scenario - input'!$F19),\"\")","v":2.2306523168656796},{"$f":"IFERROR(IF(OR(Q34=\"\",'Lives scenario - input'!$F19=\"\"),\"\",Q34/'Lives scenario - input'!$F19),\"\")","v":2.285602710539075},{"$f":"IFERROR(IF(OR(R34=\"\",'Lives scenario - input'!$F19=\"\"),\"\",R34/'Lives scenario - input'!$F19),\"\")","v":2.3246789259401908},{"$f":"IFERROR(IF(OR(S34=\"\",'Lives scenario - input'!$F19=\"\"),\"\",S34/'Lives scenario - input'!$F19),\"\")","v":2.3485180504500569},{"$f":"IFERROR(IF(OR(T34=\"\",'Lives scenario - input'!$F19=\"\"),\"\",T34/'Lives scenario - input'!$F19),\"\")","v":2.358148821047235},{"$f":"IFERROR(IF(OR(U34=\"\",'Lives scenario - input'!$F19=\"\"),\"\",U34/'Lives scenario - input'!$F19),\"\")","v":2.3548666505226752},{"$f":"IFERROR(IF(OR(V34=\"\",'Lives scenario - input'!$F19=\"\"),\"\",V34/'Lives scenario - input'!$F19),\"\")","v":2.3400980963682096},{"$f":"IFERROR(IF(OR(W34=\"\",'Lives scenario - input'!$F19=\"\"),\"\",W34/'Lives scenario - input'!$F19),\"\")","v":2.3152685873088585}]
[{"$f":"IFERROR('Lives scenario - input'!A20,\"\")","v":5},{"$f":"IFERROR('Lives scenario - input'!B20,\"\")","v":"TRANSFORMERS"},{"$f":"IFERROR('Lives scenario - input'!C20,\"\")","v":"ground outdoor / indoor chamber mounted ; > = 22 kv & < = 33 kv ; < = 15 mva"},{"$f":"IFERROR(repcalc('Lives scenario - input'!$CX20:$GJ20,'Lives scenario - input'!$I20,'Lives scenario - input'!$G20,'Lives scenario - input'!$H20,20,TRUE,TRUE),\"\")","v":479.45000833219171},524.16110151806788,568.22701870168225,611.06564704890377,652.13391545571653,690.94184005055081,727.06277097671193,760.14010309990431,789.89113304341811,816.10899073209225,838.66360313454607,857.50245744561289,872.65155719664949,884.21647918915767,892.38293618286787,897.41583138278247,899.65554702847191,899.51020575855205,897.44290728041244,893.95345850230274,{"$f":"IFERROR(IF(OR(D35=\"\",'Lives scenario - input'!$F20=\"\"),\"\",D35/'Lives scenario - input'!$F20),\"\")","v":2.5195651336565996},{"$f":"IFERROR(IF(OR(E35=\"\",'Lives scenario - input'!$F20=\"\"),\"\",E35/'Lives scenario - input'!$F20),\"\")","v":2.7545270890660412},{"$f":"IFERROR(IF(OR(F35=\"\",'Lives scenario - input'!$F20=\"\"),\"\",F35/'Lives scenario - input'!$F20),\"\")","v":2.9860985701150264},{"$f":"IFERROR(IF(OR(G35=\"\",'Lives scenario - input'!$F20=\"\"),\"\",G35/'Lives scenario - input'!$F20),\"\")","v":3.2112205066706081},{"$f":"IFERROR(IF(OR(H35=\"\",'Lives scenario - input'!$F20=\"\"),\"\",H35/'Lives scenario - input'!$F20),\"\")","v":3.4270389973979314},{"$f":"IFERROR(IF(OR(I35=\"\",'Lives scenario - input'!$F20=\"\"),\"\",I35/'Lives scenario - input'!$F20),\"\")","v":3.6309791204961703},{"$f":"IFERROR(IF(OR(J35=\"\",'Lives scenario - input'!$F20=\"\"),\"\",J35/'Lives scenario - input'!$F20),\"\")","v":3.8207987817229099},{"$f":"IFERROR(IF(OR(K35=\"\",'Lives scenario - input'!$F20=\"\"),\"\",K35/'Lives scenario - input'!$F20),\"\")","v":3.9946239799367591},{"$f":"IFERROR(IF(OR(L35=\"\",'Lives scenario - input'!$F20=\"\"),\"\",L35/'Lives scenario - input'!$F20),\"\")","v":4.1509690762624523},{"$f":"IFERROR(IF(OR(M35=\"\",'Lives scenario - input'!$F20=\"\"),\"\",M35/'Lives scenario - input'!$F20),\"\")","v":4.2887469445773174},{"$f":"IFERROR(IF(OR(N35=\"\",'Lives scenario - input'!$F20=\"\"),\"\",N35/'Lives scenario - input'!$F20),\"\")","v":4.4072740360879461},{"$f":"IFERROR(IF(OR(O35=\"\",'Lives scenario - input'!$F20=\"\"),\"\",O35/'Lives scenario - input'!$F20),\"\")","v":4.5062743899419671},{"$f":"IFERROR(IF(OR(P35=\"\",'Lives scenario - input'!$F20=\"\"),\"\",P35/'Lives scenario - input'!$F20),\"\")","v":4.5858846576980836},{"$f":"IFERROR(IF(OR(Q35=\"\",'Lives scenario - input'!$F20=\"\"),\"\",Q35/'Lives scenario - input'!$F20),\"\")","v":4.6466596576342454},{"$f":"IFERROR(IF(OR(R35=\"\",'Lives scenario - input'!$F20=\"\"),\"\",R35/'Lives scenario - input'!$F20),\"\")","v":4.6895753317384834},{"$f":"IFERROR(IF(OR(S35=\"\",'Lives scenario - input'!$F20=\"\"),\"\",S35/'Lives scenario - input'!$F20),\"\")","v":4.7160237769291786},{"$f":"IFERROR(IF(OR(T35=\"\",'Lives scenario - input'!$F20=\"\"),\"\",T35/'Lives scenario - input'!$F20),\"\")","v":4.7277937411634356},{"$f":"IFERROR(IF(OR(U35=\"\",'Lives scenario - input'!$F20=\"\"),\"\",U35/'Lives scenario - input'!$F20),\"\")","v":4.7270299560141869},{"$f":"IFERROR(IF(OR(V35=\"\",'Lives scenario - input'!$F20=\"\"),\"\",V35/'Lives scenario - input'!$F20),\"\")","v":4.7161660638964236},{"$f":"IFERROR(IF(OR(W35=\"\",'Lives scenario - input'!$F20=\"\"),\"\",W35/'Lives scenario - input'!$F20),\"\")","v":4.6978286078025349}]
[{"$f":"IFERROR('Lives scenario - input'!A21,\"\")","v":5},{"$f":"IFERROR('Lives scenario - input'!B21,\"\")","v":"TRANSFORMERS"},{"$f":"IFERROR('Lives scenario - input'!C21,\"\")","v":"ground outdoor / indoor chamber mounted ; > 33 kv & < = 66 kv ; < = 15 mva"},{"$f":"IFERROR(repcalc('Lives scenario - input'!$CX21:$GJ21,'Lives scenario - input'!$I21,'Lives scenario - input'!$G21,'Lives scenario - input'!$H21,20,TRUE,TRUE),\"\")","v":693.37865584840677},737.58130739299168,779.43147178788729,817.78650308754868,851.52427268929944,879.60331890500152,901.12229719278253,915.37443159148188,921.89273891186406,920.48225379248481,911.2363249205041,894.53523112869038,871.02678157786602,841.59007716076212,807.28505798350955,769.29168163035445,728.84343029544448,687.16023790961447,645.38582537671584,604.53385919528546,{"$f":"IFERROR(IF(OR(D36=\"\",'Lives scenario - input'!$F21=\"\"),\"\",D36/'Lives scenario - input'!$F21),\"\")","v":3.955926967636278},{"$f":"IFERROR(IF(OR(E36=\"\",'Lives scenario - input'!$F21=\"\"),\"\",E36/'Lives scenario - input'!$F21),\"\")","v":4.208115955300304},{"$f":"IFERROR(IF(OR(F36=\"\",'Lives scenario - input'!$F21=\"\"),\"\",F36/'Lives scenario - input'!$F21),\"\")","v":4.4468833193276947},{"$f":"IFERROR(IF(OR(G36=\"\",'Lives scenario - input'!$F21=\"\"),\"\",G36/'Lives scenario - input'!$F21),\"\")","v":4.6657099321503956},{"$f":"IFERROR(IF(OR(H36=\"\",'Lives scenario - input'!$F21=\"\"),\"\",H36/'Lives scenario - input'!$F21),\"\")","v":4.8581937236108645},{"$f":"IFERROR(IF(OR(I36=\"\",'Lives scenario - input'!$F21=\"\"),\"\",I36/'Lives scenario - input'!$F21),\"\")","v":5.0183928517687502},{"$f":"IFERROR(IF(OR(J36=\"\",'Lives scenario - input'!$F21=\"\"),\"\",J36/'Lives scenario - input'!$F21),\"\")","v":5.1411648837697239},{"$f":"IFERROR(IF(OR(K36=\"\",'Lives scenario - input'!$F21=\"\"),\"\",K36/'Lives scenario - input'!$F21),\"\")","v":5.2224774571214443},{"$f":"IFERROR(IF(OR(L36=\"\",'Lives scenario - input'!$F21=\"\"),\"\",L36/'Lives scenario - input'!$F21),\"\")","v":5.2596662968622487},{"$f":"IFERROR(IF(OR(M36=\"\",'Lives scenario - input'!$F21=\"\"),\"\",M36/'Lives scenario - input'!$F21),\"\")","v":5.2516190688806281},{"$f":"IFERROR(IF(OR(N36=\"\",'Lives scenario - input'!$F21=\"\"),\"\",N36/'Lives scenario - input'!$F21),\"\")","v":5.1988683545962937},{"$f":"IFERROR(IF(OR(O36=\"\",'Lives scenario - input'!$F21=\"\"),\"\",O36/'Lives scenario - input'!$F21),\"\")","v":5.1035837553909449},{"$f":"IFERROR(IF(OR(P36=\"\",'Lives scenario - input'!$F21=\"\"),\"\",P36/'Lives scenario - input'!$F21),\"\")","v":4.9694612110048153},{"$f":"IFERROR(IF(OR(Q36=\"\",'Lives scenario - input'!$F21=\"\"),\"\",Q36/'Lives scenario - input'!$F21),\"\")","v":4.8015162478021711},{"$f":"IFERROR(IF(OR(R36=\"\",'Lives scenario - input'!$F21=\"\"),\"\",R36/'Lives scenario - input'!$F21),\"\")","v":4.6057961324742447},{"$f":"IFERROR(IF(OR(S36=\"\",'Lives scenario - input'!$F21=\"\"),\"\",S36/'Lives scenario - input'!$F21),\"\")","v":4.3890328663435652},{"$f":"IFERROR(IF(OR(T36=\"\",'Lives scenario - input'!$F21=\"\"),\"\",T36/'Lives scenario - input'!$F21),\"\")","v":4.1582638242049459},{"$f":"IFERROR(IF(OR(U36=\"\",'Lives scenario - input'!$F21=\"\"),\"\",U36/'Lives scenario - input'!$F21),\"\")","v":3.9204490840691788},{"$f":"IFERROR(IF(OR(V36=\"\",'Lives scenario - input'!$F21=\"\"),\"\",V36/'Lives scenario - input'!$F21),\"\")","v":3.6821139064542128},{"$f":"IFERROR(IF(OR(W36=\"\",'Lives scenario - input'!$F21=\"\"),\"\",W36/'Lives scenario - input'!$F21),\"\")","v":3.4490415536568144}]
[{"$f":"IFERROR('Lives scenario - input'!A22,\"\")","v":5},{"$f":"IFERROR('Lives scenario - input'!B22,\"\")","v":"TRANSFORMERS"},{"$f":"IFERROR('Lives scenario - input'!C22,\"\")","v":"ground outdoor / indoor chamber mounted ; > 33 kv & < = 66 kv ; > 15 mva and < = 40 mva"},{"$f":"IFERROR(repcalc('Lives scenario - input'!$CX22:$GJ22,'Lives scenario - input'!$I22,'Lives scenario - input'!$G22,'Lives scenario - input'!$H22,20,TRUE,TRUE),\"\")","v":230.90864779536659},256.5077740446049,283.21084559611609,310.6969110048571,338.56726570215125,366.36060644707999,393.57710208533223,419.70952345993197,444.27833330832982,466.86677856683957,487.15173170789922,504.92638078883863,520.11184163663609,532.75621880893766,543.02134498124497,551.15910598432117,557.48064200213457,562.32259164587572,566.01479489275823,568.85348309954622,{"$f":"IFERROR(IF(OR(D37=\"\",'Lives scenario - input'!$F22=\"\"),\"\",D37/'Lives scenario - input'!$F22),\"\")","v":0.68733020196335626},{"$f":"IFERROR(IF(OR(E37=\"\",'Lives scenario - input'!$F22=\"\"),\"\",E37/'Lives scenario - input'!$F22),\"\")","v":0.76352939494709982},{"$f":"IFERROR(IF(OR(F37=\"\",'Lives scenario - input'!$F22=\"\"),\"\",F37/'Lives scenario - input'!$F22),\"\")","v":0.84301462747423961},{"$f":"IFERROR(IF(OR(G37=\"\",'Lives scenario - input'!$F22=\"\"),\"\",G37/'Lives scenario - input'!$F22),\"\")","v":0.92483054501973694},{"$f":"IFERROR(IF(OR(H37=\"\",'Lives scenario - input'!$F22=\"\"),\"\",H37/'Lives scenario - input'!$F22),\"\")","v":1.0077903505782446},{"$f":"IFERROR(IF(OR(I37=\"\",'Lives scenario - input'!$F22=\"\"),\"\",I37/'Lives scenario - input'!$F22),\"\")","v":1.0905209138977168},{"$f":"IFERROR(IF(OR(J37=\"\",'Lives scenario - input'!$F22=\"\"),\"\",J37/'Lives scenario - input'!$F22),\"\")","v":1.1715344212842083},{"$f":"IFERROR(IF(OR(K37=\"\",'Lives scenario - input'!$F22=\"\"),\"\",K37/'Lives scenario - input'!$F22),\"\")","v":1.2493210379080817},{"$f":"IFERROR(IF(OR(L37=\"\",'Lives scenario - input'!$F22=\"\"),\"\",L37/'Lives scenario - input'!$F22),\"\")","v":1.3224533575346029},{"$f":"IFERROR(IF(OR(M37=\"\",'Lives scenario - input'!$F22=\"\"),\"\",M37/'Lives scenario - input'!$F22),\"\")","v":1.3896908594203217},{"$f":"IFERROR(IF(OR(N37=\"\",'Lives scenario - input'!$F22=\"\"),\"\",N37/'Lives scenario - input'!$F22),\"\")","v":1.4500717116420958},{"$f":"IFERROR(IF(OR(O37=\"\",'Lives scenario - input'!$F22=\"\"),\"\",O37/'Lives scenario - input'!$F22),\"\")","v":1.5029803110352928},{"$f":"IFERROR(IF(OR(P37=\"\",'Lives scenario - input'!$F22=\"\"),\"\",P37/'Lives scenario - input'!$F22),\"\")","v":1.5481818484011562},{"$f":"IFERROR(IF(OR(Q37=\"\",'Lives scenario - input'!$F22=\"\"),\"\",Q37/'Lives scenario - input'!$F22),\"\")","v":1.5858195133327913},{"$f":"IFERROR(IF(OR(R37=\"\",'Lives scenario - input'!$F22=\"\"),\"\",R37/'Lives scenario - input'!$F22),\"\")","v":1.6163750222431548},{"$f":"IFERROR(IF(OR(S37=\"\",'Lives scenario - input'!$F22=\"\"),\"\",S37/'Lives scenario - input'!$F22),\"\")","v":1.640598146700281},{"$f":"IFERROR(IF(OR(T37=\"\",'Lives scenario - input'!$F22=\"\"),\"\",T37/'Lives scenario - input'!$F22),\"\")","v":1.6594150367099305},{"$f":"IFERROR(IF(OR(U37=\"\",'Lives scenario - input'!$F22=\"\"),\"\",U37/'Lives scenario - input'!$F22),\"\")","v":1.6738277417268439},{"$f":"IFERROR(IF(OR(V37=\"\",'Lives scenario - input'!$F22=\"\"),\"\",V37/'Lives scenario - input'!$F22),\"\")","v":1.6848180741704279},{"$f":"IFERROR(IF(OR(W37=\"\",'Lives scenario - input'!$F22=\"\"),\"\",W37/'Lives scenario - input'!$F22),\"\")","v":1.6932678059457908}]
[{"$f":"IFERROR('Lives scenario - input'!A23,\"\")","v":5},{"$f":"IFERROR('Lives scenario - input'!B23,\"\")","v":"TRANSFORMERS"},{"$f":"IFERROR('Lives scenario - input'!C23,\"\")","v":"kiosk mounted ; < = 22 kv ; < = 60 kva ; multiple phase"},{"$f":"IFERROR(repcalc('Lives scenario - input'!$CX23:$GJ23,'Lives scenario - input'!$I23,'Lives scenario - input'!$G23,'Lives scenario - input'!$H23,20,TRUE,TRUE),\"\")","v":0.68551598031307726},0.87830143574513442,1.1141932247460753,1.4004729662561641,1.7454885801162696,2.1589239929814181,2.6521428202436943,3.2385961877143199,3.9342684264472871,4.7581145019289446,5.7324214113641769,6.8830050253969919,8.2391374621620432,9.8330921942010932,11.699199023018132,13.872322668970339,16.385719591704305,19.268288185322429,22.54130511502013,26.214829206981239,{"$f":"IFERROR(IF(OR(D38=\"\",'Lives scenario - input'!$F23=\"\"),\"\",D38/'Lives scenario - input'!$F23),\"\")","v":1.5211924755843119E-2},{"$f":"IFERROR(IF(OR(E38=\"\",'Lives scenario - input'!$F23=\"\"),\"\",E38/'Lives scenario - input'!$F23),\"\")","v":1.9489925453527884E-2},{"$f":"IFERROR(IF(OR(F38=\"\",'Lives scenario - input'!$F23=\"\"),\"\",F38/'Lives scenario - input'!$F23),\"\")","v":2.4724476139224103E-2},{"$f":"IFERROR(IF(OR(G38=\"\",'Lives scenario - input'!$F23=\"\"),\"\",G38/'Lives scenario - input'!$F23),\"\")","v":3.1077159391020522E-2},{"$f":"IFERROR(IF(OR(H38=\"\",'Lives scenario - input'!$F23=\"\"),\"\",H38/'Lives scenario - input'!$F23),\"\")","v":3.8733219509756209E-2},{"$f":"IFERROR(IF(OR(I38=\"\",'Lives scenario - input'!$F23=\"\"),\"\",I38/'Lives scenario - input'!$F23),\"\")","v":4.7907547421168713E-2},{"$f":"IFERROR(IF(OR(J38=\"\",'Lives scenario - input'!$F23=\"\"),\"\",J38/'Lives scenario - input'!$F23),\"\")","v":5.885230714077784E-2},{"$f":"IFERROR(IF(OR(K38=\"\",'Lives scenario - input'!$F23=\"\"),\"\",K38/'Lives scenario - input'!$F23),\"\")","v":7.1865985530448179E-2},{"$f":"IFERROR(IF(OR(L38=\"\",'Lives scenario - input'!$F23=\"\"),\"\",L38/'Lives scenario - input'!$F23),\"\")","v":8.7303282477926722E-2},{"$f":"IFERROR(IF(OR(M38=\"\",'Lives scenario - input'!$F23=\"\"),\"\",M38/'Lives scenario - input'!$F23),\"\")","v":0.10558481765804038},{"$f":"IFERROR(IF(OR(N38=\"\",'Lives scenario - input'!$F23=\"\"),\"\",N38/'Lives scenario - input'!$F23),\"\")","v":0.12720515010989361},{"$f":"IFERROR(IF(OR(O38=\"\",'Lives scenario - input'!$F23=\"\"),\"\",O38/'Lives scenario - input'!$F23),\"\")","v":0.15273714624801388},{"$f":"IFERROR(IF(OR(P38=\"\",'Lives scenario - input'!$F23=\"\"),\"\",P38/'Lives scenario - input'!$F23),\"\")","v":0.18283036825810711},{"$f":"IFERROR(IF(OR(Q38=\"\",'Lives scenario - input'!$F23=\"\"),\"\",Q38/'Lives scenario - input'!$F23),\"\")","v":0.21820097980376996},{"$f":"IFERROR(IF(OR(R38=\"\",'Lives scenario - input'!$F23=\"\"),\"\",R38/'Lives scenario - input'!$F23),\"\")","v":0.2596107754636251},{"$f":"IFERROR(IF(OR(S38=\"\",'Lives scenario - input'!$F23=\"\"),\"\",S38/'Lives scenario - input'!$F23),\"\")","v":0.30783341991936924},{"$f":"IFERROR(IF(OR(T38=\"\",'Lives scenario - input'!$F23=\"\"),\"\",T38/'Lives scenario - input'!$F23),\"\")","v":0.36360688978470385},{"$f":"IFERROR(IF(OR(U38=\"\",'Lives scenario - input'!$F23=\"\"),\"\",U38/'Lives scenario - input'!$F23),\"\")","v":0.42757245413179507},{"$f":"IFERROR(IF(OR(V38=\"\",'Lives scenario - input'!$F23=\"\"),\"\",V38/'Lives scenario - input'!$F23),\"\")","v":0.50020225225323833},{"$f":"IFERROR(IF(OR(W38=\"\",'Lives scenario - input'!$F23=\"\"),\"\",W38/'Lives scenario - input'!$F23),\"\")","v":0.58171949427313718}]
[{"$f":"IFERROR('Lives scenario - input'!A24,\"\")","v":5},{"$f":"IFERROR('Lives scenario - input'!B24,\"\")","v":"TRANSFORMERS"},{"$f":"IFERROR('Lives scenario - input'!C24,\"\")","v":"kiosk mounted ; < = 22 kv ; < = 60 kva ; single phase"},{"$f":"IFERROR(repcalc('Lives scenario - input'!$CX24:$GJ24,'Lives scenario - input'!$I24,'Lives scenario - input'!$G24,'Lives scenario - input'!$H24,20,TRUE,TRUE),\"\")","v":0.91094724929337101},1.1182764684904947,1.3657454666613893,1.6613847604196719,2.0154966220471819,2.4413458988725432,2.9559543090035207,3.5809626400781833,4.3435005635479351,5.2769758920686369,6.4216667089025803,7.8249747957216078,9.5411821806285317,11.630550067791292,14.157616428841882,17.188589535498188,20.787801789112926,25.013280020925936,29.911599396551924,35.512308015072115,{"$f":"IFERROR(IF(OR(D39=\"\",'Lives scenario - input'!$F24=\"\"),\"\",D39/'Lives scenario - input'!$F24),\"\")","v":8.3081376526074904E-2},{"$f":"IFERROR(IF(OR(E39=\"\",'Lives scenario - input'!$F24=\"\"),\"\",E39/'Lives scenario - input'!$F24),\"\")","v":0.101990481239147},{"$f":"IFERROR(IF(OR(F39=\"\",'Lives scenario - input'!$F24=\"\"),\"\",F39/'Lives scenario - input'!$F24),\"\")","v":0.12456046543034495},{"$f":"IFERROR(IF(OR(G39=\"\",'Lives scenario - input'!$F24=\"\"),\"\",G39/'Lives scenario - input'!$F24),\"\")","v":0.15152373855037221},{"$f":"IFERROR(IF(OR(H39=\"\",'Lives scenario - input'!$F24=\"\"),\"\",H39/'Lives scenario - input'!$F24),\"\")","v":0.18381990161694486},{"$f":"IFERROR(IF(OR(I39=\"\",'Lives scenario - input'!$F24=\"\"),\"\",I39/'Lives scenario - input'!$F24),\"\")","v":0.22265875220761208},{"$f":"IFERROR(IF(OR(J39=\"\",'Lives scenario - input'!$F24=\"\"),\"\",J39/'Lives scenario - input'!$F24),\"\")","v":0.2695927268353871},{"$f":"IFERROR(IF(OR(K39=\"\",'Lives scenario - input'!$F24=\"\"),\"\",K39/'Lives scenario - input'!$F24),\"\")","v":0.32659553630237609},{"$f":"IFERROR(IF(OR(L39=\"\",'Lives scenario - input'!$F24=\"\"),\"\",L39/'Lives scenario - input'!$F24),\"\")","v":0.39614149561488832},{"$f":"IFERROR(IF(OR(M39=\"\",'Lives scenario - input'!$F24=\"\"),\"\",M39/'Lives scenario - input'!$F24),\"\")","v":0.48127750684582343},{"$f":"IFERROR(IF(OR(N39=\"\",'Lives scenario - input'!$F24=\"\"),\"\",N39/'Lives scenario - input'!$F24),\"\")","v":0.58567706327797997},{"$f":"IFERROR(IF(OR(O39=\"\",'Lives scenario - input'!$F24=\"\"),\"\",O39/'Lives scenario - input'!$F24),\"\")","v":0.71366336285079968},{"$f":"IFERROR(IF(OR(P39=\"\",'Lives scenario - input'!$F24=\"\"),\"\",P39/'Lives scenario - input'!$F24),\"\")","v":0.87018710454153614},{"$f":"IFERROR(IF(OR(Q39=\"\",'Lives scenario - input'!$F24=\"\"),\"\",Q39/'Lives scenario - input'!$F24),\"\")","v":1.0607443077928902},{"$f":"IFERROR(IF(OR(R39=\"\",'Lives scenario - input'!$F24=\"\"),\"\",R39/'Lives scenario - input'!$F24),\"\")","v":1.2912210472656573},{"$f":"IFERROR(IF(OR(S39=\"\",'Lives scenario - input'!$F24=\"\"),\"\",S39/'Lives scenario - input'!$F24),\"\")","v":1.5676557344661031},{"$f":"IFERROR(IF(OR(T39=\"\",'Lives scenario - input'!$F24=\"\"),\"\",T39/'Lives scenario - input'!$F24),\"\")","v":1.8959156953713987},{"$f":"IFERROR(IF(OR(U39=\"\",'Lives scenario - input'!$F24=\"\"),\"\",U39/'Lives scenario - input'!$F24),\"\")","v":2.2812931672857264},{"$f":"IFERROR(IF(OR(V39=\"\",'Lives scenario - input'!$F24=\"\"),\"\",V39/'Lives scenario - input'!$F24),\"\")","v":2.728035958053284},{"$f":"IFERROR(IF(OR(W39=\"\",'Lives scenario - input'!$F24=\"\"),\"\",W39/'Lives scenario - input'!$F24),\"\")","v":3.2388389512112927}]
[{"$f":"IFERROR('Lives scenario - input'!A25,\"\")","v":5},{"$f":"IFERROR('Lives scenario - input'!B25,\"\")","v":"TRANSFORMERS"},{"$f":"IFERROR('Lives scenario - input'!C25,\"\")","v":"kiosk mounted ; < = 22 kv ; > 60 kva and < = 600 kva ; multiple phase"},{"$f":"IFERROR(repcalc('Lives scenario - input'!$CX25:$GJ25,'Lives scenario - input'!$I25,'Lives scenario - input'!$G25,'Lives scenario - input'!$H25,20,TRUE,TRUE),\"\")","v":3242.6889074049104},3465.0725262522578,3728.1071185050555,4023.3927931989074,4342.5807497481546,4677.695275197897,5021.3105430947708,5366.5952991458462,5707.255723218801,6037.4201734587414,6351.5167175367569,6644.1935162056361,6910.3226584382755,7145.1109696636813,7344.319211530049,7504.5676880783249,7623.6857027678498,7701.0482802734196,7737.8386245719403,7737.1798602415238,{"$f":"IFERROR(IF(OR(D40=\"\",'Lives scenario - input'!$F25=\"\"),\"\",D40/'Lives scenario - input'!$F25),\"\")","v":120.05325974883179},{"$f":"IFERROR(IF(OR(E40=\"\",'Lives scenario - input'!$F25=\"\"),\"\",E40/'Lives scenario - input'!$F25),\"\")","v":128.28651280508376},{"$f":"IFERROR(IF(OR(F40=\"\",'Lives scenario - input'!$F25=\"\"),\"\",F40/'Lives scenario - input'!$F25),\"\")","v":138.02477667447383},{"$f":"IFERROR(IF(OR(G40=\"\",'Lives scenario - input'!$F25=\"\"),\"\",G40/'Lives scenario - input'!$F25),\"\")","v":148.95706429638457},{"$f":"IFERROR(IF(OR(H40=\"\",'Lives scenario - input'!$F25=\"\"),\"\",H40/'Lives scenario - input'!$F25),\"\")","v":160.77428011650233},{"$f":"IFERROR(IF(OR(I40=\"\",'Lives scenario - input'!$F25=\"\"),\"\",I40/'Lives scenario - input'!$F25),\"\")","v":173.18114131048017},{"$f":"IFERROR(IF(OR(J40=\"\",'Lives scenario - input'!$F25=\"\"),\"\",J40/'Lives scenario - input'!$F25),\"\")","v":185.90272336427685},{"$f":"IFERROR(IF(OR(K40=\"\",'Lives scenario - input'!$F25=\"\"),\"\",K40/'Lives scenario - input'!$F25),\"\")","v":198.68611446012076},{"$f":"IFERROR(IF(OR(L40=\"\",'Lives scenario - input'!$F25=\"\"),\"\",L40/'Lives scenario - input'!$F25),\"\")","v":211.29830007064464},{"$f":"IFERROR(IF(OR(M40=\"\",'Lives scenario - input'!$F25=\"\"),\"\",M40/'Lives scenario - input'!$F25),\"\")","v":223.52189586917197},{"$f":"IFERROR(IF(OR(N40=\"\",'Lives scenario - input'!$F25=\"\"),\"\",N40/'Lives scenario - input'!$F25),\"\")","v":235.15061359978708},{"$f":"IFERROR(IF(OR(O40=\"\",'Lives scenario - input'!$F25=\"\"),\"\",O40/'Lives scenario - input'!$F25),\"\")","v":245.98631345764704},{"$f":"IFERROR(IF(OR(P40=\"\",'Lives scenario - input'!$F25=\"\"),\"\",P40/'Lives scenario - input'!$F25),\"\")","v":255.83914607635108},{"$f":"IFERROR(IF(OR(Q40=\"\",'Lives scenario - input'!$F25=\"\"),\"\",Q40/'Lives scenario - input'!$F25),\"\")","v":264.53165495352579},{"$f":"IFERROR(IF(OR(R40=\"\",'Lives scenario - input'!$F25=\"\"),\"\",R40/'Lives scenario - input'!$F25),\"\")","v":271.9068918287864},{"$f":"IFERROR(IF(OR(S40=\"\",'Lives scenario - input'!$F25=\"\"),\"\",S40/'Lives scenario - input'!$F25),\"\")","v":277.83973106460473},{"$f":"IFERROR(IF(OR(T40=\"\",'Lives scenario - input'!$F25=\"\"),\"\",T40/'Lives scenario - input'!$F25),\"\")","v":282.24980750629805},{"$f":"IFERROR(IF(OR(U40=\"\",'Lives scenario - input'!$F25=\"\"),\"\",U40/'Lives scenario - input'!$F25),\"\")","v":285.11398284883751},{"$f":"IFERROR(IF(OR(V40=\"\",'Lives scenario - input'!$F25=\"\"),\"\",V40/'Lives scenario - input'!$F25),\"\")","v":286.47606255689499},{"$f":"IFERROR(IF(OR(W40=\"\",'Lives scenario - input'!$F25=\"\"),\"\",W40/'Lives scenario - input'!$F25),\"\")","v":286.45167328998377}]
[{"$f":"IFERROR('Lives scenario - input'!A26,\"\")","v":5},{"$f":"IFERROR('Lives scenario - input'!B26,\"\")","v":"TRANSFORMERS"},{"$f":"IFERROR('Lives scenario - input'!C26,\"\")","v":"kiosk mounted ; < = 22 kv ; > 60 kva and < = 600 kva ; single phase"},{"$f":"IFERROR(repcalc('Lives scenario - input'!$CX26:$GJ26,'Lives scenario - input'!$I26,'Lives scenario - input'!$G26,'Lives scenario - input'!$H26,20,TRUE,TRUE),\"\")","v":157.21425978650947},175.42903376597306,192.21951778997911,206.79241528707357,218.42143480523842,226.51366406396016,230.66690554311984,230.71000186921611,226.72026335850845,219.01532082410213,208.120487509822,194.71631028748303,179.57373550912141,163.48571114233948,147.20389549864163,131.38757700826744,116.56934189461982,103.13903371965935,91.344726580150748,81.307265843727336,{"$f":"IFERROR(IF(OR(D41=\"\",'Lives scenario - input'!$F26=\"\"),\"\",D41/'Lives scenario - input'!$F26),\"\")","v":3.9711293868315667},{"$f":"IFERROR(IF(OR(E41=\"\",'Lives scenario - input'!$F26=\"\"),\"\",E41/'Lives scenario - input'!$F26),\"\")","v":4.4312226654092752},{"$f":"IFERROR(IF(OR(F41=\"\",'Lives scenario - input'!$F26=\"\"),\"\",F41/'Lives scenario - input'!$F26),\"\")","v":4.855339311172842},{"$f":"IFERROR(IF(OR(G41=\"\",'Lives scenario - input'!$F26=\"\"),\"\",G41/'Lives scenario - input'!$F26),\"\")","v":5.2234411715294167},{"$f":"IFERROR(IF(OR(H41=\"\",'Lives scenario - input'!$F26=\"\"),\"\",H41/'Lives scenario - input'!$F26),\"\")","v":5.5171825993829291},{"$f":"IFERROR(IF(OR(I41=\"\",'Lives scenario - input'!$F26=\"\"),\"\",I41/'Lives scenario - input'!$F26),\"\")","v":5.7215870182818671},{"$f":"IFERROR(IF(OR(J41=\"\",'Lives scenario - input'!$F26=\"\"),\"\",J41/'Lives scenario - input'!$F26),\"\")","v":5.8264951818981681},{"$f":"IFERROR(IF(OR(K41=\"\",'Lives scenario - input'!$F26=\"\"),\"\",K41/'Lives scenario - input'!$F26),\"\")","v":5.8275837669111166},{"$f":"IFERROR(IF(OR(L41=\"\",'Lives scenario - input'!$F26=\"\"),\"\",L41/'Lives scenario - input'!$F26),\"\")","v":5.726805581349832},{"$f":"IFERROR(IF(OR(M41=\"\",'Lives scenario - input'!$F26=\"\"),\"\",M41/'Lives scenario - input'!$F26),\"\")","v":5.5321837718283593},{"$f":"IFERROR(IF(OR(N41=\"\",'Lives scenario - input'!$F26=\"\"),\"\",N41/'Lives scenario - input'!$F26),\"\")","v":5.2569874073400413},{"$f":"IFERROR(IF(OR(O41=\"\",'Lives scenario - input'!$F26=\"\"),\"\",O41/'Lives scenario - input'!$F26),\"\")","v":4.9184066568011753},{"$f":"IFERROR(IF(OR(P41=\"\",'Lives scenario - input'!$F26=\"\"),\"\",P41/'Lives scenario - input'!$F26),\"\")","v":4.5359151208787685},{"$f":"IFERROR(IF(OR(Q41=\"\",'Lives scenario - input'!$F26=\"\"),\"\",Q41/'Lives scenario - input'!$F26),\"\")","v":4.1295421466603557},{"$f":"IFERROR(IF(OR(R41=\"\",'Lives scenario - input'!$F26=\"\"),\"\",R41/'Lives scenario - input'!$F26),\"\")","v":3.718274131523152},{"$f":"IFERROR(IF(OR(S41=\"\",'Lives scenario - input'!$F26=\"\"),\"\",S41/'Lives scenario - input'!$F26),\"\")","v":3.3187642700519091},{"$f":"IFERROR(IF(OR(T41=\"\",'Lives scenario - input'!$F26=\"\"),\"\",T41/'Lives scenario - input'!$F26),\"\")","v":2.9444653419477111},{"$f":"IFERROR(IF(OR(U41=\"\",'Lives scenario - input'!$F26=\"\"),\"\",U41/'Lives scenario - input'!$F26),\"\")","v":2.6052245406348118},{"$f":"IFERROR(IF(OR(V41=\"\",'Lives scenario - input'!$F26=\"\"),\"\",V41/'Lives scenario - input'!$F26),\"\")","v":2.3073080555613692},{"$f":"IFERROR(IF(OR(W41=\"\",'Lives scenario - input'!$F26=\"\"),\"\",W41/'Lives scenario - input'!$F26),\"\")","v":2.0537683616830447}]
[{"$f":"IFERROR('Lives scenario - input'!A27,\"\")","v":5},{"$f":"IFERROR('Lives scenario - input'!B27,\"\")","v":"TRANSFORMERS"},{"$f":"IFERROR('Lives scenario - input'!C27,\"\")","v":"kiosk mounted ; < = 22 kv ; > 600 kva ; multiple phase"},{"$f":"IFERROR(repcalc('Lives scenario - input'!$CX27:$GJ27,'Lives scenario - input'!$I27,'Lives scenario - input'!$G27,'Lives scenario - input'!$H27,20,TRUE,TRUE),\"\")","v":167.50611779671965},168.6156196708983,171.62440499589772,177.1770280075902,185.90395505619509,198.4090099885747,215.25766002855943,236.96507687894365,263.98308765541458,296.68556726599036,335.35244248704527,380.15317583294927,431.13125972467373,488.19176554717842,551.09425910555854,619.45333953710076,692.74864257942716,770.34537271467332,851.52534121007591,935.52718713636716,{"$f":"IFERROR(IF(OR(D42=\"\",'Lives scenario - input'!$F27=\"\"),\"\",D42/'Lives scenario - input'!$F27),\"\")","v":3.4323213138940396},{"$f":"IFERROR(IF(OR(E42=\"\",'Lives scenario - input'!$F27=\"\"),\"\",E42/'Lives scenario - input'!$F27),\"\")","v":3.4550558084942322},{"$f":"IFERROR(IF(OR(F42=\"\",'Lives scenario - input'!$F27=\"\"),\"\",F42/'Lives scenario - input'!$F27),\"\")","v":3.5167079925204883},{"$f":"IFERROR(IF(OR(G42=\"\",'Lives scenario - input'!$F27=\"\"),\"\",G42/'Lives scenario - input'!$F27),\"\")","v":3.6304852477141121},{"$f":"IFERROR(IF(OR(H42=\"\",'Lives scenario - input'!$F27=\"\"),\"\",H42/'Lives scenario - input'!$F27),\"\")","v":3.809306284866175},{"$f":"IFERROR(IF(OR(I42=\"\",'Lives scenario - input'!$F27=\"\"),\"\",I42/'Lives scenario - input'!$F27),\"\")","v":4.0655438906347614},{"$f":"IFERROR(IF(OR(J42=\"\",'Lives scenario - input'!$F27=\"\"),\"\",J42/'Lives scenario - input'!$F27),\"\")","v":4.4107848967737846},{"$f":"IFERROR(IF(OR(K42=\"\",'Lives scenario - input'!$F27=\"\"),\"\",K42/'Lives scenario - input'!$F27),\"\")","v":4.8555855434915101},{"$f":"IFERROR(IF(OR(L42=\"\",'Lives scenario - input'!$F27=\"\"),\"\",L42/'Lives scenario - input'!$F27),\"\")","v":5.4092040946637114},{"$f":"IFERROR(IF(OR(M42=\"\",'Lives scenario - input'!$F27=\"\"),\"\",M42/'Lives scenario - input'!$F27),\"\")","v":6.0793015171398395},{"$f":"IFERROR(IF(OR(N42=\"\",'Lives scenario - input'!$F27=\"\"),\"\",N42/'Lives scenario - input'!$F27),\"\")","v":6.8716137127097321},{"$f":"IFERROR(IF(OR(O42=\"\",'Lives scenario - input'!$F27=\"\"),\"\",O42/'Lives scenario - input'!$F27),\"\")","v":7.7896130906658314},{"$f":"IFERROR(IF(OR(P42=\"\",'Lives scenario - input'!$F27=\"\"),\"\",P42/'Lives scenario - input'!$F27),\"\")","v":8.8341908421207744},{"$f":"IFERROR(IF(OR(Q42=\"\",'Lives scenario - input'!$F27=\"\"),\"\",Q42/'Lives scenario - input'!$F27),\"\")","v":10.003401811202128},{"$f":"IFERROR(IF(OR(R42=\"\",'Lives scenario - input'!$F27=\"\"),\"\",R42/'Lives scenario - input'!$F27),\"\")","v":11.292319327632914},{"$f":"IFERROR(IF(OR(S42=\"\",'Lives scenario - input'!$F27=\"\"),\"\",S42/'Lives scenario - input'!$F27),\"\")","v":12.693046249428807},{"$f":"IFERROR(IF(OR(T42=\"\",'Lives scenario - input'!$F27=\"\"),\"\",T42/'Lives scenario - input'!$F27),\"\")","v":14.194919937085999},{"$f":"IFERROR(IF(OR(U42=\"\",'Lives scenario - input'!$F27=\"\"),\"\",U42/'Lives scenario - input'!$F27),\"\")","v":15.784932972042178},{"$f":"IFERROR(IF(OR(V42=\"\",'Lives scenario - input'!$F27=\"\"),\"\",V42/'Lives scenario - input'!$F27),\"\")","v":17.448369148541481},{"$f":"IFERROR(IF(OR(W42=\"\",'Lives scenario - input'!$F27=\"\"),\"\",W42/'Lives scenario - input'!$F27),\"\")","v":19.169627631345975}]
[{"$f":"IFERROR('Lives scenario - input'!A28,\"\")","v":""},{"$f":"IFERROR('Lives scenario - input'!B28,\"\")","v":"TRANSFORMERS"},{"$f":"IFERROR('Lives scenario - input'!C28,\"\")","v":"kiosk mounted ; > 22 kv ; > 60 kva and < ≈ 600 kva"},{"$f":"IFERROR(repcalc('Lives scenario - input'!$CX28:$GJ28,'Lives scenario - input'!$I28,'Lives scenario - input'!$G28,'Lives scenario - input'!$H28,20,TRUE,TRUE),\"\")","v":""},"","","","","","","","","","","","","","","","","","","",{"$f":"IFERROR(IF(OR(D43=\"\",'Lives scenario - input'!$F28=\"\"),\"\",D43/'Lives scenario - input'!$F28),\"\")","v":""},{"$f":"IFERROR(IF(OR(E43=\"\",'Lives scenario - input'!$F28=\"\"),\"\",E43/'Lives scenario - input'!$F28),\"\")","v":""},{"$f":"IFERROR(IF(OR(F43=\"\",'Lives scenario - input'!$F28=\"\"),\"\",F43/'Lives scenario - input'!$F28),\"\")","v":""},{"$f":"IFERROR(IF(OR(G43=\"\",'Lives scenario - input'!$F28=\"\"),\"\",G43/'Lives scenario - input'!$F28),\"\")","v":""},{"$f":"IFERROR(IF(OR(H43=\"\",'Lives scenario - input'!$F28=\"\"),\"\",H43/'Lives scenario - input'!$F28),\"\")","v":""},{"$f":"IFERROR(IF(OR(I43=\"\",'Lives scenario - input'!$F28=\"\"),\"\",I43/'Lives scenario - input'!$F28),\"\")","v":""},{"$f":"IFERROR(IF(OR(J43=\"\",'Lives scenario - input'!$F28=\"\"),\"\",J43/'Lives scenario - input'!$F28),\"\")","v":""},{"$f":"IFERROR(IF(OR(K43=\"\",'Lives scenario - input'!$F28=\"\"),\"\",K43/'Lives scenario - input'!$F28),\"\")","v":""},{"$f":"IFERROR(IF(OR(L43=\"\",'Lives scenario - input'!$F28=\"\"),\"\",L43/'Lives scenario - input'!$F28),\"\")","v":""},{"$f":"IFERROR(IF(OR(M43=\"\",'Lives scenario - input'!$F28=\"\"),\"\",M43/'Lives scenario - input'!$F28),\"\")","v":""},{"$f":"IFERROR(IF(OR(N43=\"\",'Lives scenario - input'!$F28=\"\"),\"\",N43/'Lives scenario - input'!$F28),\"\")","v":""},{"$f":"IFERROR(IF(OR(O43=\"\",'Lives scenario - input'!$F28=\"\"),\"\",O43/'Lives scenario - input'!$F28),\"\")","v":""},{"$f":"IFERROR(IF(OR(P43=\"\",'Lives scenario - input'!$F28=\"\"),\"\",P43/'Lives scenario - input'!$F28),\"\")","v":""},{"$f":"IFERROR(IF(OR(Q43=\"\",'Lives scenario - input'!$F28=\"\"),\"\",Q43/'Lives scenario - input'!$F28),\"\")","v":""},{"$f":"IFERROR(IF(OR(R43=\"\",'Lives scenario - input'!$F28=\"\"),\"\",R43/'Lives scenario - input'!$F28),\"\")","v":""},{"$f":"IFERROR(IF(OR(S43=\"\",'Lives scenario - input'!$F28=\"\"),\"\",S43/'Lives scenario - input'!$F28),\"\")","v":""},{"$f":"IFERROR(IF(OR(T43=\"\",'Lives scenario - input'!$F28=\"\"),\"\",T43/'Lives scenario - input'!$F28),\"\")","v":""},{"$f":"IFERROR(IF(OR(U43=\"\",'Lives scenario - input'!$F28=\"\"),\"\",U43/'Lives scenario - input'!$F28),\"\")","v":""},{"$f":"IFERROR(IF(OR(V43=\"\",'Lives scenario - input'!$F28=\"\"),\"\",V43/'Lives scenario - input'!$F28),\"\")","v":""},{"$f":"IFERROR(IF(OR(W43=\"\",'Lives scenario - input'!$F28=\"\"),\"\",W43/'Lives scenario - input'!$F28),\"\")","v":""}]
[{"$f":"IFERROR('Lives scenario - input'!A29,\"\")","v":5},{"$f":"IFERROR('Lives scenario - input'!B29,\"\")","v":"TRANSFORMERS"},{"$f":"IFERROR('Lives scenario - input'!C29,\"\")","v":"pole mounted ; < = 22 kv ; < = 60 kva ; multiple phase"},{"$f":"IFERROR(repcalc('Lives scenario - input'!$CX29:$GJ29,'Lives scenario - input'!$I29,'Lives scenario - input'!$G29,'Lives scenario - input'!$H29,20,TRUE,TRUE),\"\")","v":1632.4938251460583},1769.2659002898411,1909.2713776949895,2051.7352211501534,2195.8536164790303,2340.8118618562876,2485.7981933803417,2630.0122909777674,2772.6680272545227,2912.9908128763964,3050.2105284563636,3183.551436784915,3312.2206250870545,3435.3964782934477,3552.2185152119555,3661.77972663931,3763.1224163527536,3855.2384978508849,3937.0752214017248,4007.5473259697937,{"$f":"IFERROR(IF(OR(D44=\"\",'Lives scenario - input'!$F29=\"\"),\"\",D44/'Lives scenario - input'!$F29),\"\")","v":99.650376025465846},{"$f":"IFERROR(IF(OR(E44=\"\",'Lives scenario - input'!$F29=\"\"),\"\",E44/'Lives scenario - input'!$F29),\"\")","v":107.99919089258599},{"$f":"IFERROR(IF(OR(F44=\"\",'Lives scenario - input'!$F29=\"\"),\"\",F44/'Lives scenario - input'!$F29),\"\")","v":116.5453784824837},{"$f":"IFERROR(IF(OR(G44=\"\",'Lives scenario - input'!$F29=\"\"),\"\",G44/'Lives scenario - input'!$F29),\"\")","v":125.24162918289295},{"$f":"IFERROR(IF(OR(H44=\"\",'Lives scenario - input'!$F29=\"\"),\"\",H44/'Lives scenario - input'!$F29),\"\")","v":134.03887672251193},{"$f":"IFERROR(IF(OR(I44=\"\",'Lives scenario - input'!$F29=\"\"),\"\",I44/'Lives scenario - input'!$F29),\"\")","v":142.88739022824788},{"$f":"IFERROR(IF(OR(J44=\"\",'Lives scenario - input'!$F29=\"\"),\"\",J44/'Lives scenario - input'!$F29),\"\")","v":151.73761816318796},{"$f":"IFERROR(IF(OR(K44=\"\",'Lives scenario - input'!$F29=\"\"),\"\",K44/'Lives scenario - input'!$F29),\"\")","v":160.54070754239032},{"$f":"IFERROR(IF(OR(L44=\"\",'Lives scenario - input'!$F29=\"\"),\"\",L44/'Lives scenario - input'!$F29),\"\")","v":169.24867172773509},{"$f":"IFERROR(IF(OR(M44=\"\",'Lives scenario - input'!$F29=\"\"),\"\",M44/'Lives scenario - input'!$F29),\"\")","v":177.8142283851451},{"$f":"IFERROR(IF(OR(N44=\"\",'Lives scenario - input'!$F29=\"\"),\"\",N44/'Lives scenario - input'!$F29),\"\")","v":186.19036803420491},{"$f":"IFERROR(IF(OR(O44=\"\",'Lives scenario - input'!$F29=\"\"),\"\",O44/'Lives scenario - input'!$F29),\"\")","v":194.3297382724528},{"$f":"IFERROR(IF(OR(P44=\"\",'Lives scenario - input'!$F29=\"\"),\"\",P44/'Lives scenario - input'!$F29),\"\")","v":202.18393826984178},{"$f":"IFERROR(IF(OR(Q44=\"\",'Lives scenario - input'!$F29=\"\"),\"\",Q44/'Lives scenario - input'!$F29),\"\")","v":209.70281515636015},{"$f":"IFERROR(IF(OR(R44=\"\",'Lives scenario - input'!$F29=\"\"),\"\",R44/'Lives scenario - input'!$F29),\"\")","v":216.83384360355726},{"$f":"IFERROR(IF(OR(S44=\"\",'Lives scenario - input'!$F29=\"\"),\"\",S44/'Lives scenario - input'!$F29),\"\")","v":223.52165812902086},{"$f":"IFERROR(IF(OR(T44=\"\",'Lives scenario - input'!$F29=\"\"),\"\",T44/'Lives scenario - input'!$F29),\"\")","v":229.70779922298379},{"$f":"IFERROR(IF(OR(U44=\"\",'Lives scenario - input'!$F29=\"\"),\"\",U44/'Lives scenario - input'!$F29),\"\")","v":235.33073146192194},{"$f":"IFERROR(IF(OR(V44=\"\",'Lives scenario - input'!$F29=\"\"),\"\",V44/'Lives scenario - input'!$F29),\"\")","v":240.32619309792761},{"$f":"IFERROR(IF(OR(W44=\"\",'Lives scenario - input'!$F29=\"\"),\"\",W44/'Lives scenario - input'!$F29),\"\")","v":244.62793783431931}]
[{"$f":"IFERROR('Lives scenario - input'!A30,\"\")","v":5},{"$f":"IFERROR('Lives scenario - input'!B30,\"\")","v":"TRANSFORMERS"},{"$f":"IFERROR('Lives scenario - input'!C30,\"\")","v":"pole mounted ; < = 22 kv ; < = 60 kva ; single phase"},{"$f":"IFERROR(repcalc('Lives scenario - input'!$CX30:$GJ30,'Lives scenario - input'!$I30,'Lives scenario - input'!$G30,'Lives scenario - input'!$H30,20,TRUE,TRUE),\"\")","v":10085.730057852037},10226.448614095629,10319.473109169188,10375.187574295434,10404.48447382411,10418.008721464426,10425.499409253607,10435.267361662391,10453.828558820212,10485.696748985927,10533.324939391918,10597.17585184436,10675.896028755729,10766.56665226993,10865.005481734865,10966.09762659222,11064.13713750058,11153.165704158388,11227.298364737011,11281.028574914133,{"$f":"IFERROR(IF(OR(D45=\"\",'Lives scenario - input'!$F30=\"\"),\"\",D45/'Lives scenario - input'!$F30),\"\")","v":676.76646424961564},{"$f":"IFERROR(IF(OR(E45=\"\",'Lives scenario - input'!$F30=\"\"),\"\",E45/'Lives scenario - input'!$F30),\"\")","v":686.20887438919135},{"$f":"IFERROR(IF(OR(F45=\"\",'Lives scenario - input'!$F30=\"\"),\"\",F45/'Lives scenario - input'!$F30),\"\")","v":692.45094692716555},{"$f":"IFERROR(IF(OR(G45=\"\",'Lives scenario - input'!$F30=\"\"),\"\",G45/'Lives scenario - input'!$F30),\"\")","v":696.18946474935262},{"$f":"IFERROR(IF(OR(H45=\"\",'Lives scenario - input'!$F30=\"\"),\"\",H45/'Lives scenario - input'!$F30),\"\")","v":698.15532730900566},{"$f":"IFERROR(IF(OR(I45=\"\",'Lives scenario - input'!$F30=\"\"),\"\",I45/'Lives scenario - input'!$F30),\"\")","v":699.06282306832827},{"$f":"IFERROR(IF(OR(J45=\"\",'Lives scenario - input'!$F30=\"\"),\"\",J45/'Lives scenario - input'!$F30),\"\")","v":699.56545859999562},{"$f":"IFERROR(IF(OR(K45=\"\",'Lives scenario - input'!$F30=\"\"),\"\",K45/'Lives scenario - input'!$F30),\"\")","v":700.22090174359869},{"$f":"IFERROR(IF(OR(L45=\"\",'Lives scenario - input'!$F30=\"\"),\"\",L45/'Lives scenario - input'!$F30),\"\")","v":701.46638379603178},{"$f":"IFERROR(IF(OR(M45=\"\",'Lives scenario - input'!$F30=\"\"),\"\",M45/'Lives scenario - input'!$F30),\"\")","v":703.60478352086818},{"$f":"IFERROR(IF(OR(N45=\"\",'Lives scenario - input'!$F30=\"\"),\"\",N45/'Lives scenario - input'!$F30),\"\")","v":706.80070110291513},{"$f":"IFERROR(IF(OR(O45=\"\",'Lives scenario - input'!$F30=\"\"),\"\",O45/'Lives scenario - input'!$F30),\"\")","v":711.08518581663304},{"$f":"IFERROR(IF(OR(P45=\"\",'Lives scenario - input'!$F30=\"\"),\"\",P45/'Lives scenario - input'!$F30),\"\")","v":716.36741878220153},{"$f":"IFERROR(IF(OR(Q45=\"\",'Lives scenario - input'!$F30=\"\"),\"\",Q45/'Lives scenario - input'!$F30),\"\")","v":722.45154327641615},{"$f":"IFERROR(IF(OR(R45=\"\",'Lives scenario - input'!$F30=\"\"),\"\",R45/'Lives scenario - input'!$F30),\"\")","v":729.05692515553835},{"$f":"IFERROR(IF(OR(S45=\"\",'Lives scenario - input'!$F30=\"\"),\"\",S45/'Lives scenario - input'!$F30),\"\")","v":735.84034817460463},{"$f":"IFERROR(IF(OR(T45=\"\",'Lives scenario - input'!$F30=\"\"),\"\",T45/'Lives scenario - input'!$F30),\"\")","v":742.41893522518285},{"$f":"IFERROR(IF(OR(U45=\"\",'Lives scenario - input'!$F30=\"\"),\"\",U45/'Lives scenario - input'!$F30),\"\")","v":748.3928754286793},{"$f":"IFERROR(IF(OR(V45=\"\",'Lives scenario - input'!$F30=\"\"),\"\",V45/'Lives scenario - input'!$F30),\"\")","v":753.36727969068443},{"$f":"IFERROR(IF(OR(W45=\"\",'Lives scenario - input'!$F30=\"\"),\"\",W45/'Lives scenario - input'!$F30),\"\")","v":756.97265125589399}]
[{"$f":"IFERROR('Lives scenario - input'!A31,\"\")","v":5},{"$f":"IFERROR('Lives scenario - input'!B31,\"\")","v":"TRANSFORMERS"},{"$f":"IFERROR('Lives scenario - input'!C31,\"\")","v":"pole mounted ; < = 22 kv ; > 60 kva and < = 600 kva ; multiple phase"},{"$f":"IFERROR(repcalc('Lives scenario - input'!$CX31:$GJ31,'Lives scenario - input'!$I31,'Lives scenario - input'!$G31,'Lives scenario - input'!$H31,20,TRUE,TRUE),\"\")","v":894.28853893880409},1011.725797883104,1137.024935500217,1269.7703524150866,1409.4998617344584,1555.7257468848584,1707.9489552476903,1865.6633367948787,2028.3481206382526,2195.4485553924724,2366.3466141615877,2540.3256219544055,2716.5343246903585,2893.9570264914546,3071.3967719053117,3247.4780205662209,3420.6738319904771,3589.3603319554381,3751.8983533454007,3906.7389008054329,{"$f":"IFERROR(IF(OR(D46=\"\",'Lives scenario - input'!$F31=\"\"),\"\",D46/'Lives scenario - input'!$F31),\"\")","v":53.851203163544575},{"$f":"IFERROR(IF(OR(E46=\"\",'Lives scenario - input'!$F31=\"\"),\"\",E46/'Lives scenario - input'!$F31),\"\")","v":60.922900289266146},{"$f":"IFERROR(IF(OR(F46=\"\",'Lives scenario - input'!$F31=\"\"),\"\",F46/'Lives scenario - input'!$F31),\"\")","v":68.468014670406404},{"$f":"IFERROR(IF(OR(G46=\"\",'Lives scenario - input'!$F31=\"\"),\"\",G46/'Lives scenario - input'!$F31),\"\")","v":76.46152023830146},{"$f":"IFERROR(IF(OR(H46=\"\",'Lives scenario - input'!$F31=\"\"),\"\",H46/'Lives scenario - input'!$F31),\"\")","v":84.875585572549014},{"$f":"IFERROR(IF(OR(I46=\"\",'Lives scenario - input'!$F31=\"\"),\"\",I46/'Lives scenario - input'!$F31),\"\")","v":93.68084193683994},{"$f":"IFERROR(IF(OR(J46=\"\",'Lives scenario - input'!$F31=\"\"),\"\",J46/'Lives scenario - input'!$F31),\"\")","v":102.84723797438815},{"$f":"IFERROR(IF(OR(K46=\"\",'Lives scenario - input'!$F31=\"\"),\"\",K46/'Lives scenario - input'!$F31),\"\")","v":112.3442949450485},{"$f":"IFERROR(IF(OR(L46=\"\",'Lives scenario - input'!$F31=\"\"),\"\",L46/'Lives scenario - input'!$F31),\"\")","v":122.14065368711928},{"$f":"IFERROR(IF(OR(M46=\"\",'Lives scenario - input'!$F31=\"\"),\"\",M46/'Lives scenario - input'!$F31),\"\")","v":132.20290884175219},{"$f":"IFERROR(IF(OR(N46=\"\",'Lives scenario - input'!$F31=\"\"),\"\",N46/'Lives scenario - input'!$F31),\"\")","v":142.49384480068969},{"$f":"IFERROR(IF(OR(O46=\"\",'Lives scenario - input'!$F31=\"\"),\"\",O46/'Lives scenario - input'!$F31),\"\")","v":152.97030568205187},{"$f":"IFERROR(IF(OR(P46=\"\",'Lives scenario - input'!$F31=\"\"),\"\",P46/'Lives scenario - input'!$F31),\"\")","v":163.58103168048467},{"$f":"IFERROR(IF(OR(Q46=\"\",'Lives scenario - input'!$F31=\"\"),\"\",Q46/'Lives scenario - input'!$F31),\"\")","v":174.26486083013859},{"$f":"IFERROR(IF(OR(R46=\"\",'Lives scenario - input'!$F31=\"\"),\"\",R46/'Lives scenario - input'!$F31),\"\")","v":184.9497162917863},{"$f":"IFERROR(IF(OR(S46=\"\",'Lives scenario - input'!$F31=\"\"),\"\",S46/'Lives scenario - input'!$F31),\"\")","v":195.55276741238006},{"$f":"IFERROR(IF(OR(T46=\"\",'Lives scenario - input'!$F31=\"\"),\"\",T46/'Lives scenario - input'!$F31),\"\")","v":205.98206670671084},{"$f":"IFERROR(IF(OR(U46=\"\",'Lives scenario - input'!$F31=\"\"),\"\",U46/'Lives scenario - input'!$F31),\"\")","v":216.1398296490155},{"$f":"IFERROR(IF(OR(V46=\"\",'Lives scenario - input'!$F31=\"\"),\"\",V46/'Lives scenario - input'!$F31),\"\")","v":225.92735082429292},{"$f":"IFERROR(IF(OR(W46=\"\",'Lives scenario - input'!$F31=\"\"),\"\",W46/'Lives scenario - input'!$F31),\"\")","v":235.25135467334061}]
[{"$f":"IFERROR('Lives scenario - input'!A32,\"\")","v":5},{"$f":"IFERROR('Lives scenario - input'!B32,\"\")","v":"TRANSFORMERS"},{"$f":"IFERROR('Lives scenario - input'!C32,\"\")","v":"pole mounted ; < = 22 kv ; > 60 kva and < = 600 kva ; single phase"},{"$f":"IFERROR(repcalc('Lives scenario - input'!$CX32:$GJ32,'Lives scenario - input'!$I32,'Lives scenario - input'!$G32,'Lives scenario - input'!$H32,20,TRUE,TRUE),\"\")","v":44.355482360636827},48.453484868664283,52.519346501032096,56.523733672948822,60.447026967913516,64.280388074039038,68.026046473589687,71.696770096690273,75.314543218146753,78.908531863550891,82.512469338955057,86.161640336410755,89.889679691385012,93.725429185588752,97.690109963345293,101.79506561554005,106.04030805390914,110.41405201226249,114.89335345131505,119.44587458182222,{"$f":"IFERROR(IF(OR(D47=\"\",'Lives scenario - input'!$F32=\"\"),\"\",D47/'Lives scenario - input'!$F32),\"\")","v":2.0803818047218767},{"$f":"IFERROR(IF(OR(E47=\"\",'Lives scenario - input'!$F32=\"\"),\"\",E47/'Lives scenario - input'!$F32),\"\")","v":2.2725882558678299},{"$f":"IFERROR(IF(OR(F47=\"\",'Lives scenario - input'!$F32=\"\"),\"\",F47/'Lives scenario - input'!$F32),\"\")","v":2.4632872204675547},{"$f":"IFERROR(IF(OR(G47=\"\",'Lives scenario - input'!$F32=\"\"),\"\",G47/'Lives scenario - input'!$F32),\"\")","v":2.6511028808583945},{"$f":"IFERROR(IF(OR(H47=\"\",'Lives scenario - input'!$F32=\"\"),\"\",H47/'Lives scenario - input'!$F32),\"\")","v":2.8351150378916632},{"$f":"IFERROR(IF(OR(I47=\"\",'Lives scenario - input'!$F32=\"\"),\"\",I47/'Lives scenario - input'!$F32),\"\")","v":3.0149091528845222},{"$f":"IFERROR(IF(OR(J47=\"\",'Lives scenario - input'!$F32=\"\"),\"\",J47/'Lives scenario - input'!$F32),\"\")","v":3.1905897940682189},{"$f":"IFERROR(IF(OR(K47=\"\",'Lives scenario - input'!$F32=\"\"),\"\",K47/'Lives scenario - input'!$F32),\"\")","v":3.3627558089380791},{"$f":"IFERROR(IF(OR(L47=\"\",'Lives scenario - input'!$F32=\"\"),\"\",L47/'Lives scenario - input'!$F32),\"\")","v":3.5324383143451032},{"$f":"IFERROR(IF(OR(M47=\"\",'Lives scenario - input'!$F32=\"\"),\"\",M47/'Lives scenario - input'!$F32),\"\")","v":3.701005269011143},{"$f":"IFERROR(IF(OR(N47=\"\",'Lives scenario - input'!$F32=\"\"),\"\",N47/'Lives scenario - input'!$F32),\"\")","v":3.8700388484055996},{"$f":"IFERROR(IF(OR(O47=\"\",'Lives scenario - input'!$F32=\"\"),\"\",O47/'Lives scenario - input'!$F32),\"\")","v":4.0411939918374928},{"$f":"IFERROR(IF(OR(P47=\"\",'Lives scenario - input'!$F32=\"\"),\"\",P47/'Lives scenario - input'!$F32),\"\")","v":4.2160482562622752},{"$f":"IFERROR(IF(OR(Q47=\"\",'Lives scenario - input'!$F32=\"\"),\"\",Q47/'Lives scenario - input'!$F32),\"\")","v":4.3959543925619959},{"$f":"IFERROR(IF(OR(R47=\"\",'Lives scenario - input'!$F32=\"\"),\"\",R47/'Lives scenario - input'!$F32),\"\")","v":4.5819077248809563},{"$f":"IFERROR(IF(OR(S47=\"\",'Lives scenario - input'!$F32=\"\"),\"\",S47/'Lives scenario - input'!$F32),\"\")","v":4.7744402956820551},{"$f":"IFERROR(IF(OR(T47=\"\",'Lives scenario - input'!$F32=\"\"),\"\",T47/'Lives scenario - input'!$F32),\"\")","v":4.9735526636551715},{"$f":"IFERROR(IF(OR(U47=\"\",'Lives scenario - input'!$F32=\"\"),\"\",U47/'Lives scenario - input'!$F32),\"\")","v":5.1786920706734447},{"$f":"IFERROR(IF(OR(V47=\"\",'Lives scenario - input'!$F32=\"\"),\"\",V47/'Lives scenario - input'!$F32),\"\")","v":5.3887823845585059},{"$f":"IFERROR(IF(OR(W47=\"\",'Lives scenario - input'!$F32=\"\"),\"\",W47/'Lives scenario - input'!$F32),\"\")","v":5.6023068830300637}]
[{"$f":"IFERROR('Lives scenario - input'!A33,\"\")","v":5},{"$f":"IFERROR('Lives scenario - input'!B33,\"\")","v":"TRANSFORMERS"},{"$f":"IFERROR('Lives scenario - input'!C33,\"\")","v":"pole mounted ; < = 22 kv ; > 600 kva ; multiple phase"},{"$f":"IFERROR(repcalc('Lives scenario - input'!$CX33:$GJ33,'Lives scenario - input'!$I33,'Lives scenario - input'!$G33,'Lives scenario - input'!$H33,20,TRUE,TRUE),\"\")","v":1.5503403780831793},1.7477010289297907,1.9534429081919049,2.1682056859462353,2.3936840133488184,2.6326453152901133,2.8887939781314986,3.1664734322494468,3.4702197610653176,3.8042040598237792,4.1716223500135765,4.574107705886175,5.0112459564180902,5.4802714200377309,5.9760016836195913,6.4910415148378293,7.0162488193577586,7.5414152874859575,8.0560774921994813,8.5503474689268231,{"$f":"IFERROR(IF(OR(D48=\"\",'Lives scenario - input'!$F33=\"\"),\"\",D48/'Lives scenario - input'!$F33),\"\")","v":9.3356552206151924E-2},{"$f":"IFERROR(IF(OR(E48=\"\",'Lives scenario - input'!$F33=\"\"),\"\",E48/'Lives scenario - input'!$F33),\"\")","v":0.10524098104814733},{"$f":"IFERROR(IF(OR(F48=\"\",'Lives scenario - input'!$F33=\"\"),\"\",F48/'Lives scenario - input'!$F33),\"\")","v":0.11763010073041549},{"$f":"IFERROR(IF(OR(G48=\"\",'Lives scenario - input'!$F33=\"\"),\"\",G48/'Lives scenario - input'!$F33),\"\")","v":0.13056243014452087},{"$f":"IFERROR(IF(OR(H48=\"\",'Lives scenario - input'!$F33=\"\"),\"\",H48/'Lives scenario - input'!$F33),\"\")","v":0.14414001577738741},{"$f":"IFERROR(IF(OR(I48=\"\",'Lives scenario - input'!$F33=\"\"),\"\",I48/'Lives scenario - input'!$F33),\"\")","v":0.15852950312823264},{"$f":"IFERROR(IF(OR(J48=\"\",'Lives scenario - input'!$F33=\"\"),\"\",J48/'Lives scenario - input'!$F33),\"\")","v":0.17395395852728102},{"$f":"IFERROR(IF(OR(K48=\"\",'Lives scenario - input'!$F33=\"\"),\"\",K48/'Lives scenario - input'!$F33),\"\")","v":0.19067492949688777},{"$f":"IFERROR(IF(OR(L48=\"\",'Lives scenario - input'!$F33=\"\"),\"\",L48/'Lives scenario - input'!$F33),\"\")","v":0.20896556451123585},{"$f":"IFERROR(IF(OR(M48=\"\",'Lives scenario - input'!$F33=\"\"),\"\",M48/'Lives scenario - input'!$F33),\"\")","v":0.22907703362076742},{"$f":"IFERROR(IF(OR(N48=\"\",'Lives scenario - input'!$F33=\"\"),\"\",N48/'Lives scenario - input'!$F33),\"\")","v":0.25120179104468754},{"$f":"IFERROR(IF(OR(O48=\"\",'Lives scenario - input'!$F33=\"\"),\"\",O48/'Lives scenario - input'!$F33),\"\")","v":0.27543817530514825},{"$f":"IFERROR(IF(OR(P48=\"\",'Lives scenario - input'!$F33=\"\"),\"\",P48/'Lives scenario - input'!$F33),\"\")","v":0.3017612463442611},{"$f":"IFERROR(IF(OR(Q48=\"\",'Lives scenario - input'!$F33=\"\"),\"\",Q48/'Lives scenario - input'!$F33),\"\")","v":0.33000446363990993},{"$f":"IFERROR(IF(OR(R48=\"\",'Lives scenario - input'!$F33=\"\"),\"\",R48/'Lives scenario - input'!$F33),\"\")","v":0.35985575880482656},{"$f":"IFERROR(IF(OR(S48=\"\",'Lives scenario - input'!$F33=\"\"),\"\",S48/'Lives scenario - input'!$F33),\"\")","v":0.3908698145380724},{"$f":"IFERROR(IF(OR(T48=\"\",'Lives scenario - input'!$F33=\"\"),\"\",T48/'Lives scenario - input'!$F33),\"\")","v":0.42249612308077389},{"$f":"IFERROR(IF(OR(U48=\"\",'Lives scenario - input'!$F33=\"\"),\"\",U48/'Lives scenario - input'!$F33),\"\")","v":0.45411997258622755},{"$f":"IFERROR(IF(OR(V48=\"\",'Lives scenario - input'!$F33=\"\"),\"\",V48/'Lives scenario - input'!$F33),\"\")","v":0.48511128885593352},{"$f":"IFERROR(IF(OR(W48=\"\",'Lives scenario - input'!$F33=\"\"),\"\",W48/'Lives scenario - input'!$F33),\"\")","v":0.51487465020457535}]
[{"$f":"IFERROR('Lives scenario - input'!A34,\"\")","v":""},{"$f":"IFERROR('Lives scenario - input'!B34,\"\")","v":"TRANSFORMERS"},{"$f":"IFERROR('Lives scenario - input'!C34,\"\")","v":"pole mounted ; > = 22 kv & < = 33 kv ; < = 60kva"},{"$f":"IFERROR(repcalc('Lives scenario - input'!$CX34:$GJ34,'Lives scenario - input'!$I34,'Lives scenario - input'!$G34,'Lives scenario - input'!$H34,20,TRUE,TRUE),\"\")","v":""},"","","","","","","","","","","","","","","","","","","",{"$f":"IFERROR(IF(OR(D49=\"\",'Lives scenario - input'!$F34=\"\"),\"\",D49/'Lives scenario - input'!$F34),\"\")","v":""},{"$f":"IFERROR(IF(OR(E49=\"\",'Lives scenario - input'!$F34=\"\"),\"\",E49/'Lives scenario - input'!$F34),\"\")","v":""},{"$f":"IFERROR(IF(OR(F49=\"\",'Lives scenario - input'!$F34=\"\"),\"\",F49/'Lives scenario - input'!$F34),\"\")","v":""},{"$f":"IFERROR(IF(OR(G49=\"\",'Lives scenario - input'!$F34=\"\"),\"\",G49/'Lives scenario - input'!$F34),\"\")","v":""},{"$f":"IFERROR(IF(OR(H49=\"\",'Lives scenario - input'!$F34=\"\"),\"\",H49/'Lives scenario - input'!$F34),\"\")","v":""},{"$f":"IFERROR(IF(OR(I49=\"\",'Lives scenario - input'!$F34=\"\"),\"\",I49/'Lives scenario - input'!$F34),\"\")","v":""},{"$f":"IFERROR(IF(OR(J49=\"\",'Lives scenario - input'!$F34=\"\"),\"\",J49/'Lives scenario - input'!$F34),\"\")","v":""},{"$f":"IFERROR(IF(OR(K49=\"\",'Lives scenario - input'!$F34=\"\"),\"\",K49/'Lives scenario - input'!$F34),\"\")","v":""},{"$f":"IFERROR(IF(OR(L49=\"\",'Lives scenario - input'!$F34=\"\"),\"\",L49/'Lives scenario - input'!$F34),\"\")","v":""},{"$f":"IFERROR(IF(OR(M49=\"\",'Lives scenario - input'!$F34=\"\"),\"\",M49/'Lives scenario - input'!$F34),\"\")","v":""},{"$f":"IFERROR(IF(OR(N49=\"\",'Lives scenario - input'!$F34=\"\"),\"\",N49/'Lives scenario - input'!$F34),\"\")","v":""},{"$f":"IFERROR(IF(OR(O49=\"\",'Lives scenario - input'!$F34=\"\"),\"\",O49/'Lives scenario - input'!$F34),\"\")","v":""},{"$f":"IFERROR(IF(OR(P49=\"\",'Lives scenario - input'!$F34=\"\"),\"\",P49/'Lives scenario - input'!$F34),\"\")","v":""},{"$f":"IFERROR(IF(OR(Q49=\"\",'Lives scenario - input'!$F34=\"\"),\"\",Q49/'Lives scenario - input'!$F34),\"\")","v":""},{"$f":"IFERROR(IF(OR(R49=\"\",'Lives scenario - input'!$F34=\"\"),\"\",R49/'Lives scenario - input'!$F34),\"\")","v":""},{"$f":"IFERROR(IF(OR(S49=\"\",'Lives scenario - input'!$F34=\"\"),\"\",S49/'Lives scenario - input'!$F34),\"\")","v":""},{"$f":"IFERROR(IF(OR(T49=\"\",'Lives scenario - input'!$F34=\"\"),\"\",T49/'Lives scenario - input'!$F34),\"\")","v":""},{"$f":"IFERROR(IF(OR(U49=\"\",'Lives scenario - input'!$F34=\"\"),\"\",U49/'Lives scenario - input'!$F34),\"\")","v":""},{"$f":"IFERROR(IF(OR(V49=\"\",'Lives scenario - input'!$F34=\"\"),\"\",V49/'Lives scenario - input'!$F34),\"\")","v":""},{"$f":"IFERROR(IF(OR(W49=\"\",'Lives scenario - input'!$F34=\"\"),\"\",W49/'Lives scenario - input'!$F34),\"\")","v":""}]
[{"$f":"IFERROR('Lives scenario - input'!A35,\"\")","v":""},{"$f":"IFERROR('Lives scenario - input'!B35,\"\")","v":"TRANSFORMERS"},{"$f":"IFERROR('Lives scenario - input'!C35,\"\")","v":"pole mounted ; > = 22 kv & < = 33 kv ; > 60 kva and < = 600 kva"},{"$f":"IFERROR(repcalc('Lives scenario - input'!$CX35:$GJ35,'Lives scenario - input'!$I35,'Lives scenario - input'!$G35,'Lives scenario - input'!$H35,20,TRUE,TRUE),\"\")","v":""},"","","","","","","","","","","","","","","","","","","",{"$f":"IFERROR(IF(OR(D50=\"\",'Lives scenario - input'!$F35=\"\"),\"\",D50/'Lives scenario - input'!$F35),\"\")","v":""},{"$f":"IFERROR(IF(OR(E50=\"\",'Lives scenario - input'!$F35=\"\"),\"\",E50/'Lives scenario - input'!$F35),\"\")","v":""},{"$f":"IFERROR(IF(OR(F50=\"\",'Lives scenario - input'!$F35=\"\"),\"\",F50/'Lives scenario - input'!$F35),\"\")","v":""},{"$f":"IFERROR(IF(OR(G50=\"\",'Lives scenario - input'!$F35=\"\"),\"\",G50/'Lives scenario - input'!$F35),\"\")","v":""},{"$f":"IFERROR(IF(OR(H50=\"\",'Lives scenario - input'!$F35=\"\"),\"\",H50/'Lives scenario - input'!$F35),\"\")","v":""},{"$f":"IFERROR(IF(OR(I50=\"\",'Lives scenario - input'!$F35=\"\"),\"\",I50/'Lives scenario - input'!$F35),\"\")","v":""},{"$f":"IFERROR(IF(OR(J50=\"\",'Lives scenario - input'!$F35=\"\"),\"\",J50/'Lives scenario - input'!$F35),\"\")","v":""},{"$f":"IFERROR(IF(OR(K50=\"\",'Lives scenario - input'!$F35=\"\"),\"\",K50/'Lives scenario - input'!$F35),\"\")","v":""},{"$f":"IFERROR(IF(OR(L50=\"\",'Lives scenario - input'!$F35=\"\"),\"\",L50/'Lives scenario - input'!$F35),\"\")","v":""},{"$f":"IFERROR(IF(OR(M50=\"\",'Lives scenario - input'!$F35=\"\"),\"\",M50/'Lives scenario - input'!$F35),\"\")","v":""},{"$f":"IFERROR(IF(OR(N50=\"\",'Lives scenario - input'!$F35=\"\"),\"\",N50/'Lives scenario - input'!$F35),\"\")","v":""},{"$f":"IFERROR(IF(OR(O50=\"\",'Lives scenario - input'!$F35=\"\"),\"\",O50/'Lives scenario - input'!$F35),\"\")","v":""},{"$f":"IFERROR(IF(OR(P50=\"\",'Lives scenario - input'!$F35=\"\"),\"\",P50/'Lives scenario - input'!$F35),\"\")","v":""},{"$f":"IFERROR(IF(OR(Q50=\"\",'Lives scenario - input'!$F35=\"\"),\"\",Q50/'Lives scenario - input'!$F35),\"\")","v":""},{"$f":"IFERROR(IF(OR(R50=\"\",'Lives scenario - input'!$F35=\"\"),\"\",R50/'Lives scenario - input'!$F35),\"\")","v":""},{"$f":"IFERROR(IF(OR(S50=\"\",'Lives scenario - input'!$F35=\"\"),\"\",S50/'Lives scenario - input'!$F35),\"\")","v":""},{"$f":"IFERROR(IF(OR(T50=\"\",'Lives scenario - input'!$F35=\"\"),\"\",T50/'Lives scenario - input'!$F35),\"\")","v":""},{"$f":"IFERROR(IF(OR(U50=\"\",'Lives scenario - input'!$F35=\"\"),\"\",U50/'Lives scenario - input'!$F35),\"\")","v":""},{"$f":"IFERROR(IF(OR(V50=\"\",'Lives scenario - input'!$F35=\"\"),\"\",V50/'Lives scenario - input'!$F35),\"\")","v":""},{"$f":"IFERROR(IF(OR(W50=\"\",'Lives scenario - input'!$F35=\"\"),\"\",W50/'Lives scenario - input'!$F35),\"\")","v":""}]
[{"$f":"IFERROR('Lives scenario - input'!A36,\"\")","v":6},{"$f":"IFERROR('Lives scenario - input'!B36,\"\")","v":"UNDERGROUND CABLES"},{"$f":"IFERROR('Lives scenario - input'!C36,\"\")","v":"˂ = 1 kv"},{"$f":"IFERROR(repcalc('Lives scenario - input'!$CX36:$GJ36,'Lives scenario - input'!$I36,'Lives scenario - input'!$G36,'Lives scenario - input'!$H36,20,TRUE,TRUE),\"\")","v":420.15868592731158},518.49391722302812,637.99568877275124,783.35673038029211,960.33289203339837,1175.8975691860671,1438.3704153383324,1757.5014580926941,2144.4909670865673,2611.9267011798984,3173.6238077287198,3844.3587223856771,4639.4966666643004,5574.5221569616724,6664.4923893691921,7923.443262779233,9363.7858355655972,10995.735906996475,12826.820132810464,14861.497999935196,{"$f":"IFERROR(IF(OR(D51=\"\",'Lives scenario - input'!$F36=\"\"),\"\",D51/'Lives scenario - input'!$F36),\"\")","v":1.3391537372388564},{"$f":"IFERROR(IF(OR(E51=\"\",'Lives scenario - input'!$F36=\"\"),\"\",E51/'Lives scenario - input'!$F36),\"\")","v":1.6525733972448575},{"$f":"IFERROR(IF(OR(F51=\"\",'Lives scenario - input'!$F36=\"\"),\"\",F51/'Lives scenario - input'!$F36),\"\")","v":2.0334562620707475},{"$f":"IFERROR(IF(OR(G51=\"\",'Lives scenario - input'!$F36=\"\"),\"\",G51/'Lives scenario - input'!$F36),\"\")","v":2.496759267905424},{"$f":"IFERROR(IF(OR(H51=\"\",'Lives scenario - input'!$F36=\"\"),\"\",H51/'Lives scenario - input'!$F36),\"\")","v":3.0608277882476322},{"$f":"IFERROR(IF(OR(I51=\"\",'Lives scenario - input'!$F36=\"\"),\"\",I51/'Lives scenario - input'!$F36),\"\")","v":3.7478878269769642},{"$f":"IFERROR(IF(OR(J51=\"\",'Lives scenario - input'!$F36=\"\"),\"\",J51/'Lives scenario - input'!$F36),\"\")","v":4.584456258432251},{"$f":"IFERROR(IF(OR(K51=\"\",'Lives scenario - input'!$F36=\"\"),\"\",K51/'Lives scenario - input'!$F36),\"\")","v":5.6016089269061142},{"$f":"IFERROR(IF(OR(L51=\"\",'Lives scenario - input'!$F36=\"\"),\"\",L51/'Lives scenario - input'!$F36),\"\")","v":6.8350439708528947},{"$f":"IFERROR(IF(OR(M51=\"\",'Lives scenario - input'!$F36=\"\"),\"\",M51/'Lives scenario - input'!$F36),\"\")","v":8.3248818135444687},{"$f":"IFERROR(IF(OR(N51=\"\",'Lives scenario - input'!$F36=\"\"),\"\",N51/'Lives scenario - input'!$F36),\"\")","v":10.11515488089988},{"$f":"IFERROR(IF(OR(O51=\"\",'Lives scenario - input'!$F36=\"\"),\"\",O51/'Lives scenario - input'!$F36),\"\")","v":12.252959471746404},{"$f":"IFERROR(IF(OR(P51=\"\",'Lives scenario - input'!$F36=\"\"),\"\",P51/'Lives scenario - input'!$F36),\"\")","v":14.787268496802129},{"$f":"IFERROR(IF(OR(Q51=\"\",'Lives scenario - input'!$F36=\"\"),\"\",Q51/'Lives scenario - input'!$F36),\"\")","v":17.767435090244742},{"$f":"IFERROR(IF(OR(R51=\"\",'Lives scenario - input'!$F36=\"\"),\"\",R51/'Lives scenario - input'!$F36),\"\")","v":21.241450406591564},{"$f":"IFERROR(IF(OR(S51=\"\",'Lives scenario - input'!$F36=\"\"),\"\",S51/'Lives scenario - input'!$F36),\"\")","v":25.254050463653929},{"$f":"IFERROR(IF(OR(T51=\"\",'Lives scenario - input'!$F36=\"\"),\"\",T51/'Lives scenario - input'!$F36),\"\")","v":29.844792494832081},{"$f":"IFERROR(IF(OR(U51=\"\",'Lives scenario - input'!$F36=\"\"),\"\",U51/'Lives scenario - input'!$F36),\"\")","v":35.046236878447566},{"$f":"IFERROR(IF(OR(V51=\"\",'Lives scenario - input'!$F36=\"\"),\"\",V51/'Lives scenario - input'!$F36),\"\")","v":40.882373001127043},{"$f":"IFERROR(IF(OR(W51=\"\",'Lives scenario - input'!$F36=\"\"),\"\",W51/'Lives scenario - input'!$F36),\"\")","v":47.367414394056041}]
[{"$f":"IFERROR('Lives scenario - input'!A37,\"\")","v":6},{"$f":"IFERROR('Lives scenario - input'!B37,\"\")","v":"UNDERGROUND CABLES"},{"$f":"IFERROR('Lives scenario - input'!C37,\"\")","v":"> 1 kv & < = 11 kv"},{"$f":"IFERROR(repcalc('Lives scenario - input'!$CX37:$GJ37,'Lives scenario - input'!$I37,'Lives scenario - input'!$G37,'Lives scenario - input'!$H37,20,TRUE,TRUE),\"\")","v":1284.1263665827771},1560.8087434161448,1886.7367298995362,2269.5293844078374,2717.8538794632727,3241.4329950968449,3850.9765271229785,4558.0213605820109,5374.6722330414832,6313.2450222133457,7385.8256658969503,8603.7690374067315,9977.1714826748721,11514.356535860936,13221.414190643231,15101.829313297774,17156.224551426676,19382.22863514756,21774.464422358233,24324.6351862581,{"$f":"IFERROR(IF(OR(D52=\"\",'Lives scenario - input'!$F37=\"\"),\"\",D52/'Lives scenario - input'!$F37),\"\")","v":1.5438703688381215},{"$f":"IFERROR(IF(OR(E52=\"\",'Lives scenario - input'!$F37=\"\"),\"\",E52/'Lives scenario - input'!$F37),\"\")","v":1.8765181006259757},{"$f":"IFERROR(IF(OR(F52=\"\",'Lives scenario - input'!$F37=\"\"),\"\",F52/'Lives scenario - input'!$F37),\"\")","v":2.268372495801922},{"$f":"IFERROR(IF(OR(G52=\"\",'Lives scenario - input'!$F37=\"\"),\"\",G52/'Lives scenario - input'!$F37),\"\")","v":2.7285937419997812},{"$f":"IFERROR(IF(OR(H52=\"\",'Lives scenario - input'!$F37=\"\"),\"\",H52/'Lives scenario - input'!$F37),\"\")","v":3.2676021461199394},{"$f":"IFERROR(IF(OR(I52=\"\",'Lives scenario - input'!$F37=\"\"),\"\",I52/'Lives scenario - input'!$F37),\"\")","v":3.897087143394959},{"$f":"IFERROR(IF(OR(J52=\"\",'Lives scenario - input'!$F37=\"\"),\"\",J52/'Lives scenario - input'!$F37),\"\")","v":4.6299248314149848},{"$f":"IFERROR(IF(OR(K52=\"\",'Lives scenario - input'!$F37=\"\"),\"\",K52/'Lives scenario - input'!$F37),\"\")","v":5.479985694756909},{"$f":"IFERROR(IF(OR(L52=\"\",'Lives scenario - input'!$F37=\"\"),\"\",L52/'Lives scenario - input'!$F37),\"\")","v":6.4618229317191371},{"$f":"IFERROR(IF(OR(M52=\"\",'Lives scenario - input'!$F37=\"\"),\"\",M52/'Lives scenario - input'!$F37),\"\")","v":7.5902435886800665},{"$f":"IFERROR(IF(OR(N52=\"\",'Lives scenario - input'!$F37=\"\"),\"\",N52/'Lives scenario - input'!$F37),\"\")","v":8.8797782614857219},{"$f":"IFERROR(IF(OR(O52=\"\",'Lives scenario - input'!$F37=\"\"),\"\",O52/'Lives scenario - input'!$F37),\"\")","v":10.344078606942059},{"$f":"IFERROR(IF(OR(P52=\"\",'Lives scenario - input'!$F37=\"\"),\"\",P52/'Lives scenario - input'!$F37),\"\")","v":11.995283188452083},{"$f":"IFERROR(IF(OR(Q52=\"\",'Lives scenario - input'!$F37=\"\"),\"\",Q52/'Lives scenario - input'!$F37),\"\")","v":13.843399165815152},{"$f":"IFERROR(IF(OR(R52=\"\",'Lives scenario - input'!$F37=\"\"),\"\",R52/'Lives scenario - input'!$F37),\"\")","v":15.895748373572651},{"$f":"IFERROR(IF(OR(S52=\"\",'Lives scenario - input'!$F37=\"\"),\"\",S52/'Lives scenario - input'!$F37),\"\")","v":18.156520572111813},{"$f":"IFERROR(IF(OR(T52=\"\",'Lives scenario - input'!$F37=\"\"),\"\",T52/'Lives scenario - input'!$F37),\"\")","v":20.626464353789387},{"$f":"IFERROR(IF(OR(U52=\"\",'Lives scenario - input'!$F37=\"\"),\"\",U52/'Lives scenario - input'!$F37),\"\")","v":23.302728805016816},{"$f":"IFERROR(IF(OR(V52=\"\",'Lives scenario - input'!$F37=\"\"),\"\",V52/'Lives scenario - input'!$F37),\"\")","v":26.178849133405556},{"$f":"IFERROR(IF(OR(W52=\"\",'Lives scenario - input'!$F37=\"\"),\"\",W52/'Lives scenario - input'!$F37),\"\")","v":29.244850408918253}]
[{"$f":"IFERROR('Lives scenario - input'!A38,\"\")","v":6},{"$f":"IFERROR('Lives scenario - input'!B38,\"\")","v":"UNDERGROUND CABLES"},{"$f":"IFERROR('Lives scenario - input'!C38,\"\")","v":"> 11 kv & < = 22 kv"},{"$f":"IFERROR(repcalc('Lives scenario - input'!$CX38:$GJ38,'Lives scenario - input'!$I38,'Lives scenario - input'!$G38,'Lives scenario - input'!$H38,20,TRUE,TRUE),\"\")","v":29.322150696317649},36.733966820047208,45.546806194329527,55.898499002333857,67.909845145760173,81.677189620964043,97.265540734083018,114.70300015792155,133.9773053022144,155.03521636240504,177.78529620383753,202.10432934725333,227.84722433755422,254.85977997923939,282.9932271203246,312.11905302610825,342.14234668353356,373.01183304639312,404.72493319144837,437.32660501699377,{"$f":"IFERROR(IF(OR(D53=\"\",'Lives scenario - input'!$F38=\"\"),\"\",D53/'Lives scenario - input'!$F38),\"\")","v":3.5253228022347247E-2},{"$f":"IFERROR(IF(OR(E53=\"\",'Lives scenario - input'!$F38=\"\"),\"\",E53/'Lives scenario - input'!$F38),\"\")","v":4.4164253907715251E-2},{"$f":"IFERROR(IF(OR(F53=\"\",'Lives scenario - input'!$F38=\"\"),\"\",F53/'Lives scenario - input'!$F38),\"\")","v":5.4759692121083094E-2},{"$f":"IFERROR(IF(OR(G53=\"\",'Lives scenario - input'!$F38=\"\"),\"\",G53/'Lives scenario - input'!$F38),\"\")","v":6.7205252160568801E-2},{"$f":"IFERROR(IF(OR(H53=\"\",'Lives scenario - input'!$F38=\"\"),\"\",H53/'Lives scenario - input'!$F38),\"\")","v":8.1646168477894923E-2},{"$f":"IFERROR(IF(OR(I53=\"\",'Lives scenario - input'!$F38=\"\"),\"\",I53/'Lives scenario - input'!$F38),\"\")","v":9.8198274054090443E-2},{"$f":"IFERROR(IF(OR(J53=\"\",'Lives scenario - input'!$F38=\"\"),\"\",J53/'Lives scenario - input'!$F38),\"\")","v":0.11693972661582924},{"$f":"IFERROR(IF(OR(K53=\"\",'Lives scenario - input'!$F38=\"\"),\"\",K53/'Lives scenario - input'!$F38),\"\")","v":0.13790431204360301},{"$f":"IFERROR(IF(OR(L53=\"\",'Lives scenario - input'!$F38=\"\"),\"\",L53/'Lives scenario - input'!$F38),\"\")","v":0.16107728735708804},{"$f":"IFERROR(IF(OR(M53=\"\",'Lives scenario - input'!$F38=\"\"),\"\",M53/'Lives scenario - input'!$F38),\"\")","v":0.18639464378048423},{"$f":"IFERROR(IF(OR(N53=\"\",'Lives scenario - input'!$F38=\"\"),\"\",N53/'Lives scenario - input'!$F38),\"\")","v":0.21374644892202671},{"$f":"IFERROR(IF(OR(O53=\"\",'Lives scenario - input'!$F38=\"\"),\"\",O53/'Lives scenario - input'!$F38),\"\")","v":0.24298456414648473},{"$f":"IFERROR(IF(OR(P53=\"\",'Lives scenario - input'!$F38=\"\"),\"\",P53/'Lives scenario - input'!$F38),\"\")","v":0.273934549925065},{"$f":"IFERROR(IF(OR(Q53=\"\",'Lives scenario - input'!$F38=\"\"),\"\",Q53/'Lives scenario - input'!$F38),\"\")","v":0.30641101433469164},{"$f":"IFERROR(IF(OR(R53=\"\",'Lives scenario - input'!$F38=\"\"),\"\",R53/'Lives scenario - input'!$F38),\"\")","v":0.34023509625116177},{"$f":"IFERROR(IF(OR(S53=\"\",'Lives scenario - input'!$F38=\"\"),\"\",S53/'Lives scenario - input'!$F38),\"\")","v":0.3752522882924238},{"$f":"IFERROR(IF(OR(T53=\"\",'Lives scenario - input'!$F38=\"\"),\"\",T53/'Lives scenario - input'!$F38),\"\")","v":0.41134848151675046},{"$f":"IFERROR(IF(OR(U53=\"\",'Lives scenario - input'!$F38=\"\"),\"\",U53/'Lives scenario - input'!$F38),\"\")","v":0.44846202932411822},{"$f":"IFERROR(IF(OR(V53=\"\",'Lives scenario - input'!$F38=\"\"),\"\",V53/'Lives scenario - input'!$F38),\"\")","v":0.4865898311449296},{"$f":"IFERROR(IF(OR(W53=\"\",'Lives scenario - input'!$F38=\"\"),\"\",W53/'Lives scenario - input'!$F38),\"\")","v":0.5257859386432796}]
[{"$f":"IFERROR('Lives scenario - input'!A39,\"\")","v":6},{"$f":"IFERROR('Lives scenario - input'!B39,\"\")","v":"UNDERGROUND CABLES"},{"$f":"IFERROR('Lives scenario - input'!C39,\"\")","v":"> 22 kv & < = 33 kv"},{"$f":"IFERROR(repcalc('Lives scenario - input'!$CX39:$GJ39,'Lives scenario - input'!$I39,'Lives scenario - input'!$G39,'Lives scenario - input'!$H39,20,TRUE,TRUE),\"\")","v":1484.3713730346369},1505.7301165552838,1508.791819586145,1494.4340579982816,1464.3259064456452,1420.7916229097909,1366.6302481829387,1304.9106868001077,1238.7637407881246,1171.1916729622983,1104.912383118374,1042.2497694229046,985.07517943118887,934.79802854463219,892.39765503102933,858.48409732361108,833.37324533783305,817.16191003314123,809.79059700421897,811.08567522456758,{"$f":"IFERROR(IF(OR(D54=\"\",'Lives scenario - input'!$F39=\"\"),\"\",D54/'Lives scenario - input'!$F39),\"\")","v":2.0423623070359453},{"$f":"IFERROR(IF(OR(E54=\"\",'Lives scenario - input'!$F39=\"\"),\"\",E54/'Lives scenario - input'!$F39),\"\")","v":2.0717500286564694},{"$f":"IFERROR(IF(OR(F54=\"\",'Lives scenario - input'!$F39=\"\"),\"\",F54/'Lives scenario - input'!$F39),\"\")","v":2.0759626583117998},{"$f":"IFERROR(IF(OR(G54=\"\",'Lives scenario - input'!$F39=\"\"),\"\",G54/'Lives scenario - input'!$F39),\"\")","v":2.0562076619455523},{"$f":"IFERROR(IF(OR(H54=\"\",'Lives scenario - input'!$F39=\"\"),\"\",H54/'Lives scenario - input'!$F39),\"\")","v":2.0147815370668991},{"$f":"IFERROR(IF(OR(I54=\"\",'Lives scenario - input'!$F39=\"\"),\"\",I54/'Lives scenario - input'!$F39),\"\")","v":1.9548822548706444},{"$f":"IFERROR(IF(OR(J54=\"\",'Lives scenario - input'!$F39=\"\"),\"\",J54/'Lives scenario - input'!$F39),\"\")","v":1.880361045253655},{"$f":"IFERROR(IF(OR(K54=\"\",'Lives scenario - input'!$F39=\"\"),\"\",K54/'Lives scenario - input'!$F39),\"\")","v":1.7954404464971712},{"$f":"IFERROR(IF(OR(L54=\"\",'Lives scenario - input'!$F39=\"\"),\"\",L54/'Lives scenario - input'!$F39),\"\")","v":1.7044281622975461},{"$f":"IFERROR(IF(OR(M54=\"\",'Lives scenario - input'!$F39=\"\"),\"\",M54/'Lives scenario - input'!$F39),\"\")","v":1.6114550378874437},{"$f":"IFERROR(IF(OR(N54=\"\",'Lives scenario - input'!$F39=\"\"),\"\",N54/'Lives scenario - input'!$F39),\"\")","v":1.5202606604065581},{"$f":"IFERROR(IF(OR(O54=\"\",'Lives scenario - input'!$F39=\"\"),\"\",O54/'Lives scenario - input'!$F39),\"\")","v":1.4340425059764168},{"$f":"IFERROR(IF(OR(P54=\"\",'Lives scenario - input'!$F39=\"\"),\"\",P54/'Lives scenario - input'!$F39),\"\")","v":1.3553753815353218},{"$f":"IFERROR(IF(OR(Q54=\"\",'Lives scenario - input'!$F39=\"\"),\"\",Q54/'Lives scenario - input'!$F39),\"\")","v":1.2861985166743837},{"$f":"IFERROR(IF(OR(R54=\"\",'Lives scenario - input'!$F39=\"\"),\"\",R54/'Lives scenario - input'!$F39),\"\")","v":1.2278593932976039},{"$f":"IFERROR(IF(OR(S54=\"\",'Lives scenario - input'!$F39=\"\"),\"\",S54/'Lives scenario - input'!$F39),\"\")","v":1.1811973697518945},{"$f":"IFERROR(IF(OR(T54=\"\",'Lives scenario - input'!$F39=\"\"),\"\",T54/'Lives scenario - input'!$F39),\"\")","v":1.1466470823204788},{"$f":"IFERROR(IF(OR(U54=\"\",'Lives scenario - input'!$F39=\"\"),\"\",U54/'Lives scenario - input'!$F39),\"\")","v":1.1243417342286903},{"$f":"IFERROR(IF(OR(V54=\"\",'Lives scenario - input'!$F39=\"\"),\"\",V54/'Lives scenario - input'!$F39),\"\")","v":1.1141994664935913},{"$f":"IFERROR(IF(OR(W54=\"\",'Lives scenario - input'!$F39=\"\"),\"\",W54/'Lives scenario - input'!$F39),\"\")","v":1.1159813783452701}]
[{"$f":"IFERROR('Lives scenario - input'!A40,\"\")","v":6},{"$f":"IFERROR('Lives scenario - input'!B40,\"\")","v":"UNDERGROUND CABLES"},{"$f":"IFERROR('Lives scenario - input'!C40,\"\")","v":"> 33 kv & < = 66 kv"},{"$f":"IFERROR(repcalc('Lives scenario - input'!$CX40:$GJ40,'Lives scenario - input'!$I40,'Lives scenario - input'!$G40,'Lives scenario - input'!$H40,20,TRUE,TRUE),\"\")","v":284.23444040867838},331.33870416919729,381.7272482733228,434.63040947499582,489.0744216191494,543.90344876219103,597.81672164363215,649.42020870568399,697.29092193234237,740.05060440567331,776.44430382547193,805.41834678267014,826.19162970912816,838.31404980510899,841.70638950030002,836.67706306180753,823.91278967472226,804.44235905344931,779.57502290737216,750.81744662891344,{"$f":"IFERROR(IF(OR(D55=\"\",'Lives scenario - input'!$F40=\"\"),\"\",D55/'Lives scenario - input'!$F40),\"\")","v":0.39108117954696869},{"$f":"IFERROR(IF(OR(E55=\"\",'Lives scenario - input'!$F40=\"\"),\"\",E55/'Lives scenario - input'!$F40),\"\")","v":0.4558924353774314},{"$f":"IFERROR(IF(OR(F55=\"\",'Lives scenario - input'!$F40=\"\"),\"\",F55/'Lives scenario - input'!$F40),\"\")","v":0.52522256734723116},{"$f":"IFERROR(IF(OR(G55=\"\",'Lives scenario - input'!$F40=\"\"),\"\",G55/'Lives scenario - input'!$F40),\"\")","v":0.59801258763740428},{"$f":"IFERROR(IF(OR(H55=\"\",'Lives scenario - input'!$F40=\"\"),\"\",H55/'Lives scenario - input'!$F40),\"\")","v":0.67292268107291808},{"$f":"IFERROR(IF(OR(I55=\"\",'Lives scenario - input'!$F40=\"\"),\"\",I55/'Lives scenario - input'!$F40),\"\")","v":0.74836252072670129},{"$f":"IFERROR(IF(OR(J55=\"\",'Lives scenario - input'!$F40=\"\"),\"\",J55/'Lives scenario - input'!$F40),\"\")","v":0.82254236438461936},{"$f":"IFERROR(IF(OR(K55=\"\",'Lives scenario - input'!$F40=\"\"),\"\",K55/'Lives scenario - input'!$F40),\"\")","v":0.89354414924906811},{"$f":"IFERROR(IF(OR(L55=\"\",'Lives scenario - input'!$F40=\"\"),\"\",L55/'Lives scenario - input'!$F40),\"\")","v":0.95940997102463588},{"$f":"IFERROR(IF(OR(M55=\"\",'Lives scenario - input'!$F40=\"\"),\"\",M55/'Lives scenario - input'!$F40),\"\")","v":1.0182434714079114},{"$f":"IFERROR(IF(OR(N55=\"\",'Lives scenario - input'!$F40=\"\"),\"\",N55/'Lives scenario - input'!$F40),\"\")","v":1.0683179482260912},{"$f":"IFERROR(IF(OR(O55=\"\",'Lives scenario - input'!$F40=\"\"),\"\",O55/'Lives scenario - input'!$F40),\"\")","v":1.1081836410663162},{"$f":"IFERROR(IF(OR(P55=\"\",'Lives scenario - input'!$F40=\"\"),\"\",P55/'Lives scenario - input'!$F40),\"\")","v":1.1367658212492004},{"$f":"IFERROR(IF(OR(Q55=\"\",'Lives scenario - input'!$F40=\"\"),\"\",Q55/'Lives scenario - input'!$F40),\"\")","v":1.1534451875613321},{"$f":"IFERROR(IF(OR(R55=\"\",'Lives scenario - input'!$F40=\"\"),\"\",R55/'Lives scenario - input'!$F40),\"\")","v":1.1581127437079826},{"$f":"IFERROR(IF(OR(S55=\"\",'Lives scenario - input'!$F40=\"\"),\"\",S55/'Lives scenario - input'!$F40),\"\")","v":1.1511928401485674},{"$f":"IFERROR(IF(OR(T55=\"\",'Lives scenario - input'!$F40=\"\"),\"\",T55/'Lives scenario - input'!$F40),\"\")","v":1.1336303410893265},{"$f":"IFERROR(IF(OR(U55=\"\",'Lives scenario - input'!$F40=\"\"),\"\",U55/'Lives scenario - input'!$F40),\"\")","v":1.1068407692038558},{"$f":"IFERROR(IF(OR(V55=\"\",'Lives scenario - input'!$F40=\"\"),\"\",V55/'Lives scenario - input'!$F40),\"\")","v":1.0726255377976412},{"$f":"IFERROR(IF(OR(W55=\"\",'Lives scenario - input'!$F40=\"\"),\"\",W55/'Lives scenario - input'!$F40),\"\")","v":1.0330576837553196}]
[{"$f":"IFERROR('Lives scenario - input'!A41,\"\")","v":""},{"$f":"IFERROR('Lives scenario - input'!B41,\"\")","v":""},{"$f":"IFERROR('Lives scenario - input'!C41,\"\")","v":""},{"$f":"IFERROR(repcalc('Lives scenario - input'!$CX41:$GJ41,'Lives scenario - input'!$I41,'Lives scenario - input'!$G41,'Lives scenario - input'!$H41,20,TRUE,TRUE),\"\")","v":""},"","","","","","","","","","","","","","","","","","","",{"$f":"IFERROR(IF(OR(D56=\"\",'Lives scenario - input'!$F41=\"\"),\"\",D56/'Lives scenario - input'!$F41),\"\")","v":""},{"$f":"IFERROR(IF(OR(E56=\"\",'Lives scenario - input'!$F41=\"\"),\"\",E56/'Lives scenario - input'!$F41),\"\")","v":""},{"$f":"IFERROR(IF(OR(F56=\"\",'Lives scenario - input'!$F41=\"\"),\"\",F56/'Lives scenario - input'!$F41),\"\")","v":""},{"$f":"IFERROR(IF(OR(G56=\"\",'Lives scenario - input'!$F41=\"\"),\"\",G56/'Lives scenario - input'!$F41),\"\")","v":""},{"$f":"IFERROR(IF(OR(H56=\"\",'Lives scenario - input'!$F41=\"\"),\"\",H56/'Lives scenario - input'!$F41),\"\")","v":""},{"$f":"IFERROR(IF(OR(I56=\"\",'Lives scenario - input'!$F41=\"\"),\"\",I56/'Lives scenario - input'!$F41),\"\")","v":""},{"$f":"IFERROR(IF(OR(J56=\"\",'Lives scenario - input'!$F41=\"\"),\"\",J56/'Lives scenario - input'!$F41),\"\")","v":""},{"$f":"IFERROR(IF(OR(K56=\"\",'Lives scenario - input'!$F41=\"\"),\"\",K56/'Lives scenario - input'!$F41),\"\")","v":""},{"$f":"IFERROR(IF(OR(L56=\"\",'Lives scenario - input'!$F41=\"\"),\"\",L56/'Lives scenario - input'!$F41),\"\")","v":""},{"$f":"IFERROR(IF(OR(M56=\"\",'Lives scenario - input'!$F41=\"\"),\"\",M56/'Lives scenario - input'!$F41),\"\")","v":""},{"$f":"IFERROR(IF(OR(N56=\"\",'Lives scenario - input'!$F41=\"\"),\"\",N56/'Lives scenario - input'!$F41),\"\")","v":""},{"$f":"IFERROR(IF(OR(O56=\"\",'Lives scenario - input'!$F41=\"\"),\"\",O56/'Lives scenario - input'!$F41),\"\")","v":""},{"$f":"IFERROR(IF(OR(P56=\"\",'Lives scenario - input'!$F41=\"\"),\"\",P56/'Lives scenario - input'!$F41),\"\")","v":""},{"$f":"IFERROR(IF(OR(Q56=\"\",'Lives scenario - input'!$F41=\"\"),\"\",Q56/'Lives scenario - input'!$F41),\"\")","v":""},{"$f":"IFERROR(IF(OR(R56=\"\",'Lives scenario - input'!$F41=\"\"),\"\",R56/'Lives scenario - input'!$F41),\"\")","v":""},{"$f":"IFERROR(IF(OR(S56=\"\",'Lives scenario - input'!$F41=\"\"),\"\",S56/'Lives scenario - input'!$F41),\"\")","v":""},{"$f":"IFERROR(IF(OR(T56=\"\",'Lives scenario - input'!$F41=\"\"),\"\",T56/'Lives scenario - input'!$F41),\"\")","v":""},{"$f":"IFERROR(IF(OR(U56=\"\",'Lives scenario - input'!$F41=\"\"),\"\",U56/'Lives scenario - input'!$F41),\"\")","v":""},{"$f":"IFERROR(IF(OR(V56=\"\",'Lives scenario - input'!$F41=\"\"),\"\",V56/'Lives scenario - input'!$F41),\"\")","v":""},{"$f":"IFERROR(IF(OR(W56=\"\",'Lives scenario - input'!$F41=\"\"),\"\",W56/'Lives scenario - input'!$F41),\"\")","v":""}]
[{"$f":"IFERROR('Lives scenario - input'!A42,\"\")","v":""},{"$f":"IFERROR('Lives scenario - input'!B42,\"\")","v":""},{"$f":"IFERROR('Lives scenario - input'!C42,\"\")","v":""},{"$f":"IFERROR(repcalc('Lives scenario - input'!$CX42:$GJ42,'Lives scenario - input'!$I42,'Lives scenario - input'!$G42,'Lives scenario - input'!$H42,20,TRUE,TRUE),\"\")","v":""},"","","","","","","","","","","","","","","","","","","",{"$f":"IFERROR(IF(OR(D57=\"\",'Lives scenario - input'!$F42=\"\"),\"\",D57/'Lives scenario - input'!$F42),\"\")","v":""},{"$f":"IFERROR(IF(OR(E57=\"\",'Lives scenario - input'!$F42=\"\"),\"\",E57/'Lives scenario - input'!$F42),\"\")","v":""},{"$f":"IFERROR(IF(OR(F57=\"\",'Lives scenario - input'!$F42=\"\"),\"\",F57/'Lives scenario - input'!$F42),\"\")","v":""},{"$f":"IFERROR(IF(OR(G57=\"\",'Lives scenario - input'!$F42=\"\"),\"\",G57/'Lives scenario - input'!$F42),\"\")","v":""},{"$f":"IFERROR(IF(OR(H57=\"\",'Lives scenario - input'!$F42=\"\"),\"\",H57/'Lives scenario - input'!$F42),\"\")","v":""},{"$f":"IFERROR(IF(OR(I57=\"\",'Lives scenario - input'!$F42=\"\"),\"\",I57/'Lives scenario - input'!$F42),\"\")","v":""},{"$f":"IFERROR(IF(OR(J57=\"\",'Lives scenario - input'!$F42=\"\"),\"\",J57/'Lives scenario - input'!$F42),\"\")","v":""},{"$f":"IFERROR(IF(OR(K57=\"\",'Lives scenario - input'!$F42=\"\"),\"\",K57/'Lives scenario - input'!$F42),\"\")","v":""},{"$f":"IFERROR(IF(OR(L57=\"\",'Lives scenario - input'!$F42=\"\"),\"\",L57/'Lives scenario - input'!$F42),\"\")","v":""},{"$f":"IFERROR(IF(OR(M57=\"\",'Lives scenario - input'!$F42=\"\"),\"\",M57/'Lives scenario - input'!$F42),\"\")","v":""},{"$f":"IFERROR(IF(OR(N57=\"\",'Lives scenario - input'!$F42=\"\"),\"\",N57/'Lives scenario - input'!$F42),\"\")","v":""},{"$f":"IFERROR(IF(OR(O57=\"\",'Lives scenario - input'!$F42=\"\"),\"\",O57/'Lives scenario - input'!$F42),\"\")","v":""},{"$f":"IFERROR(IF(OR(P57=\"\",'Lives scenario - input'!$F42=\"\"),\"\",P57/'Lives scenario - input'!$F42),\"\")","v":""},{"$f":"IFERROR(IF(OR(Q57=\"\",'Lives scenario - input'!$F42=\"\"),\"\",Q57/'Lives scenario - input'!$F42),\"\")","v":""},{"$f":"IFERROR(IF(OR(R57=\"\",'Lives scenario - input'!$F42=\"\"),\"\",R57/'Lives scenario - input'!$F42),\"\")","v":""},{"$f":"IFERROR(IF(OR(S57=\"\",'Lives scenario - input'!$F42=\"\"),\"\",S57/'Lives scenario - input'!$F42),\"\")","v":""},{"$f":"IFERROR(IF(OR(T57=\"\",'Lives scenario - input'!$F42=\"\"),\"\",T57/'Lives scenario - input'!$F42),\"\")","v":""},{"$f":"IFERROR(IF(OR(U57=\"\",'Lives scenario - input'!$F42=\"\"),\"\",U57/'Lives scenario - input'!$F42),\"\")","v":""},{"$f":"IFERROR(IF(OR(V57=\"\",'Lives scenario - input'!$F42=\"\"),\"\",V57/'Lives scenario - input'!$F42),\"\")","v":""},{"$f":"IFERROR(IF(OR(W57=\"\",'Lives scenario - input'!$F42=\"\"),\"\",W57/'Lives scenario - input'!$F42),\"\")","v":""}]
[{"$f":"IFERROR('Lives scenario - input'!A43,\"\")","v":""},{"$f":"IFERROR('Lives scenario - input'!B43,\"\")","v":""},{"$f":"IFERROR('Lives scenario - input'!C43,\"\")","v":""},{"$f":"IFERROR(repcalc('Lives scenario - input'!$CX43:$GJ43,'Lives scenario - input'!$I43,'Lives scenario - input'!$G43,'Lives scenario - input'!$H43,20,TRUE,TRUE),\"\")","v":""},"","","","","","","","","","","","","","","","","","","",{"$f":"IFERROR(IF(OR(D58=\"\",'Lives scenario - input'!$F43=\"\"),\"\",D58/'Lives scenario - input'!$F43),\"\")","v":""},{"$f":"IFERROR(IF(OR(E58=\"\",'Lives scenario - input'!$F43=\"\"),\"\",E58/'Lives scenario - input'!$F43),\"\")","v":""},{"$f":"IFERROR(IF(OR(F58=\"\",'Lives scenario - input'!$F43=\"\"),\"\",F58/'Lives scenario - input'!$F43),\"\")","v":""},{"$f":"IFERROR(IF(OR(G58=\"\",'Lives scenario - input'!$F43=\"\"),\"\",G58/'Lives scenario - input'!$F43),\"\")","v":""},{"$f":"IFERROR(IF(OR(H58=\"\",'Lives scenario - input'!$F43=\"\"),\"\",H58/'Lives scenario - input'!$F43),\"\")","v":""},{"$f":"IFERROR(IF(OR(I58=\"\",'Lives scenario - input'!$F43=\"\"),\"\",I58/'Lives scenario - input'!$F43),\"\")","v":""},{"$f":"IFERROR(IF(OR(J58=\"\",'Lives scenario - input'!$F43=\"\"),\"\",J58/'Lives scenario - input'!$F43),\"\")","v":""},{"$f":"IFERROR(IF(OR(K58=\"\",'Lives scenario - input'!$F43=\"\"),\"\",K58/'Lives scenario - input'!$F43),\"\")","v":""},{"$f":"IFERROR(IF(OR(L58=\"\",'Lives scenario - input'!$F43=\"\"),\"\",L58/'Lives scenario - input'!$F43),\"\")","v":""},{"$f":"IFERROR(IF(OR(M58=\"\",'Lives scenario - input'!$F43=\"\"),\"\",M58/'Lives scenario - input'!$F43),\"\")","v":""},{"$f":"IFERROR(IF(OR(N58=\"\",'Lives scenario - input'!$F43=\"\"),\"\",N58/'Lives scenario - input'!$F43),\"\")","v":""},{"$f":"IFERROR(IF(OR(O58=\"\",'Lives scenario - input'!$F43=\"\"),\"\",O58/'Lives scenario - input'!$F43),\"\")","v":""},{"$f":"IFERROR(IF(OR(P58=\"\",'Lives scenario - input'!$F43=\"\"),\"\",P58/'Lives scenario - input'!$F43),\"\")","v":""},{"$f":"IFERROR(IF(OR(Q58=\"\",'Lives scenario - input'!$F43=\"\"),\"\",Q58/'Lives scenario - input'!$F43),\"\")","v":""},{"$f":"IFERROR(IF(OR(R58=\"\",'Lives scenario - input'!$F43=\"\"),\"\",R58/'Lives scenario - input'!$F43),\"\")","v":""},{"$f":"IFERROR(IF(OR(S58=\"\",'Lives scenario - input'!$F43=\"\"),\"\",S58/'Lives scenario - input'!$F43),\"\")","v":""},{"$f":"IFERROR(IF(OR(T58=\"\",'Lives scenario - input'!$F43=\"\"),\"\",T58/'Lives scenario - input'!$F43),\"\")","v":""},{"$f":"IFERROR(IF(OR(U58=\"\",'Lives scenario - input'!$F43=\"\"),\"\",U58/'Lives scenario - input'!$F43),\"\")","v":""},{"$f":"IFERROR(IF(OR(V58=\"\",'Lives scenario - input'!$F43=\"\"),\"\",V58/'Lives scenario - input'!$F43),\"\")","v":""},{"$f":"IFERROR(IF(OR(W58=\"\",'Lives scenario - input'!$F43=\"\"),\"\",W58/'Lives scenario - input'!$F43),\"\")","v":""}]
[{"$f":"IFERROR('Lives scenario - input'!A44,\"\")","v":""},{"$f":"IFERROR('Lives scenario - input'!B44,\"\")","v":""},{"$f":"IFERROR('Lives scenario - input'!C44,\"\")","v":""},{"$f":"IFERROR(repcalc('Lives scenario - input'!$CX44:$GJ44,'Lives scenario - input'!$I44,'Lives scenario - input'!$G44,'Lives scenario - input'!$H44,20,TRUE,TRUE),\"\")","v":""},"","","","","","","","","","","","","","","","","","","",{"$f":"IFERROR(IF(OR(D59=\"\",'Lives scenario - input'!$F44=\"\"),\"\",D59/'Lives scenario - input'!$F44),\"\")","v":""},{"$f":"IFERROR(IF(OR(E59=\"\",'Lives scenario - input'!$F44=\"\"),\"\",E59/'Lives scenario - input'!$F44),\"\")","v":""},{"$f":"IFERROR(IF(OR(F59=\"\",'Lives scenario - input'!$F44=\"\"),\"\",F59/'Lives scenario - input'!$F44),\"\")","v":""},{"$f":"IFERROR(IF(OR(G59=\"\",'Lives scenario - input'!$F44=\"\"),\"\",G59/'Lives scenario - input'!$F44),\"\")","v":""},{"$f":"IFERROR(IF(OR(H59=\"\",'Lives scenario - input'!$F44=\"\"),\"\",H59/'Lives scenario - input'!$F44),\"\")","v":""},{"$f":"IFERROR(IF(OR(I59=\"\",'Lives scenario - input'!$F44=\"\"),\"\",I59/'Lives scenario - input'!$F44),\"\")","v":""},{"$f":"IFERROR(IF(OR(J59=\"\",'Lives scenario - input'!$F44=\"\"),\"\",J59/'Lives scenario - input'!$F44),\"\")","v":""},{"$f":"IFERROR(IF(OR(K59=\"\",'Lives scenario - input'!$F44=\"\"),\"\",K59/'Lives scenario - input'!$F44),\"\")","v":""},{"$f":"IFERROR(IF(OR(L59=\"\",'Lives scenario - input'!$F44=\"\"),\"\",L59/'Lives scenario - input'!$F44),\"\")","v":""},{"$f":"IFERROR(IF(OR(M59=\"\",'Lives scenario - input'!$F44=\"\"),\"\",M59/'Lives scenario - input'!$F44),\"\")","v":""},{"$f":"IFERROR(IF(OR(N59=\"\",'Lives scenario - input'!$F44=\"\"),\"\",N59/'Lives scenario - input'!$F44),\"\")","v":""},{"$f":"IFERROR(IF(OR(O59=\"\",'Lives scenario - input'!$F44=\"\"),\"\",O59/'Lives scenario - input'!$F44),\"\")","v":""},{"$f":"IFERROR(IF(OR(P59=\"\",'Lives scenario - input'!$F44=\"\"),\"\",P59/'Lives scenario - input'!$F44),\"\")","v":""},{"$f":"IFERROR(IF(OR(Q59=\"\",'Lives scenario - input'!$F44=\"\"),\"\",Q59/'Lives scenario - input'!$F44),\"\")","v":""},{"$f":"IFERROR(IF(OR(R59=\"\",'Lives scenario - input'!$F44=\"\"),\"\",R59/'Lives scenario - input'!$F44),\"\")","v":""},{"$f":"IFERROR(IF(OR(S59=\"\",'Lives scenario - input'!$F44=\"\"),\"\",S59/'Lives scenario - input'!$F44),\"\")","v":""},{"$f":"IFERROR(IF(OR(T59=\"\",'Lives scenario - input'!$F44=\"\"),\"\",T59/'Lives scenario - input'!$F44),\"\")","v":""},{"$f":"IFERROR(IF(OR(U59=\"\",'Lives scenario - input'!$F44=\"\"),\"\",U59/'Lives scenario - input'!$F44),\"\")","v":""},{"$f":"IFERROR(IF(OR(V59=\"\",'Lives scenario - input'!$F44=\"\"),\"\",V59/'Lives scenario - input'!$F44),\"\")","v":""},{"$f":"IFERROR(IF(OR(W59=\"\",'Lives scenario - input'!$F44=\"\"),\"\",W59/'Lives scenario - input'!$F44),\"\")","v":""}]
[{"$f":"IFERROR('Lives scenario - input'!A45,\"\")","v":""},{"$f":"IFERROR('Lives scenario - input'!B45,\"\")","v":""},{"$f":"IFERROR('Lives scenario - input'!C45,\"\")","v":""},{"$f":"IFERROR(repcalc('Lives scenario - input'!$CX45:$GJ45,'Lives scenario - input'!$I45,'Lives scenario - input'!$G45,'Lives scenario - input'!$H45,20,TRUE,TRUE),\"\")","v":""},"","","","","","","","","","","","","","","","","","","",{"$f":"IFERROR(IF(OR(D60=\"\",'Lives scenario - input'!$F45=\"\"),\"\",D60/'Lives scenario - input'!$F45),\"\")","v":""},{"$f":"IFERROR(IF(OR(E60=\"\",'Lives scenario - input'!$F45=\"\"),\"\",E60/'Lives scenario - input'!$F45),\"\")","v":""},{"$f":"IFERROR(IF(OR(F60=\"\",'Lives scenario - input'!$F45=\"\"),\"\",F60/'Lives scenario - input'!$F45),\"\")","v":""},{"$f":"IFERROR(IF(OR(G60=\"\",'Lives scenario - input'!$F45=\"\"),\"\",G60/'Lives scenario - input'!$F45),\"\")","v":""},{"$f":"IFERROR(IF(OR(H60=\"\",'Lives scenario - input'!$F45=\"\"),\"\",H60/'Lives scenario - input'!$F45),\"\")","v":""},{"$f":"IFERROR(IF(OR(I60=\"\",'Lives scenario - input'!$F45=\"\"),\"\",I60/'Lives scenario - input'!$F45),\"\")","v":""},{"$f":"IFERROR(IF(OR(J60=\"\",'Lives scenario - input'!$F45=\"\"),\"\",J60/'Lives scenario - input'!$F45),\"\")","v":""},{"$f":"IFERROR(IF(OR(K60=\"\",'Lives scenario - input'!$F45=\"\"),\"\",K60/'Lives scenario - input'!$F45),\"\")","v":""},{"$f":"IFERROR(IF(OR(L60=\"\",'Lives scenario - input'!$F45=\"\"),\"\",L60/'Lives scenario - input'!$F45),\"\")","v":""},{"$f":"IFERROR(IF(OR(M60=\"\",'Lives scenario - input'!$F45=\"\"),\"\",M60/'Lives scenario - input'!$F45),\"\")","v":""},{"$f":"IFERROR(IF(OR(N60=\"\",'Lives scenario - input'!$F45=\"\"),\"\",N60/'Lives scenario - input'!$F45),\"\")","v":""},{"$f":"IFERROR(IF(OR(O60=\"\",'Lives scenario - input'!$F45=\"\"),\"\",O60/'Lives scenario - input'!$F45),\"\")","v":""},{"$f":"IFERROR(IF(OR(P60=\"\",'Lives scenario - input'!$F45=\"\"),\"\",P60/'Lives scenario - input'!$F45),\"\")","v":""},{"$f":"IFERROR(IF(OR(Q60=\"\",'Lives scenario - input'!$F45=\"\"),\"\",Q60/'Lives scenario - input'!$F45),\"\")","v":""},{"$f":"IFERROR(IF(OR(R60=\"\",'Lives scenario - input'!$F45=\"\"),\"\",R60/'Lives scenario - input'!$F45),\"\")","v":""},{"$f":"IFERROR(IF(OR(S60=\"\",'Lives scenario - input'!$F45=\"\"),\"\",S60/'Lives scenario - input'!$F45),\"\")","v":""},{"$f":"IFERROR(IF(OR(T60=\"\",'Lives scenario - input'!$F45=\"\"),\"\",T60/'Lives scenario - input'!$F45),\"\")","v":""},{"$f":"IFERROR(IF(OR(U60=\"\",'Lives scenario - input'!$F45=\"\"),\"\",U60/'Lives scenario - input'!$F45),\"\")","v":""},{"$f":"IFERROR(IF(OR(V60=\"\",'Lives scenario - input'!$F45=\"\"),\"\",V60/'Lives scenario - input'!$F45),\"\")","v":""},{"$f":"IFERROR(IF(OR(W60=\"\",'Lives scenario - input'!$F45=\"\"),\"\",W60/'Lives scenario - input'!$F45),\"\")","v":""}]
[{"$f":"IFERROR('Lives scenario - input'!A46,\"\")","v":""},{"$f":"IFERROR('Lives scenario - input'!B46,\"\")","v":""},{"$f":"IFERROR('Lives scenario - input'!C46,\"\")","v":""},{"$f":"IFERROR(repcalc('Lives scenario - input'!$CX46:$GJ46,'Lives scenario - input'!$I46,'Lives scenario - input'!$G46,'Lives scenario - input'!$H46,20,TRUE,TRUE),\"\")","v":""},"","","","","","","","","","","","","","","","","","","",{"$f":"IFERROR(IF(OR(D61=\"\",'Lives scenario - input'!$F46=\"\"),\"\",D61/'Lives scenario - input'!$F46),\"\")","v":""},{"$f":"IFERROR(IF(OR(E61=\"\",'Lives scenario - input'!$F46=\"\"),\"\",E61/'Lives scenario - input'!$F46),\"\")","v":""},{"$f":"IFERROR(IF(OR(F61=\"\",'Lives scenario - input'!$F46=\"\"),\"\",F61/'Lives scenario - input'!$F46),\"\")","v":""},{"$f":"IFERROR(IF(OR(G61=\"\",'Lives scenario - input'!$F46=\"\"),\"\",G61/'Lives scenario - input'!$F46),\"\")","v":""},{"$f":"IFERROR(IF(OR(H61=\"\",'Lives scenario - input'!$F46=\"\"),\"\",H61/'Lives scenario - input'!$F46),\"\")","v":""},{"$f":"IFERROR(IF(OR(I61=\"\",'Lives scenario - input'!$F46=\"\"),\"\",I61/'Lives scenario - input'!$F46),\"\")","v":""},{"$f":"IFERROR(IF(OR(J61=\"\",'Lives scenario - input'!$F46=\"\"),\"\",J61/'Lives scenario - input'!$F46),\"\")","v":""},{"$f":"IFERROR(IF(OR(K61=\"\",'Lives scenario - input'!$F46=\"\"),\"\",K61/'Lives scenario - input'!$F46),\"\")","v":""},{"$f":"IFERROR(IF(OR(L61=\"\",'Lives scenario - input'!$F46=\"\"),\"\",L61/'Lives scenario - input'!$F46),\"\")","v":""},{"$f":"IFERROR(IF(OR(M61=\"\",'Lives scenario - input'!$F46=\"\"),\"\",M61/'Lives scenario - input'!$F46),\"\")","v":""},{"$f":"IFERROR(IF(OR(N61=\"\",'Lives scenario - input'!$F46=\"\"),\"\",N61/'Lives scenario - input'!$F46),\"\")","v":""},{"$f":"IFERROR(IF(OR(O61=\"\",'Lives scenario - input'!$F46=\"\"),\"\",O61/'Lives scenario - input'!$F46),\"\")","v":""},{"$f":"IFERROR(IF(OR(P61=\"\",'Lives scenario - input'!$F46=\"\"),\"\",P61/'Lives scenario - input'!$F46),\"\")","v":""},{"$f":"IFERROR(IF(OR(Q61=\"\",'Lives scenario - input'!$F46=\"\"),\"\",Q61/'Lives scenario - input'!$F46),\"\")","v":""},{"$f":"IFERROR(IF(OR(R61=\"\",'Lives scenario - input'!$F46=\"\"),\"\",R61/'Lives scenario - input'!$F46),\"\")","v":""},{"$f":"IFERROR(IF(OR(S61=\"\",'Lives scenario - input'!$F46=\"\"),\"\",S61/'Lives scenario - input'!$F46),\"\")","v":""},{"$f":"IFERROR(IF(OR(T61=\"\",'Lives scenario - input'!$F46=\"\"),\"\",T61/'Lives scenario - input'!$F46),\"\")","v":""},{"$f":"IFERROR(IF(OR(U61=\"\",'Lives scenario - input'!$F46=\"\"),\"\",U61/'Lives scenario - input'!$F46),\"\")","v":""},{"$f":"IFERROR(IF(OR(V61=\"\",'Lives scenario - input'!$F46=\"\"),\"\",V61/'Lives scenario - input'!$F46),\"\")","v":""},{"$f":"IFERROR(IF(OR(W61=\"\",'Lives scenario - input'!$F46=\"\"),\"\",W61/'Lives scenario - input'!$F46),\"\")","v":""}]
[{"$f":"IFERROR('Lives scenario - input'!A47,\"\")","v":""},{"$f":"IFERROR('Lives scenario - input'!B47,\"\")","v":""},{"$f":"IFERROR('Lives scenario - input'!C47,\"\")","v":""},{"$f":"IFERROR(repcalc('Lives scenario - input'!$CX47:$GJ47,'Lives scenario - input'!$I47,'Lives scenario - input'!$G47,'Lives scenario - input'!$H47,20,TRUE,TRUE),\"\")","v":""},"","","","","","","","","","","","","","","","","","","",{"$f":"IFERROR(IF(OR(D62=\"\",'Lives scenario - input'!$F47=\"\"),\"\",D62/'Lives scenario - input'!$F47),\"\")","v":""},{"$f":"IFERROR(IF(OR(E62=\"\",'Lives scenario - input'!$F47=\"\"),\"\",E62/'Lives scenario - input'!$F47),\"\")","v":""},{"$f":"IFERROR(IF(OR(F62=\"\",'Lives scenario - input'!$F47=\"\"),\"\",F62/'Lives scenario - input'!$F47),\"\")","v":""},{"$f":"IFERROR(IF(OR(G62=\"\",'Lives scenario - input'!$F47=\"\"),\"\",G62/'Lives scenario - input'!$F47),\"\")","v":""},{"$f":"IFERROR(IF(OR(H62=\"\",'Lives scenario - input'!$F47=\"\"),\"\",H62/'Lives scenario - input'!$F47),\"\")","v":""},{"$f":"IFERROR(IF(OR(I62=\"\",'Lives scenario - input'!$F47=\"\"),\"\",I62/'Lives scenario - input'!$F47),\"\")","v":""},{"$f":"IFERROR(IF(OR(J62=\"\",'Lives scenario - input'!$F47=\"\"),\"\",J62/'Lives scenario - input'!$F47),\"\")","v":""},{"$f":"IFERROR(IF(OR(K62=\"\",'Lives scenario - input'!$F47=\"\"),\"\",K62/'Lives scenario - input'!$F47),\"\")","v":""},{"$f":"IFERROR(IF(OR(L62=\"\",'Lives scenario - input'!$F47=\"\"),\"\",L62/'Lives scenario - input'!$F47),\"\")","v":""},{"$f":"IFERROR(IF(OR(M62=\"\",'Lives scenario - input'!$F47=\"\"),\"\",M62/'Lives scenario - input'!$F47),\"\")","v":""},{"$f":"IFERROR(IF(OR(N62=\"\",'Lives scenario - input'!$F47=\"\"),\"\",N62/'Lives scenario - input'!$F47),\"\")","v":""},{"$f":"IFERROR(IF(OR(O62=\"\",'Lives scenario - input'!$F47=\"\"),\"\",O62/'Lives scenario - input'!$F47),\"\")","v":""},{"$f":"IFERROR(IF(OR(P62=\"\",'Lives scenario - input'!$F47=\"\"),\"\",P62/'Lives scenario - input'!$F47),\"\")","v":""},{"$f":"IFERROR(IF(OR(Q62=\"\",'Lives scenario - input'!$F47=\"\"),\"\",Q62/'Lives scenario - input'!$F47),\"\")","v":""},{"$f":"IFERROR(IF(OR(R62=\"\",'Lives scenario - input'!$F47=\"\"),\"\",R62/'Lives scenario - input'!$F47),\"\")","v":""},{"$f":"IFERROR(IF(OR(S62=\"\",'Lives scenario - input'!$F47=\"\"),\"\",S62/'Lives scenario - input'!$F47),\"\")","v":""},{"$f":"IFERROR(IF(OR(T62=\"\",'Lives scenario - input'!$F47=\"\"),\"\",T62/'Lives scenario - input'!$F47),\"\")","v":""},{"$f":"IFERROR(IF(OR(U62=\"\",'Lives scenario - input'!$F47=\"\"),\"\",U62/'Lives scenario - input'!$F47),\"\")","v":""},{"$f":"IFERROR(IF(OR(V62=\"\",'Lives scenario - input'!$F47=\"\"),\"\",V62/'Lives scenario - input'!$F47),\"\")","v":""},{"$f":"IFERROR(IF(OR(W62=\"\",'Lives scenario - input'!$F47=\"\"),\"\",W62/'Lives scenario - input'!$F47),\"\")","v":""}]
[{"$f":"IFERROR('Lives scenario - input'!A48,\"\")","v":""},{"$f":"IFERROR('Lives scenario - input'!B48,\"\")","v":""},{"$f":"IFERROR('Lives scenario - input'!C48,\"\")","v":""},{"$f":"IFERROR(repcalc('Lives scenario - input'!$CX48:$GJ48,'Lives scenario - input'!$I48,'Lives scenario - input'!$G48,'Lives scenario - input'!$H48,20,TRUE,TRUE),\"\")","v":""},"","","","","","","","","","","","","","","","","","","",{"$f":"IFERROR(IF(OR(D63=\"\",'Lives scenario - input'!$F48=\"\"),\"\",D63/'Lives scenario - input'!$F48),\"\")","v":""},{"$f":"IFERROR(IF(OR(E63=\"\",'Lives scenario - input'!$F48=\"\"),\"\",E63/'Lives scenario - input'!$F48),\"\")","v":""},{"$f":"IFERROR(IF(OR(F63=\"\",'Lives scenario - input'!$F48=\"\"),\"\",F63/'Lives scenario - input'!$F48),\"\")","v":""},{"$f":"IFERROR(IF(OR(G63=\"\",'Lives scenario - input'!$F48=\"\"),\"\",G63/'Lives scenario - input'!$F48),\"\")","v":""},{"$f":"IFERROR(IF(OR(H63=\"\",'Lives scenario - input'!$F48=\"\"),\"\",H63/'Lives scenario - input'!$F48),\"\")","v":""},{"$f":"IFERROR(IF(OR(I63=\"\",'Lives scenario - input'!$F48=\"\"),\"\",I63/'Lives scenario - input'!$F48),\"\")","v":""},{"$f":"IFERROR(IF(OR(J63=\"\",'Lives scenario - input'!$F48=\"\"),\"\",J63/'Lives scenario - input'!$F48),\"\")","v":""},{"$f":"IFERROR(IF(OR(K63=\"\",'Lives scenario - input'!$F48=\"\"),\"\",K63/'Lives scenario - input'!$F48),\"\")","v":""},{"$f":"IFERROR(IF(OR(L63=\"\",'Lives scenario - input'!$F48=\"\"),\"\",L63/'Lives scenario - input'!$F48),\"\")","v":""},{"$f":"IFERROR(IF(OR(M63=\"\",'Lives scenario - input'!$F48=\"\"),\"\",M63/'Lives scenario - input'!$F48),\"\")","v":""},{"$f":"IFERROR(IF(OR(N63=\"\",'Lives scenario - input'!$F48=\"\"),\"\",N63/'Lives scenario - input'!$F48),\"\")","v":""},{"$f":"IFERROR(IF(OR(O63=\"\",'Lives scenario - input'!$F48=\"\"),\"\",O63/'Lives scenario - input'!$F48),\"\")","v":""},{"$f":"IFERROR(IF(OR(P63=\"\",'Lives scenario - input'!$F48=\"\"),\"\",P63/'Lives scenario - input'!$F48),\"\")","v":""},{"$f":"IFERROR(IF(OR(Q63=\"\",'Lives scenario - input'!$F48=\"\"),\"\",Q63/'Lives scenario - input'!$F48),\"\")","v":""},{"$f":"IFERROR(IF(OR(R63=\"\",'Lives scenario - input'!$F48=\"\"),\"\",R63/'Lives scenario - input'!$F48),\"\")","v":""},{"$f":"IFERROR(IF(OR(S63=\"\",'Lives scenario - input'!$F48=\"\"),\"\",S63/'Lives scenario - input'!$F48),\"\")","v":""},{"$f":"IFERROR(IF(OR(T63=\"\",'Lives scenario - input'!$F48=\"\"),\"\",T63/'Lives scenario - input'!$F48),\"\")","v":""},{"$f":"IFERROR(IF(OR(U63=\"\",'Lives scenario - input'!$F48=\"\"),\"\",U63/'Lives scenario - input'!$F48),\"\")","v":""},{"$f":"IFERROR(IF(OR(V63=\"\",'Lives scenario - input'!$F48=\"\"),\"\",V63/'Lives scenario - input'!$F48),\"\")","v":""},{"$f":"IFERROR(IF(OR(W63=\"\",'Lives scenario - input'!$F48=\"\"),\"\",W63/'Lives scenario - input'!$F48),\"\")","v":""}]
[{"$f":"IFERROR('Lives scenario - input'!A49,\"\")","v":""},{"$f":"IFERROR('Lives scenario - input'!B49,\"\")","v":""},{"$f":"IFERROR('Lives scenario - input'!C49,\"\")","v":""},{"$f":"IFERROR(repcalc('Lives scenario - input'!$CX49:$GJ49,'Lives scenario - input'!$I49,'Lives scenario - input'!$G49,'Lives scenario - input'!$H49,20,TRUE,TRUE),\"\")","v":""},"","","","","","","","","","","","","","","","","","","",{"$f":"IFERROR(IF(OR(D64=\"\",'Lives scenario - input'!$F49=\"\"),\"\",D64/'Lives scenario - input'!$F49),\"\")","v":""},{"$f":"IFERROR(IF(OR(E64=\"\",'Lives scenario - input'!$F49=\"\"),\"\",E64/'Lives scenario - input'!$F49),\"\")","v":""},{"$f":"IFERROR(IF(OR(F64=\"\",'Lives scenario - input'!$F49=\"\"),\"\",F64/'Lives scenario - input'!$F49),\"\")","v":""},{"$f":"IFERROR(IF(OR(G64=\"\",'Lives scenario - input'!$F49=\"\"),\"\",G64/'Lives scenario - input'!$F49),\"\")","v":""},{"$f":"IFERROR(IF(OR(H64=\"\",'Lives scenario - input'!$F49=\"\"),\"\",H64/'Lives scenario - input'!$F49),\"\")","v":""},{"$f":"IFERROR(IF(OR(I64=\"\",'Lives scenario - input'!$F49=\"\"),\"\",I64/'Lives scenario - input'!$F49),\"\")","v":""},{"$f":"IFERROR(IF(OR(J64=\"\",'Lives scenario - input'!$F49=\"\"),\"\",J64/'Lives scenario - input'!$F49),\"\")","v":""},{"$f":"IFERROR(IF(OR(K64=\"\",'Lives scenario - input'!$F49=\"\"),\"\",K64/'Lives scenario - input'!$F49),\"\")","v":""},{"$f":"IFERROR(IF(OR(L64=\"\",'Lives scenario - input'!$F49=\"\"),\"\",L64/'Lives scenario - input'!$F49),\"\")","v":""},{"$f":"IFERROR(IF(OR(M64=\"\",'Lives scenario - input'!$F49=\"\"),\"\",M64/'Lives scenario - input'!$F49),\"\")","v":""},{"$f":"IFERROR(IF(OR(N64=\"\",'Lives scenario - input'!$F49=\"\"),\"\",N64/'Lives scenario - input'!$F49),\"\")","v":""},{"$f":"IFERROR(IF(OR(O64=\"\",'Lives scenario - input'!$F49=\"\"),\"\",O64/'Lives scenario - input'!$F49),\"\")","v":""},{"$f":"IFERROR(IF(OR(P64=\"\",'Lives scenario - input'!$F49=\"\"),\"\",P64/'Lives scenario - input'!$F49),\"\")","v":""},{"$f":"IFERROR(IF(OR(Q64=\"\",'Lives scenario - input'!$F49=\"\"),\"\",Q64/'Lives scenario - input'!$F49),\"\")","v":""},{"$f":"IFERROR(IF(OR(R64=\"\",'Lives scenario - input'!$F49=\"\"),\"\",R64/'Lives scenario - input'!$F49),\"\")","v":""},{"$f":"IFERROR(IF(OR(S64=\"\",'Lives scenario - input'!$F49=\"\"),\"\",S64/'Lives scenario - input'!$F49),\"\")","v":""},{"$f":"IFERROR(IF(OR(T64=\"\",'Lives scenario - input'!$F49=\"\"),\"\",T64/'Lives scenario - input'!$F49),\"\")","v":""},{"$f":"IFERROR(IF(OR(U64=\"\",'Lives scenario - input'!$F49=\"\"),\"\",U64/'Lives scenario - input'!$F49),\"\")","v":""},{"$f":"IFERROR(IF(OR(V64=\"\",'Lives scenario - input'!$F49=\"\"),\"\",V64/'Lives scenario - input'!$F49),\"\")","v":""},{"$f":"IFERROR(IF(OR(W64=\"\",'Lives scenario - input'!$F49=\"\"),\"\",W64/'Lives scenario - input'!$F49),\"\")","v":""}]
[{"$f":"IFERROR('Lives scenario - input'!A50,\"\")","v":""},{"$f":"IFERROR('Lives scenario - input'!B50,\"\")","v":""},{"$f":"IFERROR('Lives scenario - input'!C50,\"\")","v":""},{"$f":"IFERROR(repcalc('Lives scenario - input'!$CX50:$GJ50,'Lives scenario - input'!$I50,'Lives scenario - input'!$G50,'Lives scenario - input'!$H50,20,TRUE,TRUE),\"\")","v":""},"","","","","","","","","","","","","","","","","","","",{"$f":"IFERROR(IF(OR(D65=\"\",'Lives scenario - input'!$F50=\"\"),\"\",D65/'Lives scenario - input'!$F50),\"\")","v":""},{"$f":"IFERROR(IF(OR(E65=\"\",'Lives scenario - input'!$F50=\"\"),\"\",E65/'Lives scenario - input'!$F50),\"\")","v":""},{"$f":"IFERROR(IF(OR(F65=\"\",'Lives scenario - input'!$F50=\"\"),\"\",F65/'Lives scenario - input'!$F50),\"\")","v":""},{"$f":"IFERROR(IF(OR(G65=\"\",'Lives scenario - input'!$F50=\"\"),\"\",G65/'Lives scenario - input'!$F50),\"\")","v":""},{"$f":"IFERROR(IF(OR(H65=\"\",'Lives scenario - input'!$F50=\"\"),\"\",H65/'Lives scenario - input'!$F50),\"\")","v":""},{"$f":"IFERROR(IF(OR(I65=\"\",'Lives scenario - input'!$F50=\"\"),\"\",I65/'Lives scenario - input'!$F50),\"\")","v":""},{"$f":"IFERROR(IF(OR(J65=\"\",'Lives scenario - input'!$F50=\"\"),\"\",J65/'Lives scenario - input'!$F50),\"\")","v":""},{"$f":"IFERROR(IF(OR(K65=\"\",'Lives scenario - input'!$F50=\"\"),\"\",K65/'Lives scenario - input'!$F50),\"\")","v":""},{"$f":"IFERROR(IF(OR(L65=\"\",'Lives scenario - input'!$F50=\"\"),\"\",L65/'Lives scenario - input'!$F50),\"\")","v":""},{"$f":"IFERROR(IF(OR(M65=\"\",'Lives scenario - input'!$F50=\"\"),\"\",M65/'Lives scenario - input'!$F50),\"\")","v":""},{"$f":"IFERROR(IF(OR(N65=\"\",'Lives scenario - input'!$F50=\"\"),\"\",N65/'Lives scenario - input'!$F50),\"\")","v":""},{"$f":"IFERROR(IF(OR(O65=\"\",'Lives scenario - input'!$F50=\"\"),\"\",O65/'Lives scenario - input'!$F50),\"\")","v":""},{"$f":"IFERROR(IF(OR(P65=\"\",'Lives scenario - input'!$F50=\"\"),\"\",P65/'Lives scenario - input'!$F50),\"\")","v":""},{"$f":"IFERROR(IF(OR(Q65=\"\",'Lives scenario - input'!$F50=\"\"),\"\",Q65/'Lives scenario - input'!$F50),\"\")","v":""},{"$f":"IFERROR(IF(OR(R65=\"\",'Lives scenario - input'!$F50=\"\"),\"\",R65/'Lives scenario - input'!$F50),\"\")","v":""},{"$f":"IFERROR(IF(OR(S65=\"\",'Lives scenario - input'!$F50=\"\"),\"\",S65/'Lives scenario - input'!$F50),\"\")","v":""},{"$f":"IFERROR(IF(OR(T65=\"\",'Lives scenario - input'!$F50=\"\"),\"\",T65/'Lives scenario - input'!$F50),\"\")","v":""},{"$f":"IFERROR(IF(OR(U65=\"\",'Lives scenario - input'!$F50=\"\"),\"\",U65/'Lives scenario - input'!$F50),\"\")","v":""},{"$f":"IFERROR(IF(OR(V65=\"\",'Lives scenario - input'!$F50=\"\"),\"\",V65/'Lives scenario - input'!$F50),\"\")","v":""},{"$f":"IFERROR(IF(OR(W65=\"\",'Lives scenario - input'!$F50=\"\"),\"\",W65/'Lives scenario - input'!$F50),\"\")","v":""}]
[{"$f":"IFERROR('Lives scenario - input'!A51,\"\")","v":""},{"$f":"IFERROR('Lives scenario - input'!B51,\"\")","v":""},{"$f":"IFERROR('Lives scenario - input'!C51,\"\")","v":""},{"$f":"IFERROR(repcalc('Lives scenario - input'!$CX51:$GJ51,'Lives scenario - input'!$I51,'Lives scenario - input'!$G51,'Lives scenario - input'!$H51,20,TRUE,TRUE),\"\")","v":""},"","","","","","","","","","","","","","","","","","","",{"$f":"IFERROR(IF(OR(D66=\"\",'Lives scenario - input'!$F51=\"\"),\"\",D66/'Lives scenario - input'!$F51),\"\")","v":""},{"$f":"IFERROR(IF(OR(E66=\"\",'Lives scenario - input'!$F51=\"\"),\"\",E66/'Lives scenario - input'!$F51),\"\")","v":""},{"$f":"IFERROR(IF(OR(F66=\"\",'Lives scenario - input'!$F51=\"\"),\"\",F66/'Lives scenario - input'!$F51),\"\")","v":""},{"$f":"IFERROR(IF(OR(G66=\"\",'Lives scenario - input'!$F51=\"\"),\"\",G66/'Lives scenario - input'!$F51),\"\")","v":""},{"$f":"IFERROR(IF(OR(H66=\"\",'Lives scenario - input'!$F51=\"\"),\"\",H66/'Lives scenario - input'!$F51),\"\")","v":""},{"$f":"IFERROR(IF(OR(I66=\"\",'Lives scenario - input'!$F51=\"\"),\"\",I66/'Lives scenario - input'!$F51),\"\")","v":""},{"$f":"IFERROR(IF(OR(J66=\"\",'Lives scenario - input'!$F51=\"\"),\"\",J66/'Lives scenario - input'!$F51),\"\")","v":""},{"$f":"IFERROR(IF(OR(K66=\"\",'Lives scenario - input'!$F51=\"\"),\"\",K66/'Lives scenario - input'!$F51),\"\")","v":""},{"$f":"IFERROR(IF(OR(L66=\"\",'Lives scenario - input'!$F51=\"\"),\"\",L66/'Lives scenario - input'!$F51),\"\")","v":""},{"$f":"IFERROR(IF(OR(M66=\"\",'Lives scenario - input'!$F51=\"\"),\"\",M66/'Lives scenario - input'!$F51),\"\")","v":""},{"$f":"IFERROR(IF(OR(N66=\"\",'Lives scenario - input'!$F51=\"\"),\"\",N66/'Lives scenario - input'!$F51),\"\")","v":""},{"$f":"IFERROR(IF(OR(O66=\"\",'Lives scenario - input'!$F51=\"\"),\"\",O66/'Lives scenario - input'!$F51),\"\")","v":""},{"$f":"IFERROR(IF(OR(P66=\"\",'Lives scenario - input'!$F51=\"\"),\"\",P66/'Lives scenario - input'!$F51),\"\")","v":""},{"$f":"IFERROR(IF(OR(Q66=\"\",'Lives scenario - input'!$F51=\"\"),\"\",Q66/'Lives scenario - input'!$F51),\"\")","v":""},{"$f":"IFERROR(IF(OR(R66=\"\",'Lives scenario - input'!$F51=\"\"),\"\",R66/'Lives scenario - input'!$F51),\"\")","v":""},{"$f":"IFERROR(IF(OR(S66=\"\",'Lives scenario - input'!$F51=\"\"),\"\",S66/'Lives scenario - input'!$F51),\"\")","v":""},{"$f":"IFERROR(IF(OR(T66=\"\",'Lives scenario - input'!$F51=\"\"),\"\",T66/'Lives scenario - input'!$F51),\"\")","v":""},{"$f":"IFERROR(IF(OR(U66=\"\",'Lives scenario - input'!$F51=\"\"),\"\",U66/'Lives scenario - input'!$F51),\"\")","v":""},{"$f":"IFERROR(IF(OR(V66=\"\",'Lives scenario - input'!$F51=\"\"),\"\",V66/'Lives scenario - input'!$F51),\"\")","v":""},{"$f":"IFERROR(IF(OR(W66=\"\",'Lives scenario - input'!$F51=\"\"),\"\",W66/'Lives scenario - input'!$F51),\"\")","v":""}]
[{"$f":"IFERROR('Lives scenario - input'!A52,\"\")","v":""},{"$f":"IFERROR('Lives scenario - input'!B52,\"\")","v":""},{"$f":"IFERROR('Lives scenario - input'!C52,\"\")","v":""},{"$f":"IFERROR(repcalc('Lives scenario - input'!$CX52:$GJ52,'Lives scenario - input'!$I52,'Lives scenario - input'!$G52,'Lives scenario - input'!$H52,20,TRUE,TRUE),\"\")","v":""},"","","","","","","","","","","","","","","","","","","",{"$f":"IFERROR(IF(OR(D67=\"\",'Lives scenario - input'!$F52=\"\"),\"\",D67/'Lives scenario - input'!$F52),\"\")","v":""},{"$f":"IFERROR(IF(OR(E67=\"\",'Lives scenario - input'!$F52=\"\"),\"\",E67/'Lives scenario - input'!$F52),\"\")","v":""},{"$f":"IFERROR(IF(OR(F67=\"\",'Lives scenario - input'!$F52=\"\"),\"\",F67/'Lives scenario - input'!$F52),\"\")","v":""},{"$f":"IFERROR(IF(OR(G67=\"\",'Lives scenario - input'!$F52=\"\"),\"\",G67/'Lives scenario - input'!$F52),\"\")","v":""},{"$f":"IFERROR(IF(OR(H67=\"\",'Lives scenario - input'!$F52=\"\"),\"\",H67/'Lives scenario - input'!$F52),\"\")","v":""},{"$f":"IFERROR(IF(OR(I67=\"\",'Lives scenario - input'!$F52=\"\"),\"\",I67/'Lives scenario - input'!$F52),\"\")","v":""},{"$f":"IFERROR(IF(OR(J67=\"\",'Lives scenario - input'!$F52=\"\"),\"\",J67/'Lives scenario - input'!$F52),\"\")","v":""},{"$f":"IFERROR(IF(OR(K67=\"\",'Lives scenario - input'!$F52=\"\"),\"\",K67/'Lives scenario - input'!$F52),\"\")","v":""},{"$f":"IFERROR(IF(OR(L67=\"\",'Lives scenario - input'!$F52=\"\"),\"\",L67/'Lives scenario - input'!$F52),\"\")","v":""},{"$f":"IFERROR(IF(OR(M67=\"\",'Lives scenario - input'!$F52=\"\"),\"\",M67/'Lives scenario - input'!$F52),\"\")","v":""},{"$f":"IFERROR(IF(OR(N67=\"\",'Lives scenario - input'!$F52=\"\"),\"\",N67/'Lives scenario - input'!$F52),\"\")","v":""},{"$f":"IFERROR(IF(OR(O67=\"\",'Lives scenario - input'!$F52=\"\"),\"\",O67/'Lives scenario - input'!$F52),\"\")","v":""},{"$f":"IFERROR(IF(OR(P67=\"\",'Lives scenario - input'!$F52=\"\"),\"\",P67/'Lives scenario - input'!$F52),\"\")","v":""},{"$f":"IFERROR(IF(OR(Q67=\"\",'Lives scenario - input'!$F52=\"\"),\"\",Q67/'Lives scenario - input'!$F52),\"\")","v":""},{"$f":"IFERROR(IF(OR(R67=\"\",'Lives scenario - input'!$F52=\"\"),\"\",R67/'Lives scenario - input'!$F52),\"\")","v":""},{"$f":"IFERROR(IF(OR(S67=\"\",'Lives scenario - input'!$F52=\"\"),\"\",S67/'Lives scenario - input'!$F52),\"\")","v":""},{"$f":"IFERROR(IF(OR(T67=\"\",'Lives scenario - input'!$F52=\"\"),\"\",T67/'Lives scenario - input'!$F52),\"\")","v":""},{"$f":"IFERROR(IF(OR(U67=\"\",'Lives scenario - input'!$F52=\"\"),\"\",U67/'Lives scenario - input'!$F52),\"\")","v":""},{"$f":"IFERROR(IF(OR(V67=\"\",'Lives scenario - input'!$F52=\"\"),\"\",V67/'Lives scenario - input'!$F52),\"\")","v":""},{"$f":"IFERROR(IF(OR(W67=\"\",'Lives scenario - input'!$F52=\"\"),\"\",W67/'Lives scenario - input'!$F52),\"\")","v":""}]
[{"$f":"IFERROR('Lives scenario - input'!A53,\"\")","v":""},{"$f":"IFERROR('Lives scenario - input'!B53,\"\")","v":""},{"$f":"IFERROR('Lives scenario - input'!C53,\"\")","v":""},{"$f":"IFERROR(repcalc('Lives scenario - input'!$CX53:$GJ53,'Lives scenario - input'!$I53,'Lives scenario - input'!$G53,'Lives scenario - input'!$H53,20,TRUE,TRUE),\"\")","v":""},"","","","","","","","","","","","","","","","","","","",{"$f":"IFERROR(IF(OR(D68=\"\",'Lives scenario - input'!$F53=\"\"),\"\",D68/'Lives scenario - input'!$F53),\"\")","v":""},{"$f":"IFERROR(IF(OR(E68=\"\",'Lives scenario - input'!$F53=\"\"),\"\",E68/'Lives scenario - input'!$F53),\"\")","v":""},{"$f":"IFERROR(IF(OR(F68=\"\",'Lives scenario - input'!$F53=\"\"),\"\",F68/'Lives scenario - input'!$F53),\"\")","v":""},{"$f":"IFERROR(IF(OR(G68=\"\",'Lives scenario - input'!$F53=\"\"),\"\",G68/'Lives scenario - input'!$F53),\"\")","v":""},{"$f":"IFERROR(IF(OR(H68=\"\",'Lives scenario - input'!$F53=\"\"),\"\",H68/'Lives scenario - input'!$F53),\"\")","v":""},{"$f":"IFERROR(IF(OR(I68=\"\",'Lives scenario - input'!$F53=\"\"),\"\",I68/'Lives scenario - input'!$F53),\"\")","v":""},{"$f":"IFERROR(IF(OR(J68=\"\",'Lives scenario - input'!$F53=\"\"),\"\",J68/'Lives scenario - input'!$F53),\"\")","v":""},{"$f":"IFERROR(IF(OR(K68=\"\",'Lives scenario - input'!$F53=\"\"),\"\",K68/'Lives scenario - input'!$F53),\"\")","v":""},{"$f":"IFERROR(IF(OR(L68=\"\",'Lives scenario - input'!$F53=\"\"),\"\",L68/'Lives scenario - input'!$F53),\"\")","v":""},{"$f":"IFERROR(IF(OR(M68=\"\",'Lives scenario - input'!$F53=\"\"),\"\",M68/'Lives scenario - input'!$F53),\"\")","v":""},{"$f":"IFERROR(IF(OR(N68=\"\",'Lives scenario - input'!$F53=\"\"),\"\",N68/'Lives scenario - input'!$F53),\"\")","v":""},{"$f":"IFERROR(IF(OR(O68=\"\",'Lives scenario - input'!$F53=\"\"),\"\",O68/'Lives scenario - input'!$F53),\"\")","v":""},{"$f":"IFERROR(IF(OR(P68=\"\",'Lives scenario - input'!$F53=\"\"),\"\",P68/'Lives scenario - input'!$F53),\"\")","v":""},{"$f":"IFERROR(IF(OR(Q68=\"\",'Lives scenario - input'!$F53=\"\"),\"\",Q68/'Lives scenario - input'!$F53),\"\")","v":""},{"$f":"IFERROR(IF(OR(R68=\"\",'Lives scenario - input'!$F53=\"\"),\"\",R68/'Lives scenario - input'!$F53),\"\")","v":""},{"$f":"IFERROR(IF(OR(S68=\"\",'Lives scenario - input'!$F53=\"\"),\"\",S68/'Lives scenario - input'!$F53),\"\")","v":""},{"$f":"IFERROR(IF(OR(T68=\"\",'Lives scenario - input'!$F53=\"\"),\"\",T68/'Lives scenario - input'!$F53),\"\")","v":""},{"$f":"IFERROR(IF(OR(U68=\"\",'Lives scenario - input'!$F53=\"\"),\"\",U68/'Lives scenario - input'!$F53),\"\")","v":""},{"$f":"IFERROR(IF(OR(V68=\"\",'Lives scenario - input'!$F53=\"\"),\"\",V68/'Lives scenario - input'!$F53),\"\")","v":""},{"$f":"IFERROR(IF(OR(W68=\"\",'Lives scenario - input'!$F53=\"\"),\"\",W68/'Lives scenario - input'!$F53),\"\")","v":""}]
[{"$f":"IFERROR('Lives scenario - input'!A54,\"\")","v":""},{"$f":"IFERROR('Lives scenario - input'!B54,\"\")","v":""},{"$f":"IFERROR('Lives scenario - input'!C54,\"\")","v":""},{"$f":"IFERROR(repcalc('Lives scenario - input'!$CX54:$GJ54,'Lives scenario - input'!$I54,'Lives scenario - input'!$G54,'Lives scenario - input'!$H54,20,TRUE,TRUE),\"\")","v":""},"","","","","","","","","","","","","","","","","","","",{"$f":"IFERROR(IF(OR(D69=\"\",'Lives scenario - input'!$F54=\"\"),\"\",D69/'Lives scenario - input'!$F54),\"\")","v":""},{"$f":"IFERROR(IF(OR(E69=\"\",'Lives scenario - input'!$F54=\"\"),\"\",E69/'Lives scenario - input'!$F54),\"\")","v":""},{"$f":"IFERROR(IF(OR(F69=\"\",'Lives scenario - input'!$F54=\"\"),\"\",F69/'Lives scenario - input'!$F54),\"\")","v":""},{"$f":"IFERROR(IF(OR(G69=\"\",'Lives scenario - input'!$F54=\"\"),\"\",G69/'Lives scenario - input'!$F54),\"\")","v":""},{"$f":"IFERROR(IF(OR(H69=\"\",'Lives scenario - input'!$F54=\"\"),\"\",H69/'Lives scenario - input'!$F54),\"\")","v":""},{"$f":"IFERROR(IF(OR(I69=\"\",'Lives scenario - input'!$F54=\"\"),\"\",I69/'Lives scenario - input'!$F54),\"\")","v":""},{"$f":"IFERROR(IF(OR(J69=\"\",'Lives scenario - input'!$F54=\"\"),\"\",J69/'Lives scenario - input'!$F54),\"\")","v":""},{"$f":"IFERROR(IF(OR(K69=\"\",'Lives scenario - input'!$F54=\"\"),\"\",K69/'Lives scenario - input'!$F54),\"\")","v":""},{"$f":"IFERROR(IF(OR(L69=\"\",'Lives scenario - input'!$F54=\"\"),\"\",L69/'Lives scenario - input'!$F54),\"\")","v":""},{"$f":"IFERROR(IF(OR(M69=\"\",'Lives scenario - input'!$F54=\"\"),\"\",M69/'Lives scenario - input'!$F54),\"\")","v":""},{"$f":"IFERROR(IF(OR(N69=\"\",'Lives scenario - input'!$F54=\"\"),\"\",N69/'Lives scenario - input'!$F54),\"\")","v":""},{"$f":"IFERROR(IF(OR(O69=\"\",'Lives scenario - input'!$F54=\"\"),\"\",O69/'Lives scenario - input'!$F54),\"\")","v":""},{"$f":"IFERROR(IF(OR(P69=\"\",'Lives scenario - input'!$F54=\"\"),\"\",P69/'Lives scenario - input'!$F54),\"\")","v":""},{"$f":"IFERROR(IF(OR(Q69=\"\",'Lives scenario - input'!$F54=\"\"),\"\",Q69/'Lives scenario - input'!$F54),\"\")","v":""},{"$f":"IFERROR(IF(OR(R69=\"\",'Lives scenario - input'!$F54=\"\"),\"\",R69/'Lives scenario - input'!$F54),\"\")","v":""},{"$f":"IFERROR(IF(OR(S69=\"\",'Lives scenario - input'!$F54=\"\"),\"\",S69/'Lives scenario - input'!$F54),\"\")","v":""},{"$f":"IFERROR(IF(OR(T69=\"\",'Lives scenario - input'!$F54=\"\"),\"\",T69/'Lives scenario - input'!$F54),\"\")","v":""},{"$f":"IFERROR(IF(OR(U69=\"\",'Lives scenario - input'!$F54=\"\"),\"\",U69/'Lives scenario - input'!$F54),\"\")","v":""},{"$f":"IFERROR(IF(OR(V69=\"\",'Lives scenario - input'!$F54=\"\"),\"\",V69/'Lives scenario - input'!$F54),\"\")","v":""},{"$f":"IFERROR(IF(OR(W69=\"\",'Lives scenario - input'!$F54=\"\"),\"\",W69/'Lives scenario - input'!$F54),\"\")","v":""}]
[{"$f":"IFERROR('Lives scenario - input'!A55,\"\")","v":""},{"$f":"IFERROR('Lives scenario - input'!B55,\"\")","v":""},{"$f":"IFERROR('Lives scenario - input'!C55,\"\")","v":""},{"$f":"IFERROR(repcalc('Lives scenario - input'!$CX55:$GJ55,'Lives scenario - input'!$I55,'Lives scenario - input'!$G55,'Lives scenario - input'!$H55,20,TRUE,TRUE),\"\")","v":""},"","","","","","","","","","","","","","","","","","","",{"$f":"IFERROR(IF(OR(D70=\"\",'Lives scenario - input'!$F55=\"\"),\"\",D70/'Lives scenario - input'!$F55),\"\")","v":""},{"$f":"IFERROR(IF(OR(E70=\"\",'Lives scenario - input'!$F55=\"\"),\"\",E70/'Lives scenario - input'!$F55),\"\")","v":""},{"$f":"IFERROR(IF(OR(F70=\"\",'Lives scenario - input'!$F55=\"\"),\"\",F70/'Lives scenario - input'!$F55),\"\")","v":""},{"$f":"IFERROR(IF(OR(G70=\"\",'Lives scenario - input'!$F55=\"\"),\"\",G70/'Lives scenario - input'!$F55),\"\")","v":""},{"$f":"IFERROR(IF(OR(H70=\"\",'Lives scenario - input'!$F55=\"\"),\"\",H70/'Lives scenario - input'!$F55),\"\")","v":""},{"$f":"IFERROR(IF(OR(I70=\"\",'Lives scenario - input'!$F55=\"\"),\"\",I70/'Lives scenario - input'!$F55),\"\")","v":""},{"$f":"IFERROR(IF(OR(J70=\"\",'Lives scenario - input'!$F55=\"\"),\"\",J70/'Lives scenario - input'!$F55),\"\")","v":""},{"$f":"IFERROR(IF(OR(K70=\"\",'Lives scenario - input'!$F55=\"\"),\"\",K70/'Lives scenario - input'!$F55),\"\")","v":""},{"$f":"IFERROR(IF(OR(L70=\"\",'Lives scenario - input'!$F55=\"\"),\"\",L70/'Lives scenario - input'!$F55),\"\")","v":""},{"$f":"IFERROR(IF(OR(M70=\"\",'Lives scenario - input'!$F55=\"\"),\"\",M70/'Lives scenario - input'!$F55),\"\")","v":""},{"$f":"IFERROR(IF(OR(N70=\"\",'Lives scenario - input'!$F55=\"\"),\"\",N70/'Lives scenario - input'!$F55),\"\")","v":""},{"$f":"IFERROR(IF(OR(O70=\"\",'Lives scenario - input'!$F55=\"\"),\"\",O70/'Lives scenario - input'!$F55),\"\")","v":""},{"$f":"IFERROR(IF(OR(P70=\"\",'Lives scenario - input'!$F55=\"\"),\"\",P70/'Lives scenario - input'!$F55),\"\")","v":""},{"$f":"IFERROR(IF(OR(Q70=\"\",'Lives scenario - input'!$F55=\"\"),\"\",Q70/'Lives scenario - input'!$F55),\"\")","v":""},{"$f":"IFERROR(IF(OR(R70=\"\",'Lives scenario - input'!$F55=\"\"),\"\",R70/'Lives scenario - input'!$F55),\"\")","v":""},{"$f":"IFERROR(IF(OR(S70=\"\",'Lives scenario - input'!$F55=\"\"),\"\",S70/'Lives scenario - input'!$F55),\"\")","v":""},{"$f":"IFERROR(IF(OR(T70=\"\",'Lives scenario - input'!$F55=\"\"),\"\",T70/'Lives scenario - input'!$F55),\"\")","v":""},{"$f":"IFERROR(IF(OR(U70=\"\",'Lives scenario - input'!$F55=\"\"),\"\",U70/'Lives scenario - input'!$F55),\"\")","v":""},{"$f":"IFERROR(IF(OR(V70=\"\",'Lives scenario - input'!$F55=\"\"),\"\",V70/'Lives scenario - input'!$F55),\"\")","v":""},{"$f":"IFERROR(IF(OR(W70=\"\",'Lives scenario - input'!$F55=\"\"),\"\",W70/'Lives scenario - input'!$F55),\"\")","v":""}]
[{"$f":"IFERROR('Lives scenario - input'!A56,\"\")","v":""},{"$f":"IFERROR('Lives scenario - input'!B56,\"\")","v":""},{"$f":"IFERROR('Lives scenario - input'!C56,\"\")","v":""},{"$f":"IFERROR(repcalc('Lives scenario - input'!$CX56:$GJ56,'Lives scenario - input'!$I56,'Lives scenario - input'!$G56,'Lives scenario - input'!$H56,20,TRUE,TRUE),\"\")","v":""},"","","","","","","","","","","","","","","","","","","",{"$f":"IFERROR(IF(OR(D71=\"\",'Lives scenario - input'!$F56=\"\"),\"\",D71/'Lives scenario - input'!$F56),\"\")","v":""},{"$f":"IFERROR(IF(OR(E71=\"\",'Lives scenario - input'!$F56=\"\"),\"\",E71/'Lives scenario - input'!$F56),\"\")","v":""},{"$f":"IFERROR(IF(OR(F71=\"\",'Lives scenario - input'!$F56=\"\"),\"\",F71/'Lives scenario - input'!$F56),\"\")","v":""},{"$f":"IFERROR(IF(OR(G71=\"\",'Lives scenario - input'!$F56=\"\"),\"\",G71/'Lives scenario - input'!$F56),\"\")","v":""},{"$f":"IFERROR(IF(OR(H71=\"\",'Lives scenario - input'!$F56=\"\"),\"\",H71/'Lives scenario - input'!$F56),\"\")","v":""},{"$f":"IFERROR(IF(OR(I71=\"\",'Lives scenario - input'!$F56=\"\"),\"\",I71/'Lives scenario - input'!$F56),\"\")","v":""},{"$f":"IFERROR(IF(OR(J71=\"\",'Lives scenario - input'!$F56=\"\"),\"\",J71/'Lives scenario - input'!$F56),\"\")","v":""},{"$f":"IFERROR(IF(OR(K71=\"\",'Lives scenario - input'!$F56=\"\"),\"\",K71/'Lives scenario - input'!$F56),\"\")","v":""},{"$f":"IFERROR(IF(OR(L71=\"\",'Lives scenario - input'!$F56=\"\"),\"\",L71/'Lives scenario - input'!$F56),\"\")","v":""},{"$f":"IFERROR(IF(OR(M71=\"\",'Lives scenario - input'!$F56=\"\"),\"\",M71/'Lives scenario - input'!$F56),\"\")","v":""},{"$f":"IFERROR(IF(OR(N71=\"\",'Lives scenario - input'!$F56=\"\"),\"\",N71/'Lives scenario - input'!$F56),\"\")","v":""},{"$f":"IFERROR(IF(OR(O71=\"\",'Lives scenario - input'!$F56=\"\"),\"\",O71/'Lives scenario - input'!$F56),\"\")","v":""},{"$f":"IFERROR(IF(OR(P71=\"\",'Lives scenario - input'!$F56=\"\"),\"\",P71/'Lives scenario - input'!$F56),\"\")","v":""},{"$f":"IFERROR(IF(OR(Q71=\"\",'Lives scenario - input'!$F56=\"\"),\"\",Q71/'Lives scenario - input'!$F56),\"\")","v":""},{"$f":"IFERROR(IF(OR(R71=\"\",'Lives scenario - input'!$F56=\"\"),\"\",R71/'Lives scenario - input'!$F56),\"\")","v":""},{"$f":"IFERROR(IF(OR(S71=\"\",'Lives scenario - input'!$F56=\"\"),\"\",S71/'Lives scenario - input'!$F56),\"\")","v":""},{"$f":"IFERROR(IF(OR(T71=\"\",'Lives scenario - input'!$F56=\"\"),\"\",T71/'Lives scenario - input'!$F56),\"\")","v":""},{"$f":"IFERROR(IF(OR(U71=\"\",'Lives scenario - input'!$F56=\"\"),\"\",U71/'Lives scenario - input'!$F56),\"\")","v":""},{"$f":"IFERROR(IF(OR(V71=\"\",'Lives scenario - input'!$F56=\"\"),\"\",V71/'Lives scenario - input'!$F56),\"\")","v":""},{"$f":"IFERROR(IF(OR(W71=\"\",'Lives scenario - input'!$F56=\"\"),\"\",W71/'Lives scenario - input'!$F56),\"\")","v":""}]
[{"$f":"IFERROR('Lives scenario - input'!A57,\"\")","v":""},{"$f":"IFERROR('Lives scenario - input'!B57,\"\")","v":""},{"$f":"IFERROR('Lives scenario - input'!C57,\"\")","v":""},{"$f":"IFERROR(repcalc('Lives scenario - input'!$CX57:$GJ57,'Lives scenario - input'!$I57,'Lives scenario - input'!$G57,'Lives scenario - input'!$H57,20,TRUE,TRUE),\"\")","v":""},"","","","","","","","","","","","","","","","","","","",{"$f":"IFERROR(IF(OR(D72=\"\",'Lives scenario - input'!$F57=\"\"),\"\",D72/'Lives scenario - input'!$F57),\"\")","v":""},{"$f":"IFERROR(IF(OR(E72=\"\",'Lives scenario - input'!$F57=\"\"),\"\",E72/'Lives scenario - input'!$F57),\"\")","v":""},{"$f":"IFERROR(IF(OR(F72=\"\",'Lives scenario - input'!$F57=\"\"),\"\",F72/'Lives scenario - input'!$F57),\"\")","v":""},{"$f":"IFERROR(IF(OR(G72=\"\",'Lives scenario - input'!$F57=\"\"),\"\",G72/'Lives scenario - input'!$F57),\"\")","v":""},{"$f":"IFERROR(IF(OR(H72=\"\",'Lives scenario - input'!$F57=\"\"),\"\",H72/'Lives scenario - input'!$F57),\"\")","v":""},{"$f":"IFERROR(IF(OR(I72=\"\",'Lives scenario - input'!$F57=\"\"),\"\",I72/'Lives scenario - input'!$F57),\"\")","v":""},{"$f":"IFERROR(IF(OR(J72=\"\",'Lives scenario - input'!$F57=\"\"),\"\",J72/'Lives scenario - input'!$F57),\"\")","v":""},{"$f":"IFERROR(IF(OR(K72=\"\",'Lives scenario - input'!$F57=\"\"),\"\",K72/'Lives scenario - input'!$F57),\"\")","v":""},{"$f":"IFERROR(IF(OR(L72=\"\",'Lives scenario - input'!$F57=\"\"),\"\",L72/'Lives scenario - input'!$F57),\"\")","v":""},{"$f":"IFERROR(IF(OR(M72=\"\",'Lives scenario - input'!$F57=\"\"),\"\",M72/'Lives scenario - input'!$F57),\"\")","v":""},{"$f":"IFERROR(IF(OR(N72=\"\",'Lives scenario - input'!$F57=\"\"),\"\",N72/'Lives scenario - input'!$F57),\"\")","v":""},{"$f":"IFERROR(IF(OR(O72=\"\",'Lives scenario - input'!$F57=\"\"),\"\",O72/'Lives scenario - input'!$F57),\"\")","v":""},{"$f":"IFERROR(IF(OR(P72=\"\",'Lives scenario - input'!$F57=\"\"),\"\",P72/'Lives scenario - input'!$F57),\"\")","v":""},{"$f":"IFERROR(IF(OR(Q72=\"\",'Lives scenario - input'!$F57=\"\"),\"\",Q72/'Lives scenario - input'!$F57),\"\")","v":""},{"$f":"IFERROR(IF(OR(R72=\"\",'Lives scenario - input'!$F57=\"\"),\"\",R72/'Lives scenario - input'!$F57),\"\")","v":""},{"$f":"IFERROR(IF(OR(S72=\"\",'Lives scenario - input'!$F57=\"\"),\"\",S72/'Lives scenario - input'!$F57),\"\")","v":""},{"$f":"IFERROR(IF(OR(T72=\"\",'Lives scenario - input'!$F57=\"\"),\"\",T72/'Lives scenario - input'!$F57),\"\")","v":""},{"$f":"IFERROR(IF(OR(U72=\"\",'Lives scenario - input'!$F57=\"\"),\"\",U72/'Lives scenario - input'!$F57),\"\")","v":""},{"$f":"IFERROR(IF(OR(V72=\"\",'Lives scenario - input'!$F57=\"\"),\"\",V72/'Lives scenario - input'!$F57),\"\")","v":""},{"$f":"IFERROR(IF(OR(W72=\"\",'Lives scenario - input'!$F57=\"\"),\"\",W72/'Lives scenario - input'!$F57),\"\")","v":""}]
[{"$f":"IFERROR('Lives scenario - input'!A58,\"\")","v":""},{"$f":"IFERROR('Lives scenario - input'!B58,\"\")","v":""},{"$f":"IFERROR('Lives scenario - input'!C58,\"\")","v":""},{"$f":"IFERROR(repcalc('Lives scenario - input'!$CX58:$GJ58,'Lives scenario - input'!$I58,'Lives scenario - input'!$G58,'Lives scenario - input'!$H58,20,TRUE,TRUE),\"\")","v":""},"","","","","","","","","","","","","","","","","","","",{"$f":"IFERROR(IF(OR(D73=\"\",'Lives scenario - input'!$F58=\"\"),\"\",D73/'Lives scenario - input'!$F58),\"\")","v":""},{"$f":"IFERROR(IF(OR(E73=\"\",'Lives scenario - input'!$F58=\"\"),\"\",E73/'Lives scenario - input'!$F58),\"\")","v":""},{"$f":"IFERROR(IF(OR(F73=\"\",'Lives scenario - input'!$F58=\"\"),\"\",F73/'Lives scenario - input'!$F58),\"\")","v":""},{"$f":"IFERROR(IF(OR(G73=\"\",'Lives scenario - input'!$F58=\"\"),\"\",G73/'Lives scenario - input'!$F58),\"\")","v":""},{"$f":"IFERROR(IF(OR(H73=\"\",'Lives scenario - input'!$F58=\"\"),\"\",H73/'Lives scenario - input'!$F58),\"\")","v":""},{"$f":"IFERROR(IF(OR(I73=\"\",'Lives scenario - input'!$F58=\"\"),\"\",I73/'Lives scenario - input'!$F58),\"\")","v":""},{"$f":"IFERROR(IF(OR(J73=\"\",'Lives scenario - input'!$F58=\"\"),\"\",J73/'Lives scenario - input'!$F58),\"\")","v":""},{"$f":"IFERROR(IF(OR(K73=\"\",'Lives scenario - input'!$F58=\"\"),\"\",K73/'Lives scenario - input'!$F58),\"\")","v":""},{"$f":"IFERROR(IF(OR(L73=\"\",'Lives scenario - input'!$F58=\"\"),\"\",L73/'Lives scenario - input'!$F58),\"\")","v":""},{"$f":"IFERROR(IF(OR(M73=\"\",'Lives scenario - input'!$F58=\"\"),\"\",M73/'Lives scenario - input'!$F58),\"\")","v":""},{"$f":"IFERROR(IF(OR(N73=\"\",'Lives scenario - input'!$F58=\"\"),\"\",N73/'Lives scenario - input'!$F58),\"\")","v":""},{"$f":"IFERROR(IF(OR(O73=\"\",'Lives scenario - input'!$F58=\"\"),\"\",O73/'Lives scenario - input'!$F58),\"\")","v":""},{"$f":"IFERROR(IF(OR(P73=\"\",'Lives scenario - input'!$F58=\"\"),\"\",P73/'Lives scenario - input'!$F58),\"\")","v":""},{"$f":"IFERROR(IF(OR(Q73=\"\",'Lives scenario - input'!$F58=\"\"),\"\",Q73/'Lives scenario - input'!$F58),\"\")","v":""},{"$f":"IFERROR(IF(OR(R73=\"\",'Lives scenario - input'!$F58=\"\"),\"\",R73/'Lives scenario - input'!$F58),\"\")","v":""},{"$f":"IFERROR(IF(OR(S73=\"\",'Lives scenario - input'!$F58=\"\"),\"\",S73/'Lives scenario - input'!$F58),\"\")","v":""},{"$f":"IFERROR(IF(OR(T73=\"\",'Lives scenario - input'!$F58=\"\"),\"\",T73/'Lives scenario - input'!$F58),\"\")","v":""},{"$f":"IFERROR(IF(OR(U73=\"\",'Lives scenario - input'!$F58=\"\"),\"\",U73/'Lives scenario - input'!$F58),\"\")","v":""},{"$f":"IFERROR(IF(OR(V73=\"\",'Lives scenario - input'!$F58=\"\"),\"\",V73/'Lives scenario - input'!$F58),\"\")","v":""},{"$f":"IFERROR(IF(OR(W73=\"\",'Lives scenario - input'!$F58=\"\"),\"\",W73/'Lives scenario - input'!$F58),\"\")","v":""}]
[{"$f":"IFERROR('Lives scenario - input'!A59,\"\")","v":""},{"$f":"IFERROR('Lives scenario - input'!B59,\"\")","v":""},{"$f":"IFERROR('Lives scenario - input'!C59,\"\")","v":""},{"$f":"IFERROR(repcalc('Lives scenario - input'!$CX59:$GJ59,'Lives scenario - input'!$I59,'Lives scenario - input'!$G59,'Lives scenario - input'!$H59,20,TRUE,TRUE),\"\")","v":""},"","","","","","","","","","","","","","","","","","","",{"$f":"IFERROR(IF(OR(D74=\"\",'Lives scenario - input'!$F59=\"\"),\"\",D74/'Lives scenario - input'!$F59),\"\")","v":""},{"$f":"IFERROR(IF(OR(E74=\"\",'Lives scenario - input'!$F59=\"\"),\"\",E74/'Lives scenario - input'!$F59),\"\")","v":""},{"$f":"IFERROR(IF(OR(F74=\"\",'Lives scenario - input'!$F59=\"\"),\"\",F74/'Lives scenario - input'!$F59),\"\")","v":""},{"$f":"IFERROR(IF(OR(G74=\"\",'Lives scenario - input'!$F59=\"\"),\"\",G74/'Lives scenario - input'!$F59),\"\")","v":""},{"$f":"IFERROR(IF(OR(H74=\"\",'Lives scenario - input'!$F59=\"\"),\"\",H74/'Lives scenario - input'!$F59),\"\")","v":""},{"$f":"IFERROR(IF(OR(I74=\"\",'Lives scenario - input'!$F59=\"\"),\"\",I74/'Lives scenario - input'!$F59),\"\")","v":""},{"$f":"IFERROR(IF(OR(J74=\"\",'Lives scenario - input'!$F59=\"\"),\"\",J74/'Lives scenario - input'!$F59),\"\")","v":""},{"$f":"IFERROR(IF(OR(K74=\"\",'Lives scenario - input'!$F59=\"\"),\"\",K74/'Lives scenario - input'!$F59),\"\")","v":""},{"$f":"IFERROR(IF(OR(L74=\"\",'Lives scenario - input'!$F59=\"\"),\"\",L74/'Lives scenario - input'!$F59),\"\")","v":""},{"$f":"IFERROR(IF(OR(M74=\"\",'Lives scenario - input'!$F59=\"\"),\"\",M74/'Lives scenario - input'!$F59),\"\")","v":""},{"$f":"IFERROR(IF(OR(N74=\"\",'Lives scenario - input'!$F59=\"\"),\"\",N74/'Lives scenario - input'!$F59),\"\")","v":""},{"$f":"IFERROR(IF(OR(O74=\"\",'Lives scenario - input'!$F59=\"\"),\"\",O74/'Lives scenario - input'!$F59),\"\")","v":""},{"$f":"IFERROR(IF(OR(P74=\"\",'Lives scenario - input'!$F59=\"\"),\"\",P74/'Lives scenario - input'!$F59),\"\")","v":""},{"$f":"IFERROR(IF(OR(Q74=\"\",'Lives scenario - input'!$F59=\"\"),\"\",Q74/'Lives scenario - input'!$F59),\"\")","v":""},{"$f":"IFERROR(IF(OR(R74=\"\",'Lives scenario - input'!$F59=\"\"),\"\",R74/'Lives scenario - input'!$F59),\"\")","v":""},{"$f":"IFERROR(IF(OR(S74=\"\",'Lives scenario - input'!$F59=\"\"),\"\",S74/'Lives scenario - input'!$F59),\"\")","v":""},{"$f":"IFERROR(IF(OR(T74=\"\",'Lives scenario - input'!$F59=\"\"),\"\",T74/'Lives scenario - input'!$F59),\"\")","v":""},{"$f":"IFERROR(IF(OR(U74=\"\",'Lives scenario - input'!$F59=\"\"),\"\",U74/'Lives scenario - input'!$F59),\"\")","v":""},{"$f":"IFERROR(IF(OR(V74=\"\",'Lives scenario - input'!$F59=\"\"),\"\",V74/'Lives scenario - input'!$F59),\"\")","v":""},{"$f":"IFERROR(IF(OR(W74=\"\",'Lives scenario - input'!$F59=\"\"),\"\",W74/'Lives scenario - input'!$F59),\"\")","v":""}]
[{"$f":"IFERROR('Lives scenario - input'!A60,\"\")","v":""},{"$f":"IFERROR('Lives scenario - input'!B60,\"\")","v":""},{"$f":"IFERROR('Lives scenario - input'!C60,\"\")","v":""},{"$f":"IFERROR(repcalc('Lives scenario - input'!$CX60:$GJ60,'Lives scenario - input'!$I60,'Lives scenario - input'!$G60,'Lives scenario - input'!$H60,20,TRUE,TRUE),\"\")","v":""},"","","","","","","","","","","","","","","","","","","",{"$f":"IFERROR(IF(OR(D75=\"\",'Lives scenario - input'!$F60=\"\"),\"\",D75/'Lives scenario - input'!$F60),\"\")","v":""},{"$f":"IFERROR(IF(OR(E75=\"\",'Lives scenario - input'!$F60=\"\"),\"\",E75/'Lives scenario - input'!$F60),\"\")","v":""},{"$f":"IFERROR(IF(OR(F75=\"\",'Lives scenario - input'!$F60=\"\"),\"\",F75/'Lives scenario - input'!$F60),\"\")","v":""},{"$f":"IFERROR(IF(OR(G75=\"\",'Lives scenario - input'!$F60=\"\"),\"\",G75/'Lives scenario - input'!$F60),\"\")","v":""},{"$f":"IFERROR(IF(OR(H75=\"\",'Lives scenario - input'!$F60=\"\"),\"\",H75/'Lives scenario - input'!$F60),\"\")","v":""},{"$f":"IFERROR(IF(OR(I75=\"\",'Lives scenario - input'!$F60=\"\"),\"\",I75/'Lives scenario - input'!$F60),\"\")","v":""},{"$f":"IFERROR(IF(OR(J75=\"\",'Lives scenario - input'!$F60=\"\"),\"\",J75/'Lives scenario - input'!$F60),\"\")","v":""},{"$f":"IFERROR(IF(OR(K75=\"\",'Lives scenario - input'!$F60=\"\"),\"\",K75/'Lives scenario - input'!$F60),\"\")","v":""},{"$f":"IFERROR(IF(OR(L75=\"\",'Lives scenario - input'!$F60=\"\"),\"\",L75/'Lives scenario - input'!$F60),\"\")","v":""},{"$f":"IFERROR(IF(OR(M75=\"\",'Lives scenario - input'!$F60=\"\"),\"\",M75/'Lives scenario - input'!$F60),\"\")","v":""},{"$f":"IFERROR(IF(OR(N75=\"\",'Lives scenario - input'!$F60=\"\"),\"\",N75/'Lives scenario - input'!$F60),\"\")","v":""},{"$f":"IFERROR(IF(OR(O75=\"\",'Lives scenario - input'!$F60=\"\"),\"\",O75/'Lives scenario - input'!$F60),\"\")","v":""},{"$f":"IFERROR(IF(OR(P75=\"\",'Lives scenario - input'!$F60=\"\"),\"\",P75/'Lives scenario - input'!$F60),\"\")","v":""},{"$f":"IFERROR(IF(OR(Q75=\"\",'Lives scenario - input'!$F60=\"\"),\"\",Q75/'Lives scenario - input'!$F60),\"\")","v":""},{"$f":"IFERROR(IF(OR(R75=\"\",'Lives scenario - input'!$F60=\"\"),\"\",R75/'Lives scenario - input'!$F60),\"\")","v":""},{"$f":"IFERROR(IF(OR(S75=\"\",'Lives scenario - input'!$F60=\"\"),\"\",S75/'Lives scenario - input'!$F60),\"\")","v":""},{"$f":"IFERROR(IF(OR(T75=\"\",'Lives scenario - input'!$F60=\"\"),\"\",T75/'Lives scenario - input'!$F60),\"\")","v":""},{"$f":"IFERROR(IF(OR(U75=\"\",'Lives scenario - input'!$F60=\"\"),\"\",U75/'Lives scenario - input'!$F60),\"\")","v":""},{"$f":"IFERROR(IF(OR(V75=\"\",'Lives scenario - input'!$F60=\"\"),\"\",V75/'Lives scenario - input'!$F60),\"\")","v":""},{"$f":"IFERROR(IF(OR(W75=\"\",'Lives scenario - input'!$F60=\"\"),\"\",W75/'Lives scenario - input'!$F60),\"\")","v":""}]
[{"$f":"IFERROR('Lives scenario - input'!A61,\"\")","v":""},{"$f":"IFERROR('Lives scenario - input'!B61,\"\")","v":""},{"$f":"IFERROR('Lives scenario - input'!C61,\"\")","v":""},{"$f":"IFERROR(repcalc('Lives scenario - input'!$CX61:$GJ61,'Lives scenario - input'!$I61,'Lives scenario - input'!$G61,'Lives scenario - input'!$H61,20,TRUE,TRUE),\"\")","v":""},"","","","","","","","","","","","","","","","","","","",{"$f":"IFERROR(IF(OR(D76=\"\",'Lives scenario - input'!$F61=\"\"),\"\",D76/'Lives scenario - input'!$F61),\"\")","v":""},{"$f":"IFERROR(IF(OR(E76=\"\",'Lives scenario - input'!$F61=\"\"),\"\",E76/'Lives scenario - input'!$F61),\"\")","v":""},{"$f":"IFERROR(IF(OR(F76=\"\",'Lives scenario - input'!$F61=\"\"),\"\",F76/'Lives scenario - input'!$F61),\"\")","v":""},{"$f":"IFERROR(IF(OR(G76=\"\",'Lives scenario - input'!$F61=\"\"),\"\",G76/'Lives scenario - input'!$F61),\"\")","v":""},{"$f":"IFERROR(IF(OR(H76=\"\",'Lives scenario - input'!$F61=\"\"),\"\",H76/'Lives scenario - input'!$F61),\"\")","v":""},{"$f":"IFERROR(IF(OR(I76=\"\",'Lives scenario - input'!$F61=\"\"),\"\",I76/'Lives scenario - input'!$F61),\"\")","v":""},{"$f":"IFERROR(IF(OR(J76=\"\",'Lives scenario - input'!$F61=\"\"),\"\",J76/'Lives scenario - input'!$F61),\"\")","v":""},{"$f":"IFERROR(IF(OR(K76=\"\",'Lives scenario - input'!$F61=\"\"),\"\",K76/'Lives scenario - input'!$F61),\"\")","v":""},{"$f":"IFERROR(IF(OR(L76=\"\",'Lives scenario - input'!$F61=\"\"),\"\",L76/'Lives scenario - input'!$F61),\"\")","v":""},{"$f":"IFERROR(IF(OR(M76=\"\",'Lives scenario - input'!$F61=\"\"),\"\",M76/'Lives scenario - input'!$F61),\"\")","v":""},{"$f":"IFERROR(IF(OR(N76=\"\",'Lives scenario - input'!$F61=\"\"),\"\",N76/'Lives scenario - input'!$F61),\"\")","v":""},{"$f":"IFERROR(IF(OR(O76=\"\",'Lives scenario - input'!$F61=\"\"),\"\",O76/'Lives scenario - input'!$F61),\"\")","v":""},{"$f":"IFERROR(IF(OR(P76=\"\",'Lives scenario - input'!$F61=\"\"),\"\",P76/'Lives scenario - input'!$F61),\"\")","v":""},{"$f":"IFERROR(IF(OR(Q76=\"\",'Lives scenario - input'!$F61=\"\"),\"\",Q76/'Lives scenario - input'!$F61),\"\")","v":""},{"$f":"IFERROR(IF(OR(R76=\"\",'Lives scenario - input'!$F61=\"\"),\"\",R76/'Lives scenario - input'!$F61),\"\")","v":""},{"$f":"IFERROR(IF(OR(S76=\"\",'Lives scenario - input'!$F61=\"\"),\"\",S76/'Lives scenario - input'!$F61),\"\")","v":""},{"$f":"IFERROR(IF(OR(T76=\"\",'Lives scenario - input'!$F61=\"\"),\"\",T76/'Lives scenario - input'!$F61),\"\")","v":""},{"$f":"IFERROR(IF(OR(U76=\"\",'Lives scenario - input'!$F61=\"\"),\"\",U76/'Lives scenario - input'!$F61),\"\")","v":""},{"$f":"IFERROR(IF(OR(V76=\"\",'Lives scenario - input'!$F61=\"\"),\"\",V76/'Lives scenario - input'!$F61),\"\")","v":""},{"$f":"IFERROR(IF(OR(W76=\"\",'Lives scenario - input'!$F61=\"\"),\"\",W76/'Lives scenario - input'!$F61),\"\")","v":""}]
[{"$f":"IFERROR('Lives scenario - input'!A62,\"\")","v":""},{"$f":"IFERROR('Lives scenario - input'!B62,\"\")","v":""},{"$f":"IFERROR('Lives scenario - input'!C62,\"\")","v":""},{"$f":"IFERROR(repcalc('Lives scenario - input'!$CX62:$GJ62,'Lives scenario - input'!$I62,'Lives scenario - input'!$G62,'Lives scenario - input'!$H62,20,TRUE,TRUE),\"\")","v":""},"","","","","","","","","","","","","","","","","","","",{"$f":"IFERROR(IF(OR(D77=\"\",'Lives scenario - input'!$F62=\"\"),\"\",D77/'Lives scenario - input'!$F62),\"\")","v":""},{"$f":"IFERROR(IF(OR(E77=\"\",'Lives scenario - input'!$F62=\"\"),\"\",E77/'Lives scenario - input'!$F62),\"\")","v":""},{"$f":"IFERROR(IF(OR(F77=\"\",'Lives scenario - input'!$F62=\"\"),\"\",F77/'Lives scenario - input'!$F62),\"\")","v":""},{"$f":"IFERROR(IF(OR(G77=\"\",'Lives scenario - input'!$F62=\"\"),\"\",G77/'Lives scenario - input'!$F62),\"\")","v":""},{"$f":"IFERROR(IF(OR(H77=\"\",'Lives scenario - input'!$F62=\"\"),\"\",H77/'Lives scenario - input'!$F62),\"\")","v":""},{"$f":"IFERROR(IF(OR(I77=\"\",'Lives scenario - input'!$F62=\"\"),\"\",I77/'Lives scenario - input'!$F62),\"\")","v":""},{"$f":"IFERROR(IF(OR(J77=\"\",'Lives scenario - input'!$F62=\"\"),\"\",J77/'Lives scenario - input'!$F62),\"\")","v":""},{"$f":"IFERROR(IF(OR(K77=\"\",'Lives scenario - input'!$F62=\"\"),\"\",K77/'Lives scenario - input'!$F62),\"\")","v":""},{"$f":"IFERROR(IF(OR(L77=\"\",'Lives scenario - input'!$F62=\"\"),\"\",L77/'Lives scenario - input'!$F62),\"\")","v":""},{"$f":"IFERROR(IF(OR(M77=\"\",'Lives scenario - input'!$F62=\"\"),\"\",M77/'Lives scenario - input'!$F62),\"\")","v":""},{"$f":"IFERROR(IF(OR(N77=\"\",'Lives scenario - input'!$F62=\"\"),\"\",N77/'Lives scenario - input'!$F62),\"\")","v":""},{"$f":"IFERROR(IF(OR(O77=\"\",'Lives scenario - input'!$F62=\"\"),\"\",O77/'Lives scenario - input'!$F62),\"\")","v":""},{"$f":"IFERROR(IF(OR(P77=\"\",'Lives scenario - input'!$F62=\"\"),\"\",P77/'Lives scenario - input'!$F62),\"\")","v":""},{"$f":"IFERROR(IF(OR(Q77=\"\",'Lives scenario - input'!$F62=\"\"),\"\",Q77/'Lives scenario - input'!$F62),\"\")","v":""},{"$f":"IFERROR(IF(OR(R77=\"\",'Lives scenario - input'!$F62=\"\"),\"\",R77/'Lives scenario - input'!$F62),\"\")","v":""},{"$f":"IFERROR(IF(OR(S77=\"\",'Lives scenario - input'!$F62=\"\"),\"\",S77/'Lives scenario - input'!$F62),\"\")","v":""},{"$f":"IFERROR(IF(OR(T77=\"\",'Lives scenario - input'!$F62=\"\"),\"\",T77/'Lives scenario - input'!$F62),\"\")","v":""},{"$f":"IFERROR(IF(OR(U77=\"\",'Lives scenario - input'!$F62=\"\"),\"\",U77/'Lives scenario - input'!$F62),\"\")","v":""},{"$f":"IFERROR(IF(OR(V77=\"\",'Lives scenario - input'!$F62=\"\"),\"\",V77/'Lives scenario - input'!$F62),\"\")","v":""},{"$f":"IFERROR(IF(OR(W77=\"\",'Lives scenario - input'!$F62=\"\"),\"\",W77/'Lives scenario - input'!$F62),\"\")","v":""}]
[{"$f":"IFERROR('Lives scenario - input'!A63,\"\")","v":""},{"$f":"IFERROR('Lives scenario - input'!B63,\"\")","v":""},{"$f":"IFERROR('Lives scenario - input'!C63,\"\")","v":""},{"$f":"IFERROR(repcalc('Lives scenario - input'!$CX63:$GJ63,'Lives scenario - input'!$I63,'Lives scenario - input'!$G63,'Lives scenario - input'!$H63,20,TRUE,TRUE),\"\")","v":""},"","","","","","","","","","","","","","","","","","","",{"$f":"IFERROR(IF(OR(D78=\"\",'Lives scenario - input'!$F63=\"\"),\"\",D78/'Lives scenario - input'!$F63),\"\")","v":""},{"$f":"IFERROR(IF(OR(E78=\"\",'Lives scenario - input'!$F63=\"\"),\"\",E78/'Lives scenario - input'!$F63),\"\")","v":""},{"$f":"IFERROR(IF(OR(F78=\"\",'Lives scenario - input'!$F63=\"\"),\"\",F78/'Lives scenario - input'!$F63),\"\")","v":""},{"$f":"IFERROR(IF(OR(G78=\"\",'Lives scenario - input'!$F63=\"\"),\"\",G78/'Lives scenario - input'!$F63),\"\")","v":""},{"$f":"IFERROR(IF(OR(H78=\"\",'Lives scenario - input'!$F63=\"\"),\"\",H78/'Lives scenario - input'!$F63),\"\")","v":""},{"$f":"IFERROR(IF(OR(I78=\"\",'Lives scenario - input'!$F63=\"\"),\"\",I78/'Lives scenario - input'!$F63),\"\")","v":""},{"$f":"IFERROR(IF(OR(J78=\"\",'Lives scenario - input'!$F63=\"\"),\"\",J78/'Lives scenario - input'!$F63),\"\")","v":""},{"$f":"IFERROR(IF(OR(K78=\"\",'Lives scenario - input'!$F63=\"\"),\"\",K78/'Lives scenario - input'!$F63),\"\")","v":""},{"$f":"IFERROR(IF(OR(L78=\"\",'Lives scenario - input'!$F63=\"\"),\"\",L78/'Lives scenario - input'!$F63),\"\")","v":""},{"$f":"IFERROR(IF(OR(M78=\"\",'Lives scenario - input'!$F63=\"\"),\"\",M78/'Lives scenario - input'!$F63),\"\")","v":""},{"$f":"IFERROR(IF(OR(N78=\"\",'Lives scenario - input'!$F63=\"\"),\"\",N78/'Lives scenario - input'!$F63),\"\")","v":""},{"$f":"IFERROR(IF(OR(O78=\"\",'Lives scenario - input'!$F63=\"\"),\"\",O78/'Lives scenario - input'!$F63),\"\")","v":""},{"$f":"IFERROR(IF(OR(P78=\"\",'Lives scenario - input'!$F63=\"\"),\"\",P78/'Lives scenario - input'!$F63),\"\")","v":""},{"$f":"IFERROR(IF(OR(Q78=\"\",'Lives scenario - input'!$F63=\"\"),\"\",Q78/'Lives scenario - input'!$F63),\"\")","v":""},{"$f":"IFERROR(IF(OR(R78=\"\",'Lives scenario - input'!$F63=\"\"),\"\",R78/'Lives scenario - input'!$F63),\"\")","v":""},{"$f":"IFERROR(IF(OR(S78=\"\",'Lives scenario - input'!$F63=\"\"),\"\",S78/'Lives scenario - input'!$F63),\"\")","v":""},{"$f":"IFERROR(IF(OR(T78=\"\",'Lives scenario - input'!$F63=\"\"),\"\",T78/'Lives scenario - input'!$F63),\"\")","v":""},{"$f":"IFERROR(IF(OR(U78=\"\",'Lives scenario - input'!$F63=\"\"),\"\",U78/'Lives scenario - input'!$F63),\"\")","v":""},{"$f":"IFERROR(IF(OR(V78=\"\",'Lives scenario - input'!$F63=\"\"),\"\",V78/'Lives scenario - input'!$F63),\"\")","v":""},{"$f":"IFERROR(IF(OR(W78=\"\",'Lives scenario - input'!$F63=\"\"),\"\",W78/'Lives scenario - input'!$F63),\"\")","v":""}]
[{"$f":"IFERROR('Lives scenario - input'!A64,\"\")","v":""},{"$f":"IFERROR('Lives scenario - input'!B64,\"\")","v":""},{"$f":"IFERROR('Lives scenario - input'!C64,\"\")","v":""},{"$f":"IFERROR(repcalc('Lives scenario - input'!$CX64:$GJ64,'Lives scenario - input'!$I64,'Lives scenario - input'!$G64,'Lives scenario - input'!$H64,20,TRUE,TRUE),\"\")","v":""},"","","","","","","","","","","","","","","","","","","",{"$f":"IFERROR(IF(OR(D79=\"\",'Lives scenario - input'!$F64=\"\"),\"\",D79/'Lives scenario - input'!$F64),\"\")","v":""},{"$f":"IFERROR(IF(OR(E79=\"\",'Lives scenario - input'!$F64=\"\"),\"\",E79/'Lives scenario - input'!$F64),\"\")","v":""},{"$f":"IFERROR(IF(OR(F79=\"\",'Lives scenario - input'!$F64=\"\"),\"\",F79/'Lives scenario - input'!$F64),\"\")","v":""},{"$f":"IFERROR(IF(OR(G79=\"\",'Lives scenario - input'!$F64=\"\"),\"\",G79/'Lives scenario - input'!$F64),\"\")","v":""},{"$f":"IFERROR(IF(OR(H79=\"\",'Lives scenario - input'!$F64=\"\"),\"\",H79/'Lives scenario - input'!$F64),\"\")","v":""},{"$f":"IFERROR(IF(OR(I79=\"\",'Lives scenario - input'!$F64=\"\"),\"\",I79/'Lives scenario - input'!$F64),\"\")","v":""},{"$f":"IFERROR(IF(OR(J79=\"\",'Lives scenario - input'!$F64=\"\"),\"\",J79/'Lives scenario - input'!$F64),\"\")","v":""},{"$f":"IFERROR(IF(OR(K79=\"\",'Lives scenario - input'!$F64=\"\"),\"\",K79/'Lives scenario - input'!$F64),\"\")","v":""},{"$f":"IFERROR(IF(OR(L79=\"\",'Lives scenario - input'!$F64=\"\"),\"\",L79/'Lives scenario - input'!$F64),\"\")","v":""},{"$f":"IFERROR(IF(OR(M79=\"\",'Lives scenario - input'!$F64=\"\"),\"\",M79/'Lives scenario - input'!$F64),\"\")","v":""},{"$f":"IFERROR(IF(OR(N79=\"\",'Lives scenario - input'!$F64=\"\"),\"\",N79/'Lives scenario - input'!$F64),\"\")","v":""},{"$f":"IFERROR(IF(OR(O79=\"\",'Lives scenario - input'!$F64=\"\"),\"\",O79/'Lives scenario - input'!$F64),\"\")","v":""},{"$f":"IFERROR(IF(OR(P79=\"\",'Lives scenario - input'!$F64=\"\"),\"\",P79/'Lives scenario - input'!$F64),\"\")","v":""},{"$f":"IFERROR(IF(OR(Q79=\"\",'Lives scenario - input'!$F64=\"\"),\"\",Q79/'Lives scenario - input'!$F64),\"\")","v":""},{"$f":"IFERROR(IF(OR(R79=\"\",'Lives scenario - input'!$F64=\"\"),\"\",R79/'Lives scenario - input'!$F64),\"\")","v":""},{"$f":"IFERROR(IF(OR(S79=\"\",'Lives scenario - input'!$F64=\"\"),\"\",S79/'Lives scenario - input'!$F64),\"\")","v":""},{"$f":"IFERROR(IF(OR(T79=\"\",'Lives scenario - input'!$F64=\"\"),\"\",T79/'Lives scenario - input'!$F64),\"\")","v":""},{"$f":"IFERROR(IF(OR(U79=\"\",'Lives scenario - input'!$F64=\"\"),\"\",U79/'Lives scenario - input'!$F64),\"\")","v":""},{"$f":"IFERROR(IF(OR(V79=\"\",'Lives scenario - input'!$F64=\"\"),\"\",V79/'Lives scenario - input'!$F64),\"\")","v":""},{"$f":"IFERROR(IF(OR(W79=\"\",'Lives scenario - input'!$F64=\"\"),\"\",W79/'Lives scenario - input'!$F64),\"\")","v":""}]
[{"$f":"IFERROR('Lives scenario - input'!A65,\"\")","v":""},{"$f":"IFERROR('Lives scenario - input'!B65,\"\")","v":""},{"$f":"IFERROR('Lives scenario - input'!C65,\"\")","v":""},{"$f":"IFERROR(repcalc('Lives scenario - input'!$CX65:$GJ65,'Lives scenario - input'!$I65,'Lives scenario - input'!$G65,'Lives scenario - input'!$H65,20,TRUE,TRUE),\"\")","v":""},"","","","","","","","","","","","","","","","","","","",{"$f":"IFERROR(IF(OR(D80=\"\",'Lives scenario - input'!$F65=\"\"),\"\",D80/'Lives scenario - input'!$F65),\"\")","v":""},{"$f":"IFERROR(IF(OR(E80=\"\",'Lives scenario - input'!$F65=\"\"),\"\",E80/'Lives scenario - input'!$F65),\"\")","v":""},{"$f":"IFERROR(IF(OR(F80=\"\",'Lives scenario - input'!$F65=\"\"),\"\",F80/'Lives scenario - input'!$F65),\"\")","v":""},{"$f":"IFERROR(IF(OR(G80=\"\",'Lives scenario - input'!$F65=\"\"),\"\",G80/'Lives scenario - input'!$F65),\"\")","v":""},{"$f":"IFERROR(IF(OR(H80=\"\",'Lives scenario - input'!$F65=\"\"),\"\",H80/'Lives scenario - input'!$F65),\"\")","v":""},{"$f":"IFERROR(IF(OR(I80=\"\",'Lives scenario - input'!$F65=\"\"),\"\",I80/'Lives scenario - input'!$F65),\"\")","v":""},{"$f":"IFERROR(IF(OR(J80=\"\",'Lives scenario - input'!$F65=\"\"),\"\",J80/'Lives scenario - input'!$F65),\"\")","v":""},{"$f":"IFERROR(IF(OR(K80=\"\",'Lives scenario - input'!$F65=\"\"),\"\",K80/'Lives scenario - input'!$F65),\"\")","v":""},{"$f":"IFERROR(IF(OR(L80=\"\",'Lives scenario - input'!$F65=\"\"),\"\",L80/'Lives scenario - input'!$F65),\"\")","v":""},{"$f":"IFERROR(IF(OR(M80=\"\",'Lives scenario - input'!$F65=\"\"),\"\",M80/'Lives scenario - input'!$F65),\"\")","v":""},{"$f":"IFERROR(IF(OR(N80=\"\",'Lives scenario - input'!$F65=\"\"),\"\",N80/'Lives scenario - input'!$F65),\"\")","v":""},{"$f":"IFERROR(IF(OR(O80=\"\",'Lives scenario - input'!$F65=\"\"),\"\",O80/'Lives scenario - input'!$F65),\"\")","v":""},{"$f":"IFERROR(IF(OR(P80=\"\",'Lives scenario - input'!$F65=\"\"),\"\",P80/'Lives scenario - input'!$F65),\"\")","v":""},{"$f":"IFERROR(IF(OR(Q80=\"\",'Lives scenario - input'!$F65=\"\"),\"\",Q80/'Lives scenario - input'!$F65),\"\")","v":""},{"$f":"IFERROR(IF(OR(R80=\"\",'Lives scenario - input'!$F65=\"\"),\"\",R80/'Lives scenario - input'!$F65),\"\")","v":""},{"$f":"IFERROR(IF(OR(S80=\"\",'Lives scenario - input'!$F65=\"\"),\"\",S80/'Lives scenario - input'!$F65),\"\")","v":""},{"$f":"IFERROR(IF(OR(T80=\"\",'Lives scenario - input'!$F65=\"\"),\"\",T80/'Lives scenario - input'!$F65),\"\")","v":""},{"$f":"IFERROR(IF(OR(U80=\"\",'Lives scenario - input'!$F65=\"\"),\"\",U80/'Lives scenario - input'!$F65),\"\")","v":""},{"$f":"IFERROR(IF(OR(V80=\"\",'Lives scenario - input'!$F65=\"\"),\"\",V80/'Lives scenario - input'!$F65),\"\")","v":""},{"$f":"IFERROR(IF(OR(W80=\"\",'Lives scenario - input'!$F65=\"\"),\"\",W80/'Lives scenario - input'!$F65),\"\")","v":""}]
[{"$f":"IFERROR('Lives scenario - input'!A66,\"\")","v":""},{"$f":"IFERROR('Lives scenario - input'!B66,\"\")","v":""},{"$f":"IFERROR('Lives scenario - input'!C66,\"\")","v":""},{"$f":"IFERROR(repcalc('Lives scenario - input'!$CX66:$GJ66,'Lives scenario - input'!$I66,'Lives scenario - input'!$G66,'Lives scenario - input'!$H66,20,TRUE,TRUE),\"\")","v":""},"","","","","","","","","","","","","","","","","","","",{"$f":"IFERROR(IF(OR(D81=\"\",'Lives scenario - input'!$F66=\"\"),\"\",D81/'Lives scenario - input'!$F66),\"\")","v":""},{"$f":"IFERROR(IF(OR(E81=\"\",'Lives scenario - input'!$F66=\"\"),\"\",E81/'Lives scenario - input'!$F66),\"\")","v":""},{"$f":"IFERROR(IF(OR(F81=\"\",'Lives scenario - input'!$F66=\"\"),\"\",F81/'Lives scenario - input'!$F66),\"\")","v":""},{"$f":"IFERROR(IF(OR(G81=\"\",'Lives scenario - input'!$F66=\"\"),\"\",G81/'Lives scenario - input'!$F66),\"\")","v":""},{"$f":"IFERROR(IF(OR(H81=\"\",'Lives scenario - input'!$F66=\"\"),\"\",H81/'Lives scenario - input'!$F66),\"\")","v":""},{"$f":"IFERROR(IF(OR(I81=\"\",'Lives scenario - input'!$F66=\"\"),\"\",I81/'Lives scenario - input'!$F66),\"\")","v":""},{"$f":"IFERROR(IF(OR(J81=\"\",'Lives scenario - input'!$F66=\"\"),\"\",J81/'Lives scenario - input'!$F66),\"\")","v":""},{"$f":"IFERROR(IF(OR(K81=\"\",'Lives scenario - input'!$F66=\"\"),\"\",K81/'Lives scenario - input'!$F66),\"\")","v":""},{"$f":"IFERROR(IF(OR(L81=\"\",'Lives scenario - input'!$F66=\"\"),\"\",L81/'Lives scenario - input'!$F66),\"\")","v":""},{"$f":"IFERROR(IF(OR(M81=\"\",'Lives scenario - input'!$F66=\"\"),\"\",M81/'Lives scenario - input'!$F66),\"\")","v":""},{"$f":"IFERROR(IF(OR(N81=\"\",'Lives scenario - input'!$F66=\"\"),\"\",N81/'Lives scenario - input'!$F66),\"\")","v":""},{"$f":"IFERROR(IF(OR(O81=\"\",'Lives scenario - input'!$F66=\"\"),\"\",O81/'Lives scenario - input'!$F66),\"\")","v":""},{"$f":"IFERROR(IF(OR(P81=\"\",'Lives scenario - input'!$F66=\"\"),\"\",P81/'Lives scenario - input'!$F66),\"\")","v":""},{"$f":"IFERROR(IF(OR(Q81=\"\",'Lives scenario - input'!$F66=\"\"),\"\",Q81/'Lives scenario - input'!$F66),\"\")","v":""},{"$f":"IFERROR(IF(OR(R81=\"\",'Lives scenario - input'!$F66=\"\"),\"\",R81/'Lives scenario - input'!$F66),\"\")","v":""},{"$f":"IFERROR(IF(OR(S81=\"\",'Lives scenario - input'!$F66=\"\"),\"\",S81/'Lives scenario - input'!$F66),\"\")","v":""},{"$f":"IFERROR(IF(OR(T81=\"\",'Lives scenario - input'!$F66=\"\"),\"\",T81/'Lives scenario - input'!$F66),\"\")","v":""},{"$f":"IFERROR(IF(OR(U81=\"\",'Lives scenario - input'!$F66=\"\"),\"\",U81/'Lives scenario - input'!$F66),\"\")","v":""},{"$f":"IFERROR(IF(OR(V81=\"\",'Lives scenario - input'!$F66=\"\"),\"\",V81/'Lives scenario - input'!$F66),\"\")","v":""},{"$f":"IFERROR(IF(OR(W81=\"\",'Lives scenario - input'!$F66=\"\"),\"\",W81/'Lives scenario - input'!$F66),\"\")","v":""}]
[{"$f":"IFERROR('Lives scenario - input'!A67,\"\")","v":""},{"$f":"IFERROR('Lives scenario - input'!B67,\"\")","v":""},{"$f":"IFERROR('Lives scenario - input'!C67,\"\")","v":""},{"$f":"IFERROR(repcalc('Lives scenario - input'!$CX67:$GJ67,'Lives scenario - input'!$I67,'Lives scenario - input'!$G67,'Lives scenario - input'!$H67,20,TRUE,TRUE),\"\")","v":""},"","","","","","","","","","","","","","","","","","","",{"$f":"IFERROR(IF(OR(D82=\"\",'Lives scenario - input'!$F67=\"\"),\"\",D82/'Lives scenario - input'!$F67),\"\")","v":""},{"$f":"IFERROR(IF(OR(E82=\"\",'Lives scenario - input'!$F67=\"\"),\"\",E82/'Lives scenario - input'!$F67),\"\")","v":""},{"$f":"IFERROR(IF(OR(F82=\"\",'Lives scenario - input'!$F67=\"\"),\"\",F82/'Lives scenario - input'!$F67),\"\")","v":""},{"$f":"IFERROR(IF(OR(G82=\"\",'Lives scenario - input'!$F67=\"\"),\"\",G82/'Lives scenario - input'!$F67),\"\")","v":""},{"$f":"IFERROR(IF(OR(H82=\"\",'Lives scenario - input'!$F67=\"\"),\"\",H82/'Lives scenario - input'!$F67),\"\")","v":""},{"$f":"IFERROR(IF(OR(I82=\"\",'Lives scenario - input'!$F67=\"\"),\"\",I82/'Lives scenario - input'!$F67),\"\")","v":""},{"$f":"IFERROR(IF(OR(J82=\"\",'Lives scenario - input'!$F67=\"\"),\"\",J82/'Lives scenario - input'!$F67),\"\")","v":""},{"$f":"IFERROR(IF(OR(K82=\"\",'Lives scenario - input'!$F67=\"\"),\"\",K82/'Lives scenario - input'!$F67),\"\")","v":""},{"$f":"IFERROR(IF(OR(L82=\"\",'Lives scenario - input'!$F67=\"\"),\"\",L82/'Lives scenario - input'!$F67),\"\")","v":""},{"$f":"IFERROR(IF(OR(M82=\"\",'Lives scenario - input'!$F67=\"\"),\"\",M82/'Lives scenario - input'!$F67),\"\")","v":""},{"$f":"IFERROR(IF(OR(N82=\"\",'Lives scenario - input'!$F67=\"\"),\"\",N82/'Lives scenario - input'!$F67),\"\")","v":""},{"$f":"IFERROR(IF(OR(O82=\"\",'Lives scenario - input'!$F67=\"\"),\"\",O82/'Lives scenario - input'!$F67),\"\")","v":""},{"$f":"IFERROR(IF(OR(P82=\"\",'Lives scenario - input'!$F67=\"\"),\"\",P82/'Lives scenario - input'!$F67),\"\")","v":""},{"$f":"IFERROR(IF(OR(Q82=\"\",'Lives scenario - input'!$F67=\"\"),\"\",Q82/'Lives scenario - input'!$F67),\"\")","v":""},{"$f":"IFERROR(IF(OR(R82=\"\",'Lives scenario - input'!$F67=\"\"),\"\",R82/'Lives scenario - input'!$F67),\"\")","v":""},{"$f":"IFERROR(IF(OR(S82=\"\",'Lives scenario - input'!$F67=\"\"),\"\",S82/'Lives scenario - input'!$F67),\"\")","v":""},{"$f":"IFERROR(IF(OR(T82=\"\",'Lives scenario - input'!$F67=\"\"),\"\",T82/'Lives scenario - input'!$F67),\"\")","v":""},{"$f":"IFERROR(IF(OR(U82=\"\",'Lives scenario - input'!$F67=\"\"),\"\",U82/'Lives scenario - input'!$F67),\"\")","v":""},{"$f":"IFERROR(IF(OR(V82=\"\",'Lives scenario - input'!$F67=\"\"),\"\",V82/'Lives scenario - input'!$F67),\"\")","v":""},{"$f":"IFERROR(IF(OR(W82=\"\",'Lives scenario - input'!$F67=\"\"),\"\",W82/'Lives scenario - input'!$F67),\"\")","v":""}]
[{"$f":"IFERROR('Lives scenario - input'!A68,\"\")","v":""},{"$f":"IFERROR('Lives scenario - input'!B68,\"\")","v":""},{"$f":"IFERROR('Lives scenario - input'!C68,\"\")","v":""},{"$f":"IFERROR(repcalc('Lives scenario - input'!$CX68:$GJ68,'Lives scenario - input'!$I68,'Lives scenario - input'!$G68,'Lives scenario - input'!$H68,20,TRUE,TRUE),\"\")","v":""},"","","","","","","","","","","","","","","","","","","",{"$f":"IFERROR(IF(OR(D83=\"\",'Lives scenario - input'!$F68=\"\"),\"\",D83/'Lives scenario - input'!$F68),\"\")","v":""},{"$f":"IFERROR(IF(OR(E83=\"\",'Lives scenario - input'!$F68=\"\"),\"\",E83/'Lives scenario - input'!$F68),\"\")","v":""},{"$f":"IFERROR(IF(OR(F83=\"\",'Lives scenario - input'!$F68=\"\"),\"\",F83/'Lives scenario - input'!$F68),\"\")","v":""},{"$f":"IFERROR(IF(OR(G83=\"\",'Lives scenario - input'!$F68=\"\"),\"\",G83/'Lives scenario - input'!$F68),\"\")","v":""},{"$f":"IFERROR(IF(OR(H83=\"\",'Lives scenario - input'!$F68=\"\"),\"\",H83/'Lives scenario - input'!$F68),\"\")","v":""},{"$f":"IFERROR(IF(OR(I83=\"\",'Lives scenario - input'!$F68=\"\"),\"\",I83/'Lives scenario - input'!$F68),\"\")","v":""},{"$f":"IFERROR(IF(OR(J83=\"\",'Lives scenario - input'!$F68=\"\"),\"\",J83/'Lives scenario - input'!$F68),\"\")","v":""},{"$f":"IFERROR(IF(OR(K83=\"\",'Lives scenario - input'!$F68=\"\"),\"\",K83/'Lives scenario - input'!$F68),\"\")","v":""},{"$f":"IFERROR(IF(OR(L83=\"\",'Lives scenario - input'!$F68=\"\"),\"\",L83/'Lives scenario - input'!$F68),\"\")","v":""},{"$f":"IFERROR(IF(OR(M83=\"\",'Lives scenario - input'!$F68=\"\"),\"\",M83/'Lives scenario - input'!$F68),\"\")","v":""},{"$f":"IFERROR(IF(OR(N83=\"\",'Lives scenario - input'!$F68=\"\"),\"\",N83/'Lives scenario - input'!$F68),\"\")","v":""},{"$f":"IFERROR(IF(OR(O83=\"\",'Lives scenario - input'!$F68=\"\"),\"\",O83/'Lives scenario - input'!$F68),\"\")","v":""},{"$f":"IFERROR(IF(OR(P83=\"\",'Lives scenario - input'!$F68=\"\"),\"\",P83/'Lives scenario - input'!$F68),\"\")","v":""},{"$f":"IFERROR(IF(OR(Q83=\"\",'Lives scenario - input'!$F68=\"\"),\"\",Q83/'Lives scenario - input'!$F68),\"\")","v":""},{"$f":"IFERROR(IF(OR(R83=\"\",'Lives scenario - input'!$F68=\"\"),\"\",R83/'Lives scenario - input'!$F68),\"\")","v":""},{"$f":"IFERROR(IF(OR(S83=\"\",'Lives scenario - input'!$F68=\"\"),\"\",S83/'Lives scenario - input'!$F68),\"\")","v":""},{"$f":"IFERROR(IF(OR(T83=\"\",'Lives scenario - input'!$F68=\"\"),\"\",T83/'Lives scenario - input'!$F68),\"\")","v":""},{"$f":"IFERROR(IF(OR(U83=\"\",'Lives scenario - input'!$F68=\"\"),\"\",U83/'Lives scenario - input'!$F68),\"\")","v":""},{"$f":"IFERROR(IF(OR(V83=\"\",'Lives scenario - input'!$F68=\"\"),\"\",V83/'Lives scenario - input'!$F68),\"\")","v":""},{"$f":"IFERROR(IF(OR(W83=\"\",'Lives scenario - input'!$F68=\"\"),\"\",W83/'Lives scenario - input'!$F68),\"\")","v":""}]
[{"$f":"IFERROR('Lives scenario - input'!A69,\"\")","v":""},{"$f":"IFERROR('Lives scenario - input'!B69,\"\")","v":""},{"$f":"IFERROR('Lives scenario - input'!C69,\"\")","v":""},{"$f":"IFERROR(repcalc('Lives scenario - input'!$CX69:$GJ69,'Lives scenario - input'!$I69,'Lives scenario - input'!$G69,'Lives scenario - input'!$H69,20,TRUE,TRUE),\"\")","v":""},"","","","","","","","","","","","","","","","","","","",{"$f":"IFERROR(IF(OR(D84=\"\",'Lives scenario - input'!$F69=\"\"),\"\",D84/'Lives scenario - input'!$F69),\"\")","v":""},{"$f":"IFERROR(IF(OR(E84=\"\",'Lives scenario - input'!$F69=\"\"),\"\",E84/'Lives scenario - input'!$F69),\"\")","v":""},{"$f":"IFERROR(IF(OR(F84=\"\",'Lives scenario - input'!$F69=\"\"),\"\",F84/'Lives scenario - input'!$F69),\"\")","v":""},{"$f":"IFERROR(IF(OR(G84=\"\",'Lives scenario - input'!$F69=\"\"),\"\",G84/'Lives scenario - input'!$F69),\"\")","v":""},{"$f":"IFERROR(IF(OR(H84=\"\",'Lives scenario - input'!$F69=\"\"),\"\",H84/'Lives scenario - input'!$F69),\"\")","v":""},{"$f":"IFERROR(IF(OR(I84=\"\",'Lives scenario - input'!$F69=\"\"),\"\",I84/'Lives scenario - input'!$F69),\"\")","v":""},{"$f":"IFERROR(IF(OR(J84=\"\",'Lives scenario - input'!$F69=\"\"),\"\",J84/'Lives scenario - input'!$F69),\"\")","v":""},{"$f":"IFERROR(IF(OR(K84=\"\",'Lives scenario - input'!$F69=\"\"),\"\",K84/'Lives scenario - input'!$F69),\"\")","v":""},{"$f":"IFERROR(IF(OR(L84=\"\",'Lives scenario - input'!$F69=\"\"),\"\",L84/'Lives scenario - input'!$F69),\"\")","v":""},{"$f":"IFERROR(IF(OR(M84=\"\",'Lives scenario - input'!$F69=\"\"),\"\",M84/'Lives scenario - input'!$F69),\"\")","v":""},{"$f":"IFERROR(IF(OR(N84=\"\",'Lives scenario - input'!$F69=\"\"),\"\",N84/'Lives scenario - input'!$F69),\"\")","v":""},{"$f":"IFERROR(IF(OR(O84=\"\",'Lives scenario - input'!$F69=\"\"),\"\",O84/'Lives scenario - input'!$F69),\"\")","v":""},{"$f":"IFERROR(IF(OR(P84=\"\",'Lives scenario - input'!$F69=\"\"),\"\",P84/'Lives scenario - input'!$F69),\"\")","v":""},{"$f":"IFERROR(IF(OR(Q84=\"\",'Lives scenario - input'!$F69=\"\"),\"\",Q84/'Lives scenario - input'!$F69),\"\")","v":""},{"$f":"IFERROR(IF(OR(R84=\"\",'Lives scenario - input'!$F69=\"\"),\"\",R84/'Lives scenario - input'!$F69),\"\")","v":""},{"$f":"IFERROR(IF(OR(S84=\"\",'Lives scenario - input'!$F69=\"\"),\"\",S84/'Lives scenario - input'!$F69),\"\")","v":""},{"$f":"IFERROR(IF(OR(T84=\"\",'Lives scenario - input'!$F69=\"\"),\"\",T84/'Lives scenario - input'!$F69),\"\")","v":""},{"$f":"IFERROR(IF(OR(U84=\"\",'Lives scenario - input'!$F69=\"\"),\"\",U84/'Lives scenario - input'!$F69),\"\")","v":""},{"$f":"IFERROR(IF(OR(V84=\"\",'Lives scenario - input'!$F69=\"\"),\"\",V84/'Lives scenario - input'!$F69),\"\")","v":""},{"$f":"IFERROR(IF(OR(W84=\"\",'Lives scenario - input'!$F69=\"\"),\"\",W84/'Lives scenario - input'!$F69),\"\")","v":""}]
[{"$f":"IFERROR('Lives scenario - input'!A70,\"\")","v":""},{"$f":"IFERROR('Lives scenario - input'!B70,\"\")","v":""},{"$f":"IFERROR('Lives scenario - input'!C70,\"\")","v":""},{"$f":"IFERROR(repcalc('Lives scenario - input'!$CX70:$GJ70,'Lives scenario - input'!$I70,'Lives scenario - input'!$G70,'Lives scenario - input'!$H70,20,TRUE,TRUE),\"\")","v":""},"","","","","","","","","","","","","","","","","","","",{"$f":"IFERROR(IF(OR(D85=\"\",'Lives scenario - input'!$F70=\"\"),\"\",D85/'Lives scenario - input'!$F70),\"\")","v":""},{"$f":"IFERROR(IF(OR(E85=\"\",'Lives scenario - input'!$F70=\"\"),\"\",E85/'Lives scenario - input'!$F70),\"\")","v":""},{"$f":"IFERROR(IF(OR(F85=\"\",'Lives scenario - input'!$F70=\"\"),\"\",F85/'Lives scenario - input'!$F70),\"\")","v":""},{"$f":"IFERROR(IF(OR(G85=\"\",'Lives scenario - input'!$F70=\"\"),\"\",G85/'Lives scenario - input'!$F70),\"\")","v":""},{"$f":"IFERROR(IF(OR(H85=\"\",'Lives scenario - input'!$F70=\"\"),\"\",H85/'Lives scenario - input'!$F70),\"\")","v":""},{"$f":"IFERROR(IF(OR(I85=\"\",'Lives scenario - input'!$F70=\"\"),\"\",I85/'Lives scenario - input'!$F70),\"\")","v":""},{"$f":"IFERROR(IF(OR(J85=\"\",'Lives scenario - input'!$F70=\"\"),\"\",J85/'Lives scenario - input'!$F70),\"\")","v":""},{"$f":"IFERROR(IF(OR(K85=\"\",'Lives scenario - input'!$F70=\"\"),\"\",K85/'Lives scenario - input'!$F70),\"\")","v":""},{"$f":"IFERROR(IF(OR(L85=\"\",'Lives scenario - input'!$F70=\"\"),\"\",L85/'Lives scenario - input'!$F70),\"\")","v":""},{"$f":"IFERROR(IF(OR(M85=\"\",'Lives scenario - input'!$F70=\"\"),\"\",M85/'Lives scenario - input'!$F70),\"\")","v":""},{"$f":"IFERROR(IF(OR(N85=\"\",'Lives scenario - input'!$F70=\"\"),\"\",N85/'Lives scenario - input'!$F70),\"\")","v":""},{"$f":"IFERROR(IF(OR(O85=\"\",'Lives scenario - input'!$F70=\"\"),\"\",O85/'Lives scenario - input'!$F70),\"\")","v":""},{"$f":"IFERROR(IF(OR(P85=\"\",'Lives scenario - input'!$F70=\"\"),\"\",P85/'Lives scenario - input'!$F70),\"\")","v":""},{"$f":"IFERROR(IF(OR(Q85=\"\",'Lives scenario - input'!$F70=\"\"),\"\",Q85/'Lives scenario - input'!$F70),\"\")","v":""},{"$f":"IFERROR(IF(OR(R85=\"\",'Lives scenario - input'!$F70=\"\"),\"\",R85/'Lives scenario - input'!$F70),\"\")","v":""},{"$f":"IFERROR(IF(OR(S85=\"\",'Lives scenario - input'!$F70=\"\"),\"\",S85/'Lives scenario - input'!$F70),\"\")","v":""},{"$f":"IFERROR(IF(OR(T85=\"\",'Lives scenario - input'!$F70=\"\"),\"\",T85/'Lives scenario - input'!$F70),\"\")","v":""},{"$f":"IFERROR(IF(OR(U85=\"\",'Lives scenario - input'!$F70=\"\"),\"\",U85/'Lives scenario - input'!$F70),\"\")","v":""},{"$f":"IFERROR(IF(OR(V85=\"\",'Lives scenario - input'!$F70=\"\"),\"\",V85/'Lives scenario - input'!$F70),\"\")","v":""},{"$f":"IFERROR(IF(OR(W85=\"\",'Lives scenario - input'!$F70=\"\"),\"\",W85/'Lives scenario - input'!$F70),\"\")","v":""}]
[{"$f":"IFERROR('Lives scenario - input'!A71,\"\")","v":""},{"$f":"IFERROR('Lives scenario - input'!B71,\"\")","v":""},{"$f":"IFERROR('Lives scenario - input'!C71,\"\")","v":""},{"$f":"IFERROR(repcalc('Lives scenario - input'!$CX71:$GJ71,'Lives scenario - input'!$I71,'Lives scenario - input'!$G71,'Lives scenario - input'!$H71,20,TRUE,TRUE),\"\")","v":""},"","","","","","","","","","","","","","","","","","","",{"$f":"IFERROR(IF(OR(D86=\"\",'Lives scenario - input'!$F71=\"\"),\"\",D86/'Lives scenario - input'!$F71),\"\")","v":""},{"$f":"IFERROR(IF(OR(E86=\"\",'Lives scenario - input'!$F71=\"\"),\"\",E86/'Lives scenario - input'!$F71),\"\")","v":""},{"$f":"IFERROR(IF(OR(F86=\"\",'Lives scenario - input'!$F71=\"\"),\"\",F86/'Lives scenario - input'!$F71),\"\")","v":""},{"$f":"IFERROR(IF(OR(G86=\"\",'Lives scenario - input'!$F71=\"\"),\"\",G86/'Lives scenario - input'!$F71),\"\")","v":""},{"$f":"IFERROR(IF(OR(H86=\"\",'Lives scenario - input'!$F71=\"\"),\"\",H86/'Lives scenario - input'!$F71),\"\")","v":""},{"$f":"IFERROR(IF(OR(I86=\"\",'Lives scenario - input'!$F71=\"\"),\"\",I86/'Lives scenario - input'!$F71),\"\")","v":""},{"$f":"IFERROR(IF(OR(J86=\"\",'Lives scenario - input'!$F71=\"\"),\"\",J86/'Lives scenario - input'!$F71),\"\")","v":""},{"$f":"IFERROR(IF(OR(K86=\"\",'Lives scenario - input'!$F71=\"\"),\"\",K86/'Lives scenario - input'!$F71),\"\")","v":""},{"$f":"IFERROR(IF(OR(L86=\"\",'Lives scenario - input'!$F71=\"\"),\"\",L86/'Lives scenario - input'!$F71),\"\")","v":""},{"$f":"IFERROR(IF(OR(M86=\"\",'Lives scenario - input'!$F71=\"\"),\"\",M86/'Lives scenario - input'!$F71),\"\")","v":""},{"$f":"IFERROR(IF(OR(N86=\"\",'Lives scenario - input'!$F71=\"\"),\"\",N86/'Lives scenario - input'!$F71),\"\")","v":""},{"$f":"IFERROR(IF(OR(O86=\"\",'Lives scenario - input'!$F71=\"\"),\"\",O86/'Lives scenario - input'!$F71),\"\")","v":""},{"$f":"IFERROR(IF(OR(P86=\"\",'Lives scenario - input'!$F71=\"\"),\"\",P86/'Lives scenario - input'!$F71),\"\")","v":""},{"$f":"IFERROR(IF(OR(Q86=\"\",'Lives scenario - input'!$F71=\"\"),\"\",Q86/'Lives scenario - input'!$F71),\"\")","v":""},{"$f":"IFERROR(IF(OR(R86=\"\",'Lives scenario - input'!$F71=\"\"),\"\",R86/'Lives scenario - input'!$F71),\"\")","v":""},{"$f":"IFERROR(IF(OR(S86=\"\",'Lives scenario - input'!$F71=\"\"),\"\",S86/'Lives scenario - input'!$F71),\"\")","v":""},{"$f":"IFERROR(IF(OR(T86=\"\",'Lives scenario - input'!$F71=\"\"),\"\",T86/'Lives scenario - input'!$F71),\"\")","v":""},{"$f":"IFERROR(IF(OR(U86=\"\",'Lives scenario - input'!$F71=\"\"),\"\",U86/'Lives scenario - input'!$F71),\"\")","v":""},{"$f":"IFERROR(IF(OR(V86=\"\",'Lives scenario - input'!$F71=\"\"),\"\",V86/'Lives scenario - input'!$F71),\"\")","v":""},{"$f":"IFERROR(IF(OR(W86=\"\",'Lives scenario - input'!$F71=\"\"),\"\",W86/'Lives scenario - input'!$F71),\"\")","v":""}]
[{"$f":"IFERROR('Lives scenario - input'!A72,\"\")","v":""},{"$f":"IFERROR('Lives scenario - input'!B72,\"\")","v":""},{"$f":"IFERROR('Lives scenario - input'!C72,\"\")","v":""},{"$f":"IFERROR(repcalc('Lives scenario - input'!$CX72:$GJ72,'Lives scenario - input'!$I72,'Lives scenario - input'!$G72,'Lives scenario - input'!$H72,20,TRUE,TRUE),\"\")","v":""},"","","","","","","","","","","","","","","","","","","",{"$f":"IFERROR(IF(OR(D87=\"\",'Lives scenario - input'!$F72=\"\"),\"\",D87/'Lives scenario - input'!$F72),\"\")","v":""},{"$f":"IFERROR(IF(OR(E87=\"\",'Lives scenario - input'!$F72=\"\"),\"\",E87/'Lives scenario - input'!$F72),\"\")","v":""},{"$f":"IFERROR(IF(OR(F87=\"\",'Lives scenario - input'!$F72=\"\"),\"\",F87/'Lives scenario - input'!$F72),\"\")","v":""},{"$f":"IFERROR(IF(OR(G87=\"\",'Lives scenario - input'!$F72=\"\"),\"\",G87/'Lives scenario - input'!$F72),\"\")","v":""},{"$f":"IFERROR(IF(OR(H87=\"\",'Lives scenario - input'!$F72=\"\"),\"\",H87/'Lives scenario - input'!$F72),\"\")","v":""},{"$f":"IFERROR(IF(OR(I87=\"\",'Lives scenario - input'!$F72=\"\"),\"\",I87/'Lives scenario - input'!$F72),\"\")","v":""},{"$f":"IFERROR(IF(OR(J87=\"\",'Lives scenario - input'!$F72=\"\"),\"\",J87/'Lives scenario - input'!$F72),\"\")","v":""},{"$f":"IFERROR(IF(OR(K87=\"\",'Lives scenario - input'!$F72=\"\"),\"\",K87/'Lives scenario - input'!$F72),\"\")","v":""},{"$f":"IFERROR(IF(OR(L87=\"\",'Lives scenario - input'!$F72=\"\"),\"\",L87/'Lives scenario - input'!$F72),\"\")","v":""},{"$f":"IFERROR(IF(OR(M87=\"\",'Lives scenario - input'!$F72=\"\"),\"\",M87/'Lives scenario - input'!$F72),\"\")","v":""},{"$f":"IFERROR(IF(OR(N87=\"\",'Lives scenario - input'!$F72=\"\"),\"\",N87/'Lives scenario - input'!$F72),\"\")","v":""},{"$f":"IFERROR(IF(OR(O87=\"\",'Lives scenario - input'!$F72=\"\"),\"\",O87/'Lives scenario - input'!$F72),\"\")","v":""},{"$f":"IFERROR(IF(OR(P87=\"\",'Lives scenario - input'!$F72=\"\"),\"\",P87/'Lives scenario - input'!$F72),\"\")","v":""},{"$f":"IFERROR(IF(OR(Q87=\"\",'Lives scenario - input'!$F72=\"\"),\"\",Q87/'Lives scenario - input'!$F72),\"\")","v":""},{"$f":"IFERROR(IF(OR(R87=\"\",'Lives scenario - input'!$F72=\"\"),\"\",R87/'Lives scenario - input'!$F72),\"\")","v":""},{"$f":"IFERROR(IF(OR(S87=\"\",'Lives scenario - input'!$F72=\"\"),\"\",S87/'Lives scenario - input'!$F72),\"\")","v":""},{"$f":"IFERROR(IF(OR(T87=\"\",'Lives scenario - input'!$F72=\"\"),\"\",T87/'Lives scenario - input'!$F72),\"\")","v":""},{"$f":"IFERROR(IF(OR(U87=\"\",'Lives scenario - input'!$F72=\"\"),\"\",U87/'Lives scenario - input'!$F72),\"\")","v":""},{"$f":"IFERROR(IF(OR(V87=\"\",'Lives scenario - input'!$F72=\"\"),\"\",V87/'Lives scenario - input'!$F72),\"\")","v":""},{"$f":"IFERROR(IF(OR(W87=\"\",'Lives scenario - input'!$F72=\"\"),\"\",W87/'Lives scenario - input'!$F72),\"\")","v":""}]
[{"$f":"IFERROR('Lives scenario - input'!A73,\"\")","v":""},{"$f":"IFERROR('Lives scenario - input'!B73,\"\")","v":""},{"$f":"IFERROR('Lives scenario - input'!C73,\"\")","v":""},{"$f":"IFERROR(repcalc('Lives scenario - input'!$CX73:$GJ73,'Lives scenario - input'!$I73,'Lives scenario - input'!$G73,'Lives scenario - input'!$H73,20,TRUE,TRUE),\"\")","v":""},"","","","","","","","","","","","","","","","","","","",{"$f":"IFERROR(IF(OR(D88=\"\",'Lives scenario - input'!$F73=\"\"),\"\",D88/'Lives scenario - input'!$F73),\"\")","v":""},{"$f":"IFERROR(IF(OR(E88=\"\",'Lives scenario - input'!$F73=\"\"),\"\",E88/'Lives scenario - input'!$F73),\"\")","v":""},{"$f":"IFERROR(IF(OR(F88=\"\",'Lives scenario - input'!$F73=\"\"),\"\",F88/'Lives scenario - input'!$F73),\"\")","v":""},{"$f":"IFERROR(IF(OR(G88=\"\",'Lives scenario - input'!$F73=\"\"),\"\",G88/'Lives scenario - input'!$F73),\"\")","v":""},{"$f":"IFERROR(IF(OR(H88=\"\",'Lives scenario - input'!$F73=\"\"),\"\",H88/'Lives scenario - input'!$F73),\"\")","v":""},{"$f":"IFERROR(IF(OR(I88=\"\",'Lives scenario - input'!$F73=\"\"),\"\",I88/'Lives scenario - input'!$F73),\"\")","v":""},{"$f":"IFERROR(IF(OR(J88=\"\",'Lives scenario - input'!$F73=\"\"),\"\",J88/'Lives scenario - input'!$F73),\"\")","v":""},{"$f":"IFERROR(IF(OR(K88=\"\",'Lives scenario - input'!$F73=\"\"),\"\",K88/'Lives scenario - input'!$F73),\"\")","v":""},{"$f":"IFERROR(IF(OR(L88=\"\",'Lives scenario - input'!$F73=\"\"),\"\",L88/'Lives scenario - input'!$F73),\"\")","v":""},{"$f":"IFERROR(IF(OR(M88=\"\",'Lives scenario - input'!$F73=\"\"),\"\",M88/'Lives scenario - input'!$F73),\"\")","v":""},{"$f":"IFERROR(IF(OR(N88=\"\",'Lives scenario - input'!$F73=\"\"),\"\",N88/'Lives scenario - input'!$F73),\"\")","v":""},{"$f":"IFERROR(IF(OR(O88=\"\",'Lives scenario - input'!$F73=\"\"),\"\",O88/'Lives scenario - input'!$F73),\"\")","v":""},{"$f":"IFERROR(IF(OR(P88=\"\",'Lives scenario - input'!$F73=\"\"),\"\",P88/'Lives scenario - input'!$F73),\"\")","v":""},{"$f":"IFERROR(IF(OR(Q88=\"\",'Lives scenario - input'!$F73=\"\"),\"\",Q88/'Lives scenario - input'!$F73),\"\")","v":""},{"$f":"IFERROR(IF(OR(R88=\"\",'Lives scenario - input'!$F73=\"\"),\"\",R88/'Lives scenario - input'!$F73),\"\")","v":""},{"$f":"IFERROR(IF(OR(S88=\"\",'Lives scenario - input'!$F73=\"\"),\"\",S88/'Lives scenario - input'!$F73),\"\")","v":""},{"$f":"IFERROR(IF(OR(T88=\"\",'Lives scenario - input'!$F73=\"\"),\"\",T88/'Lives scenario - input'!$F73),\"\")","v":""},{"$f":"IFERROR(IF(OR(U88=\"\",'Lives scenario - input'!$F73=\"\"),\"\",U88/'Lives scenario - input'!$F73),\"\")","v":""},{"$f":"IFERROR(IF(OR(V88=\"\",'Lives scenario - input'!$F73=\"\"),\"\",V88/'Lives scenario - input'!$F73),\"\")","v":""},{"$f":"IFERROR(IF(OR(W88=\"\",'Lives scenario - input'!$F73=\"\"),\"\",W88/'Lives scenario - input'!$F73),\"\")","v":""}]
[{"$f":"IFERROR('Lives scenario - input'!A74,\"\")","v":""},{"$f":"IFERROR('Lives scenario - input'!B74,\"\")","v":""},{"$f":"IFERROR('Lives scenario - input'!C74,\"\")","v":""},{"$f":"IFERROR(repcalc('Lives scenario - input'!$CX74:$GJ74,'Lives scenario - input'!$I74,'Lives scenario - input'!$G74,'Lives scenario - input'!$H74,20,TRUE,TRUE),\"\")","v":""},"","","","","","","","","","","","","","","","","","","",{"$f":"IFERROR(IF(OR(D89=\"\",'Lives scenario - input'!$F74=\"\"),\"\",D89/'Lives scenario - input'!$F74),\"\")","v":""},{"$f":"IFERROR(IF(OR(E89=\"\",'Lives scenario - input'!$F74=\"\"),\"\",E89/'Lives scenario - input'!$F74),\"\")","v":""},{"$f":"IFERROR(IF(OR(F89=\"\",'Lives scenario - input'!$F74=\"\"),\"\",F89/'Lives scenario - input'!$F74),\"\")","v":""},{"$f":"IFERROR(IF(OR(G89=\"\",'Lives scenario - input'!$F74=\"\"),\"\",G89/'Lives scenario - input'!$F74),\"\")","v":""},{"$f":"IFERROR(IF(OR(H89=\"\",'Lives scenario - input'!$F74=\"\"),\"\",H89/'Lives scenario - input'!$F74),\"\")","v":""},{"$f":"IFERROR(IF(OR(I89=\"\",'Lives scenario - input'!$F74=\"\"),\"\",I89/'Lives scenario - input'!$F74),\"\")","v":""},{"$f":"IFERROR(IF(OR(J89=\"\",'Lives scenario - input'!$F74=\"\"),\"\",J89/'Lives scenario - input'!$F74),\"\")","v":""},{"$f":"IFERROR(IF(OR(K89=\"\",'Lives scenario - input'!$F74=\"\"),\"\",K89/'Lives scenario - input'!$F74),\"\")","v":""},{"$f":"IFERROR(IF(OR(L89=\"\",'Lives scenario - input'!$F74=\"\"),\"\",L89/'Lives scenario - input'!$F74),\"\")","v":""},{"$f":"IFERROR(IF(OR(M89=\"\",'Lives scenario - input'!$F74=\"\"),\"\",M89/'Lives scenario - input'!$F74),\"\")","v":""},{"$f":"IFERROR(IF(OR(N89=\"\",'Lives scenario - input'!$F74=\"\"),\"\",N89/'Lives scenario - input'!$F74),\"\")","v":""},{"$f":"IFERROR(IF(OR(O89=\"\",'Lives scenario - input'!$F74=\"\"),\"\",O89/'Lives scenario - input'!$F74),\"\")","v":""},{"$f":"IFERROR(IF(OR(P89=\"\",'Lives scenario - input'!$F74=\"\"),\"\",P89/'Lives scenario - input'!$F74),\"\")","v":""},{"$f":"IFERROR(IF(OR(Q89=\"\",'Lives scenario - input'!$F74=\"\"),\"\",Q89/'Lives scenario - input'!$F74),\"\")","v":""},{"$f":"IFERROR(IF(OR(R89=\"\",'Lives scenario - input'!$F74=\"\"),\"\",R89/'Lives scenario - input'!$F74),\"\")","v":""},{"$f":"IFERROR(IF(OR(S89=\"\",'Lives scenario - input'!$F74=\"\"),\"\",S89/'Lives scenario - input'!$F74),\"\")","v":""},{"$f":"IFERROR(IF(OR(T89=\"\",'Lives scenario - input'!$F74=\"\"),\"\",T89/'Lives scenario - input'!$F74),\"\")","v":""},{"$f":"IFERROR(IF(OR(U89=\"\",'Lives scenario - input'!$F74=\"\"),\"\",U89/'Lives scenario - input'!$F74),\"\")","v":""},{"$f":"IFERROR(IF(OR(V89=\"\",'Lives scenario - input'!$F74=\"\"),\"\",V89/'Lives scenario - input'!$F74),\"\")","v":""},{"$f":"IFERROR(IF(OR(W89=\"\",'Lives scenario - input'!$F74=\"\"),\"\",W89/'Lives scenario - input'!$F74),\"\")","v":""}]
[{"$f":"IFERROR('Lives scenario - input'!A75,\"\")","v":""},{"$f":"IFERROR('Lives scenario - input'!B75,\"\")","v":""},{"$f":"IFERROR('Lives scenario - input'!C75,\"\")","v":""},{"$f":"IFERROR(repcalc('Lives scenario - input'!$CX75:$GJ75,'Lives scenario - input'!$I75,'Lives scenario - input'!$G75,'Lives scenario - input'!$H75,20,TRUE,TRUE),\"\")","v":""},"","","","","","","","","","","","","","","","","","","",{"$f":"IFERROR(IF(OR(D90=\"\",'Lives scenario - input'!$F75=\"\"),\"\",D90/'Lives scenario - input'!$F75),\"\")","v":""},{"$f":"IFERROR(IF(OR(E90=\"\",'Lives scenario - input'!$F75=\"\"),\"\",E90/'Lives scenario - input'!$F75),\"\")","v":""},{"$f":"IFERROR(IF(OR(F90=\"\",'Lives scenario - input'!$F75=\"\"),\"\",F90/'Lives scenario - input'!$F75),\"\")","v":""},{"$f":"IFERROR(IF(OR(G90=\"\",'Lives scenario - input'!$F75=\"\"),\"\",G90/'Lives scenario - input'!$F75),\"\")","v":""},{"$f":"IFERROR(IF(OR(H90=\"\",'Lives scenario - input'!$F75=\"\"),\"\",H90/'Lives scenario - input'!$F75),\"\")","v":""},{"$f":"IFERROR(IF(OR(I90=\"\",'Lives scenario - input'!$F75=\"\"),\"\",I90/'Lives scenario - input'!$F75),\"\")","v":""},{"$f":"IFERROR(IF(OR(J90=\"\",'Lives scenario - input'!$F75=\"\"),\"\",J90/'Lives scenario - input'!$F75),\"\")","v":""},{"$f":"IFERROR(IF(OR(K90=\"\",'Lives scenario - input'!$F75=\"\"),\"\",K90/'Lives scenario - input'!$F75),\"\")","v":""},{"$f":"IFERROR(IF(OR(L90=\"\",'Lives scenario - input'!$F75=\"\"),\"\",L90/'Lives scenario - input'!$F75),\"\")","v":""},{"$f":"IFERROR(IF(OR(M90=\"\",'Lives scenario - input'!$F75=\"\"),\"\",M90/'Lives scenario - input'!$F75),\"\")","v":""},{"$f":"IFERROR(IF(OR(N90=\"\",'Lives scenario - input'!$F75=\"\"),\"\",N90/'Lives scenario - input'!$F75),\"\")","v":""},{"$f":"IFERROR(IF(OR(O90=\"\",'Lives scenario - input'!$F75=\"\"),\"\",O90/'Lives scenario - input'!$F75),\"\")","v":""},{"$f":"IFERROR(IF(OR(P90=\"\",'Lives scenario - input'!$F75=\"\"),\"\",P90/'Lives scenario - input'!$F75),\"\")","v":""},{"$f":"IFERROR(IF(OR(Q90=\"\",'Lives scenario - input'!$F75=\"\"),\"\",Q90/'Lives scenario - input'!$F75),\"\")","v":""},{"$f":"IFERROR(IF(OR(R90=\"\",'Lives scenario - input'!$F75=\"\"),\"\",R90/'Lives scenario - input'!$F75),\"\")","v":""},{"$f":"IFERROR(IF(OR(S90=\"\",'Lives scenario - input'!$F75=\"\"),\"\",S90/'Lives scenario - input'!$F75),\"\")","v":""},{"$f":"IFERROR(IF(OR(T90=\"\",'Lives scenario - input'!$F75=\"\"),\"\",T90/'Lives scenario - input'!$F75),\"\")","v":""},{"$f":"IFERROR(IF(OR(U90=\"\",'Lives scenario - input'!$F75=\"\"),\"\",U90/'Lives scenario - input'!$F75),\"\")","v":""},{"$f":"IFERROR(IF(OR(V90=\"\",'Lives scenario - input'!$F75=\"\"),\"\",V90/'Lives scenario - input'!$F75),\"\")","v":""},{"$f":"IFERROR(IF(OR(W90=\"\",'Lives scenario - input'!$F75=\"\"),\"\",W90/'Lives scenario - input'!$F75),\"\")","v":""}]
[{"$f":"IFERROR('Lives scenario - input'!A76,\"\")","v":""},{"$f":"IFERROR('Lives scenario - input'!B76,\"\")","v":""},{"$f":"IFERROR('Lives scenario - input'!C76,\"\")","v":""},{"$f":"IFERROR(repcalc('Lives scenario - input'!$CX76:$GJ76,'Lives scenario - input'!$I76,'Lives scenario - input'!$G76,'Lives scenario - input'!$H76,20,TRUE,TRUE),\"\")","v":""},"","","","","","","","","","","","","","","","","","","",{"$f":"IFERROR(IF(OR(D91=\"\",'Lives scenario - input'!$F76=\"\"),\"\",D91/'Lives scenario - input'!$F76),\"\")","v":""},{"$f":"IFERROR(IF(OR(E91=\"\",'Lives scenario - input'!$F76=\"\"),\"\",E91/'Lives scenario - input'!$F76),\"\")","v":""},{"$f":"IFERROR(IF(OR(F91=\"\",'Lives scenario - input'!$F76=\"\"),\"\",F91/'Lives scenario - input'!$F76),\"\")","v":""},{"$f":"IFERROR(IF(OR(G91=\"\",'Lives scenario - input'!$F76=\"\"),\"\",G91/'Lives scenario - input'!$F76),\"\")","v":""},{"$f":"IFERROR(IF(OR(H91=\"\",'Lives scenario - input'!$F76=\"\"),\"\",H91/'Lives scenario - input'!$F76),\"\")","v":""},{"$f":"IFERROR(IF(OR(I91=\"\",'Lives scenario - input'!$F76=\"\"),\"\",I91/'Lives scenario - input'!$F76),\"\")","v":""},{"$f":"IFERROR(IF(OR(J91=\"\",'Lives scenario - input'!$F76=\"\"),\"\",J91/'Lives scenario - input'!$F76),\"\")","v":""},{"$f":"IFERROR(IF(OR(K91=\"\",'Lives scenario - input'!$F76=\"\"),\"\",K91/'Lives scenario - input'!$F76),\"\")","v":""},{"$f":"IFERROR(IF(OR(L91=\"\",'Lives scenario - input'!$F76=\"\"),\"\",L91/'Lives scenario - input'!$F76),\"\")","v":""},{"$f":"IFERROR(IF(OR(M91=\"\",'Lives scenario - input'!$F76=\"\"),\"\",M91/'Lives scenario - input'!$F76),\"\")","v":""},{"$f":"IFERROR(IF(OR(N91=\"\",'Lives scenario - input'!$F76=\"\"),\"\",N91/'Lives scenario - input'!$F76),\"\")","v":""},{"$f":"IFERROR(IF(OR(O91=\"\",'Lives scenario - input'!$F76=\"\"),\"\",O91/'Lives scenario - input'!$F76),\"\")","v":""},{"$f":"IFERROR(IF(OR(P91=\"\",'Lives scenario - input'!$F76=\"\"),\"\",P91/'Lives scenario - input'!$F76),\"\")","v":""},{"$f":"IFERROR(IF(OR(Q91=\"\",'Lives scenario - input'!$F76=\"\"),\"\",Q91/'Lives scenario - input'!$F76),\"\")","v":""},{"$f":"IFERROR(IF(OR(R91=\"\",'Lives scenario - input'!$F76=\"\"),\"\",R91/'Lives scenario - input'!$F76),\"\")","v":""},{"$f":"IFERROR(IF(OR(S91=\"\",'Lives scenario - input'!$F76=\"\"),\"\",S91/'Lives scenario - input'!$F76),\"\")","v":""},{"$f":"IFERROR(IF(OR(T91=\"\",'Lives scenario - input'!$F76=\"\"),\"\",T91/'Lives scenario - input'!$F76),\"\")","v":""},{"$f":"IFERROR(IF(OR(U91=\"\",'Lives scenario - input'!$F76=\"\"),\"\",U91/'Lives scenario - input'!$F76),\"\")","v":""},{"$f":"IFERROR(IF(OR(V91=\"\",'Lives scenario - input'!$F76=\"\"),\"\",V91/'Lives scenario - input'!$F76),\"\")","v":""},{"$f":"IFERROR(IF(OR(W91=\"\",'Lives scenario - input'!$F76=\"\"),\"\",W91/'Lives scenario - input'!$F76),\"\")","v":""}]
[{"$f":"IFERROR('Lives scenario - input'!A77,\"\")","v":""},{"$f":"IFERROR('Lives scenario - input'!B77,\"\")","v":""},{"$f":"IFERROR('Lives scenario - input'!C77,\"\")","v":""},{"$f":"IFERROR(repcalc('Lives scenario - input'!$CX77:$GJ77,'Lives scenario - input'!$I77,'Lives scenario - input'!$G77,'Lives scenario - input'!$H77,20,TRUE,TRUE),\"\")","v":""},"","","","","","","","","","","","","","","","","","","",{"$f":"IFERROR(IF(OR(D92=\"\",'Lives scenario - input'!$F77=\"\"),\"\",D92/'Lives scenario - input'!$F77),\"\")","v":""},{"$f":"IFERROR(IF(OR(E92=\"\",'Lives scenario - input'!$F77=\"\"),\"\",E92/'Lives scenario - input'!$F77),\"\")","v":""},{"$f":"IFERROR(IF(OR(F92=\"\",'Lives scenario - input'!$F77=\"\"),\"\",F92/'Lives scenario - input'!$F77),\"\")","v":""},{"$f":"IFERROR(IF(OR(G92=\"\",'Lives scenario - input'!$F77=\"\"),\"\",G92/'Lives scenario - input'!$F77),\"\")","v":""},{"$f":"IFERROR(IF(OR(H92=\"\",'Lives scenario - input'!$F77=\"\"),\"\",H92/'Lives scenario - input'!$F77),\"\")","v":""},{"$f":"IFERROR(IF(OR(I92=\"\",'Lives scenario - input'!$F77=\"\"),\"\",I92/'Lives scenario - input'!$F77),\"\")","v":""},{"$f":"IFERROR(IF(OR(J92=\"\",'Lives scenario - input'!$F77=\"\"),\"\",J92/'Lives scenario - input'!$F77),\"\")","v":""},{"$f":"IFERROR(IF(OR(K92=\"\",'Lives scenario - input'!$F77=\"\"),\"\",K92/'Lives scenario - input'!$F77),\"\")","v":""},{"$f":"IFERROR(IF(OR(L92=\"\",'Lives scenario - input'!$F77=\"\"),\"\",L92/'Lives scenario - input'!$F77),\"\")","v":""},{"$f":"IFERROR(IF(OR(M92=\"\",'Lives scenario - input'!$F77=\"\"),\"\",M92/'Lives scenario - input'!$F77),\"\")","v":""},{"$f":"IFERROR(IF(OR(N92=\"\",'Lives scenario - input'!$F77=\"\"),\"\",N92/'Lives scenario - input'!$F77),\"\")","v":""},{"$f":"IFERROR(IF(OR(O92=\"\",'Lives scenario - input'!$F77=\"\"),\"\",O92/'Lives scenario - input'!$F77),\"\")","v":""},{"$f":"IFERROR(IF(OR(P92=\"\",'Lives scenario - input'!$F77=\"\"),\"\",P92/'Lives scenario - input'!$F77),\"\")","v":""},{"$f":"IFERROR(IF(OR(Q92=\"\",'Lives scenario - input'!$F77=\"\"),\"\",Q92/'Lives scenario - input'!$F77),\"\")","v":""},{"$f":"IFERROR(IF(OR(R92=\"\",'Lives scenario - input'!$F77=\"\"),\"\",R92/'Lives scenario - input'!$F77),\"\")","v":""},{"$f":"IFERROR(IF(OR(S92=\"\",'Lives scenario - input'!$F77=\"\"),\"\",S92/'Lives scenario - input'!$F77),\"\")","v":""},{"$f":"IFERROR(IF(OR(T92=\"\",'Lives scenario - input'!$F77=\"\"),\"\",T92/'Lives scenario - input'!$F77),\"\")","v":""},{"$f":"IFERROR(IF(OR(U92=\"\",'Lives scenario - input'!$F77=\"\"),\"\",U92/'Lives scenario - input'!$F77),\"\")","v":""},{"$f":"IFERROR(IF(OR(V92=\"\",'Lives scenario - input'!$F77=\"\"),\"\",V92/'Lives scenario - input'!$F77),\"\")","v":""},{"$f":"IFERROR(IF(OR(W92=\"\",'Lives scenario - input'!$F77=\"\"),\"\",W92/'Lives scenario - input'!$F77),\"\")","v":""}]
[{"$f":"IFERROR('Lives scenario - input'!A78,\"\")","v":""},{"$f":"IFERROR('Lives scenario - input'!B78,\"\")","v":""},{"$f":"IFERROR('Lives scenario - input'!C78,\"\")","v":""},{"$f":"IFERROR(repcalc('Lives scenario - input'!$CX78:$GJ78,'Lives scenario - input'!$I78,'Lives scenario - input'!$G78,'Lives scenario - input'!$H78,20,TRUE,TRUE),\"\")","v":""},"","","","","","","","","","","","","","","","","","","",{"$f":"IFERROR(IF(OR(D93=\"\",'Lives scenario - input'!$F78=\"\"),\"\",D93/'Lives scenario - input'!$F78),\"\")","v":""},{"$f":"IFERROR(IF(OR(E93=\"\",'Lives scenario - input'!$F78=\"\"),\"\",E93/'Lives scenario - input'!$F78),\"\")","v":""},{"$f":"IFERROR(IF(OR(F93=\"\",'Lives scenario - input'!$F78=\"\"),\"\",F93/'Lives scenario - input'!$F78),\"\")","v":""},{"$f":"IFERROR(IF(OR(G93=\"\",'Lives scenario - input'!$F78=\"\"),\"\",G93/'Lives scenario - input'!$F78),\"\")","v":""},{"$f":"IFERROR(IF(OR(H93=\"\",'Lives scenario - input'!$F78=\"\"),\"\",H93/'Lives scenario - input'!$F78),\"\")","v":""},{"$f":"IFERROR(IF(OR(I93=\"\",'Lives scenario - input'!$F78=\"\"),\"\",I93/'Lives scenario - input'!$F78),\"\")","v":""},{"$f":"IFERROR(IF(OR(J93=\"\",'Lives scenario - input'!$F78=\"\"),\"\",J93/'Lives scenario - input'!$F78),\"\")","v":""},{"$f":"IFERROR(IF(OR(K93=\"\",'Lives scenario - input'!$F78=\"\"),\"\",K93/'Lives scenario - input'!$F78),\"\")","v":""},{"$f":"IFERROR(IF(OR(L93=\"\",'Lives scenario - input'!$F78=\"\"),\"\",L93/'Lives scenario - input'!$F78),\"\")","v":""},{"$f":"IFERROR(IF(OR(M93=\"\",'Lives scenario - input'!$F78=\"\"),\"\",M93/'Lives scenario - input'!$F78),\"\")","v":""},{"$f":"IFERROR(IF(OR(N93=\"\",'Lives scenario - input'!$F78=\"\"),\"\",N93/'Lives scenario - input'!$F78),\"\")","v":""},{"$f":"IFERROR(IF(OR(O93=\"\",'Lives scenario - input'!$F78=\"\"),\"\",O93/'Lives scenario - input'!$F78),\"\")","v":""},{"$f":"IFERROR(IF(OR(P93=\"\",'Lives scenario - input'!$F78=\"\"),\"\",P93/'Lives scenario - input'!$F78),\"\")","v":""},{"$f":"IFERROR(IF(OR(Q93=\"\",'Lives scenario - input'!$F78=\"\"),\"\",Q93/'Lives scenario - input'!$F78),\"\")","v":""},{"$f":"IFERROR(IF(OR(R93=\"\",'Lives scenario - input'!$F78=\"\"),\"\",R93/'Lives scenario - input'!$F78),\"\")","v":""},{"$f":"IFERROR(IF(OR(S93=\"\",'Lives scenario - input'!$F78=\"\"),\"\",S93/'Lives scenario - input'!$F78),\"\")","v":""},{"$f":"IFERROR(IF(OR(T93=\"\",'Lives scenario - input'!$F78=\"\"),\"\",T93/'Lives scenario - input'!$F78),\"\")","v":""},{"$f":"IFERROR(IF(OR(U93=\"\",'Lives scenario - input'!$F78=\"\"),\"\",U93/'Lives scenario - input'!$F78),\"\")","v":""},{"$f":"IFERROR(IF(OR(V93=\"\",'Lives scenario - input'!$F78=\"\"),\"\",V93/'Lives scenario - input'!$F78),\"\")","v":""},{"$f":"IFERROR(IF(OR(W93=\"\",'Lives scenario - input'!$F78=\"\"),\"\",W93/'Lives scenario - input'!$F78),\"\")","v":""}]
[{"$f":"IFERROR('Lives scenario - input'!A79,\"\")","v":""},{"$f":"IFERROR('Lives scenario - input'!B79,\"\")","v":""},{"$f":"IFERROR('Lives scenario - input'!C79,\"\")","v":""},{"$f":"IFERROR(repcalc('Lives scenario - input'!$CX79:$GJ79,'Lives scenario - input'!$I79,'Lives scenario - input'!$G79,'Lives scenario - input'!$H79,20,TRUE,TRUE),\"\")","v":""},"","","","","","","","","","","","","","","","","","","",{"$f":"IFERROR(IF(OR(D94=\"\",'Lives scenario - input'!$F79=\"\"),\"\",D94/'Lives scenario - input'!$F79),\"\")","v":""},{"$f":"IFERROR(IF(OR(E94=\"\",'Lives scenario - input'!$F79=\"\"),\"\",E94/'Lives scenario - input'!$F79),\"\")","v":""},{"$f":"IFERROR(IF(OR(F94=\"\",'Lives scenario - input'!$F79=\"\"),\"\",F94/'Lives scenario - input'!$F79),\"\")","v":""},{"$f":"IFERROR(IF(OR(G94=\"\",'Lives scenario - input'!$F79=\"\"),\"\",G94/'Lives scenario - input'!$F79),\"\")","v":""},{"$f":"IFERROR(IF(OR(H94=\"\",'Lives scenario - input'!$F79=\"\"),\"\",H94/'Lives scenario - input'!$F79),\"\")","v":""},{"$f":"IFERROR(IF(OR(I94=\"\",'Lives scenario - input'!$F79=\"\"),\"\",I94/'Lives scenario - input'!$F79),\"\")","v":""},{"$f":"IFERROR(IF(OR(J94=\"\",'Lives scenario - input'!$F79=\"\"),\"\",J94/'Lives scenario - input'!$F79),\"\")","v":""},{"$f":"IFERROR(IF(OR(K94=\"\",'Lives scenario - input'!$F79=\"\"),\"\",K94/'Lives scenario - input'!$F79),\"\")","v":""},{"$f":"IFERROR(IF(OR(L94=\"\",'Lives scenario - input'!$F79=\"\"),\"\",L94/'Lives scenario - input'!$F79),\"\")","v":""},{"$f":"IFERROR(IF(OR(M94=\"\",'Lives scenario - input'!$F79=\"\"),\"\",M94/'Lives scenario - input'!$F79),\"\")","v":""},{"$f":"IFERROR(IF(OR(N94=\"\",'Lives scenario - input'!$F79=\"\"),\"\",N94/'Lives scenario - input'!$F79),\"\")","v":""},{"$f":"IFERROR(IF(OR(O94=\"\",'Lives scenario - input'!$F79=\"\"),\"\",O94/'Lives scenario - input'!$F79),\"\")","v":""},{"$f":"IFERROR(IF(OR(P94=\"\",'Lives scenario - input'!$F79=\"\"),\"\",P94/'Lives scenario - input'!$F79),\"\")","v":""},{"$f":"IFERROR(IF(OR(Q94=\"\",'Lives scenario - input'!$F79=\"\"),\"\",Q94/'Lives scenario - input'!$F79),\"\")","v":""},{"$f":"IFERROR(IF(OR(R94=\"\",'Lives scenario - input'!$F79=\"\"),\"\",R94/'Lives scenario - input'!$F79),\"\")","v":""},{"$f":"IFERROR(IF(OR(S94=\"\",'Lives scenario - input'!$F79=\"\"),\"\",S94/'Lives scenario - input'!$F79),\"\")","v":""},{"$f":"IFERROR(IF(OR(T94=\"\",'Lives scenario - input'!$F79=\"\"),\"\",T94/'Lives scenario - input'!$F79),\"\")","v":""},{"$f":"IFERROR(IF(OR(U94=\"\",'Lives scenario - input'!$F79=\"\"),\"\",U94/'Lives scenario - input'!$F79),\"\")","v":""},{"$f":"IFERROR(IF(OR(V94=\"\",'Lives scenario - input'!$F79=\"\"),\"\",V94/'Lives scenario - input'!$F79),\"\")","v":""},{"$f":"IFERROR(IF(OR(W94=\"\",'Lives scenario - input'!$F79=\"\"),\"\",W94/'Lives scenario - input'!$F79),\"\")","v":""}]
[{"$f":"IFERROR('Lives scenario - input'!A80,\"\")","v":""},{"$f":"IFERROR('Lives scenario - input'!B80,\"\")","v":""},{"$f":"IFERROR('Lives scenario - input'!C80,\"\")","v":""},{"$f":"IFERROR(repcalc('Lives scenario - input'!$CX80:$GJ80,'Lives scenario - input'!$I80,'Lives scenario - input'!$G80,'Lives scenario - input'!$H80,20,TRUE,TRUE),\"\")","v":""},"","","","","","","","","","","","","","","","","","","",{"$f":"IFERROR(IF(OR(D95=\"\",'Lives scenario - input'!$F80=\"\"),\"\",D95/'Lives scenario - input'!$F80),\"\")","v":""},{"$f":"IFERROR(IF(OR(E95=\"\",'Lives scenario - input'!$F80=\"\"),\"\",E95/'Lives scenario - input'!$F80),\"\")","v":""},{"$f":"IFERROR(IF(OR(F95=\"\",'Lives scenario - input'!$F80=\"\"),\"\",F95/'Lives scenario - input'!$F80),\"\")","v":""},{"$f":"IFERROR(IF(OR(G95=\"\",'Lives scenario - input'!$F80=\"\"),\"\",G95/'Lives scenario - input'!$F80),\"\")","v":""},{"$f":"IFERROR(IF(OR(H95=\"\",'Lives scenario - input'!$F80=\"\"),\"\",H95/'Lives scenario - input'!$F80),\"\")","v":""},{"$f":"IFERROR(IF(OR(I95=\"\",'Lives scenario - input'!$F80=\"\"),\"\",I95/'Lives scenario - input'!$F80),\"\")","v":""},{"$f":"IFERROR(IF(OR(J95=\"\",'Lives scenario - input'!$F80=\"\"),\"\",J95/'Lives scenario - input'!$F80),\"\")","v":""},{"$f":"IFERROR(IF(OR(K95=\"\",'Lives scenario - input'!$F80=\"\"),\"\",K95/'Lives scenario - input'!$F80),\"\")","v":""},{"$f":"IFERROR(IF(OR(L95=\"\",'Lives scenario - input'!$F80=\"\"),\"\",L95/'Lives scenario - input'!$F80),\"\")","v":""},{"$f":"IFERROR(IF(OR(M95=\"\",'Lives scenario - input'!$F80=\"\"),\"\",M95/'Lives scenario - input'!$F80),\"\")","v":""},{"$f":"IFERROR(IF(OR(N95=\"\",'Lives scenario - input'!$F80=\"\"),\"\",N95/'Lives scenario - input'!$F80),\"\")","v":""},{"$f":"IFERROR(IF(OR(O95=\"\",'Lives scenario - input'!$F80=\"\"),\"\",O95/'Lives scenario - input'!$F80),\"\")","v":""},{"$f":"IFERROR(IF(OR(P95=\"\",'Lives scenario - input'!$F80=\"\"),\"\",P95/'Lives scenario - input'!$F80),\"\")","v":""},{"$f":"IFERROR(IF(OR(Q95=\"\",'Lives scenario - input'!$F80=\"\"),\"\",Q95/'Lives scenario - input'!$F80),\"\")","v":""},{"$f":"IFERROR(IF(OR(R95=\"\",'Lives scenario - input'!$F80=\"\"),\"\",R95/'Lives scenario - input'!$F80),\"\")","v":""},{"$f":"IFERROR(IF(OR(S95=\"\",'Lives scenario - input'!$F80=\"\"),\"\",S95/'Lives scenario - input'!$F80),\"\")","v":""},{"$f":"IFERROR(IF(OR(T95=\"\",'Lives scenario - input'!$F80=\"\"),\"\",T95/'Lives scenario - input'!$F80),\"\")","v":""},{"$f":"IFERROR(IF(OR(U95=\"\",'Lives scenario - input'!$F80=\"\"),\"\",U95/'Lives scenario - input'!$F80),\"\")","v":""},{"$f":"IFERROR(IF(OR(V95=\"\",'Lives scenario - input'!$F80=\"\"),\"\",V95/'Lives scenario - input'!$F80),\"\")","v":""},{"$f":"IFERROR(IF(OR(W95=\"\",'Lives scenario - input'!$F80=\"\"),\"\",W95/'Lives scenario - input'!$F80),\"\")","v":""}]
[{"$f":"IFERROR('Lives scenario - input'!A81,\"\")","v":""},{"$f":"IFERROR('Lives scenario - input'!B81,\"\")","v":""},{"$f":"IFERROR('Lives scenario - input'!C81,\"\")","v":""},{"$f":"IFERROR(repcalc('Lives scenario - input'!$CX81:$GJ81,'Lives scenario - input'!$I81,'Lives scenario - input'!$G81,'Lives scenario - input'!$H81,20,TRUE,TRUE),\"\")","v":""},"","","","","","","","","","","","","","","","","","","",{"$f":"IFERROR(IF(OR(D96=\"\",'Lives scenario - input'!$F81=\"\"),\"\",D96/'Lives scenario - input'!$F81),\"\")","v":""},{"$f":"IFERROR(IF(OR(E96=\"\",'Lives scenario - input'!$F81=\"\"),\"\",E96/'Lives scenario - input'!$F81),\"\")","v":""},{"$f":"IFERROR(IF(OR(F96=\"\",'Lives scenario - input'!$F81=\"\"),\"\",F96/'Lives scenario - input'!$F81),\"\")","v":""},{"$f":"IFERROR(IF(OR(G96=\"\",'Lives scenario - input'!$F81=\"\"),\"\",G96/'Lives scenario - input'!$F81),\"\")","v":""},{"$f":"IFERROR(IF(OR(H96=\"\",'Lives scenario - input'!$F81=\"\"),\"\",H96/'Lives scenario - input'!$F81),\"\")","v":""},{"$f":"IFERROR(IF(OR(I96=\"\",'Lives scenario - input'!$F81=\"\"),\"\",I96/'Lives scenario - input'!$F81),\"\")","v":""},{"$f":"IFERROR(IF(OR(J96=\"\",'Lives scenario - input'!$F81=\"\"),\"\",J96/'Lives scenario - input'!$F81),\"\")","v":""},{"$f":"IFERROR(IF(OR(K96=\"\",'Lives scenario - input'!$F81=\"\"),\"\",K96/'Lives scenario - input'!$F81),\"\")","v":""},{"$f":"IFERROR(IF(OR(L96=\"\",'Lives scenario - input'!$F81=\"\"),\"\",L96/'Lives scenario - input'!$F81),\"\")","v":""},{"$f":"IFERROR(IF(OR(M96=\"\",'Lives scenario - input'!$F81=\"\"),\"\",M96/'Lives scenario - input'!$F81),\"\")","v":""},{"$f":"IFERROR(IF(OR(N96=\"\",'Lives scenario - input'!$F81=\"\"),\"\",N96/'Lives scenario - input'!$F81),\"\")","v":""},{"$f":"IFERROR(IF(OR(O96=\"\",'Lives scenario - input'!$F81=\"\"),\"\",O96/'Lives scenario - input'!$F81),\"\")","v":""},{"$f":"IFERROR(IF(OR(P96=\"\",'Lives scenario - input'!$F81=\"\"),\"\",P96/'Lives scenario - input'!$F81),\"\")","v":""},{"$f":"IFERROR(IF(OR(Q96=\"\",'Lives scenario - input'!$F81=\"\"),\"\",Q96/'Lives scenario - input'!$F81),\"\")","v":""},{"$f":"IFERROR(IF(OR(R96=\"\",'Lives scenario - input'!$F81=\"\"),\"\",R96/'Lives scenario - input'!$F81),\"\")","v":""},{"$f":"IFERROR(IF(OR(S96=\"\",'Lives scenario - input'!$F81=\"\"),\"\",S96/'Lives scenario - input'!$F81),\"\")","v":""},{"$f":"IFERROR(IF(OR(T96=\"\",'Lives scenario - input'!$F81=\"\"),\"\",T96/'Lives scenario - input'!$F81),\"\")","v":""},{"$f":"IFERROR(IF(OR(U96=\"\",'Lives scenario - input'!$F81=\"\"),\"\",U96/'Lives scenario - input'!$F81),\"\")","v":""},{"$f":"IFERROR(IF(OR(V96=\"\",'Lives scenario - input'!$F81=\"\"),\"\",V96/'Lives scenario - input'!$F81),\"\")","v":""},{"$f":"IFERROR(IF(OR(W96=\"\",'Lives scenario - input'!$F81=\"\"),\"\",W96/'Lives scenario - input'!$F81),\"\")","v":""}]
[{"$f":"IFERROR('Lives scenario - input'!A82,\"\")","v":""},{"$f":"IFERROR('Lives scenario - input'!B82,\"\")","v":""},{"$f":"IFERROR('Lives scenario - input'!C82,\"\")","v":""},{"$f":"IFERROR(repcalc('Lives scenario - input'!$CX82:$GJ82,'Lives scenario - input'!$I82,'Lives scenario - input'!$G82,'Lives scenario - input'!$H82,20,TRUE,TRUE),\"\")","v":""},"","","","","","","","","","","","","","","","","","","",{"$f":"IFERROR(IF(OR(D97=\"\",'Lives scenario - input'!$F82=\"\"),\"\",D97/'Lives scenario - input'!$F82),\"\")","v":""},{"$f":"IFERROR(IF(OR(E97=\"\",'Lives scenario - input'!$F82=\"\"),\"\",E97/'Lives scenario - input'!$F82),\"\")","v":""},{"$f":"IFERROR(IF(OR(F97=\"\",'Lives scenario - input'!$F82=\"\"),\"\",F97/'Lives scenario - input'!$F82),\"\")","v":""},{"$f":"IFERROR(IF(OR(G97=\"\",'Lives scenario - input'!$F82=\"\"),\"\",G97/'Lives scenario - input'!$F82),\"\")","v":""},{"$f":"IFERROR(IF(OR(H97=\"\",'Lives scenario - input'!$F82=\"\"),\"\",H97/'Lives scenario - input'!$F82),\"\")","v":""},{"$f":"IFERROR(IF(OR(I97=\"\",'Lives scenario - input'!$F82=\"\"),\"\",I97/'Lives scenario - input'!$F82),\"\")","v":""},{"$f":"IFERROR(IF(OR(J97=\"\",'Lives scenario - input'!$F82=\"\"),\"\",J97/'Lives scenario - input'!$F82),\"\")","v":""},{"$f":"IFERROR(IF(OR(K97=\"\",'Lives scenario - input'!$F82=\"\"),\"\",K97/'Lives scenario - input'!$F82),\"\")","v":""},{"$f":"IFERROR(IF(OR(L97=\"\",'Lives scenario - input'!$F82=\"\"),\"\",L97/'Lives scenario - input'!$F82),\"\")","v":""},{"$f":"IFERROR(IF(OR(M97=\"\",'Lives scenario - input'!$F82=\"\"),\"\",M97/'Lives scenario - input'!$F82),\"\")","v":""},{"$f":"IFERROR(IF(OR(N97=\"\",'Lives scenario - input'!$F82=\"\"),\"\",N97/'Lives scenario - input'!$F82),\"\")","v":""},{"$f":"IFERROR(IF(OR(O97=\"\",'Lives scenario - input'!$F82=\"\"),\"\",O97/'Lives scenario - input'!$F82),\"\")","v":""},{"$f":"IFERROR(IF(OR(P97=\"\",'Lives scenario - input'!$F82=\"\"),\"\",P97/'Lives scenario - input'!$F82),\"\")","v":""},{"$f":"IFERROR(IF(OR(Q97=\"\",'Lives scenario - input'!$F82=\"\"),\"\",Q97/'Lives scenario - input'!$F82),\"\")","v":""},{"$f":"IFERROR(IF(OR(R97=\"\",'Lives scenario - input'!$F82=\"\"),\"\",R97/'Lives scenario - input'!$F82),\"\")","v":""},{"$f":"IFERROR(IF(OR(S97=\"\",'Lives scenario - input'!$F82=\"\"),\"\",S97/'Lives scenario - input'!$F82),\"\")","v":""},{"$f":"IFERROR(IF(OR(T97=\"\",'Lives scenario - input'!$F82=\"\"),\"\",T97/'Lives scenario - input'!$F82),\"\")","v":""},{"$f":"IFERROR(IF(OR(U97=\"\",'Lives scenario - input'!$F82=\"\"),\"\",U97/'Lives scenario - input'!$F82),\"\")","v":""},{"$f":"IFERROR(IF(OR(V97=\"\",'Lives scenario - input'!$F82=\"\"),\"\",V97/'Lives scenario - input'!$F82),\"\")","v":""},{"$f":"IFERROR(IF(OR(W97=\"\",'Lives scenario - input'!$F82=\"\"),\"\",W97/'Lives scenario - input'!$F82),\"\")","v":""}]
[{"$f":"IFERROR('Lives scenario - input'!A83,\"\")","v":""},{"$f":"IFERROR('Lives scenario - input'!B83,\"\")","v":""},{"$f":"IFERROR('Lives scenario - input'!C83,\"\")","v":""},{"$f":"IFERROR(repcalc('Lives scenario - input'!$CX83:$GJ83,'Lives scenario - input'!$I83,'Lives scenario - input'!$G83,'Lives scenario - input'!$H83,20,TRUE,TRUE),\"\")","v":""},"","","","","","","","","","","","","","","","","","","",{"$f":"IFERROR(IF(OR(D98=\"\",'Lives scenario - input'!$F83=\"\"),\"\",D98/'Lives scenario - input'!$F83),\"\")","v":""},{"$f":"IFERROR(IF(OR(E98=\"\",'Lives scenario - input'!$F83=\"\"),\"\",E98/'Lives scenario - input'!$F83),\"\")","v":""},{"$f":"IFERROR(IF(OR(F98=\"\",'Lives scenario - input'!$F83=\"\"),\"\",F98/'Lives scenario - input'!$F83),\"\")","v":""},{"$f":"IFERROR(IF(OR(G98=\"\",'Lives scenario - input'!$F83=\"\"),\"\",G98/'Lives scenario - input'!$F83),\"\")","v":""},{"$f":"IFERROR(IF(OR(H98=\"\",'Lives scenario - input'!$F83=\"\"),\"\",H98/'Lives scenario - input'!$F83),\"\")","v":""},{"$f":"IFERROR(IF(OR(I98=\"\",'Lives scenario - input'!$F83=\"\"),\"\",I98/'Lives scenario - input'!$F83),\"\")","v":""},{"$f":"IFERROR(IF(OR(J98=\"\",'Lives scenario - input'!$F83=\"\"),\"\",J98/'Lives scenario - input'!$F83),\"\")","v":""},{"$f":"IFERROR(IF(OR(K98=\"\",'Lives scenario - input'!$F83=\"\"),\"\",K98/'Lives scenario - input'!$F83),\"\")","v":""},{"$f":"IFERROR(IF(OR(L98=\"\",'Lives scenario - input'!$F83=\"\"),\"\",L98/'Lives scenario - input'!$F83),\"\")","v":""},{"$f":"IFERROR(IF(OR(M98=\"\",'Lives scenario - input'!$F83=\"\"),\"\",M98/'Lives scenario - input'!$F83),\"\")","v":""},{"$f":"IFERROR(IF(OR(N98=\"\",'Lives scenario - input'!$F83=\"\"),\"\",N98/'Lives scenario - input'!$F83),\"\")","v":""},{"$f":"IFERROR(IF(OR(O98=\"\",'Lives scenario - input'!$F83=\"\"),\"\",O98/'Lives scenario - input'!$F83),\"\")","v":""},{"$f":"IFERROR(IF(OR(P98=\"\",'Lives scenario - input'!$F83=\"\"),\"\",P98/'Lives scenario - input'!$F83),\"\")","v":""},{"$f":"IFERROR(IF(OR(Q98=\"\",'Lives scenario - input'!$F83=\"\"),\"\",Q98/'Lives scenario - input'!$F83),\"\")","v":""},{"$f":"IFERROR(IF(OR(R98=\"\",'Lives scenario - input'!$F83=\"\"),\"\",R98/'Lives scenario - input'!$F83),\"\")","v":""},{"$f":"IFERROR(IF(OR(S98=\"\",'Lives scenario - input'!$F83=\"\"),\"\",S98/'Lives scenario - input'!$F83),\"\")","v":""},{"$f":"IFERROR(IF(OR(T98=\"\",'Lives scenario - input'!$F83=\"\"),\"\",T98/'Lives scenario - input'!$F83),\"\")","v":""},{"$f":"IFERROR(IF(OR(U98=\"\",'Lives scenario - input'!$F83=\"\"),\"\",U98/'Lives scenario - input'!$F83),\"\")","v":""},{"$f":"IFERROR(IF(OR(V98=\"\",'Lives scenario - input'!$F83=\"\"),\"\",V98/'Lives scenario - input'!$F83),\"\")","v":""},{"$f":"IFERROR(IF(OR(W98=\"\",'Lives scenario - input'!$F83=\"\"),\"\",W98/'Lives scenario - input'!$F83),\"\")","v":""}]
[{"$f":"IFERROR('Lives scenario - input'!A84,\"\")","v":""},{"$f":"IFERROR('Lives scenario - input'!B84,\"\")","v":""},{"$f":"IFERROR('Lives scenario - input'!C84,\"\")","v":""},{"$f":"IFERROR(repcalc('Lives scenario - input'!$CX84:$GJ84,'Lives scenario - input'!$I84,'Lives scenario - input'!$G84,'Lives scenario - input'!$H84,20,TRUE,TRUE),\"\")","v":""},"","","","","","","","","","","","","","","","","","","",{"$f":"IFERROR(IF(OR(D99=\"\",'Lives scenario - input'!$F84=\"\"),\"\",D99/'Lives scenario - input'!$F84),\"\")","v":""},{"$f":"IFERROR(IF(OR(E99=\"\",'Lives scenario - input'!$F84=\"\"),\"\",E99/'Lives scenario - input'!$F84),\"\")","v":""},{"$f":"IFERROR(IF(OR(F99=\"\",'Lives scenario - input'!$F84=\"\"),\"\",F99/'Lives scenario - input'!$F84),\"\")","v":""},{"$f":"IFERROR(IF(OR(G99=\"\",'Lives scenario - input'!$F84=\"\"),\"\",G99/'Lives scenario - input'!$F84),\"\")","v":""},{"$f":"IFERROR(IF(OR(H99=\"\",'Lives scenario - input'!$F84=\"\"),\"\",H99/'Lives scenario - input'!$F84),\"\")","v":""},{"$f":"IFERROR(IF(OR(I99=\"\",'Lives scenario - input'!$F84=\"\"),\"\",I99/'Lives scenario - input'!$F84),\"\")","v":""},{"$f":"IFERROR(IF(OR(J99=\"\",'Lives scenario - input'!$F84=\"\"),\"\",J99/'Lives scenario - input'!$F84),\"\")","v":""},{"$f":"IFERROR(IF(OR(K99=\"\",'Lives scenario - input'!$F84=\"\"),\"\",K99/'Lives scenario - input'!$F84),\"\")","v":""},{"$f":"IFERROR(IF(OR(L99=\"\",'Lives scenario - input'!$F84=\"\"),\"\",L99/'Lives scenario - input'!$F84),\"\")","v":""},{"$f":"IFERROR(IF(OR(M99=\"\",'Lives scenario - input'!$F84=\"\"),\"\",M99/'Lives scenario - input'!$F84),\"\")","v":""},{"$f":"IFERROR(IF(OR(N99=\"\",'Lives scenario - input'!$F84=\"\"),\"\",N99/'Lives scenario - input'!$F84),\"\")","v":""},{"$f":"IFERROR(IF(OR(O99=\"\",'Lives scenario - input'!$F84=\"\"),\"\",O99/'Lives scenario - input'!$F84),\"\")","v":""},{"$f":"IFERROR(IF(OR(P99=\"\",'Lives scenario - input'!$F84=\"\"),\"\",P99/'Lives scenario - input'!$F84),\"\")","v":""},{"$f":"IFERROR(IF(OR(Q99=\"\",'Lives scenario - input'!$F84=\"\"),\"\",Q99/'Lives scenario - input'!$F84),\"\")","v":""},{"$f":"IFERROR(IF(OR(R99=\"\",'Lives scenario - input'!$F84=\"\"),\"\",R99/'Lives scenario - input'!$F84),\"\")","v":""},{"$f":"IFERROR(IF(OR(S99=\"\",'Lives scenario - input'!$F84=\"\"),\"\",S99/'Lives scenario - input'!$F84),\"\")","v":""},{"$f":"IFERROR(IF(OR(T99=\"\",'Lives scenario - input'!$F84=\"\"),\"\",T99/'Lives scenario - input'!$F84),\"\")","v":""},{"$f":"IFERROR(IF(OR(U99=\"\",'Lives scenario - input'!$F84=\"\"),\"\",U99/'Lives scenario - input'!$F84),\"\")","v":""},{"$f":"IFERROR(IF(OR(V99=\"\",'Lives scenario - input'!$F84=\"\"),\"\",V99/'Lives scenario - input'!$F84),\"\")","v":""},{"$f":"IFERROR(IF(OR(W99=\"\",'Lives scenario - input'!$F84=\"\"),\"\",W99/'Lives scenario - input'!$F84),\"\")","v":""}]
[{"$f":"IFERROR('Lives scenario - input'!A85,\"\")","v":""},{"$f":"IFERROR('Lives scenario - input'!B85,\"\")","v":""},{"$f":"IFERROR('Lives scenario - input'!C85,\"\")","v":""},{"$f":"IFERROR(repcalc('Lives scenario - input'!$CX85:$GJ85,'Lives scenario - input'!$I85,'Lives scenario - input'!$G85,'Lives scenario - input'!$H85,20,TRUE,TRUE),\"\")","v":""},"","","","","","","","","","","","","","","","","","","",{"$f":"IFERROR(IF(OR(D100=\"\",'Lives scenario - input'!$F85=\"\"),\"\",D100/'Lives scenario - input'!$F85),\"\")","v":""},{"$f":"IFERROR(IF(OR(E100=\"\",'Lives scenario - input'!$F85=\"\"),\"\",E100/'Lives scenario - input'!$F85),\"\")","v":""},{"$f":"IFERROR(IF(OR(F100=\"\",'Lives scenario - input'!$F85=\"\"),\"\",F100/'Lives scenario - input'!$F85),\"\")","v":""},{"$f":"IFERROR(IF(OR(G100=\"\",'Lives scenario - input'!$F85=\"\"),\"\",G100/'Lives scenario - input'!$F85),\"\")","v":""},{"$f":"IFERROR(IF(OR(H100=\"\",'Lives scenario - input'!$F85=\"\"),\"\",H100/'Lives scenario - input'!$F85),\"\")","v":""},{"$f":"IFERROR(IF(OR(I100=\"\",'Lives scenario - input'!$F85=\"\"),\"\",I100/'Lives scenario - input'!$F85),\"\")","v":""},{"$f":"IFERROR(IF(OR(J100=\"\",'Lives scenario - input'!$F85=\"\"),\"\",J100/'Lives scenario - input'!$F85),\"\")","v":""},{"$f":"IFERROR(IF(OR(K100=\"\",'Lives scenario - input'!$F85=\"\"),\"\",K100/'Lives scenario - input'!$F85),\"\")","v":""},{"$f":"IFERROR(IF(OR(L100=\"\",'Lives scenario - input'!$F85=\"\"),\"\",L100/'Lives scenario - input'!$F85),\"\")","v":""},{"$f":"IFERROR(IF(OR(M100=\"\",'Lives scenario - input'!$F85=\"\"),\"\",M100/'Lives scenario - input'!$F85),\"\")","v":""},{"$f":"IFERROR(IF(OR(N100=\"\",'Lives scenario - input'!$F85=\"\"),\"\",N100/'Lives scenario - input'!$F85),\"\")","v":""},{"$f":"IFERROR(IF(OR(O100=\"\",'Lives scenario - input'!$F85=\"\"),\"\",O100/'Lives scenario - input'!$F85),\"\")","v":""},{"$f":"IFERROR(IF(OR(P100=\"\",'Lives scenario - input'!$F85=\"\"),\"\",P100/'Lives scenario - input'!$F85),\"\")","v":""},{"$f":"IFERROR(IF(OR(Q100=\"\",'Lives scenario - input'!$F85=\"\"),\"\",Q100/'Lives scenario - input'!$F85),\"\")","v":""},{"$f":"IFERROR(IF(OR(R100=\"\",'Lives scenario - input'!$F85=\"\"),\"\",R100/'Lives scenario - input'!$F85),\"\")","v":""},{"$f":"IFERROR(IF(OR(S100=\"\",'Lives scenario - input'!$F85=\"\"),\"\",S100/'Lives scenario - input'!$F85),\"\")","v":""},{"$f":"IFERROR(IF(OR(T100=\"\",'Lives scenario - input'!$F85=\"\"),\"\",T100/'Lives scenario - input'!$F85),\"\")","v":""},{"$f":"IFERROR(IF(OR(U100=\"\",'Lives scenario - input'!$F85=\"\"),\"\",U100/'Lives scenario - input'!$F85),\"\")","v":""},{"$f":"IFERROR(IF(OR(V100=\"\",'Lives scenario - input'!$F85=\"\"),\"\",V100/'Lives scenario - input'!$F85),\"\")","v":""},{"$f":"IFERROR(IF(OR(W100=\"\",'Lives scenario - input'!$F85=\"\"),\"\",W100/'Lives scenario - input'!$F85),\"\")","v":""}]
[{"$f":"IFERROR('Lives scenario - input'!A86,\"\")","v":""},{"$f":"IFERROR('Lives scenario - input'!B86,\"\")","v":""},{"$f":"IFERROR('Lives scenario - input'!C86,\"\")","v":""},{"$f":"IFERROR(repcalc('Lives scenario - input'!$CX86:$GJ86,'Lives scenario - input'!$I86,'Lives scenario - input'!$G86,'Lives scenario - input'!$H86,20,TRUE,TRUE),\"\")","v":""},"","","","","","","","","","","","","","","","","","","",{"$f":"IFERROR(IF(OR(D101=\"\",'Lives scenario - input'!$F86=\"\"),\"\",D101/'Lives scenario - input'!$F86),\"\")","v":""},{"$f":"IFERROR(IF(OR(E101=\"\",'Lives scenario - input'!$F86=\"\"),\"\",E101/'Lives scenario - input'!$F86),\"\")","v":""},{"$f":"IFERROR(IF(OR(F101=\"\",'Lives scenario - input'!$F86=\"\"),\"\",F101/'Lives scenario - input'!$F86),\"\")","v":""},{"$f":"IFERROR(IF(OR(G101=\"\",'Lives scenario - input'!$F86=\"\"),\"\",G101/'Lives scenario - input'!$F86),\"\")","v":""},{"$f":"IFERROR(IF(OR(H101=\"\",'Lives scenario - input'!$F86=\"\"),\"\",H101/'Lives scenario - input'!$F86),\"\")","v":""},{"$f":"IFERROR(IF(OR(I101=\"\",'Lives scenario - input'!$F86=\"\"),\"\",I101/'Lives scenario - input'!$F86),\"\")","v":""},{"$f":"IFERROR(IF(OR(J101=\"\",'Lives scenario - input'!$F86=\"\"),\"\",J101/'Lives scenario - input'!$F86),\"\")","v":""},{"$f":"IFERROR(IF(OR(K101=\"\",'Lives scenario - input'!$F86=\"\"),\"\",K101/'Lives scenario - input'!$F86),\"\")","v":""},{"$f":"IFERROR(IF(OR(L101=\"\",'Lives scenario - input'!$F86=\"\"),\"\",L101/'Lives scenario - input'!$F86),\"\")","v":""},{"$f":"IFERROR(IF(OR(M101=\"\",'Lives scenario - input'!$F86=\"\"),\"\",M101/'Lives scenario - input'!$F86),\"\")","v":""},{"$f":"IFERROR(IF(OR(N101=\"\",'Lives scenario - input'!$F86=\"\"),\"\",N101/'Lives scenario - input'!$F86),\"\")","v":""},{"$f":"IFERROR(IF(OR(O101=\"\",'Lives scenario - input'!$F86=\"\"),\"\",O101/'Lives scenario - input'!$F86),\"\")","v":""},{"$f":"IFERROR(IF(OR(P101=\"\",'Lives scenario - input'!$F86=\"\"),\"\",P101/'Lives scenario - input'!$F86),\"\")","v":""},{"$f":"IFERROR(IF(OR(Q101=\"\",'Lives scenario - input'!$F86=\"\"),\"\",Q101/'Lives scenario - input'!$F86),\"\")","v":""},{"$f":"IFERROR(IF(OR(R101=\"\",'Lives scenario - input'!$F86=\"\"),\"\",R101/'Lives scenario - input'!$F86),\"\")","v":""},{"$f":"IFERROR(IF(OR(S101=\"\",'Lives scenario - input'!$F86=\"\"),\"\",S101/'Lives scenario - input'!$F86),\"\")","v":""},{"$f":"IFERROR(IF(OR(T101=\"\",'Lives scenario - input'!$F86=\"\"),\"\",T101/'Lives scenario - input'!$F86),\"\")","v":""},{"$f":"IFERROR(IF(OR(U101=\"\",'Lives scenario - input'!$F86=\"\"),\"\",U101/'Lives scenario - input'!$F86),\"\")","v":""},{"$f":"IFERROR(IF(OR(V101=\"\",'Lives scenario - input'!$F86=\"\"),\"\",V101/'Lives scenario - input'!$F86),\"\")","v":""},{"$f":"IFERROR(IF(OR(W101=\"\",'Lives scenario - input'!$F86=\"\"),\"\",W101/'Lives scenario - input'!$F86),\"\")","v":""}]
[{"$f":"IFERROR('Lives scenario - input'!A87,\"\")","v":""},{"$f":"IFERROR('Lives scenario - input'!B87,\"\")","v":""},{"$f":"IFERROR('Lives scenario - input'!C87,\"\")","v":""},{"$f":"IFERROR(repcalc('Lives scenario - input'!$CX87:$GJ87,'Lives scenario - input'!$I87,'Lives scenario - input'!$G87,'Lives scenario - input'!$H87,20,TRUE,TRUE),\"\")","v":""},"","","","","","","","","","","","","","","","","","","",{"$f":"IFERROR(IF(OR(D102=\"\",'Lives scenario - input'!$F87=\"\"),\"\",D102/'Lives scenario - input'!$F87),\"\")","v":""},{"$f":"IFERROR(IF(OR(E102=\"\",'Lives scenario - input'!$F87=\"\"),\"\",E102/'Lives scenario - input'!$F87),\"\")","v":""},{"$f":"IFERROR(IF(OR(F102=\"\",'Lives scenario - input'!$F87=\"\"),\"\",F102/'Lives scenario - input'!$F87),\"\")","v":""},{"$f":"IFERROR(IF(OR(G102=\"\",'Lives scenario - input'!$F87=\"\"),\"\",G102/'Lives scenario - input'!$F87),\"\")","v":""},{"$f":"IFERROR(IF(OR(H102=\"\",'Lives scenario - input'!$F87=\"\"),\"\",H102/'Lives scenario - input'!$F87),\"\")","v":""},{"$f":"IFERROR(IF(OR(I102=\"\",'Lives scenario - input'!$F87=\"\"),\"\",I102/'Lives scenario - input'!$F87),\"\")","v":""},{"$f":"IFERROR(IF(OR(J102=\"\",'Lives scenario - input'!$F87=\"\"),\"\",J102/'Lives scenario - input'!$F87),\"\")","v":""},{"$f":"IFERROR(IF(OR(K102=\"\",'Lives scenario - input'!$F87=\"\"),\"\",K102/'Lives scenario - input'!$F87),\"\")","v":""},{"$f":"IFERROR(IF(OR(L102=\"\",'Lives scenario - input'!$F87=\"\"),\"\",L102/'Lives scenario - input'!$F87),\"\")","v":""},{"$f":"IFERROR(IF(OR(M102=\"\",'Lives scenario - input'!$F87=\"\"),\"\",M102/'Lives scenario - input'!$F87),\"\")","v":""},{"$f":"IFERROR(IF(OR(N102=\"\",'Lives scenario - input'!$F87=\"\"),\"\",N102/'Lives scenario - input'!$F87),\"\")","v":""},{"$f":"IFERROR(IF(OR(O102=\"\",'Lives scenario - input'!$F87=\"\"),\"\",O102/'Lives scenario - input'!$F87),\"\")","v":""},{"$f":"IFERROR(IF(OR(P102=\"\",'Lives scenario - input'!$F87=\"\"),\"\",P102/'Lives scenario - input'!$F87),\"\")","v":""},{"$f":"IFERROR(IF(OR(Q102=\"\",'Lives scenario - input'!$F87=\"\"),\"\",Q102/'Lives scenario - input'!$F87),\"\")","v":""},{"$f":"IFERROR(IF(OR(R102=\"\",'Lives scenario - input'!$F87=\"\"),\"\",R102/'Lives scenario - input'!$F87),\"\")","v":""},{"$f":"IFERROR(IF(OR(S102=\"\",'Lives scenario - input'!$F87=\"\"),\"\",S102/'Lives scenario - input'!$F87),\"\")","v":""},{"$f":"IFERROR(IF(OR(T102=\"\",'Lives scenario - input'!$F87=\"\"),\"\",T102/'Lives scenario - input'!$F87),\"\")","v":""},{"$f":"IFERROR(IF(OR(U102=\"\",'Lives scenario - input'!$F87=\"\"),\"\",U102/'Lives scenario - input'!$F87),\"\")","v":""},{"$f":"IFERROR(IF(OR(V102=\"\",'Lives scenario - input'!$F87=\"\"),\"\",V102/'Lives scenario - input'!$F87),\"\")","v":""},{"$f":"IFERROR(IF(OR(W102=\"\",'Lives scenario - input'!$F87=\"\"),\"\",W102/'Lives scenario - input'!$F87),\"\")","v":""}]
[{"$f":"IFERROR('Lives scenario - input'!A88,\"\")","v":""},{"$f":"IFERROR('Lives scenario - input'!B88,\"\")","v":""},{"$f":"IFERROR('Lives scenario - input'!C88,\"\")","v":""},{"$f":"IFERROR(repcalc('Lives scenario - input'!$CX88:$GJ88,'Lives scenario - input'!$I88,'Lives scenario - input'!$G88,'Lives scenario - input'!$H88,20,TRUE,TRUE),\"\")","v":""},"","","","","","","","","","","","","","","","","","","",{"$f":"IFERROR(IF(OR(D103=\"\",'Lives scenario - input'!$F88=\"\"),\"\",D103/'Lives scenario - input'!$F88),\"\")","v":""},{"$f":"IFERROR(IF(OR(E103=\"\",'Lives scenario - input'!$F88=\"\"),\"\",E103/'Lives scenario - input'!$F88),\"\")","v":""},{"$f":"IFERROR(IF(OR(F103=\"\",'Lives scenario - input'!$F88=\"\"),\"\",F103/'Lives scenario - input'!$F88),\"\")","v":""},{"$f":"IFERROR(IF(OR(G103=\"\",'Lives scenario - input'!$F88=\"\"),\"\",G103/'Lives scenario - input'!$F88),\"\")","v":""},{"$f":"IFERROR(IF(OR(H103=\"\",'Lives scenario - input'!$F88=\"\"),\"\",H103/'Lives scenario - input'!$F88),\"\")","v":""},{"$f":"IFERROR(IF(OR(I103=\"\",'Lives scenario - input'!$F88=\"\"),\"\",I103/'Lives scenario - input'!$F88),\"\")","v":""},{"$f":"IFERROR(IF(OR(J103=\"\",'Lives scenario - input'!$F88=\"\"),\"\",J103/'Lives scenario - input'!$F88),\"\")","v":""},{"$f":"IFERROR(IF(OR(K103=\"\",'Lives scenario - input'!$F88=\"\"),\"\",K103/'Lives scenario - input'!$F88),\"\")","v":""},{"$f":"IFERROR(IF(OR(L103=\"\",'Lives scenario - input'!$F88=\"\"),\"\",L103/'Lives scenario - input'!$F88),\"\")","v":""},{"$f":"IFERROR(IF(OR(M103=\"\",'Lives scenario - input'!$F88=\"\"),\"\",M103/'Lives scenario - input'!$F88),\"\")","v":""},{"$f":"IFERROR(IF(OR(N103=\"\",'Lives scenario - input'!$F88=\"\"),\"\",N103/'Lives scenario - input'!$F88),\"\")","v":""},{"$f":"IFERROR(IF(OR(O103=\"\",'Lives scenario - input'!$F88=\"\"),\"\",O103/'Lives scenario - input'!$F88),\"\")","v":""},{"$f":"IFERROR(IF(OR(P103=\"\",'Lives scenario - input'!$F88=\"\"),\"\",P103/'Lives scenario - input'!$F88),\"\")","v":""},{"$f":"IFERROR(IF(OR(Q103=\"\",'Lives scenario - input'!$F88=\"\"),\"\",Q103/'Lives scenario - input'!$F88),\"\")","v":""},{"$f":"IFERROR(IF(OR(R103=\"\",'Lives scenario - input'!$F88=\"\"),\"\",R103/'Lives scenario - input'!$F88),\"\")","v":""},{"$f":"IFERROR(IF(OR(S103=\"\",'Lives scenario - input'!$F88=\"\"),\"\",S103/'Lives scenario - input'!$F88),\"\")","v":""},{"$f":"IFERROR(IF(OR(T103=\"\",'Lives scenario - input'!$F88=\"\"),\"\",T103/'Lives scenario - input'!$F88),\"\")","v":""},{"$f":"IFERROR(IF(OR(U103=\"\",'Lives scenario - input'!$F88=\"\"),\"\",U103/'Lives scenario - input'!$F88),\"\")","v":""},{"$f":"IFERROR(IF(OR(V103=\"\",'Lives scenario - input'!$F88=\"\"),\"\",V103/'Lives scenario - input'!$F88),\"\")","v":""},{"$f":"IFERROR(IF(OR(W103=\"\",'Lives scenario - input'!$F88=\"\"),\"\",W103/'Lives scenario - input'!$F88),\"\")","v":""}]
[{"$f":"IFERROR('Lives scenario - input'!A89,\"\")","v":""},{"$f":"IFERROR('Lives scenario - input'!B89,\"\")","v":""},{"$f":"IFERROR('Lives scenario - input'!C89,\"\")","v":""},{"$f":"IFERROR(repcalc('Lives scenario - input'!$CX89:$GJ89,'Lives scenario - input'!$I89,'Lives scenario - input'!$G89,'Lives scenario - input'!$H89,20,TRUE,TRUE),\"\")","v":""},"","","","","","","","","","","","","","","","","","","",{"$f":"IFERROR(IF(OR(D104=\"\",'Lives scenario - input'!$F89=\"\"),\"\",D104/'Lives scenario - input'!$F89),\"\")","v":""},{"$f":"IFERROR(IF(OR(E104=\"\",'Lives scenario - input'!$F89=\"\"),\"\",E104/'Lives scenario - input'!$F89),\"\")","v":""},{"$f":"IFERROR(IF(OR(F104=\"\",'Lives scenario - input'!$F89=\"\"),\"\",F104/'Lives scenario - input'!$F89),\"\")","v":""},{"$f":"IFERROR(IF(OR(G104=\"\",'Lives scenario - input'!$F89=\"\"),\"\",G104/'Lives scenario - input'!$F89),\"\")","v":""},{"$f":"IFERROR(IF(OR(H104=\"\",'Lives scenario - input'!$F89=\"\"),\"\",H104/'Lives scenario - input'!$F89),\"\")","v":""},{"$f":"IFERROR(IF(OR(I104=\"\",'Lives scenario - input'!$F89=\"\"),\"\",I104/'Lives scenario - input'!$F89),\"\")","v":""},{"$f":"IFERROR(IF(OR(J104=\"\",'Lives scenario - input'!$F89=\"\"),\"\",J104/'Lives scenario - input'!$F89),\"\")","v":""},{"$f":"IFERROR(IF(OR(K104=\"\",'Lives scenario - input'!$F89=\"\"),\"\",K104/'Lives scenario - input'!$F89),\"\")","v":""},{"$f":"IFERROR(IF(OR(L104=\"\",'Lives scenario - input'!$F89=\"\"),\"\",L104/'Lives scenario - input'!$F89),\"\")","v":""},{"$f":"IFERROR(IF(OR(M104=\"\",'Lives scenario - input'!$F89=\"\"),\"\",M104/'Lives scenario - input'!$F89),\"\")","v":""},{"$f":"IFERROR(IF(OR(N104=\"\",'Lives scenario - input'!$F89=\"\"),\"\",N104/'Lives scenario - input'!$F89),\"\")","v":""},{"$f":"IFERROR(IF(OR(O104=\"\",'Lives scenario - input'!$F89=\"\"),\"\",O104/'Lives scenario - input'!$F89),\"\")","v":""},{"$f":"IFERROR(IF(OR(P104=\"\",'Lives scenario - input'!$F89=\"\"),\"\",P104/'Lives scenario - input'!$F89),\"\")","v":""},{"$f":"IFERROR(IF(OR(Q104=\"\",'Lives scenario - input'!$F89=\"\"),\"\",Q104/'Lives scenario - input'!$F89),\"\")","v":""},{"$f":"IFERROR(IF(OR(R104=\"\",'Lives scenario - input'!$F89=\"\"),\"\",R104/'Lives scenario - input'!$F89),\"\")","v":""},{"$f":"IFERROR(IF(OR(S104=\"\",'Lives scenario - input'!$F89=\"\"),\"\",S104/'Lives scenario - input'!$F89),\"\")","v":""},{"$f":"IFERROR(IF(OR(T104=\"\",'Lives scenario - input'!$F89=\"\"),\"\",T104/'Lives scenario - input'!$F89),\"\")","v":""},{"$f":"IFERROR(IF(OR(U104=\"\",'Lives scenario - input'!$F89=\"\"),\"\",U104/'Lives scenario - input'!$F89),\"\")","v":""},{"$f":"IFERROR(IF(OR(V104=\"\",'Lives scenario - input'!$F89=\"\"),\"\",V104/'Lives scenario - input'!$F89),\"\")","v":""},{"$f":"IFERROR(IF(OR(W104=\"\",'Lives scenario - input'!$F89=\"\"),\"\",W104/'Lives scenario - input'!$F89),\"\")","v":""}]
[{"$f":"IFERROR('Lives scenario - input'!A90,\"\")","v":""},{"$f":"IFERROR('Lives scenario - input'!B90,\"\")","v":""},{"$f":"IFERROR('Lives scenario - input'!C90,\"\")","v":""},{"$f":"IFERROR(repcalc('Lives scenario - input'!$CX90:$GJ90,'Lives scenario - input'!$I90,'Lives scenario - input'!$G90,'Lives scenario - input'!$H90,20,TRUE,TRUE),\"\")","v":""},"","","","","","","","","","","","","","","","","","","",{"$f":"IFERROR(IF(OR(D105=\"\",'Lives scenario - input'!$F90=\"\"),\"\",D105/'Lives scenario - input'!$F90),\"\")","v":""},{"$f":"IFERROR(IF(OR(E105=\"\",'Lives scenario - input'!$F90=\"\"),\"\",E105/'Lives scenario - input'!$F90),\"\")","v":""},{"$f":"IFERROR(IF(OR(F105=\"\",'Lives scenario - input'!$F90=\"\"),\"\",F105/'Lives scenario - input'!$F90),\"\")","v":""},{"$f":"IFERROR(IF(OR(G105=\"\",'Lives scenario - input'!$F90=\"\"),\"\",G105/'Lives scenario - input'!$F90),\"\")","v":""},{"$f":"IFERROR(IF(OR(H105=\"\",'Lives scenario - input'!$F90=\"\"),\"\",H105/'Lives scenario - input'!$F90),\"\")","v":""},{"$f":"IFERROR(IF(OR(I105=\"\",'Lives scenario - input'!$F90=\"\"),\"\",I105/'Lives scenario - input'!$F90),\"\")","v":""},{"$f":"IFERROR(IF(OR(J105=\"\",'Lives scenario - input'!$F90=\"\"),\"\",J105/'Lives scenario - input'!$F90),\"\")","v":""},{"$f":"IFERROR(IF(OR(K105=\"\",'Lives scenario - input'!$F90=\"\"),\"\",K105/'Lives scenario - input'!$F90),\"\")","v":""},{"$f":"IFERROR(IF(OR(L105=\"\",'Lives scenario - input'!$F90=\"\"),\"\",L105/'Lives scenario - input'!$F90),\"\")","v":""},{"$f":"IFERROR(IF(OR(M105=\"\",'Lives scenario - input'!$F90=\"\"),\"\",M105/'Lives scenario - input'!$F90),\"\")","v":""},{"$f":"IFERROR(IF(OR(N105=\"\",'Lives scenario - input'!$F90=\"\"),\"\",N105/'Lives scenario - input'!$F90),\"\")","v":""},{"$f":"IFERROR(IF(OR(O105=\"\",'Lives scenario - input'!$F90=\"\"),\"\",O105/'Lives scenario - input'!$F90),\"\")","v":""},{"$f":"IFERROR(IF(OR(P105=\"\",'Lives scenario - input'!$F90=\"\"),\"\",P105/'Lives scenario - input'!$F90),\"\")","v":""},{"$f":"IFERROR(IF(OR(Q105=\"\",'Lives scenario - input'!$F90=\"\"),\"\",Q105/'Lives scenario - input'!$F90),\"\")","v":""},{"$f":"IFERROR(IF(OR(R105=\"\",'Lives scenario - input'!$F90=\"\"),\"\",R105/'Lives scenario - input'!$F90),\"\")","v":""},{"$f":"IFERROR(IF(OR(S105=\"\",'Lives scenario - input'!$F90=\"\"),\"\",S105/'Lives scenario - input'!$F90),\"\")","v":""},{"$f":"IFERROR(IF(OR(T105=\"\",'Lives scenario - input'!$F90=\"\"),\"\",T105/'Lives scenario - input'!$F90),\"\")","v":""},{"$f":"IFERROR(IF(OR(U105=\"\",'Lives scenario - input'!$F90=\"\"),\"\",U105/'Lives scenario - input'!$F90),\"\")","v":""},{"$f":"IFERROR(IF(OR(V105=\"\",'Lives scenario - input'!$F90=\"\"),\"\",V105/'Lives scenario - input'!$F90),\"\")","v":""},{"$f":"IFERROR(IF(OR(W105=\"\",'Lives scenario - input'!$F90=\"\"),\"\",W105/'Lives scenario - input'!$F90),\"\")","v":""}]
[{"$f":"IFERROR('Lives scenario - input'!A91,\"\")","v":""},{"$f":"IFERROR('Lives scenario - input'!B91,\"\")","v":""},{"$f":"IFERROR('Lives scenario - input'!C91,\"\")","v":""},{"$f":"IFERROR(repcalc('Lives scenario - input'!$CX91:$GJ91,'Lives scenario - input'!$I91,'Lives scenario - input'!$G91,'Lives scenario - input'!$H91,20,TRUE,TRUE),\"\")","v":""},"","","","","","","","","","","","","","","","","","","",{"$f":"IFERROR(IF(OR(D106=\"\",'Lives scenario - input'!$F91=\"\"),\"\",D106/'Lives scenario - input'!$F91),\"\")","v":""},{"$f":"IFERROR(IF(OR(E106=\"\",'Lives scenario - input'!$F91=\"\"),\"\",E106/'Lives scenario - input'!$F91),\"\")","v":""},{"$f":"IFERROR(IF(OR(F106=\"\",'Lives scenario - input'!$F91=\"\"),\"\",F106/'Lives scenario - input'!$F91),\"\")","v":""},{"$f":"IFERROR(IF(OR(G106=\"\",'Lives scenario - input'!$F91=\"\"),\"\",G106/'Lives scenario - input'!$F91),\"\")","v":""},{"$f":"IFERROR(IF(OR(H106=\"\",'Lives scenario - input'!$F91=\"\"),\"\",H106/'Lives scenario - input'!$F91),\"\")","v":""},{"$f":"IFERROR(IF(OR(I106=\"\",'Lives scenario - input'!$F91=\"\"),\"\",I106/'Lives scenario - input'!$F91),\"\")","v":""},{"$f":"IFERROR(IF(OR(J106=\"\",'Lives scenario - input'!$F91=\"\"),\"\",J106/'Lives scenario - input'!$F91),\"\")","v":""},{"$f":"IFERROR(IF(OR(K106=\"\",'Lives scenario - input'!$F91=\"\"),\"\",K106/'Lives scenario - input'!$F91),\"\")","v":""},{"$f":"IFERROR(IF(OR(L106=\"\",'Lives scenario - input'!$F91=\"\"),\"\",L106/'Lives scenario - input'!$F91),\"\")","v":""},{"$f":"IFERROR(IF(OR(M106=\"\",'Lives scenario - input'!$F91=\"\"),\"\",M106/'Lives scenario - input'!$F91),\"\")","v":""},{"$f":"IFERROR(IF(OR(N106=\"\",'Lives scenario - input'!$F91=\"\"),\"\",N106/'Lives scenario - input'!$F91),\"\")","v":""},{"$f":"IFERROR(IF(OR(O106=\"\",'Lives scenario - input'!$F91=\"\"),\"\",O106/'Lives scenario - input'!$F91),\"\")","v":""},{"$f":"IFERROR(IF(OR(P106=\"\",'Lives scenario - input'!$F91=\"\"),\"\",P106/'Lives scenario - input'!$F91),\"\")","v":""},{"$f":"IFERROR(IF(OR(Q106=\"\",'Lives scenario - input'!$F91=\"\"),\"\",Q106/'Lives scenario - input'!$F91),\"\")","v":""},{"$f":"IFERROR(IF(OR(R106=\"\",'Lives scenario - input'!$F91=\"\"),\"\",R106/'Lives scenario - input'!$F91),\"\")","v":""},{"$f":"IFERROR(IF(OR(S106=\"\",'Lives scenario - input'!$F91=\"\"),\"\",S106/'Lives scenario - input'!$F91),\"\")","v":""},{"$f":"IFERROR(IF(OR(T106=\"\",'Lives scenario - input'!$F91=\"\"),\"\",T106/'Lives scenario - input'!$F91),\"\")","v":""},{"$f":"IFERROR(IF(OR(U106=\"\",'Lives scenario - input'!$F91=\"\"),\"\",U106/'Lives scenario - input'!$F91),\"\")","v":""},{"$f":"IFERROR(IF(OR(V106=\"\",'Lives scenario - input'!$F91=\"\"),\"\",V106/'Lives scenario - input'!$F91),\"\")","v":""},{"$f":"IFERROR(IF(OR(W106=\"\",'Lives scenario - input'!$F91=\"\"),\"\",W106/'Lives scenario - input'!$F91),\"\")","v":""}]
[{"$f":"IFERROR('Lives scenario - input'!A92,\"\")","v":""},{"$f":"IFERROR('Lives scenario - input'!B92,\"\")","v":""},{"$f":"IFERROR('Lives scenario - input'!C92,\"\")","v":""},{"$f":"IFERROR(repcalc('Lives scenario - input'!$CX92:$GJ92,'Lives scenario - input'!$I92,'Lives scenario - input'!$G92,'Lives scenario - input'!$H92,20,TRUE,TRUE),\"\")","v":""},"","","","","","","","","","","","","","","","","","","",{"$f":"IFERROR(IF(OR(D107=\"\",'Lives scenario - input'!$F92=\"\"),\"\",D107/'Lives scenario - input'!$F92),\"\")","v":""},{"$f":"IFERROR(IF(OR(E107=\"\",'Lives scenario - input'!$F92=\"\"),\"\",E107/'Lives scenario - input'!$F92),\"\")","v":""},{"$f":"IFERROR(IF(OR(F107=\"\",'Lives scenario - input'!$F92=\"\"),\"\",F107/'Lives scenario - input'!$F92),\"\")","v":""},{"$f":"IFERROR(IF(OR(G107=\"\",'Lives scenario - input'!$F92=\"\"),\"\",G107/'Lives scenario - input'!$F92),\"\")","v":""},{"$f":"IFERROR(IF(OR(H107=\"\",'Lives scenario - input'!$F92=\"\"),\"\",H107/'Lives scenario - input'!$F92),\"\")","v":""},{"$f":"IFERROR(IF(OR(I107=\"\",'Lives scenario - input'!$F92=\"\"),\"\",I107/'Lives scenario - input'!$F92),\"\")","v":""},{"$f":"IFERROR(IF(OR(J107=\"\",'Lives scenario - input'!$F92=\"\"),\"\",J107/'Lives scenario - input'!$F92),\"\")","v":""},{"$f":"IFERROR(IF(OR(K107=\"\",'Lives scenario - input'!$F92=\"\"),\"\",K107/'Lives scenario - input'!$F92),\"\")","v":""},{"$f":"IFERROR(IF(OR(L107=\"\",'Lives scenario - input'!$F92=\"\"),\"\",L107/'Lives scenario - input'!$F92),\"\")","v":""},{"$f":"IFERROR(IF(OR(M107=\"\",'Lives scenario - input'!$F92=\"\"),\"\",M107/'Lives scenario - input'!$F92),\"\")","v":""},{"$f":"IFERROR(IF(OR(N107=\"\",'Lives scenario - input'!$F92=\"\"),\"\",N107/'Lives scenario - input'!$F92),\"\")","v":""},{"$f":"IFERROR(IF(OR(O107=\"\",'Lives scenario - input'!$F92=\"\"),\"\",O107/'Lives scenario - input'!$F92),\"\")","v":""},{"$f":"IFERROR(IF(OR(P107=\"\",'Lives scenario - input'!$F92=\"\"),\"\",P107/'Lives scenario - input'!$F92),\"\")","v":""},{"$f":"IFERROR(IF(OR(Q107=\"\",'Lives scenario - input'!$F92=\"\"),\"\",Q107/'Lives scenario - input'!$F92),\"\")","v":""},{"$f":"IFERROR(IF(OR(R107=\"\",'Lives scenario - input'!$F92=\"\"),\"\",R107/'Lives scenario - input'!$F92),\"\")","v":""},{"$f":"IFERROR(IF(OR(S107=\"\",'Lives scenario - input'!$F92=\"\"),\"\",S107/'Lives scenario - input'!$F92),\"\")","v":""},{"$f":"IFERROR(IF(OR(T107=\"\",'Lives scenario - input'!$F92=\"\"),\"\",T107/'Lives scenario - input'!$F92),\"\")","v":""},{"$f":"IFERROR(IF(OR(U107=\"\",'Lives scenario - input'!$F92=\"\"),\"\",U107/'Lives scenario - input'!$F92),\"\")","v":""},{"$f":"IFERROR(IF(OR(V107=\"\",'Lives scenario - input'!$F92=\"\"),\"\",V107/'Lives scenario - input'!$F92),\"\")","v":""},{"$f":"IFERROR(IF(OR(W107=\"\",'Lives scenario - input'!$F92=\"\"),\"\",W107/'Lives scenario - input'!$F92),\"\")","v":""}]
[{"$f":"IFERROR('Lives scenario - input'!A93,\"\")","v":""},{"$f":"IFERROR('Lives scenario - input'!B93,\"\")","v":""},{"$f":"IFERROR('Lives scenario - input'!C93,\"\")","v":""},{"$f":"IFERROR(repcalc('Lives scenario - input'!$CX93:$GJ93,'Lives scenario - input'!$I93,'Lives scenario - input'!$G93,'Lives scenario - input'!$H93,20,TRUE,TRUE),\"\")","v":""},"","","","","","","","","","","","","","","","","","","",{"$f":"IFERROR(IF(OR(D108=\"\",'Lives scenario - input'!$F93=\"\"),\"\",D108/'Lives scenario - input'!$F93),\"\")","v":""},{"$f":"IFERROR(IF(OR(E108=\"\",'Lives scenario - input'!$F93=\"\"),\"\",E108/'Lives scenario - input'!$F93),\"\")","v":""},{"$f":"IFERROR(IF(OR(F108=\"\",'Lives scenario - input'!$F93=\"\"),\"\",F108/'Lives scenario - input'!$F93),\"\")","v":""},{"$f":"IFERROR(IF(OR(G108=\"\",'Lives scenario - input'!$F93=\"\"),\"\",G108/'Lives scenario - input'!$F93),\"\")","v":""},{"$f":"IFERROR(IF(OR(H108=\"\",'Lives scenario - input'!$F93=\"\"),\"\",H108/'Lives scenario - input'!$F93),\"\")","v":""},{"$f":"IFERROR(IF(OR(I108=\"\",'Lives scenario - input'!$F93=\"\"),\"\",I108/'Lives scenario - input'!$F93),\"\")","v":""},{"$f":"IFERROR(IF(OR(J108=\"\",'Lives scenario - input'!$F93=\"\"),\"\",J108/'Lives scenario - input'!$F93),\"\")","v":""},{"$f":"IFERROR(IF(OR(K108=\"\",'Lives scenario - input'!$F93=\"\"),\"\",K108/'Lives scenario - input'!$F93),\"\")","v":""},{"$f":"IFERROR(IF(OR(L108=\"\",'Lives scenario - input'!$F93=\"\"),\"\",L108/'Lives scenario - input'!$F93),\"\")","v":""},{"$f":"IFERROR(IF(OR(M108=\"\",'Lives scenario - input'!$F93=\"\"),\"\",M108/'Lives scenario - input'!$F93),\"\")","v":""},{"$f":"IFERROR(IF(OR(N108=\"\",'Lives scenario - input'!$F93=\"\"),\"\",N108/'Lives scenario - input'!$F93),\"\")","v":""},{"$f":"IFERROR(IF(OR(O108=\"\",'Lives scenario - input'!$F93=\"\"),\"\",O108/'Lives scenario - input'!$F93),\"\")","v":""},{"$f":"IFERROR(IF(OR(P108=\"\",'Lives scenario - input'!$F93=\"\"),\"\",P108/'Lives scenario - input'!$F93),\"\")","v":""},{"$f":"IFERROR(IF(OR(Q108=\"\",'Lives scenario - input'!$F93=\"\"),\"\",Q108/'Lives scenario - input'!$F93),\"\")","v":""},{"$f":"IFERROR(IF(OR(R108=\"\",'Lives scenario - input'!$F93=\"\"),\"\",R108/'Lives scenario - input'!$F93),\"\")","v":""},{"$f":"IFERROR(IF(OR(S108=\"\",'Lives scenario - input'!$F93=\"\"),\"\",S108/'Lives scenario - input'!$F93),\"\")","v":""},{"$f":"IFERROR(IF(OR(T108=\"\",'Lives scenario - input'!$F93=\"\"),\"\",T108/'Lives scenario - input'!$F93),\"\")","v":""},{"$f":"IFERROR(IF(OR(U108=\"\",'Lives scenario - input'!$F93=\"\"),\"\",U108/'Lives scenario - input'!$F93),\"\")","v":""},{"$f":"IFERROR(IF(OR(V108=\"\",'Lives scenario - input'!$F93=\"\"),\"\",V108/'Lives scenario - input'!$F93),\"\")","v":""},{"$f":"IFERROR(IF(OR(W108=\"\",'Lives scenario - input'!$F93=\"\"),\"\",W108/'Lives scenario - input'!$F93),\"\")","v":""}]
[{"$f":"IFERROR('Lives scenario - input'!A94,\"\")","v":""},{"$f":"IFERROR('Lives scenario - input'!B94,\"\")","v":""},{"$f":"IFERROR('Lives scenario - input'!C94,\"\")","v":""},{"$f":"IFERROR(repcalc('Lives scenario - input'!$CX94:$GJ94,'Lives scenario - input'!$I94,'Lives scenario - input'!$G94,'Lives scenario - input'!$H94,20,TRUE,TRUE),\"\")","v":""},"","","","","","","","","","","","","","","","","","","",{"$f":"IFERROR(IF(OR(D109=\"\",'Lives scenario - input'!$F94=\"\"),\"\",D109/'Lives scenario - input'!$F94),\"\")","v":""},{"$f":"IFERROR(IF(OR(E109=\"\",'Lives scenario - input'!$F94=\"\"),\"\",E109/'Lives scenario - input'!$F94),\"\")","v":""},{"$f":"IFERROR(IF(OR(F109=\"\",'Lives scenario - input'!$F94=\"\"),\"\",F109/'Lives scenario - input'!$F94),\"\")","v":""},{"$f":"IFERROR(IF(OR(G109=\"\",'Lives scenario - input'!$F94=\"\"),\"\",G109/'Lives scenario - input'!$F94),\"\")","v":""},{"$f":"IFERROR(IF(OR(H109=\"\",'Lives scenario - input'!$F94=\"\"),\"\",H109/'Lives scenario - input'!$F94),\"\")","v":""},{"$f":"IFERROR(IF(OR(I109=\"\",'Lives scenario - input'!$F94=\"\"),\"\",I109/'Lives scenario - input'!$F94),\"\")","v":""},{"$f":"IFERROR(IF(OR(J109=\"\",'Lives scenario - input'!$F94=\"\"),\"\",J109/'Lives scenario - input'!$F94),\"\")","v":""},{"$f":"IFERROR(IF(OR(K109=\"\",'Lives scenario - input'!$F94=\"\"),\"\",K109/'Lives scenario - input'!$F94),\"\")","v":""},{"$f":"IFERROR(IF(OR(L109=\"\",'Lives scenario - input'!$F94=\"\"),\"\",L109/'Lives scenario - input'!$F94),\"\")","v":""},{"$f":"IFERROR(IF(OR(M109=\"\",'Lives scenario - input'!$F94=\"\"),\"\",M109/'Lives scenario - input'!$F94),\"\")","v":""},{"$f":"IFERROR(IF(OR(N109=\"\",'Lives scenario - input'!$F94=\"\"),\"\",N109/'Lives scenario - input'!$F94),\"\")","v":""},{"$f":"IFERROR(IF(OR(O109=\"\",'Lives scenario - input'!$F94=\"\"),\"\",O109/'Lives scenario - input'!$F94),\"\")","v":""},{"$f":"IFERROR(IF(OR(P109=\"\",'Lives scenario - input'!$F94=\"\"),\"\",P109/'Lives scenario - input'!$F94),\"\")","v":""},{"$f":"IFERROR(IF(OR(Q109=\"\",'Lives scenario - input'!$F94=\"\"),\"\",Q109/'Lives scenario - input'!$F94),\"\")","v":""},{"$f":"IFERROR(IF(OR(R109=\"\",'Lives scenario - input'!$F94=\"\"),\"\",R109/'Lives scenario - input'!$F94),\"\")","v":""},{"$f":"IFERROR(IF(OR(S109=\"\",'Lives scenario - input'!$F94=\"\"),\"\",S109/'Lives scenario - input'!$F94),\"\")","v":""},{"$f":"IFERROR(IF(OR(T109=\"\",'Lives scenario - input'!$F94=\"\"),\"\",T109/'Lives scenario - input'!$F94),\"\")","v":""},{"$f":"IFERROR(IF(OR(U109=\"\",'Lives scenario - input'!$F94=\"\"),\"\",U109/'Lives scenario - input'!$F94),\"\")","v":""},{"$f":"IFERROR(IF(OR(V109=\"\",'Lives scenario - input'!$F94=\"\"),\"\",V109/'Lives scenario - input'!$F94),\"\")","v":""},{"$f":"IFERROR(IF(OR(W109=\"\",'Lives scenario - input'!$F94=\"\"),\"\",W109/'Lives scenario - input'!$F94),\"\")","v":""}]
[{"$f":"IFERROR('Lives scenario - input'!A95,\"\")","v":""},{"$f":"IFERROR('Lives scenario - input'!B95,\"\")","v":""},{"$f":"IFERROR('Lives scenario - input'!C95,\"\")","v":""},{"$f":"IFERROR(repcalc('Lives scenario - input'!$CX95:$GJ95,'Lives scenario - input'!$I95,'Lives scenario - input'!$G95,'Lives scenario - input'!$H95,20,TRUE,TRUE),\"\")","v":""},"","","","","","","","","","","","","","","","","","","",{"$f":"IFERROR(IF(OR(D110=\"\",'Lives scenario - input'!$F95=\"\"),\"\",D110/'Lives scenario - input'!$F95),\"\")","v":""},{"$f":"IFERROR(IF(OR(E110=\"\",'Lives scenario - input'!$F95=\"\"),\"\",E110/'Lives scenario - input'!$F95),\"\")","v":""},{"$f":"IFERROR(IF(OR(F110=\"\",'Lives scenario - input'!$F95=\"\"),\"\",F110/'Lives scenario - input'!$F95),\"\")","v":""},{"$f":"IFERROR(IF(OR(G110=\"\",'Lives scenario - input'!$F95=\"\"),\"\",G110/'Lives scenario - input'!$F95),\"\")","v":""},{"$f":"IFERROR(IF(OR(H110=\"\",'Lives scenario - input'!$F95=\"\"),\"\",H110/'Lives scenario - input'!$F95),\"\")","v":""},{"$f":"IFERROR(IF(OR(I110=\"\",'Lives scenario - input'!$F95=\"\"),\"\",I110/'Lives scenario - input'!$F95),\"\")","v":""},{"$f":"IFERROR(IF(OR(J110=\"\",'Lives scenario - input'!$F95=\"\"),\"\",J110/'Lives scenario - input'!$F95),\"\")","v":""},{"$f":"IFERROR(IF(OR(K110=\"\",'Lives scenario - input'!$F95=\"\"),\"\",K110/'Lives scenario - input'!$F95),\"\")","v":""},{"$f":"IFERROR(IF(OR(L110=\"\",'Lives scenario - input'!$F95=\"\"),\"\",L110/'Lives scenario - input'!$F95),\"\")","v":""},{"$f":"IFERROR(IF(OR(M110=\"\",'Lives scenario - input'!$F95=\"\"),\"\",M110/'Lives scenario - input'!$F95),\"\")","v":""},{"$f":"IFERROR(IF(OR(N110=\"\",'Lives scenario - input'!$F95=\"\"),\"\",N110/'Lives scenario - input'!$F95),\"\")","v":""},{"$f":"IFERROR(IF(OR(O110=\"\",'Lives scenario - input'!$F95=\"\"),\"\",O110/'Lives scenario - input'!$F95),\"\")","v":""},{"$f":"IFERROR(IF(OR(P110=\"\",'Lives scenario - input'!$F95=\"\"),\"\",P110/'Lives scenario - input'!$F95),\"\")","v":""},{"$f":"IFERROR(IF(OR(Q110=\"\",'Lives scenario - input'!$F95=\"\"),\"\",Q110/'Lives scenario - input'!$F95),\"\")","v":""},{"$f":"IFERROR(IF(OR(R110=\"\",'Lives scenario - input'!$F95=\"\"),\"\",R110/'Lives scenario - input'!$F95),\"\")","v":""},{"$f":"IFERROR(IF(OR(S110=\"\",'Lives scenario - input'!$F95=\"\"),\"\",S110/'Lives scenario - input'!$F95),\"\")","v":""},{"$f":"IFERROR(IF(OR(T110=\"\",'Lives scenario - input'!$F95=\"\"),\"\",T110/'Lives scenario - input'!$F95),\"\")","v":""},{"$f":"IFERROR(IF(OR(U110=\"\",'Lives scenario - input'!$F95=\"\"),\"\",U110/'Lives scenario - input'!$F95),\"\")","v":""},{"$f":"IFERROR(IF(OR(V110=\"\",'Lives scenario - input'!$F95=\"\"),\"\",V110/'Lives scenario - input'!$F95),\"\")","v":""},{"$f":"IFERROR(IF(OR(W110=\"\",'Lives scenario - input'!$F95=\"\"),\"\",W110/'Lives scenario - input'!$F95),\"\")","v":""}]
[{"$f":"IFERROR('Lives scenario - input'!A96,\"\")","v":""},{"$f":"IFERROR('Lives scenario - input'!B96,\"\")","v":""},{"$f":"IFERROR('Lives scenario - input'!C96,\"\")","v":""},{"$f":"IFERROR(repcalc('Lives scenario - input'!$CX96:$GJ96,'Lives scenario - input'!$I96,'Lives scenario - input'!$G96,'Lives scenario - input'!$H96,20,TRUE,TRUE),\"\")","v":""},"","","","","","","","","","","","","","","","","","","",{"$f":"IFERROR(IF(OR(D111=\"\",'Lives scenario - input'!$F96=\"\"),\"\",D111/'Lives scenario - input'!$F96),\"\")","v":""},{"$f":"IFERROR(IF(OR(E111=\"\",'Lives scenario - input'!$F96=\"\"),\"\",E111/'Lives scenario - input'!$F96),\"\")","v":""},{"$f":"IFERROR(IF(OR(F111=\"\",'Lives scenario - input'!$F96=\"\"),\"\",F111/'Lives scenario - input'!$F96),\"\")","v":""},{"$f":"IFERROR(IF(OR(G111=\"\",'Lives scenario - input'!$F96=\"\"),\"\",G111/'Lives scenario - input'!$F96),\"\")","v":""},{"$f":"IFERROR(IF(OR(H111=\"\",'Lives scenario - input'!$F96=\"\"),\"\",H111/'Lives scenario - input'!$F96),\"\")","v":""},{"$f":"IFERROR(IF(OR(I111=\"\",'Lives scenario - input'!$F96=\"\"),\"\",I111/'Lives scenario - input'!$F96),\"\")","v":""},{"$f":"IFERROR(IF(OR(J111=\"\",'Lives scenario - input'!$F96=\"\"),\"\",J111/'Lives scenario - input'!$F96),\"\")","v":""},{"$f":"IFERROR(IF(OR(K111=\"\",'Lives scenario - input'!$F96=\"\"),\"\",K111/'Lives scenario - input'!$F96),\"\")","v":""},{"$f":"IFERROR(IF(OR(L111=\"\",'Lives scenario - input'!$F96=\"\"),\"\",L111/'Lives scenario - input'!$F96),\"\")","v":""},{"$f":"IFERROR(IF(OR(M111=\"\",'Lives scenario - input'!$F96=\"\"),\"\",M111/'Lives scenario - input'!$F96),\"\")","v":""},{"$f":"IFERROR(IF(OR(N111=\"\",'Lives scenario - input'!$F96=\"\"),\"\",N111/'Lives scenario - input'!$F96),\"\")","v":""},{"$f":"IFERROR(IF(OR(O111=\"\",'Lives scenario - input'!$F96=\"\"),\"\",O111/'Lives scenario - input'!$F96),\"\")","v":""},{"$f":"IFERROR(IF(OR(P111=\"\",'Lives scenario - input'!$F96=\"\"),\"\",P111/'Lives scenario - input'!$F96),\"\")","v":""},{"$f":"IFERROR(IF(OR(Q111=\"\",'Lives scenario - input'!$F96=\"\"),\"\",Q111/'Lives scenario - input'!$F96),\"\")","v":""},{"$f":"IFERROR(IF(OR(R111=\"\",'Lives scenario - input'!$F96=\"\"),\"\",R111/'Lives scenario - input'!$F96),\"\")","v":""},{"$f":"IFERROR(IF(OR(S111=\"\",'Lives scenario - input'!$F96=\"\"),\"\",S111/'Lives scenario - input'!$F96),\"\")","v":""},{"$f":"IFERROR(IF(OR(T111=\"\",'Lives scenario - input'!$F96=\"\"),\"\",T111/'Lives scenario - input'!$F96),\"\")","v":""},{"$f":"IFERROR(IF(OR(U111=\"\",'Lives scenario - input'!$F96=\"\"),\"\",U111/'Lives scenario - input'!$F96),\"\")","v":""},{"$f":"IFERROR(IF(OR(V111=\"\",'Lives scenario - input'!$F96=\"\"),\"\",V111/'Lives scenario - input'!$F96),\"\")","v":""},{"$f":"IFERROR(IF(OR(W111=\"\",'Lives scenario - input'!$F96=\"\"),\"\",W111/'Lives scenario - input'!$F96),\"\")","v":""}]
[{"$f":"IFERROR('Lives scenario - input'!A97,\"\")","v":""},{"$f":"IFERROR('Lives scenario - input'!B97,\"\")","v":""},{"$f":"IFERROR('Lives scenario - input'!C97,\"\")","v":""},{"$f":"IFERROR(repcalc('Lives scenario - input'!$CX97:$GJ97,'Lives scenario - input'!$I97,'Lives scenario - input'!$G97,'Lives scenario - input'!$H97,20,TRUE,TRUE),\"\")","v":""},"","","","","","","","","","","","","","","","","","","",{"$f":"IFERROR(IF(OR(D112=\"\",'Lives scenario - input'!$F97=\"\"),\"\",D112/'Lives scenario - input'!$F97),\"\")","v":""},{"$f":"IFERROR(IF(OR(E112=\"\",'Lives scenario - input'!$F97=\"\"),\"\",E112/'Lives scenario - input'!$F97),\"\")","v":""},{"$f":"IFERROR(IF(OR(F112=\"\",'Lives scenario - input'!$F97=\"\"),\"\",F112/'Lives scenario - input'!$F97),\"\")","v":""},{"$f":"IFERROR(IF(OR(G112=\"\",'Lives scenario - input'!$F97=\"\"),\"\",G112/'Lives scenario - input'!$F97),\"\")","v":""},{"$f":"IFERROR(IF(OR(H112=\"\",'Lives scenario - input'!$F97=\"\"),\"\",H112/'Lives scenario - input'!$F97),\"\")","v":""},{"$f":"IFERROR(IF(OR(I112=\"\",'Lives scenario - input'!$F97=\"\"),\"\",I112/'Lives scenario - input'!$F97),\"\")","v":""},{"$f":"IFERROR(IF(OR(J112=\"\",'Lives scenario - input'!$F97=\"\"),\"\",J112/'Lives scenario - input'!$F97),\"\")","v":""},{"$f":"IFERROR(IF(OR(K112=\"\",'Lives scenario - input'!$F97=\"\"),\"\",K112/'Lives scenario - input'!$F97),\"\")","v":""},{"$f":"IFERROR(IF(OR(L112=\"\",'Lives scenario - input'!$F97=\"\"),\"\",L112/'Lives scenario - input'!$F97),\"\")","v":""},{"$f":"IFERROR(IF(OR(M112=\"\",'Lives scenario - input'!$F97=\"\"),\"\",M112/'Lives scenario - input'!$F97),\"\")","v":""},{"$f":"IFERROR(IF(OR(N112=\"\",'Lives scenario - input'!$F97=\"\"),\"\",N112/'Lives scenario - input'!$F97),\"\")","v":""},{"$f":"IFERROR(IF(OR(O112=\"\",'Lives scenario - input'!$F97=\"\"),\"\",O112/'Lives scenario - input'!$F97),\"\")","v":""},{"$f":"IFERROR(IF(OR(P112=\"\",'Lives scenario - input'!$F97=\"\"),\"\",P112/'Lives scenario - input'!$F97),\"\")","v":""},{"$f":"IFERROR(IF(OR(Q112=\"\",'Lives scenario - input'!$F97=\"\"),\"\",Q112/'Lives scenario - input'!$F97),\"\")","v":""},{"$f":"IFERROR(IF(OR(R112=\"\",'Lives scenario - input'!$F97=\"\"),\"\",R112/'Lives scenario - input'!$F97),\"\")","v":""},{"$f":"IFERROR(IF(OR(S112=\"\",'Lives scenario - input'!$F97=\"\"),\"\",S112/'Lives scenario - input'!$F97),\"\")","v":""},{"$f":"IFERROR(IF(OR(T112=\"\",'Lives scenario - input'!$F97=\"\"),\"\",T112/'Lives scenario - input'!$F97),\"\")","v":""},{"$f":"IFERROR(IF(OR(U112=\"\",'Lives scenario - input'!$F97=\"\"),\"\",U112/'Lives scenario - input'!$F97),\"\")","v":""},{"$f":"IFERROR(IF(OR(V112=\"\",'Lives scenario - input'!$F97=\"\"),\"\",V112/'Lives scenario - input'!$F97),\"\")","v":""},{"$f":"IFERROR(IF(OR(W112=\"\",'Lives scenario - input'!$F97=\"\"),\"\",W112/'Lives scenario - input'!$F97),\"\")","v":""}]
[{"$f":"IFERROR('Lives scenario - input'!A98,\"\")","v":""},{"$f":"IFERROR('Lives scenario - input'!B98,\"\")","v":""},{"$f":"IFERROR('Lives scenario - input'!C98,\"\")","v":""},{"$f":"IFERROR(repcalc('Lives scenario - input'!$CX98:$GJ98,'Lives scenario - input'!$I98,'Lives scenario - input'!$G98,'Lives scenario - input'!$H98,20,TRUE,TRUE),\"\")","v":""},"","","","","","","","","","","","","","","","","","","",{"$f":"IFERROR(IF(OR(D113=\"\",'Lives scenario - input'!$F98=\"\"),\"\",D113/'Lives scenario - input'!$F98),\"\")","v":""},{"$f":"IFERROR(IF(OR(E113=\"\",'Lives scenario - input'!$F98=\"\"),\"\",E113/'Lives scenario - input'!$F98),\"\")","v":""},{"$f":"IFERROR(IF(OR(F113=\"\",'Lives scenario - input'!$F98=\"\"),\"\",F113/'Lives scenario - input'!$F98),\"\")","v":""},{"$f":"IFERROR(IF(OR(G113=\"\",'Lives scenario - input'!$F98=\"\"),\"\",G113/'Lives scenario - input'!$F98),\"\")","v":""},{"$f":"IFERROR(IF(OR(H113=\"\",'Lives scenario - input'!$F98=\"\"),\"\",H113/'Lives scenario - input'!$F98),\"\")","v":""},{"$f":"IFERROR(IF(OR(I113=\"\",'Lives scenario - input'!$F98=\"\"),\"\",I113/'Lives scenario - input'!$F98),\"\")","v":""},{"$f":"IFERROR(IF(OR(J113=\"\",'Lives scenario - input'!$F98=\"\"),\"\",J113/'Lives scenario - input'!$F98),\"\")","v":""},{"$f":"IFERROR(IF(OR(K113=\"\",'Lives scenario - input'!$F98=\"\"),\"\",K113/'Lives scenario - input'!$F98),\"\")","v":""},{"$f":"IFERROR(IF(OR(L113=\"\",'Lives scenario - input'!$F98=\"\"),\"\",L113/'Lives scenario - input'!$F98),\"\")","v":""},{"$f":"IFERROR(IF(OR(M113=\"\",'Lives scenario - input'!$F98=\"\"),\"\",M113/'Lives scenario - input'!$F98),\"\")","v":""},{"$f":"IFERROR(IF(OR(N113=\"\",'Lives scenario - input'!$F98=\"\"),\"\",N113/'Lives scenario - input'!$F98),\"\")","v":""},{"$f":"IFERROR(IF(OR(O113=\"\",'Lives scenario - input'!$F98=\"\"),\"\",O113/'Lives scenario - input'!$F98),\"\")","v":""},{"$f":"IFERROR(IF(OR(P113=\"\",'Lives scenario - input'!$F98=\"\"),\"\",P113/'Lives scenario - input'!$F98),\"\")","v":""},{"$f":"IFERROR(IF(OR(Q113=\"\",'Lives scenario - input'!$F98=\"\"),\"\",Q113/'Lives scenario - input'!$F98),\"\")","v":""},{"$f":"IFERROR(IF(OR(R113=\"\",'Lives scenario - input'!$F98=\"\"),\"\",R113/'Lives scenario - input'!$F98),\"\")","v":""},{"$f":"IFERROR(IF(OR(S113=\"\",'Lives scenario - input'!$F98=\"\"),\"\",S113/'Lives scenario - input'!$F98),\"\")","v":""},{"$f":"IFERROR(IF(OR(T113=\"\",'Lives scenario - input'!$F98=\"\"),\"\",T113/'Lives scenario - input'!$F98),\"\")","v":""},{"$f":"IFERROR(IF(OR(U113=\"\",'Lives scenario - input'!$F98=\"\"),\"\",U113/'Lives scenario - input'!$F98),\"\")","v":""},{"$f":"IFERROR(IF(OR(V113=\"\",'Lives scenario - input'!$F98=\"\"),\"\",V113/'Lives scenario - input'!$F98),\"\")","v":""},{"$f":"IFERROR(IF(OR(W113=\"\",'Lives scenario - input'!$F98=\"\"),\"\",W113/'Lives scenario - input'!$F98),\"\")","v":""}]
[{"$f":"IFERROR('Lives scenario - input'!A99,\"\")","v":""},{"$f":"IFERROR('Lives scenario - input'!B99,\"\")","v":""},{"$f":"IFERROR('Lives scenario - input'!C99,\"\")","v":""},{"$f":"IFERROR(repcalc('Lives scenario - input'!$CX99:$GJ99,'Lives scenario - input'!$I99,'Lives scenario - input'!$G99,'Lives scenario - input'!$H99,20,TRUE,TRUE),\"\")","v":""},"","","","","","","","","","","","","","","","","","","",{"$f":"IFERROR(IF(OR(D114=\"\",'Lives scenario - input'!$F99=\"\"),\"\",D114/'Lives scenario - input'!$F99),\"\")","v":""},{"$f":"IFERROR(IF(OR(E114=\"\",'Lives scenario - input'!$F99=\"\"),\"\",E114/'Lives scenario - input'!$F99),\"\")","v":""},{"$f":"IFERROR(IF(OR(F114=\"\",'Lives scenario - input'!$F99=\"\"),\"\",F114/'Lives scenario - input'!$F99),\"\")","v":""},{"$f":"IFERROR(IF(OR(G114=\"\",'Lives scenario - input'!$F99=\"\"),\"\",G114/'Lives scenario - input'!$F99),\"\")","v":""},{"$f":"IFERROR(IF(OR(H114=\"\",'Lives scenario - input'!$F99=\"\"),\"\",H114/'Lives scenario - input'!$F99),\"\")","v":""},{"$f":"IFERROR(IF(OR(I114=\"\",'Lives scenario - input'!$F99=\"\"),\"\",I114/'Lives scenario - input'!$F99),\"\")","v":""},{"$f":"IFERROR(IF(OR(J114=\"\",'Lives scenario - input'!$F99=\"\"),\"\",J114/'Lives scenario - input'!$F99),\"\")","v":""},{"$f":"IFERROR(IF(OR(K114=\"\",'Lives scenario - input'!$F99=\"\"),\"\",K114/'Lives scenario - input'!$F99),\"\")","v":""},{"$f":"IFERROR(IF(OR(L114=\"\",'Lives scenario - input'!$F99=\"\"),\"\",L114/'Lives scenario - input'!$F99),\"\")","v":""},{"$f":"IFERROR(IF(OR(M114=\"\",'Lives scenario - input'!$F99=\"\"),\"\",M114/'Lives scenario - input'!$F99),\"\")","v":""},{"$f":"IFERROR(IF(OR(N114=\"\",'Lives scenario - input'!$F99=\"\"),\"\",N114/'Lives scenario - input'!$F99),\"\")","v":""},{"$f":"IFERROR(IF(OR(O114=\"\",'Lives scenario - input'!$F99=\"\"),\"\",O114/'Lives scenario - input'!$F99),\"\")","v":""},{"$f":"IFERROR(IF(OR(P114=\"\",'Lives scenario - input'!$F99=\"\"),\"\",P114/'Lives scenario - input'!$F99),\"\")","v":""},{"$f":"IFERROR(IF(OR(Q114=\"\",'Lives scenario - input'!$F99=\"\"),\"\",Q114/'Lives scenario - input'!$F99),\"\")","v":""},{"$f":"IFERROR(IF(OR(R114=\"\",'Lives scenario - input'!$F99=\"\"),\"\",R114/'Lives scenario - input'!$F99),\"\")","v":""},{"$f":"IFERROR(IF(OR(S114=\"\",'Lives scenario - input'!$F99=\"\"),\"\",S114/'Lives scenario - input'!$F99),\"\")","v":""},{"$f":"IFERROR(IF(OR(T114=\"\",'Lives scenario - input'!$F99=\"\"),\"\",T114/'Lives scenario - input'!$F99),\"\")","v":""},{"$f":"IFERROR(IF(OR(U114=\"\",'Lives scenario - input'!$F99=\"\"),\"\",U114/'Lives scenario - input'!$F99),\"\")","v":""},{"$f":"IFERROR(IF(OR(V114=\"\",'Lives scenario - input'!$F99=\"\"),\"\",V114/'Lives scenario - input'!$F99),\"\")","v":""},{"$f":"IFERROR(IF(OR(W114=\"\",'Lives scenario - input'!$F99=\"\"),\"\",W114/'Lives scenario - input'!$F99),\"\")","v":""}]
[{"$f":"IFERROR('Lives scenario - input'!A100,\"\")","v":""},{"$f":"IFERROR('Lives scenario - input'!B100,\"\")","v":""},{"$f":"IFERROR('Lives scenario - input'!C100,\"\")","v":""},{"$f":"IFERROR(repcalc('Lives scenario - input'!$CX100:$GJ100,'Lives scenario - input'!$I100,'Lives scenario - input'!$G100,'Lives scenario - input'!$H100,20,TRUE,TRUE),\"\")","v":""},"","","","","","","","","","","","","","","","","","","",{"$f":"IFERROR(IF(OR(D115=\"\",'Lives scenario - input'!$F100=\"\"),\"\",D115/'Lives scenario - input'!$F100),\"\")","v":""},{"$f":"IFERROR(IF(OR(E115=\"\",'Lives scenario - input'!$F100=\"\"),\"\",E115/'Lives scenario - input'!$F100),\"\")","v":""},{"$f":"IFERROR(IF(OR(F115=\"\",'Lives scenario - input'!$F100=\"\"),\"\",F115/'Lives scenario - input'!$F100),\"\")","v":""},{"$f":"IFERROR(IF(OR(G115=\"\",'Lives scenario - input'!$F100=\"\"),\"\",G115/'Lives scenario - input'!$F100),\"\")","v":""},{"$f":"IFERROR(IF(OR(H115=\"\",'Lives scenario - input'!$F100=\"\"),\"\",H115/'Lives scenario - input'!$F100),\"\")","v":""},{"$f":"IFERROR(IF(OR(I115=\"\",'Lives scenario - input'!$F100=\"\"),\"\",I115/'Lives scenario - input'!$F100),\"\")","v":""},{"$f":"IFERROR(IF(OR(J115=\"\",'Lives scenario - input'!$F100=\"\"),\"\",J115/'Lives scenario - input'!$F100),\"\")","v":""},{"$f":"IFERROR(IF(OR(K115=\"\",'Lives scenario - input'!$F100=\"\"),\"\",K115/'Lives scenario - input'!$F100),\"\")","v":""},{"$f":"IFERROR(IF(OR(L115=\"\",'Lives scenario - input'!$F100=\"\"),\"\",L115/'Lives scenario - input'!$F100),\"\")","v":""},{"$f":"IFERROR(IF(OR(M115=\"\",'Lives scenario - input'!$F100=\"\"),\"\",M115/'Lives scenario - input'!$F100),\"\")","v":""},{"$f":"IFERROR(IF(OR(N115=\"\",'Lives scenario - input'!$F100=\"\"),\"\",N115/'Lives scenario - input'!$F100),\"\")","v":""},{"$f":"IFERROR(IF(OR(O115=\"\",'Lives scenario - input'!$F100=\"\"),\"\",O115/'Lives scenario - input'!$F100),\"\")","v":""},{"$f":"IFERROR(IF(OR(P115=\"\",'Lives scenario - input'!$F100=\"\"),\"\",P115/'Lives scenario - input'!$F100),\"\")","v":""},{"$f":"IFERROR(IF(OR(Q115=\"\",'Lives scenario - input'!$F100=\"\"),\"\",Q115/'Lives scenario - input'!$F100),\"\")","v":""},{"$f":"IFERROR(IF(OR(R115=\"\",'Lives scenario - input'!$F100=\"\"),\"\",R115/'Lives scenario - input'!$F100),\"\")","v":""},{"$f":"IFERROR(IF(OR(S115=\"\",'Lives scenario - input'!$F100=\"\"),\"\",S115/'Lives scenario - input'!$F100),\"\")","v":""},{"$f":"IFERROR(IF(OR(T115=\"\",'Lives scenario - input'!$F100=\"\"),\"\",T115/'Lives scenario - input'!$F100),\"\")","v":""},{"$f":"IFERROR(IF(OR(U115=\"\",'Lives scenario - input'!$F100=\"\"),\"\",U115/'Lives scenario - input'!$F100),\"\")","v":""},{"$f":"IFERROR(IF(OR(V115=\"\",'Lives scenario - input'!$F100=\"\"),\"\",V115/'Lives scenario - input'!$F100),\"\")","v":""},{"$f":"IFERROR(IF(OR(W115=\"\",'Lives scenario - input'!$F100=\"\"),\"\",W115/'Lives scenario - input'!$F100),\"\")","v":""}]
[{"$f":"IFERROR('Lives scenario - input'!A101,\"\")","v":""},{"$f":"IFERROR('Lives scenario - input'!B101,\"\")","v":""},{"$f":"IFERROR('Lives scenario - input'!C101,\"\")","v":""},{"$f":"IFERROR(repcalc('Lives scenario - input'!$CX101:$GJ101,'Lives scenario - input'!$I101,'Lives scenario - input'!$G101,'Lives scenario - input'!$H101,20,TRUE,TRUE),\"\")","v":""},"","","","","","","","","","","","","","","","","","","",{"$f":"IFERROR(IF(OR(D116=\"\",'Lives scenario - input'!$F101=\"\"),\"\",D116/'Lives scenario - input'!$F101),\"\")","v":""},{"$f":"IFERROR(IF(OR(E116=\"\",'Lives scenario - input'!$F101=\"\"),\"\",E116/'Lives scenario - input'!$F101),\"\")","v":""},{"$f":"IFERROR(IF(OR(F116=\"\",'Lives scenario - input'!$F101=\"\"),\"\",F116/'Lives scenario - input'!$F101),\"\")","v":""},{"$f":"IFERROR(IF(OR(G116=\"\",'Lives scenario - input'!$F101=\"\"),\"\",G116/'Lives scenario - input'!$F101),\"\")","v":""},{"$f":"IFERROR(IF(OR(H116=\"\",'Lives scenario - input'!$F101=\"\"),\"\",H116/'Lives scenario - input'!$F101),\"\")","v":""},{"$f":"IFERROR(IF(OR(I116=\"\",'Lives scenario - input'!$F101=\"\"),\"\",I116/'Lives scenario - input'!$F101),\"\")","v":""},{"$f":"IFERROR(IF(OR(J116=\"\",'Lives scenario - input'!$F101=\"\"),\"\",J116/'Lives scenario - input'!$F101),\"\")","v":""},{"$f":"IFERROR(IF(OR(K116=\"\",'Lives scenario - input'!$F101=\"\"),\"\",K116/'Lives scenario - input'!$F101),\"\")","v":""},{"$f":"IFERROR(IF(OR(L116=\"\",'Lives scenario - input'!$F101=\"\"),\"\",L116/'Lives scenario - input'!$F101),\"\")","v":""},{"$f":"IFERROR(IF(OR(M116=\"\",'Lives scenario - input'!$F101=\"\"),\"\",M116/'Lives scenario - input'!$F101),\"\")","v":""},{"$f":"IFERROR(IF(OR(N116=\"\",'Lives scenario - input'!$F101=\"\"),\"\",N116/'Lives scenario - input'!$F101),\"\")","v":""},{"$f":"IFERROR(IF(OR(O116=\"\",'Lives scenario - input'!$F101=\"\"),\"\",O116/'Lives scenario - input'!$F101),\"\")","v":""},{"$f":"IFERROR(IF(OR(P116=\"\",'Lives scenario - input'!$F101=\"\"),\"\",P116/'Lives scenario - input'!$F101),\"\")","v":""},{"$f":"IFERROR(IF(OR(Q116=\"\",'Lives scenario - input'!$F101=\"\"),\"\",Q116/'Lives scenario - input'!$F101),\"\")","v":""},{"$f":"IFERROR(IF(OR(R116=\"\",'Lives scenario - input'!$F101=\"\"),\"\",R116/'Lives scenario - input'!$F101),\"\")","v":""},{"$f":"IFERROR(IF(OR(S116=\"\",'Lives scenario - input'!$F101=\"\"),\"\",S116/'Lives scenario - input'!$F101),\"\")","v":""},{"$f":"IFERROR(IF(OR(T116=\"\",'Lives scenario - input'!$F101=\"\"),\"\",T116/'Lives scenario - input'!$F101),\"\")","v":""},{"$f":"IFERROR(IF(OR(U116=\"\",'Lives scenario - input'!$F101=\"\"),\"\",U116/'Lives scenario - input'!$F101),\"\")","v":""},{"$f":"IFERROR(IF(OR(V116=\"\",'Lives scenario - input'!$F101=\"\"),\"\",V116/'Lives scenario - input'!$F101),\"\")","v":""},{"$f":"IFERROR(IF(OR(W116=\"\",'Lives scenario - input'!$F101=\"\"),\"\",W116/'Lives scenario - input'!$F101),\"\")","v":""}]
[{"$f":"IFERROR('Lives scenario - input'!A102,\"\")","v":""},{"$f":"IFERROR('Lives scenario - input'!B102,\"\")","v":""},{"$f":"IFERROR('Lives scenario - input'!C102,\"\")","v":""},{"$f":"IFERROR(repcalc('Lives scenario - input'!$CX102:$GJ102,'Lives scenario - input'!$I102,'Lives scenario - input'!$G102,'Lives scenario - input'!$H102,20,TRUE,TRUE),\"\")","v":""},"","","","","","","","","","","","","","","","","","","",{"$f":"IFERROR(IF(OR(D117=\"\",'Lives scenario - input'!$F102=\"\"),\"\",D117/'Lives scenario - input'!$F102),\"\")","v":""},{"$f":"IFERROR(IF(OR(E117=\"\",'Lives scenario - input'!$F102=\"\"),\"\",E117/'Lives scenario - input'!$F102),\"\")","v":""},{"$f":"IFERROR(IF(OR(F117=\"\",'Lives scenario - input'!$F102=\"\"),\"\",F117/'Lives scenario - input'!$F102),\"\")","v":""},{"$f":"IFERROR(IF(OR(G117=\"\",'Lives scenario - input'!$F102=\"\"),\"\",G117/'Lives scenario - input'!$F102),\"\")","v":""},{"$f":"IFERROR(IF(OR(H117=\"\",'Lives scenario - input'!$F102=\"\"),\"\",H117/'Lives scenario - input'!$F102),\"\")","v":""},{"$f":"IFERROR(IF(OR(I117=\"\",'Lives scenario - input'!$F102=\"\"),\"\",I117/'Lives scenario - input'!$F102),\"\")","v":""},{"$f":"IFERROR(IF(OR(J117=\"\",'Lives scenario - input'!$F102=\"\"),\"\",J117/'Lives scenario - input'!$F102),\"\")","v":""},{"$f":"IFERROR(IF(OR(K117=\"\",'Lives scenario - input'!$F102=\"\"),\"\",K117/'Lives scenario - input'!$F102),\"\")","v":""},{"$f":"IFERROR(IF(OR(L117=\"\",'Lives scenario - input'!$F102=\"\"),\"\",L117/'Lives scenario - input'!$F102),\"\")","v":""},{"$f":"IFERROR(IF(OR(M117=\"\",'Lives scenario - input'!$F102=\"\"),\"\",M117/'Lives scenario - input'!$F102),\"\")","v":""},{"$f":"IFERROR(IF(OR(N117=\"\",'Lives scenario - input'!$F102=\"\"),\"\",N117/'Lives scenario - input'!$F102),\"\")","v":""},{"$f":"IFERROR(IF(OR(O117=\"\",'Lives scenario - input'!$F102=\"\"),\"\",O117/'Lives scenario - input'!$F102),\"\")","v":""},{"$f":"IFERROR(IF(OR(P117=\"\",'Lives scenario - input'!$F102=\"\"),\"\",P117/'Lives scenario - input'!$F102),\"\")","v":""},{"$f":"IFERROR(IF(OR(Q117=\"\",'Lives scenario - input'!$F102=\"\"),\"\",Q117/'Lives scenario - input'!$F102),\"\")","v":""},{"$f":"IFERROR(IF(OR(R117=\"\",'Lives scenario - input'!$F102=\"\"),\"\",R117/'Lives scenario - input'!$F102),\"\")","v":""},{"$f":"IFERROR(IF(OR(S117=\"\",'Lives scenario - input'!$F102=\"\"),\"\",S117/'Lives scenario - input'!$F102),\"\")","v":""},{"$f":"IFERROR(IF(OR(T117=\"\",'Lives scenario - input'!$F102=\"\"),\"\",T117/'Lives scenario - input'!$F102),\"\")","v":""},{"$f":"IFERROR(IF(OR(U117=\"\",'Lives scenario - input'!$F102=\"\"),\"\",U117/'Lives scenario - input'!$F102),\"\")","v":""},{"$f":"IFERROR(IF(OR(V117=\"\",'Lives scenario - input'!$F102=\"\"),\"\",V117/'Lives scenario - input'!$F102),\"\")","v":""},{"$f":"IFERROR(IF(OR(W117=\"\",'Lives scenario - input'!$F102=\"\"),\"\",W117/'Lives scenario - input'!$F102),\"\")","v":""}]
[{"$f":"IFERROR('Lives scenario - input'!A103,\"\")","v":""},{"$f":"IFERROR('Lives scenario - input'!B103,\"\")","v":""},{"$f":"IFERROR('Lives scenario - input'!C103,\"\")","v":""},{"$f":"IFERROR(repcalc('Lives scenario - input'!$CX103:$GJ103,'Lives scenario - input'!$I103,'Lives scenario - input'!$G103,'Lives scenario - input'!$H103,20,TRUE,TRUE),\"\")","v":""},"","","","","","","","","","","","","","","","","","","",{"$f":"IFERROR(IF(OR(D118=\"\",'Lives scenario - input'!$F103=\"\"),\"\",D118/'Lives scenario - input'!$F103),\"\")","v":""},{"$f":"IFERROR(IF(OR(E118=\"\",'Lives scenario - input'!$F103=\"\"),\"\",E118/'Lives scenario - input'!$F103),\"\")","v":""},{"$f":"IFERROR(IF(OR(F118=\"\",'Lives scenario - input'!$F103=\"\"),\"\",F118/'Lives scenario - input'!$F103),\"\")","v":""},{"$f":"IFERROR(IF(OR(G118=\"\",'Lives scenario - input'!$F103=\"\"),\"\",G118/'Lives scenario - input'!$F103),\"\")","v":""},{"$f":"IFERROR(IF(OR(H118=\"\",'Lives scenario - input'!$F103=\"\"),\"\",H118/'Lives scenario - input'!$F103),\"\")","v":""},{"$f":"IFERROR(IF(OR(I118=\"\",'Lives scenario - input'!$F103=\"\"),\"\",I118/'Lives scenario - input'!$F103),\"\")","v":""},{"$f":"IFERROR(IF(OR(J118=\"\",'Lives scenario - input'!$F103=\"\"),\"\",J118/'Lives scenario - input'!$F103),\"\")","v":""},{"$f":"IFERROR(IF(OR(K118=\"\",'Lives scenario - input'!$F103=\"\"),\"\",K118/'Lives scenario - input'!$F103),\"\")","v":""},{"$f":"IFERROR(IF(OR(L118=\"\",'Lives scenario - input'!$F103=\"\"),\"\",L118/'Lives scenario - input'!$F103),\"\")","v":""},{"$f":"IFERROR(IF(OR(M118=\"\",'Lives scenario - input'!$F103=\"\"),\"\",M118/'Lives scenario - input'!$F103),\"\")","v":""},{"$f":"IFERROR(IF(OR(N118=\"\",'Lives scenario - input'!$F103=\"\"),\"\",N118/'Lives scenario - input'!$F103),\"\")","v":""},{"$f":"IFERROR(IF(OR(O118=\"\",'Lives scenario - input'!$F103=\"\"),\"\",O118/'Lives scenario - input'!$F103),\"\")","v":""},{"$f":"IFERROR(IF(OR(P118=\"\",'Lives scenario - input'!$F103=\"\"),\"\",P118/'Lives scenario - input'!$F103),\"\")","v":""},{"$f":"IFERROR(IF(OR(Q118=\"\",'Lives scenario - input'!$F103=\"\"),\"\",Q118/'Lives scenario - input'!$F103),\"\")","v":""},{"$f":"IFERROR(IF(OR(R118=\"\",'Lives scenario - input'!$F103=\"\"),\"\",R118/'Lives scenario - input'!$F103),\"\")","v":""},{"$f":"IFERROR(IF(OR(S118=\"\",'Lives scenario - input'!$F103=\"\"),\"\",S118/'Lives scenario - input'!$F103),\"\")","v":""},{"$f":"IFERROR(IF(OR(T118=\"\",'Lives scenario - input'!$F103=\"\"),\"\",T118/'Lives scenario - input'!$F103),\"\")","v":""},{"$f":"IFERROR(IF(OR(U118=\"\",'Lives scenario - input'!$F103=\"\"),\"\",U118/'Lives scenario - input'!$F103),\"\")","v":""},{"$f":"IFERROR(IF(OR(V118=\"\",'Lives scenario - input'!$F103=\"\"),\"\",V118/'Lives scenario - input'!$F103),\"\")","v":""},{"$f":"IFERROR(IF(OR(W118=\"\",'Lives scenario - input'!$F103=\"\"),\"\",W118/'Lives scenario - input'!$F103),\"\")","v":""}]
[{"$f":"IFERROR('Lives scenario - input'!A104,\"\")","v":""},{"$f":"IFERROR('Lives scenario - input'!B104,\"\")","v":""},{"$f":"IFERROR('Lives scenario - input'!C104,\"\")","v":""},{"$f":"IFERROR(repcalc('Lives scenario - input'!$CX104:$GJ104,'Lives scenario - input'!$I104,'Lives scenario - input'!$G104,'Lives scenario - input'!$H104,20,TRUE,TRUE),\"\")","v":""},"","","","","","","","","","","","","","","","","","","",{"$f":"IFERROR(IF(OR(D119=\"\",'Lives scenario - input'!$F104=\"\"),\"\",D119/'Lives scenario - input'!$F104),\"\")","v":""},{"$f":"IFERROR(IF(OR(E119=\"\",'Lives scenario - input'!$F104=\"\"),\"\",E119/'Lives scenario - input'!$F104),\"\")","v":""},{"$f":"IFERROR(IF(OR(F119=\"\",'Lives scenario - input'!$F104=\"\"),\"\",F119/'Lives scenario - input'!$F104),\"\")","v":""},{"$f":"IFERROR(IF(OR(G119=\"\",'Lives scenario - input'!$F104=\"\"),\"\",G119/'Lives scenario - input'!$F104),\"\")","v":""},{"$f":"IFERROR(IF(OR(H119=\"\",'Lives scenario - input'!$F104=\"\"),\"\",H119/'Lives scenario - input'!$F104),\"\")","v":""},{"$f":"IFERROR(IF(OR(I119=\"\",'Lives scenario - input'!$F104=\"\"),\"\",I119/'Lives scenario - input'!$F104),\"\")","v":""},{"$f":"IFERROR(IF(OR(J119=\"\",'Lives scenario - input'!$F104=\"\"),\"\",J119/'Lives scenario - input'!$F104),\"\")","v":""},{"$f":"IFERROR(IF(OR(K119=\"\",'Lives scenario - input'!$F104=\"\"),\"\",K119/'Lives scenario - input'!$F104),\"\")","v":""},{"$f":"IFERROR(IF(OR(L119=\"\",'Lives scenario - input'!$F104=\"\"),\"\",L119/'Lives scenario - input'!$F104),\"\")","v":""},{"$f":"IFERROR(IF(OR(M119=\"\",'Lives scenario - input'!$F104=\"\"),\"\",M119/'Lives scenario - input'!$F104),\"\")","v":""},{"$f":"IFERROR(IF(OR(N119=\"\",'Lives scenario - input'!$F104=\"\"),\"\",N119/'Lives scenario - input'!$F104),\"\")","v":""},{"$f":"IFERROR(IF(OR(O119=\"\",'Lives scenario - input'!$F104=\"\"),\"\",O119/'Lives scenario - input'!$F104),\"\")","v":""},{"$f":"IFERROR(IF(OR(P119=\"\",'Lives scenario - input'!$F104=\"\"),\"\",P119/'Lives scenario - input'!$F104),\"\")","v":""},{"$f":"IFERROR(IF(OR(Q119=\"\",'Lives scenario - input'!$F104=\"\"),\"\",Q119/'Lives scenario - input'!$F104),\"\")","v":""},{"$f":"IFERROR(IF(OR(R119=\"\",'Lives scenario - input'!$F104=\"\"),\"\",R119/'Lives scenario - input'!$F104),\"\")","v":""},{"$f":"IFERROR(IF(OR(S119=\"\",'Lives scenario - input'!$F104=\"\"),\"\",S119/'Lives scenario - input'!$F104),\"\")","v":""},{"$f":"IFERROR(IF(OR(T119=\"\",'Lives scenario - input'!$F104=\"\"),\"\",T119/'Lives scenario - input'!$F104),\"\")","v":""},{"$f":"IFERROR(IF(OR(U119=\"\",'Lives scenario - input'!$F104=\"\"),\"\",U119/'Lives scenario - input'!$F104),\"\")","v":""},{"$f":"IFERROR(IF(OR(V119=\"\",'Lives scenario - input'!$F104=\"\"),\"\",V119/'Lives scenario - input'!$F104),\"\")","v":""},{"$f":"IFERROR(IF(OR(W119=\"\",'Lives scenario - input'!$F104=\"\"),\"\",W119/'Lives scenario - input'!$F104),\"\")","v":""}]
[{"$f":"IFERROR('Lives scenario - input'!A105,\"\")","v":""},{"$f":"IFERROR('Lives scenario - input'!B105,\"\")","v":""},{"$f":"IFERROR('Lives scenario - input'!C105,\"\")","v":""},{"$f":"IFERROR(repcalc('Lives scenario - input'!$CX105:$GJ105,'Lives scenario - input'!$I105,'Lives scenario - input'!$G105,'Lives scenario - input'!$H105,20,TRUE,TRUE),\"\")","v":""},"","","","","","","","","","","","","","","","","","","",{"$f":"IFERROR(IF(OR(D120=\"\",'Lives scenario - input'!$F105=\"\"),\"\",D120/'Lives scenario - input'!$F105),\"\")","v":""},{"$f":"IFERROR(IF(OR(E120=\"\",'Lives scenario - input'!$F105=\"\"),\"\",E120/'Lives scenario - input'!$F105),\"\")","v":""},{"$f":"IFERROR(IF(OR(F120=\"\",'Lives scenario - input'!$F105=\"\"),\"\",F120/'Lives scenario - input'!$F105),\"\")","v":""},{"$f":"IFERROR(IF(OR(G120=\"\",'Lives scenario - input'!$F105=\"\"),\"\",G120/'Lives scenario - input'!$F105),\"\")","v":""},{"$f":"IFERROR(IF(OR(H120=\"\",'Lives scenario - input'!$F105=\"\"),\"\",H120/'Lives scenario - input'!$F105),\"\")","v":""},{"$f":"IFERROR(IF(OR(I120=\"\",'Lives scenario - input'!$F105=\"\"),\"\",I120/'Lives scenario - input'!$F105),\"\")","v":""},{"$f":"IFERROR(IF(OR(J120=\"\",'Lives scenario - input'!$F105=\"\"),\"\",J120/'Lives scenario - input'!$F105),\"\")","v":""},{"$f":"IFERROR(IF(OR(K120=\"\",'Lives scenario - input'!$F105=\"\"),\"\",K120/'Lives scenario - input'!$F105),\"\")","v":""},{"$f":"IFERROR(IF(OR(L120=\"\",'Lives scenario - input'!$F105=\"\"),\"\",L120/'Lives scenario - input'!$F105),\"\")","v":""},{"$f":"IFERROR(IF(OR(M120=\"\",'Lives scenario - input'!$F105=\"\"),\"\",M120/'Lives scenario - input'!$F105),\"\")","v":""},{"$f":"IFERROR(IF(OR(N120=\"\",'Lives scenario - input'!$F105=\"\"),\"\",N120/'Lives scenario - input'!$F105),\"\")","v":""},{"$f":"IFERROR(IF(OR(O120=\"\",'Lives scenario - input'!$F105=\"\"),\"\",O120/'Lives scenario - input'!$F105),\"\")","v":""},{"$f":"IFERROR(IF(OR(P120=\"\",'Lives scenario - input'!$F105=\"\"),\"\",P120/'Lives scenario - input'!$F105),\"\")","v":""},{"$f":"IFERROR(IF(OR(Q120=\"\",'Lives scenario - input'!$F105=\"\"),\"\",Q120/'Lives scenario - input'!$F105),\"\")","v":""},{"$f":"IFERROR(IF(OR(R120=\"\",'Lives scenario - input'!$F105=\"\"),\"\",R120/'Lives scenario - input'!$F105),\"\")","v":""},{"$f":"IFERROR(IF(OR(S120=\"\",'Lives scenario - input'!$F105=\"\"),\"\",S120/'Lives scenario - input'!$F105),\"\")","v":""},{"$f":"IFERROR(IF(OR(T120=\"\",'Lives scenario - input'!$F105=\"\"),\"\",T120/'Lives scenario - input'!$F105),\"\")","v":""},{"$f":"IFERROR(IF(OR(U120=\"\",'Lives scenario - input'!$F105=\"\"),\"\",U120/'Lives scenario - input'!$F105),\"\")","v":""},{"$f":"IFERROR(IF(OR(V120=\"\",'Lives scenario - input'!$F105=\"\"),\"\",V120/'Lives scenario - input'!$F105),\"\")","v":""},{"$f":"IFERROR(IF(OR(W120=\"\",'Lives scenario - input'!$F105=\"\"),\"\",W120/'Lives scenario - input'!$F105),\"\")","v":""}]
[{"$f":"IFERROR('Lives scenario - input'!A106,\"\")","v":""},{"$f":"IFERROR('Lives scenario - input'!B106,\"\")","v":""},{"$f":"IFERROR('Lives scenario - input'!C106,\"\")","v":""},{"$f":"IFERROR(repcalc('Lives scenario - input'!$CX106:$GJ106,'Lives scenario - input'!$I106,'Lives scenario - input'!$G106,'Lives scenario - input'!$H106,20,TRUE,TRUE),\"\")","v":""},"","","","","","","","","","","","","","","","","","","",{"$f":"IFERROR(IF(OR(D121=\"\",'Lives scenario - input'!$F106=\"\"),\"\",D121/'Lives scenario - input'!$F106),\"\")","v":""},{"$f":"IFERROR(IF(OR(E121=\"\",'Lives scenario - input'!$F106=\"\"),\"\",E121/'Lives scenario - input'!$F106),\"\")","v":""},{"$f":"IFERROR(IF(OR(F121=\"\",'Lives scenario - input'!$F106=\"\"),\"\",F121/'Lives scenario - input'!$F106),\"\")","v":""},{"$f":"IFERROR(IF(OR(G121=\"\",'Lives scenario - input'!$F106=\"\"),\"\",G121/'Lives scenario - input'!$F106),\"\")","v":""},{"$f":"IFERROR(IF(OR(H121=\"\",'Lives scenario - input'!$F106=\"\"),\"\",H121/'Lives scenario - input'!$F106),\"\")","v":""},{"$f":"IFERROR(IF(OR(I121=\"\",'Lives scenario - input'!$F106=\"\"),\"\",I121/'Lives scenario - input'!$F106),\"\")","v":""},{"$f":"IFERROR(IF(OR(J121=\"\",'Lives scenario - input'!$F106=\"\"),\"\",J121/'Lives scenario - input'!$F106),\"\")","v":""},{"$f":"IFERROR(IF(OR(K121=\"\",'Lives scenario - input'!$F106=\"\"),\"\",K121/'Lives scenario - input'!$F106),\"\")","v":""},{"$f":"IFERROR(IF(OR(L121=\"\",'Lives scenario - input'!$F106=\"\"),\"\",L121/'Lives scenario - input'!$F106),\"\")","v":""},{"$f":"IFERROR(IF(OR(M121=\"\",'Lives scenario - input'!$F106=\"\"),\"\",M121/'Lives scenario - input'!$F106),\"\")","v":""},{"$f":"IFERROR(IF(OR(N121=\"\",'Lives scenario - input'!$F106=\"\"),\"\",N121/'Lives scenario - input'!$F106),\"\")","v":""},{"$f":"IFERROR(IF(OR(O121=\"\",'Lives scenario - input'!$F106=\"\"),\"\",O121/'Lives scenario - input'!$F106),\"\")","v":""},{"$f":"IFERROR(IF(OR(P121=\"\",'Lives scenario - input'!$F106=\"\"),\"\",P121/'Lives scenario - input'!$F106),\"\")","v":""},{"$f":"IFERROR(IF(OR(Q121=\"\",'Lives scenario - input'!$F106=\"\"),\"\",Q121/'Lives scenario - input'!$F106),\"\")","v":""},{"$f":"IFERROR(IF(OR(R121=\"\",'Lives scenario - input'!$F106=\"\"),\"\",R121/'Lives scenario - input'!$F106),\"\")","v":""},{"$f":"IFERROR(IF(OR(S121=\"\",'Lives scenario - input'!$F106=\"\"),\"\",S121/'Lives scenario - input'!$F106),\"\")","v":""},{"$f":"IFERROR(IF(OR(T121=\"\",'Lives scenario - input'!$F106=\"\"),\"\",T121/'Lives scenario - input'!$F106),\"\")","v":""},{"$f":"IFERROR(IF(OR(U121=\"\",'Lives scenario - input'!$F106=\"\"),\"\",U121/'Lives scenario - input'!$F106),\"\")","v":""},{"$f":"IFERROR(IF(OR(V121=\"\",'Lives scenario - input'!$F106=\"\"),\"\",V121/'Lives scenario - input'!$F106),\"\")","v":""},{"$f":"IFERROR(IF(OR(W121=\"\",'Lives scenario - input'!$F106=\"\"),\"\",W121/'Lives scenario - input'!$F106),\"\")","v":""}]
[{"$f":"IFERROR('Lives scenario - input'!A107,\"\")","v":""},{"$f":"IFERROR('Lives scenario - input'!B107,\"\")","v":""},{"$f":"IFERROR('Lives scenario - input'!C107,\"\")","v":""},{"$f":"IFERROR(repcalc('Lives scenario - input'!$CX107:$GJ107,'Lives scenario - input'!$I107,'Lives scenario - input'!$G107,'Lives scenario - input'!$H107,20,TRUE,TRUE),\"\")","v":""},"","","","","","","","","","","","","","","","","","","",{"$f":"IFERROR(IF(OR(D122=\"\",'Lives scenario - input'!$F107=\"\"),\"\",D122/'Lives scenario - input'!$F107),\"\")","v":""},{"$f":"IFERROR(IF(OR(E122=\"\",'Lives scenario - input'!$F107=\"\"),\"\",E122/'Lives scenario - input'!$F107),\"\")","v":""},{"$f":"IFERROR(IF(OR(F122=\"\",'Lives scenario - input'!$F107=\"\"),\"\",F122/'Lives scenario - input'!$F107),\"\")","v":""},{"$f":"IFERROR(IF(OR(G122=\"\",'Lives scenario - input'!$F107=\"\"),\"\",G122/'Lives scenario - input'!$F107),\"\")","v":""},{"$f":"IFERROR(IF(OR(H122=\"\",'Lives scenario - input'!$F107=\"\"),\"\",H122/'Lives scenario - input'!$F107),\"\")","v":""},{"$f":"IFERROR(IF(OR(I122=\"\",'Lives scenario - input'!$F107=\"\"),\"\",I122/'Lives scenario - input'!$F107),\"\")","v":""},{"$f":"IFERROR(IF(OR(J122=\"\",'Lives scenario - input'!$F107=\"\"),\"\",J122/'Lives scenario - input'!$F107),\"\")","v":""},{"$f":"IFERROR(IF(OR(K122=\"\",'Lives scenario - input'!$F107=\"\"),\"\",K122/'Lives scenario - input'!$F107),\"\")","v":""},{"$f":"IFERROR(IF(OR(L122=\"\",'Lives scenario - input'!$F107=\"\"),\"\",L122/'Lives scenario - input'!$F107),\"\")","v":""},{"$f":"IFERROR(IF(OR(M122=\"\",'Lives scenario - input'!$F107=\"\"),\"\",M122/'Lives scenario - input'!$F107),\"\")","v":""},{"$f":"IFERROR(IF(OR(N122=\"\",'Lives scenario - input'!$F107=\"\"),\"\",N122/'Lives scenario - input'!$F107),\"\")","v":""},{"$f":"IFERROR(IF(OR(O122=\"\",'Lives scenario - input'!$F107=\"\"),\"\",O122/'Lives scenario - input'!$F107),\"\")","v":""},{"$f":"IFERROR(IF(OR(P122=\"\",'Lives scenario - input'!$F107=\"\"),\"\",P122/'Lives scenario - input'!$F107),\"\")","v":""},{"$f":"IFERROR(IF(OR(Q122=\"\",'Lives scenario - input'!$F107=\"\"),\"\",Q122/'Lives scenario - input'!$F107),\"\")","v":""},{"$f":"IFERROR(IF(OR(R122=\"\",'Lives scenario - input'!$F107=\"\"),\"\",R122/'Lives scenario - input'!$F107),\"\")","v":""},{"$f":"IFERROR(IF(OR(S122=\"\",'Lives scenario - input'!$F107=\"\"),\"\",S122/'Lives scenario - input'!$F107),\"\")","v":""},{"$f":"IFERROR(IF(OR(T122=\"\",'Lives scenario - input'!$F107=\"\"),\"\",T122/'Lives scenario - input'!$F107),\"\")","v":""},{"$f":"IFERROR(IF(OR(U122=\"\",'Lives scenario - input'!$F107=\"\"),\"\",U122/'Lives scenario - input'!$F107),\"\")","v":""},{"$f":"IFERROR(IF(OR(V122=\"\",'Lives scenario - input'!$F107=\"\"),\"\",V122/'Lives scenario - input'!$F107),\"\")","v":""},{"$f":"IFERROR(IF(OR(W122=\"\",'Lives scenario - input'!$F107=\"\"),\"\",W122/'Lives scenario - input'!$F107),\"\")","v":""}]
[{"$f":"IFERROR('Lives scenario - input'!A108,\"\")","v":""},{"$f":"IFERROR('Lives scenario - input'!B108,\"\")","v":""},{"$f":"IFERROR('Lives scenario - input'!C108,\"\")","v":""},{"$f":"IFERROR(repcalc('Lives scenario - input'!$CX108:$GJ108,'Lives scenario - input'!$I108,'Lives scenario - input'!$G108,'Lives scenario - input'!$H108,20,TRUE,TRUE),\"\")","v":""},"","","","","","","","","","","","","","","","","","","",{"$f":"IFERROR(IF(OR(D123=\"\",'Lives scenario - input'!$F108=\"\"),\"\",D123/'Lives scenario - input'!$F108),\"\")","v":""},{"$f":"IFERROR(IF(OR(E123=\"\",'Lives scenario - input'!$F108=\"\"),\"\",E123/'Lives scenario - input'!$F108),\"\")","v":""},{"$f":"IFERROR(IF(OR(F123=\"\",'Lives scenario - input'!$F108=\"\"),\"\",F123/'Lives scenario - input'!$F108),\"\")","v":""},{"$f":"IFERROR(IF(OR(G123=\"\",'Lives scenario - input'!$F108=\"\"),\"\",G123/'Lives scenario - input'!$F108),\"\")","v":""},{"$f":"IFERROR(IF(OR(H123=\"\",'Lives scenario - input'!$F108=\"\"),\"\",H123/'Lives scenario - input'!$F108),\"\")","v":""},{"$f":"IFERROR(IF(OR(I123=\"\",'Lives scenario - input'!$F108=\"\"),\"\",I123/'Lives scenario - input'!$F108),\"\")","v":""},{"$f":"IFERROR(IF(OR(J123=\"\",'Lives scenario - input'!$F108=\"\"),\"\",J123/'Lives scenario - input'!$F108),\"\")","v":""},{"$f":"IFERROR(IF(OR(K123=\"\",'Lives scenario - input'!$F108=\"\"),\"\",K123/'Lives scenario - input'!$F108),\"\")","v":""},{"$f":"IFERROR(IF(OR(L123=\"\",'Lives scenario - input'!$F108=\"\"),\"\",L123/'Lives scenario - input'!$F108),\"\")","v":""},{"$f":"IFERROR(IF(OR(M123=\"\",'Lives scenario - input'!$F108=\"\"),\"\",M123/'Lives scenario - input'!$F108),\"\")","v":""},{"$f":"IFERROR(IF(OR(N123=\"\",'Lives scenario - input'!$F108=\"\"),\"\",N123/'Lives scenario - input'!$F108),\"\")","v":""},{"$f":"IFERROR(IF(OR(O123=\"\",'Lives scenario - input'!$F108=\"\"),\"\",O123/'Lives scenario - input'!$F108),\"\")","v":""},{"$f":"IFERROR(IF(OR(P123=\"\",'Lives scenario - input'!$F108=\"\"),\"\",P123/'Lives scenario - input'!$F108),\"\")","v":""},{"$f":"IFERROR(IF(OR(Q123=\"\",'Lives scenario - input'!$F108=\"\"),\"\",Q123/'Lives scenario - input'!$F108),\"\")","v":""},{"$f":"IFERROR(IF(OR(R123=\"\",'Lives scenario - input'!$F108=\"\"),\"\",R123/'Lives scenario - input'!$F108),\"\")","v":""},{"$f":"IFERROR(IF(OR(S123=\"\",'Lives scenario - input'!$F108=\"\"),\"\",S123/'Lives scenario - input'!$F108),\"\")","v":""},{"$f":"IFERROR(IF(OR(T123=\"\",'Lives scenario - input'!$F108=\"\"),\"\",T123/'Lives scenario - input'!$F108),\"\")","v":""},{"$f":"IFERROR(IF(OR(U123=\"\",'Lives scenario - input'!$F108=\"\"),\"\",U123/'Lives scenario - input'!$F108),\"\")","v":""},{"$f":"IFERROR(IF(OR(V123=\"\",'Lives scenario - input'!$F108=\"\"),\"\",V123/'Lives scenario - input'!$F108),\"\")","v":""},{"$f":"IFERROR(IF(OR(W123=\"\",'Lives scenario - input'!$F108=\"\"),\"\",W123/'Lives scenario - input'!$F108),\"\")","v":""}]
[{"$f":"IFERROR('Lives scenario - input'!A109,\"\")","v":""},{"$f":"IFERROR('Lives scenario - input'!B109,\"\")","v":""},{"$f":"IFERROR('Lives scenario - input'!C109,\"\")","v":""},{"$f":"IFERROR(repcalc('Lives scenario - input'!$CX109:$GJ109,'Lives scenario - input'!$I109,'Lives scenario - input'!$G109,'Lives scenario - input'!$H109,20,TRUE,TRUE),\"\")","v":""},"","","","","","","","","","","","","","","","","","","",{"$f":"IFERROR(IF(OR(D124=\"\",'Lives scenario - input'!$F109=\"\"),\"\",D124/'Lives scenario - input'!$F109),\"\")","v":""},{"$f":"IFERROR(IF(OR(E124=\"\",'Lives scenario - input'!$F109=\"\"),\"\",E124/'Lives scenario - input'!$F109),\"\")","v":""},{"$f":"IFERROR(IF(OR(F124=\"\",'Lives scenario - input'!$F109=\"\"),\"\",F124/'Lives scenario - input'!$F109),\"\")","v":""},{"$f":"IFERROR(IF(OR(G124=\"\",'Lives scenario - input'!$F109=\"\"),\"\",G124/'Lives scenario - input'!$F109),\"\")","v":""},{"$f":"IFERROR(IF(OR(H124=\"\",'Lives scenario - input'!$F109=\"\"),\"\",H124/'Lives scenario - input'!$F109),\"\")","v":""},{"$f":"IFERROR(IF(OR(I124=\"\",'Lives scenario - input'!$F109=\"\"),\"\",I124/'Lives scenario - input'!$F109),\"\")","v":""},{"$f":"IFERROR(IF(OR(J124=\"\",'Lives scenario - input'!$F109=\"\"),\"\",J124/'Lives scenario - input'!$F109),\"\")","v":""},{"$f":"IFERROR(IF(OR(K124=\"\",'Lives scenario - input'!$F109=\"\"),\"\",K124/'Lives scenario - input'!$F109),\"\")","v":""},{"$f":"IFERROR(IF(OR(L124=\"\",'Lives scenario - input'!$F109=\"\"),\"\",L124/'Lives scenario - input'!$F109),\"\")","v":""},{"$f":"IFERROR(IF(OR(M124=\"\",'Lives scenario - input'!$F109=\"\"),\"\",M124/'Lives scenario - input'!$F109),\"\")","v":""},{"$f":"IFERROR(IF(OR(N124=\"\",'Lives scenario - input'!$F109=\"\"),\"\",N124/'Lives scenario - input'!$F109),\"\")","v":""},{"$f":"IFERROR(IF(OR(O124=\"\",'Lives scenario - input'!$F109=\"\"),\"\",O124/'Lives scenario - input'!$F109),\"\")","v":""},{"$f":"IFERROR(IF(OR(P124=\"\",'Lives scenario - input'!$F109=\"\"),\"\",P124/'Lives scenario - input'!$F109),\"\")","v":""},{"$f":"IFERROR(IF(OR(Q124=\"\",'Lives scenario - input'!$F109=\"\"),\"\",Q124/'Lives scenario - input'!$F109),\"\")","v":""},{"$f":"IFERROR(IF(OR(R124=\"\",'Lives scenario - input'!$F109=\"\"),\"\",R124/'Lives scenario - input'!$F109),\"\")","v":""},{"$f":"IFERROR(IF(OR(S124=\"\",'Lives scenario - input'!$F109=\"\"),\"\",S124/'Lives scenario - input'!$F109),\"\")","v":""},{"$f":"IFERROR(IF(OR(T124=\"\",'Lives scenario - input'!$F109=\"\"),\"\",T124/'Lives scenario - input'!$F109),\"\")","v":""},{"$f":"IFERROR(IF(OR(U124=\"\",'Lives scenario - input'!$F109=\"\"),\"\",U124/'Lives scenario - input'!$F109),\"\")","v":""},{"$f":"IFERROR(IF(OR(V124=\"\",'Lives scenario - input'!$F109=\"\"),\"\",V124/'Lives scenario - input'!$F109),\"\")","v":""},{"$f":"IFERROR(IF(OR(W124=\"\",'Lives scenario - input'!$F109=\"\"),\"\",W124/'Lives scenario - input'!$F109),\"\")","v":""}]
[{"$f":"IFERROR('Lives scenario - input'!A110,\"\")","v":""},{"$f":"IFERROR('Lives scenario - input'!B110,\"\")","v":""},{"$f":"IFERROR('Lives scenario - input'!C110,\"\")","v":""},{"$f":"IFERROR(repcalc('Lives scenario - input'!$CX110:$GJ110,'Lives scenario - input'!$I110,'Lives scenario - input'!$G110,'Lives scenario - input'!$H110,20,TRUE,TRUE),\"\")","v":""},"","","","","","","","","","","","","","","","","","","",{"$f":"IFERROR(IF(OR(D125=\"\",'Lives scenario - input'!$F110=\"\"),\"\",D125/'Lives scenario - input'!$F110),\"\")","v":""},{"$f":"IFERROR(IF(OR(E125=\"\",'Lives scenario - input'!$F110=\"\"),\"\",E125/'Lives scenario - input'!$F110),\"\")","v":""},{"$f":"IFERROR(IF(OR(F125=\"\",'Lives scenario - input'!$F110=\"\"),\"\",F125/'Lives scenario - input'!$F110),\"\")","v":""},{"$f":"IFERROR(IF(OR(G125=\"\",'Lives scenario - input'!$F110=\"\"),\"\",G125/'Lives scenario - input'!$F110),\"\")","v":""},{"$f":"IFERROR(IF(OR(H125=\"\",'Lives scenario - input'!$F110=\"\"),\"\",H125/'Lives scenario - input'!$F110),\"\")","v":""},{"$f":"IFERROR(IF(OR(I125=\"\",'Lives scenario - input'!$F110=\"\"),\"\",I125/'Lives scenario - input'!$F110),\"\")","v":""},{"$f":"IFERROR(IF(OR(J125=\"\",'Lives scenario - input'!$F110=\"\"),\"\",J125/'Lives scenario - input'!$F110),\"\")","v":""},{"$f":"IFERROR(IF(OR(K125=\"\",'Lives scenario - input'!$F110=\"\"),\"\",K125/'Lives scenario - input'!$F110),\"\")","v":""},{"$f":"IFERROR(IF(OR(L125=\"\",'Lives scenario - input'!$F110=\"\"),\"\",L125/'Lives scenario - input'!$F110),\"\")","v":""},{"$f":"IFERROR(IF(OR(M125=\"\",'Lives scenario - input'!$F110=\"\"),\"\",M125/'Lives scenario - input'!$F110),\"\")","v":""},{"$f":"IFERROR(IF(OR(N125=\"\",'Lives scenario - input'!$F110=\"\"),\"\",N125/'Lives scenario - input'!$F110),\"\")","v":""},{"$f":"IFERROR(IF(OR(O125=\"\",'Lives scenario - input'!$F110=\"\"),\"\",O125/'Lives scenario - input'!$F110),\"\")","v":""},{"$f":"IFERROR(IF(OR(P125=\"\",'Lives scenario - input'!$F110=\"\"),\"\",P125/'Lives scenario - input'!$F110),\"\")","v":""},{"$f":"IFERROR(IF(OR(Q125=\"\",'Lives scenario - input'!$F110=\"\"),\"\",Q125/'Lives scenario - input'!$F110),\"\")","v":""},{"$f":"IFERROR(IF(OR(R125=\"\",'Lives scenario - input'!$F110=\"\"),\"\",R125/'Lives scenario - input'!$F110),\"\")","v":""},{"$f":"IFERROR(IF(OR(S125=\"\",'Lives scenario - input'!$F110=\"\"),\"\",S125/'Lives scenario - input'!$F110),\"\")","v":""},{"$f":"IFERROR(IF(OR(T125=\"\",'Lives scenario - input'!$F110=\"\"),\"\",T125/'Lives scenario - input'!$F110),\"\")","v":""},{"$f":"IFERROR(IF(OR(U125=\"\",'Lives scenario - input'!$F110=\"\"),\"\",U125/'Lives scenario - input'!$F110),\"\")","v":""},{"$f":"IFERROR(IF(OR(V125=\"\",'Lives scenario - input'!$F110=\"\"),\"\",V125/'Lives scenario - input'!$F110),\"\")","v":""},{"$f":"IFERROR(IF(OR(W125=\"\",'Lives scenario - input'!$F110=\"\"),\"\",W125/'Lives scenario - input'!$F110),\"\")","v":""}]
[{"$f":"IFERROR('Lives scenario - input'!A111,\"\")","v":""},{"$f":"IFERROR('Lives scenario - input'!B111,\"\")","v":""},{"$f":"IFERROR('Lives scenario - input'!C111,\"\")","v":""},{"$f":"IFERROR(repcalc('Lives scenario - input'!$CX111:$GJ111,'Lives scenario - input'!$I111,'Lives scenario - input'!$G111,'Lives scenario - input'!$H111,20,TRUE,TRUE),\"\")","v":""},"","","","","","","","","","","","","","","","","","","",{"$f":"IFERROR(IF(OR(D126=\"\",'Lives scenario - input'!$F111=\"\"),\"\",D126/'Lives scenario - input'!$F111),\"\")","v":""},{"$f":"IFERROR(IF(OR(E126=\"\",'Lives scenario - input'!$F111=\"\"),\"\",E126/'Lives scenario - input'!$F111),\"\")","v":""},{"$f":"IFERROR(IF(OR(F126=\"\",'Lives scenario - input'!$F111=\"\"),\"\",F126/'Lives scenario - input'!$F111),\"\")","v":""},{"$f":"IFERROR(IF(OR(G126=\"\",'Lives scenario - input'!$F111=\"\"),\"\",G126/'Lives scenario - input'!$F111),\"\")","v":""},{"$f":"IFERROR(IF(OR(H126=\"\",'Lives scenario - input'!$F111=\"\"),\"\",H126/'Lives scenario - input'!$F111),\"\")","v":""},{"$f":"IFERROR(IF(OR(I126=\"\",'Lives scenario - input'!$F111=\"\"),\"\",I126/'Lives scenario - input'!$F111),\"\")","v":""},{"$f":"IFERROR(IF(OR(J126=\"\",'Lives scenario - input'!$F111=\"\"),\"\",J126/'Lives scenario - input'!$F111),\"\")","v":""},{"$f":"IFERROR(IF(OR(K126=\"\",'Lives scenario - input'!$F111=\"\"),\"\",K126/'Lives scenario - input'!$F111),\"\")","v":""},{"$f":"IFERROR(IF(OR(L126=\"\",'Lives scenario - input'!$F111=\"\"),\"\",L126/'Lives scenario - input'!$F111),\"\")","v":""},{"$f":"IFERROR(IF(OR(M126=\"\",'Lives scenario - input'!$F111=\"\"),\"\",M126/'Lives scenario - input'!$F111),\"\")","v":""},{"$f":"IFERROR(IF(OR(N126=\"\",'Lives scenario - input'!$F111=\"\"),\"\",N126/'Lives scenario - input'!$F111),\"\")","v":""},{"$f":"IFERROR(IF(OR(O126=\"\",'Lives scenario - input'!$F111=\"\"),\"\",O126/'Lives scenario - input'!$F111),\"\")","v":""},{"$f":"IFERROR(IF(OR(P126=\"\",'Lives scenario - input'!$F111=\"\"),\"\",P126/'Lives scenario - input'!$F111),\"\")","v":""},{"$f":"IFERROR(IF(OR(Q126=\"\",'Lives scenario - input'!$F111=\"\"),\"\",Q126/'Lives scenario - input'!$F111),\"\")","v":""},{"$f":"IFERROR(IF(OR(R126=\"\",'Lives scenario - input'!$F111=\"\"),\"\",R126/'Lives scenario - input'!$F111),\"\")","v":""},{"$f":"IFERROR(IF(OR(S126=\"\",'Lives scenario - input'!$F111=\"\"),\"\",S126/'Lives scenario - input'!$F111),\"\")","v":""},{"$f":"IFERROR(IF(OR(T126=\"\",'Lives scenario - input'!$F111=\"\"),\"\",T126/'Lives scenario - input'!$F111),\"\")","v":""},{"$f":"IFERROR(IF(OR(U126=\"\",'Lives scenario - input'!$F111=\"\"),\"\",U126/'Lives scenario - input'!$F111),\"\")","v":""},{"$f":"IFERROR(IF(OR(V126=\"\",'Lives scenario - input'!$F111=\"\"),\"\",V126/'Lives scenario - input'!$F111),\"\")","v":""},{"$f":"IFERROR(IF(OR(W126=\"\",'Lives scenario - input'!$F111=\"\"),\"\",W126/'Lives scenario - input'!$F111),\"\")","v":""}]
[{"$f":"IFERROR('Lives scenario - input'!A112,\"\")","v":""},{"$f":"IFERROR('Lives scenario - input'!B112,\"\")","v":""},{"$f":"IFERROR('Lives scenario - input'!C112,\"\")","v":""},{"$f":"IFERROR(repcalc('Lives scenario - input'!$CX112:$GJ112,'Lives scenario - input'!$I112,'Lives scenario - input'!$G112,'Lives scenario - input'!$H112,20,TRUE,TRUE),\"\")","v":""},"","","","","","","","","","","","","","","","","","","",{"$f":"IFERROR(IF(OR(D127=\"\",'Lives scenario - input'!$F112=\"\"),\"\",D127/'Lives scenario - input'!$F112),\"\")","v":""},{"$f":"IFERROR(IF(OR(E127=\"\",'Lives scenario - input'!$F112=\"\"),\"\",E127/'Lives scenario - input'!$F112),\"\")","v":""},{"$f":"IFERROR(IF(OR(F127=\"\",'Lives scenario - input'!$F112=\"\"),\"\",F127/'Lives scenario - input'!$F112),\"\")","v":""},{"$f":"IFERROR(IF(OR(G127=\"\",'Lives scenario - input'!$F112=\"\"),\"\",G127/'Lives scenario - input'!$F112),\"\")","v":""},{"$f":"IFERROR(IF(OR(H127=\"\",'Lives scenario - input'!$F112=\"\"),\"\",H127/'Lives scenario - input'!$F112),\"\")","v":""},{"$f":"IFERROR(IF(OR(I127=\"\",'Lives scenario - input'!$F112=\"\"),\"\",I127/'Lives scenario - input'!$F112),\"\")","v":""},{"$f":"IFERROR(IF(OR(J127=\"\",'Lives scenario - input'!$F112=\"\"),\"\",J127/'Lives scenario - input'!$F112),\"\")","v":""},{"$f":"IFERROR(IF(OR(K127=\"\",'Lives scenario - input'!$F112=\"\"),\"\",K127/'Lives scenario - input'!$F112),\"\")","v":""},{"$f":"IFERROR(IF(OR(L127=\"\",'Lives scenario - input'!$F112=\"\"),\"\",L127/'Lives scenario - input'!$F112),\"\")","v":""},{"$f":"IFERROR(IF(OR(M127=\"\",'Lives scenario - input'!$F112=\"\"),\"\",M127/'Lives scenario - input'!$F112),\"\")","v":""},{"$f":"IFERROR(IF(OR(N127=\"\",'Lives scenario - input'!$F112=\"\"),\"\",N127/'Lives scenario - input'!$F112),\"\")","v":""},{"$f":"IFERROR(IF(OR(O127=\"\",'Lives scenario - input'!$F112=\"\"),\"\",O127/'Lives scenario - input'!$F112),\"\")","v":""},{"$f":"IFERROR(IF(OR(P127=\"\",'Lives scenario - input'!$F112=\"\"),\"\",P127/'Lives scenario - input'!$F112),\"\")","v":""},{"$f":"IFERROR(IF(OR(Q127=\"\",'Lives scenario - input'!$F112=\"\"),\"\",Q127/'Lives scenario - input'!$F112),\"\")","v":""},{"$f":"IFERROR(IF(OR(R127=\"\",'Lives scenario - input'!$F112=\"\"),\"\",R127/'Lives scenario - input'!$F112),\"\")","v":""},{"$f":"IFERROR(IF(OR(S127=\"\",'Lives scenario - input'!$F112=\"\"),\"\",S127/'Lives scenario - input'!$F112),\"\")","v":""},{"$f":"IFERROR(IF(OR(T127=\"\",'Lives scenario - input'!$F112=\"\"),\"\",T127/'Lives scenario - input'!$F112),\"\")","v":""},{"$f":"IFERROR(IF(OR(U127=\"\",'Lives scenario - input'!$F112=\"\"),\"\",U127/'Lives scenario - input'!$F112),\"\")","v":""},{"$f":"IFERROR(IF(OR(V127=\"\",'Lives scenario - input'!$F112=\"\"),\"\",V127/'Lives scenario - input'!$F112),\"\")","v":""},{"$f":"IFERROR(IF(OR(W127=\"\",'Lives scenario - input'!$F112=\"\"),\"\",W127/'Lives scenario - input'!$F112),\"\")","v":""}]
[{"$f":"IFERROR('Lives scenario - input'!A113,\"\")","v":""},{"$f":"IFERROR('Lives scenario - input'!B113,\"\")","v":""},{"$f":"IFERROR('Lives scenario - input'!C113,\"\")","v":""},{"$f":"IFERROR(repcalc('Lives scenario - input'!$CX113:$GJ113,'Lives scenario - input'!$I113,'Lives scenario - input'!$G113,'Lives scenario - input'!$H113,20,TRUE,TRUE),\"\")","v":""},"","","","","","","","","","","","","","","","","","","",{"$f":"IFERROR(IF(OR(D128=\"\",'Lives scenario - input'!$F113=\"\"),\"\",D128/'Lives scenario - input'!$F113),\"\")","v":""},{"$f":"IFERROR(IF(OR(E128=\"\",'Lives scenario - input'!$F113=\"\"),\"\",E128/'Lives scenario - input'!$F113),\"\")","v":""},{"$f":"IFERROR(IF(OR(F128=\"\",'Lives scenario - input'!$F113=\"\"),\"\",F128/'Lives scenario - input'!$F113),\"\")","v":""},{"$f":"IFERROR(IF(OR(G128=\"\",'Lives scenario - input'!$F113=\"\"),\"\",G128/'Lives scenario - input'!$F113),\"\")","v":""},{"$f":"IFERROR(IF(OR(H128=\"\",'Lives scenario - input'!$F113=\"\"),\"\",H128/'Lives scenario - input'!$F113),\"\")","v":""},{"$f":"IFERROR(IF(OR(I128=\"\",'Lives scenario - input'!$F113=\"\"),\"\",I128/'Lives scenario - input'!$F113),\"\")","v":""},{"$f":"IFERROR(IF(OR(J128=\"\",'Lives scenario - input'!$F113=\"\"),\"\",J128/'Lives scenario - input'!$F113),\"\")","v":""},{"$f":"IFERROR(IF(OR(K128=\"\",'Lives scenario - input'!$F113=\"\"),\"\",K128/'Lives scenario - input'!$F113),\"\")","v":""},{"$f":"IFERROR(IF(OR(L128=\"\",'Lives scenario - input'!$F113=\"\"),\"\",L128/'Lives scenario - input'!$F113),\"\")","v":""},{"$f":"IFERROR(IF(OR(M128=\"\",'Lives scenario - input'!$F113=\"\"),\"\",M128/'Lives scenario - input'!$F113),\"\")","v":""},{"$f":"IFERROR(IF(OR(N128=\"\",'Lives scenario - input'!$F113=\"\"),\"\",N128/'Lives scenario - input'!$F113),\"\")","v":""},{"$f":"IFERROR(IF(OR(O128=\"\",'Lives scenario - input'!$F113=\"\"),\"\",O128/'Lives scenario - input'!$F113),\"\")","v":""},{"$f":"IFERROR(IF(OR(P128=\"\",'Lives scenario - input'!$F113=\"\"),\"\",P128/'Lives scenario - input'!$F113),\"\")","v":""},{"$f":"IFERROR(IF(OR(Q128=\"\",'Lives scenario - input'!$F113=\"\"),\"\",Q128/'Lives scenario - input'!$F113),\"\")","v":""},{"$f":"IFERROR(IF(OR(R128=\"\",'Lives scenario - input'!$F113=\"\"),\"\",R128/'Lives scenario - input'!$F113),\"\")","v":""},{"$f":"IFERROR(IF(OR(S128=\"\",'Lives scenario - input'!$F113=\"\"),\"\",S128/'Lives scenario - input'!$F113),\"\")","v":""},{"$f":"IFERROR(IF(OR(T128=\"\",'Lives scenario - input'!$F113=\"\"),\"\",T128/'Lives scenario - input'!$F113),\"\")","v":""},{"$f":"IFERROR(IF(OR(U128=\"\",'Lives scenario - input'!$F113=\"\"),\"\",U128/'Lives scenario - input'!$F113),\"\")","v":""},{"$f":"IFERROR(IF(OR(V128=\"\",'Lives scenario - input'!$F113=\"\"),\"\",V128/'Lives scenario - input'!$F113),\"\")","v":""},{"$f":"IFERROR(IF(OR(W128=\"\",'Lives scenario - input'!$F113=\"\"),\"\",W128/'Lives scenario - input'!$F113),\"\")","v":""}]
[{"$f":"IFERROR('Lives scenario - input'!A114,\"\")","v":""},{"$f":"IFERROR('Lives scenario - input'!B114,\"\")","v":""},{"$f":"IFERROR('Lives scenario - input'!C114,\"\")","v":""},{"$f":"IFERROR(repcalc('Lives scenario - input'!$CX114:$GJ114,'Lives scenario - input'!$I114,'Lives scenario - input'!$G114,'Lives scenario - input'!$H114,20,TRUE,TRUE),\"\")","v":""},"","","","","","","","","","","","","","","","","","","",{"$f":"IFERROR(IF(OR(D129=\"\",'Lives scenario - input'!$F114=\"\"),\"\",D129/'Lives scenario - input'!$F114),\"\")","v":""},{"$f":"IFERROR(IF(OR(E129=\"\",'Lives scenario - input'!$F114=\"\"),\"\",E129/'Lives scenario - input'!$F114),\"\")","v":""},{"$f":"IFERROR(IF(OR(F129=\"\",'Lives scenario - input'!$F114=\"\"),\"\",F129/'Lives scenario - input'!$F114),\"\")","v":""},{"$f":"IFERROR(IF(OR(G129=\"\",'Lives scenario - input'!$F114=\"\"),\"\",G129/'Lives scenario - input'!$F114),\"\")","v":""},{"$f":"IFERROR(IF(OR(H129=\"\",'Lives scenario - input'!$F114=\"\"),\"\",H129/'Lives scenario - input'!$F114),\"\")","v":""},{"$f":"IFERROR(IF(OR(I129=\"\",'Lives scenario - input'!$F114=\"\"),\"\",I129/'Lives scenario - input'!$F114),\"\")","v":""},{"$f":"IFERROR(IF(OR(J129=\"\",'Lives scenario - input'!$F114=\"\"),\"\",J129/'Lives scenario - input'!$F114),\"\")","v":""},{"$f":"IFERROR(IF(OR(K129=\"\",'Lives scenario - input'!$F114=\"\"),\"\",K129/'Lives scenario - input'!$F114),\"\")","v":""},{"$f":"IFERROR(IF(OR(L129=\"\",'Lives scenario - input'!$F114=\"\"),\"\",L129/'Lives scenario - input'!$F114),\"\")","v":""},{"$f":"IFERROR(IF(OR(M129=\"\",'Lives scenario - input'!$F114=\"\"),\"\",M129/'Lives scenario - input'!$F114),\"\")","v":""},{"$f":"IFERROR(IF(OR(N129=\"\",'Lives scenario - input'!$F114=\"\"),\"\",N129/'Lives scenario - input'!$F114),\"\")","v":""},{"$f":"IFERROR(IF(OR(O129=\"\",'Lives scenario - input'!$F114=\"\"),\"\",O129/'Lives scenario - input'!$F114),\"\")","v":""},{"$f":"IFERROR(IF(OR(P129=\"\",'Lives scenario - input'!$F114=\"\"),\"\",P129/'Lives scenario - input'!$F114),\"\")","v":""},{"$f":"IFERROR(IF(OR(Q129=\"\",'Lives scenario - input'!$F114=\"\"),\"\",Q129/'Lives scenario - input'!$F114),\"\")","v":""},{"$f":"IFERROR(IF(OR(R129=\"\",'Lives scenario - input'!$F114=\"\"),\"\",R129/'Lives scenario - input'!$F114),\"\")","v":""},{"$f":"IFERROR(IF(OR(S129=\"\",'Lives scenario - input'!$F114=\"\"),\"\",S129/'Lives scenario - input'!$F114),\"\")","v":""},{"$f":"IFERROR(IF(OR(T129=\"\",'Lives scenario - input'!$F114=\"\"),\"\",T129/'Lives scenario - input'!$F114),\"\")","v":""},{"$f":"IFERROR(IF(OR(U129=\"\",'Lives scenario - input'!$F114=\"\"),\"\",U129/'Lives scenario - input'!$F114),\"\")","v":""},{"$f":"IFERROR(IF(OR(V129=\"\",'Lives scenario - input'!$F114=\"\"),\"\",V129/'Lives scenario - input'!$F114),\"\")","v":""},{"$f":"IFERROR(IF(OR(W129=\"\",'Lives scenario - input'!$F114=\"\"),\"\",W129/'Lives scenario - input'!$F114),\"\")","v":""}]
[{"$f":"IFERROR('Lives scenario - input'!A115,\"\")","v":""},{"$f":"IFERROR('Lives scenario - input'!B115,\"\")","v":""},{"$f":"IFERROR('Lives scenario - input'!C115,\"\")","v":""},{"$f":"IFERROR(repcalc('Lives scenario - input'!$CX115:$GJ115,'Lives scenario - input'!$I115,'Lives scenario - input'!$G115,'Lives scenario - input'!$H115,20,TRUE,TRUE),\"\")","v":""},"","","","","","","","","","","","","","","","","","","",{"$f":"IFERROR(IF(OR(D130=\"\",'Lives scenario - input'!$F115=\"\"),\"\",D130/'Lives scenario - input'!$F115),\"\")","v":""},{"$f":"IFERROR(IF(OR(E130=\"\",'Lives scenario - input'!$F115=\"\"),\"\",E130/'Lives scenario - input'!$F115),\"\")","v":""},{"$f":"IFERROR(IF(OR(F130=\"\",'Lives scenario - input'!$F115=\"\"),\"\",F130/'Lives scenario - input'!$F115),\"\")","v":""},{"$f":"IFERROR(IF(OR(G130=\"\",'Lives scenario - input'!$F115=\"\"),\"\",G130/'Lives scenario - input'!$F115),\"\")","v":""},{"$f":"IFERROR(IF(OR(H130=\"\",'Lives scenario - input'!$F115=\"\"),\"\",H130/'Lives scenario - input'!$F115),\"\")","v":""},{"$f":"IFERROR(IF(OR(I130=\"\",'Lives scenario - input'!$F115=\"\"),\"\",I130/'Lives scenario - input'!$F115),\"\")","v":""},{"$f":"IFERROR(IF(OR(J130=\"\",'Lives scenario - input'!$F115=\"\"),\"\",J130/'Lives scenario - input'!$F115),\"\")","v":""},{"$f":"IFERROR(IF(OR(K130=\"\",'Lives scenario - input'!$F115=\"\"),\"\",K130/'Lives scenario - input'!$F115),\"\")","v":""},{"$f":"IFERROR(IF(OR(L130=\"\",'Lives scenario - input'!$F115=\"\"),\"\",L130/'Lives scenario - input'!$F115),\"\")","v":""},{"$f":"IFERROR(IF(OR(M130=\"\",'Lives scenario - input'!$F115=\"\"),\"\",M130/'Lives scenario - input'!$F115),\"\")","v":""},{"$f":"IFERROR(IF(OR(N130=\"\",'Lives scenario - input'!$F115=\"\"),\"\",N130/'Lives scenario - input'!$F115),\"\")","v":""},{"$f":"IFERROR(IF(OR(O130=\"\",'Lives scenario - input'!$F115=\"\"),\"\",O130/'Lives scenario - input'!$F115),\"\")","v":""},{"$f":"IFERROR(IF(OR(P130=\"\",'Lives scenario - input'!$F115=\"\"),\"\",P130/'Lives scenario - input'!$F115),\"\")","v":""},{"$f":"IFERROR(IF(OR(Q130=\"\",'Lives scenario - input'!$F115=\"\"),\"\",Q130/'Lives scenario - input'!$F115),\"\")","v":""},{"$f":"IFERROR(IF(OR(R130=\"\",'Lives scenario - input'!$F115=\"\"),\"\",R130/'Lives scenario - input'!$F115),\"\")","v":""},{"$f":"IFERROR(IF(OR(S130=\"\",'Lives scenario - input'!$F115=\"\"),\"\",S130/'Lives scenario - input'!$F115),\"\")","v":""},{"$f":"IFERROR(IF(OR(T130=\"\",'Lives scenario - input'!$F115=\"\"),\"\",T130/'Lives scenario - input'!$F115),\"\")","v":""},{"$f":"IFERROR(IF(OR(U130=\"\",'Lives scenario - input'!$F115=\"\"),\"\",U130/'Lives scenario - input'!$F115),\"\")","v":""},{"$f":"IFERROR(IF(OR(V130=\"\",'Lives scenario - input'!$F115=\"\"),\"\",V130/'Lives scenario - input'!$F115),\"\")","v":""},{"$f":"IFERROR(IF(OR(W130=\"\",'Lives scenario - input'!$F115=\"\"),\"\",W130/'Lives scenario - input'!$F115),\"\")","v":""}]
[{"$f":"IFERROR('Lives scenario - input'!A116,\"\")","v":""},{"$f":"IFERROR('Lives scenario - input'!B116,\"\")","v":""},{"$f":"IFERROR('Lives scenario - input'!C116,\"\")","v":""},{"$f":"IFERROR(repcalc('Lives scenario - input'!$CX116:$GJ116,'Lives scenario - input'!$I116,'Lives scenario - input'!$G116,'Lives scenario - input'!$H116,20,TRUE,TRUE),\"\")","v":""},"","","","","","","","","","","","","","","","","","","",{"$f":"IFERROR(IF(OR(D131=\"\",'Lives scenario - input'!$F116=\"\"),\"\",D131/'Lives scenario - input'!$F116),\"\")","v":""},{"$f":"IFERROR(IF(OR(E131=\"\",'Lives scenario - input'!$F116=\"\"),\"\",E131/'Lives scenario - input'!$F116),\"\")","v":""},{"$f":"IFERROR(IF(OR(F131=\"\",'Lives scenario - input'!$F116=\"\"),\"\",F131/'Lives scenario - input'!$F116),\"\")","v":""},{"$f":"IFERROR(IF(OR(G131=\"\",'Lives scenario - input'!$F116=\"\"),\"\",G131/'Lives scenario - input'!$F116),\"\")","v":""},{"$f":"IFERROR(IF(OR(H131=\"\",'Lives scenario - input'!$F116=\"\"),\"\",H131/'Lives scenario - input'!$F116),\"\")","v":""},{"$f":"IFERROR(IF(OR(I131=\"\",'Lives scenario - input'!$F116=\"\"),\"\",I131/'Lives scenario - input'!$F116),\"\")","v":""},{"$f":"IFERROR(IF(OR(J131=\"\",'Lives scenario - input'!$F116=\"\"),\"\",J131/'Lives scenario - input'!$F116),\"\")","v":""},{"$f":"IFERROR(IF(OR(K131=\"\",'Lives scenario - input'!$F116=\"\"),\"\",K131/'Lives scenario - input'!$F116),\"\")","v":""},{"$f":"IFERROR(IF(OR(L131=\"\",'Lives scenario - input'!$F116=\"\"),\"\",L131/'Lives scenario - input'!$F116),\"\")","v":""},{"$f":"IFERROR(IF(OR(M131=\"\",'Lives scenario - input'!$F116=\"\"),\"\",M131/'Lives scenario - input'!$F116),\"\")","v":""},{"$f":"IFERROR(IF(OR(N131=\"\",'Lives scenario - input'!$F116=\"\"),\"\",N131/'Lives scenario - input'!$F116),\"\")","v":""},{"$f":"IFERROR(IF(OR(O131=\"\",'Lives scenario - input'!$F116=\"\"),\"\",O131/'Lives scenario - input'!$F116),\"\")","v":""},{"$f":"IFERROR(IF(OR(P131=\"\",'Lives scenario - input'!$F116=\"\"),\"\",P131/'Lives scenario - input'!$F116),\"\")","v":""},{"$f":"IFERROR(IF(OR(Q131=\"\",'Lives scenario - input'!$F116=\"\"),\"\",Q131/'Lives scenario - input'!$F116),\"\")","v":""},{"$f":"IFERROR(IF(OR(R131=\"\",'Lives scenario - input'!$F116=\"\"),\"\",R131/'Lives scenario - input'!$F116),\"\")","v":""},{"$f":"IFERROR(IF(OR(S131=\"\",'Lives scenario - input'!$F116=\"\"),\"\",S131/'Lives scenario - input'!$F116),\"\")","v":""},{"$f":"IFERROR(IF(OR(T131=\"\",'Lives scenario - input'!$F116=\"\"),\"\",T131/'Lives scenario - input'!$F116),\"\")","v":""},{"$f":"IFERROR(IF(OR(U131=\"\",'Lives scenario - input'!$F116=\"\"),\"\",U131/'Lives scenario - input'!$F116),\"\")","v":""},{"$f":"IFERROR(IF(OR(V131=\"\",'Lives scenario - input'!$F116=\"\"),\"\",V131/'Lives scenario - input'!$F116),\"\")","v":""},{"$f":"IFERROR(IF(OR(W131=\"\",'Lives scenario - input'!$F116=\"\"),\"\",W131/'Lives scenario - input'!$F116),\"\")","v":""}]
[{"$f":"IFERROR('Lives scenario - input'!A117,\"\")","v":""},{"$f":"IFERROR('Lives scenario - input'!B117,\"\")","v":""},{"$f":"IFERROR('Lives scenario - input'!C117,\"\")","v":""},{"$f":"IFERROR(repcalc('Lives scenario - input'!$CX117:$GJ117,'Lives scenario - input'!$I117,'Lives scenario - input'!$G117,'Lives scenario - input'!$H117,20,TRUE,TRUE),\"\")","v":""},"","","","","","","","","","","","","","","","","","","",{"$f":"IFERROR(IF(OR(D132=\"\",'Lives scenario - input'!$F117=\"\"),\"\",D132/'Lives scenario - input'!$F117),\"\")","v":""},{"$f":"IFERROR(IF(OR(E132=\"\",'Lives scenario - input'!$F117=\"\"),\"\",E132/'Lives scenario - input'!$F117),\"\")","v":""},{"$f":"IFERROR(IF(OR(F132=\"\",'Lives scenario - input'!$F117=\"\"),\"\",F132/'Lives scenario - input'!$F117),\"\")","v":""},{"$f":"IFERROR(IF(OR(G132=\"\",'Lives scenario - input'!$F117=\"\"),\"\",G132/'Lives scenario - input'!$F117),\"\")","v":""},{"$f":"IFERROR(IF(OR(H132=\"\",'Lives scenario - input'!$F117=\"\"),\"\",H132/'Lives scenario - input'!$F117),\"\")","v":""},{"$f":"IFERROR(IF(OR(I132=\"\",'Lives scenario - input'!$F117=\"\"),\"\",I132/'Lives scenario - input'!$F117),\"\")","v":""},{"$f":"IFERROR(IF(OR(J132=\"\",'Lives scenario - input'!$F117=\"\"),\"\",J132/'Lives scenario - input'!$F117),\"\")","v":""},{"$f":"IFERROR(IF(OR(K132=\"\",'Lives scenario - input'!$F117=\"\"),\"\",K132/'Lives scenario - input'!$F117),\"\")","v":""},{"$f":"IFERROR(IF(OR(L132=\"\",'Lives scenario - input'!$F117=\"\"),\"\",L132/'Lives scenario - input'!$F117),\"\")","v":""},{"$f":"IFERROR(IF(OR(M132=\"\",'Lives scenario - input'!$F117=\"\"),\"\",M132/'Lives scenario - input'!$F117),\"\")","v":""},{"$f":"IFERROR(IF(OR(N132=\"\",'Lives scenario - input'!$F117=\"\"),\"\",N132/'Lives scenario - input'!$F117),\"\")","v":""},{"$f":"IFERROR(IF(OR(O132=\"\",'Lives scenario - input'!$F117=\"\"),\"\",O132/'Lives scenario - input'!$F117),\"\")","v":""},{"$f":"IFERROR(IF(OR(P132=\"\",'Lives scenario - input'!$F117=\"\"),\"\",P132/'Lives scenario - input'!$F117),\"\")","v":""},{"$f":"IFERROR(IF(OR(Q132=\"\",'Lives scenario - input'!$F117=\"\"),\"\",Q132/'Lives scenario - input'!$F117),\"\")","v":""},{"$f":"IFERROR(IF(OR(R132=\"\",'Lives scenario - input'!$F117=\"\"),\"\",R132/'Lives scenario - input'!$F117),\"\")","v":""},{"$f":"IFERROR(IF(OR(S132=\"\",'Lives scenario - input'!$F117=\"\"),\"\",S132/'Lives scenario - input'!$F117),\"\")","v":""},{"$f":"IFERROR(IF(OR(T132=\"\",'Lives scenario - input'!$F117=\"\"),\"\",T132/'Lives scenario - input'!$F117),\"\")","v":""},{"$f":"IFERROR(IF(OR(U132=\"\",'Lives scenario - input'!$F117=\"\"),\"\",U132/'Lives scenario - input'!$F117),\"\")","v":""},{"$f":"IFERROR(IF(OR(V132=\"\",'Lives scenario - input'!$F117=\"\"),\"\",V132/'Lives scenario - input'!$F117),\"\")","v":""},{"$f":"IFERROR(IF(OR(W132=\"\",'Lives scenario - input'!$F117=\"\"),\"\",W132/'Lives scenario - input'!$F117),\"\")","v":""}]
[{"$f":"IFERROR('Lives scenario - input'!A118,\"\")","v":""},{"$f":"IFERROR('Lives scenario - input'!B118,\"\")","v":""},{"$f":"IFERROR('Lives scenario - input'!C118,\"\")","v":""},{"$f":"IFERROR(repcalc('Lives scenario - input'!$CX118:$GJ118,'Lives scenario - input'!$I118,'Lives scenario - input'!$G118,'Lives scenario - input'!$H118,20,TRUE,TRUE),\"\")","v":""},"","","","","","","","","","","","","","","","","","","",{"$f":"IFERROR(IF(OR(D133=\"\",'Lives scenario - input'!$F118=\"\"),\"\",D133/'Lives scenario - input'!$F118),\"\")","v":""},{"$f":"IFERROR(IF(OR(E133=\"\",'Lives scenario - input'!$F118=\"\"),\"\",E133/'Lives scenario - input'!$F118),\"\")","v":""},{"$f":"IFERROR(IF(OR(F133=\"\",'Lives scenario - input'!$F118=\"\"),\"\",F133/'Lives scenario - input'!$F118),\"\")","v":""},{"$f":"IFERROR(IF(OR(G133=\"\",'Lives scenario - input'!$F118=\"\"),\"\",G133/'Lives scenario - input'!$F118),\"\")","v":""},{"$f":"IFERROR(IF(OR(H133=\"\",'Lives scenario - input'!$F118=\"\"),\"\",H133/'Lives scenario - input'!$F118),\"\")","v":""},{"$f":"IFERROR(IF(OR(I133=\"\",'Lives scenario - input'!$F118=\"\"),\"\",I133/'Lives scenario - input'!$F118),\"\")","v":""},{"$f":"IFERROR(IF(OR(J133=\"\",'Lives scenario - input'!$F118=\"\"),\"\",J133/'Lives scenario - input'!$F118),\"\")","v":""},{"$f":"IFERROR(IF(OR(K133=\"\",'Lives scenario - input'!$F118=\"\"),\"\",K133/'Lives scenario - input'!$F118),\"\")","v":""},{"$f":"IFERROR(IF(OR(L133=\"\",'Lives scenario - input'!$F118=\"\"),\"\",L133/'Lives scenario - input'!$F118),\"\")","v":""},{"$f":"IFERROR(IF(OR(M133=\"\",'Lives scenario - input'!$F118=\"\"),\"\",M133/'Lives scenario - input'!$F118),\"\")","v":""},{"$f":"IFERROR(IF(OR(N133=\"\",'Lives scenario - input'!$F118=\"\"),\"\",N133/'Lives scenario - input'!$F118),\"\")","v":""},{"$f":"IFERROR(IF(OR(O133=\"\",'Lives scenario - input'!$F118=\"\"),\"\",O133/'Lives scenario - input'!$F118),\"\")","v":""},{"$f":"IFERROR(IF(OR(P133=\"\",'Lives scenario - input'!$F118=\"\"),\"\",P133/'Lives scenario - input'!$F118),\"\")","v":""},{"$f":"IFERROR(IF(OR(Q133=\"\",'Lives scenario - input'!$F118=\"\"),\"\",Q133/'Lives scenario - input'!$F118),\"\")","v":""},{"$f":"IFERROR(IF(OR(R133=\"\",'Lives scenario - input'!$F118=\"\"),\"\",R133/'Lives scenario - input'!$F118),\"\")","v":""},{"$f":"IFERROR(IF(OR(S133=\"\",'Lives scenario - input'!$F118=\"\"),\"\",S133/'Lives scenario - input'!$F118),\"\")","v":""},{"$f":"IFERROR(IF(OR(T133=\"\",'Lives scenario - input'!$F118=\"\"),\"\",T133/'Lives scenario - input'!$F118),\"\")","v":""},{"$f":"IFERROR(IF(OR(U133=\"\",'Lives scenario - input'!$F118=\"\"),\"\",U133/'Lives scenario - input'!$F118),\"\")","v":""},{"$f":"IFERROR(IF(OR(V133=\"\",'Lives scenario - input'!$F118=\"\"),\"\",V133/'Lives scenario - input'!$F118),\"\")","v":""},{"$f":"IFERROR(IF(OR(W133=\"\",'Lives scenario - input'!$F118=\"\"),\"\",W133/'Lives scenario - input'!$F118),\"\")","v":""}]
[{"$f":"IFERROR('Lives scenario - input'!A119,\"\")","v":""},{"$f":"IFERROR('Lives scenario - input'!B119,\"\")","v":""},{"$f":"IFERROR('Lives scenario - input'!C119,\"\")","v":""},{"$f":"IFERROR(repcalc('Lives scenario - input'!$CX119:$GJ119,'Lives scenario - input'!$I119,'Lives scenario - input'!$G119,'Lives scenario - input'!$H119,20,TRUE,TRUE),\"\")","v":""},"","","","","","","","","","","","","","","","","","","",{"$f":"IFERROR(IF(OR(D134=\"\",'Lives scenario - input'!$F119=\"\"),\"\",D134/'Lives scenario - input'!$F119),\"\")","v":""},{"$f":"IFERROR(IF(OR(E134=\"\",'Lives scenario - input'!$F119=\"\"),\"\",E134/'Lives scenario - input'!$F119),\"\")","v":""},{"$f":"IFERROR(IF(OR(F134=\"\",'Lives scenario - input'!$F119=\"\"),\"\",F134/'Lives scenario - input'!$F119),\"\")","v":""},{"$f":"IFERROR(IF(OR(G134=\"\",'Lives scenario - input'!$F119=\"\"),\"\",G134/'Lives scenario - input'!$F119),\"\")","v":""},{"$f":"IFERROR(IF(OR(H134=\"\",'Lives scenario - input'!$F119=\"\"),\"\",H134/'Lives scenario - input'!$F119),\"\")","v":""},{"$f":"IFERROR(IF(OR(I134=\"\",'Lives scenario - input'!$F119=\"\"),\"\",I134/'Lives scenario - input'!$F119),\"\")","v":""},{"$f":"IFERROR(IF(OR(J134=\"\",'Lives scenario - input'!$F119=\"\"),\"\",J134/'Lives scenario - input'!$F119),\"\")","v":""},{"$f":"IFERROR(IF(OR(K134=\"\",'Lives scenario - input'!$F119=\"\"),\"\",K134/'Lives scenario - input'!$F119),\"\")","v":""},{"$f":"IFERROR(IF(OR(L134=\"\",'Lives scenario - input'!$F119=\"\"),\"\",L134/'Lives scenario - input'!$F119),\"\")","v":""},{"$f":"IFERROR(IF(OR(M134=\"\",'Lives scenario - input'!$F119=\"\"),\"\",M134/'Lives scenario - input'!$F119),\"\")","v":""},{"$f":"IFERROR(IF(OR(N134=\"\",'Lives scenario - input'!$F119=\"\"),\"\",N134/'Lives scenario - input'!$F119),\"\")","v":""},{"$f":"IFERROR(IF(OR(O134=\"\",'Lives scenario - input'!$F119=\"\"),\"\",O134/'Lives scenario - input'!$F119),\"\")","v":""},{"$f":"IFERROR(IF(OR(P134=\"\",'Lives scenario - input'!$F119=\"\"),\"\",P134/'Lives scenario - input'!$F119),\"\")","v":""},{"$f":"IFERROR(IF(OR(Q134=\"\",'Lives scenario - input'!$F119=\"\"),\"\",Q134/'Lives scenario - input'!$F119),\"\")","v":""},{"$f":"IFERROR(IF(OR(R134=\"\",'Lives scenario - input'!$F119=\"\"),\"\",R134/'Lives scenario - input'!$F119),\"\")","v":""},{"$f":"IFERROR(IF(OR(S134=\"\",'Lives scenario - input'!$F119=\"\"),\"\",S134/'Lives scenario - input'!$F119),\"\")","v":""},{"$f":"IFERROR(IF(OR(T134=\"\",'Lives scenario - input'!$F119=\"\"),\"\",T134/'Lives scenario - input'!$F119),\"\")","v":""},{"$f":"IFERROR(IF(OR(U134=\"\",'Lives scenario - input'!$F119=\"\"),\"\",U134/'Lives scenario - input'!$F119),\"\")","v":""},{"$f":"IFERROR(IF(OR(V134=\"\",'Lives scenario - input'!$F119=\"\"),\"\",V134/'Lives scenario - input'!$F119),\"\")","v":""},{"$f":"IFERROR(IF(OR(W134=\"\",'Lives scenario - input'!$F119=\"\"),\"\",W134/'Lives scenario - input'!$F119),\"\")","v":""}]
[{"$f":"IFERROR('Lives scenario - input'!A120,\"\")","v":""},{"$f":"IFERROR('Lives scenario - input'!B120,\"\")","v":""},{"$f":"IFERROR('Lives scenario - input'!C120,\"\")","v":""},{"$f":"IFERROR(repcalc('Lives scenario - input'!$CX120:$GJ120,'Lives scenario - input'!$I120,'Lives scenario - input'!$G120,'Lives scenario - input'!$H120,20,TRUE,TRUE),\"\")","v":""},"","","","","","","","","","","","","","","","","","","",{"$f":"IFERROR(IF(OR(D135=\"\",'Lives scenario - input'!$F120=\"\"),\"\",D135/'Lives scenario - input'!$F120),\"\")","v":""},{"$f":"IFERROR(IF(OR(E135=\"\",'Lives scenario - input'!$F120=\"\"),\"\",E135/'Lives scenario - input'!$F120),\"\")","v":""},{"$f":"IFERROR(IF(OR(F135=\"\",'Lives scenario - input'!$F120=\"\"),\"\",F135/'Lives scenario - input'!$F120),\"\")","v":""},{"$f":"IFERROR(IF(OR(G135=\"\",'Lives scenario - input'!$F120=\"\"),\"\",G135/'Lives scenario - input'!$F120),\"\")","v":""},{"$f":"IFERROR(IF(OR(H135=\"\",'Lives scenario - input'!$F120=\"\"),\"\",H135/'Lives scenario - input'!$F120),\"\")","v":""},{"$f":"IFERROR(IF(OR(I135=\"\",'Lives scenario - input'!$F120=\"\"),\"\",I135/'Lives scenario - input'!$F120),\"\")","v":""},{"$f":"IFERROR(IF(OR(J135=\"\",'Lives scenario - input'!$F120=\"\"),\"\",J135/'Lives scenario - input'!$F120),\"\")","v":""},{"$f":"IFERROR(IF(OR(K135=\"\",'Lives scenario - input'!$F120=\"\"),\"\",K135/'Lives scenario - input'!$F120),\"\")","v":""},{"$f":"IFERROR(IF(OR(L135=\"\",'Lives scenario - input'!$F120=\"\"),\"\",L135/'Lives scenario - input'!$F120),\"\")","v":""},{"$f":"IFERROR(IF(OR(M135=\"\",'Lives scenario - input'!$F120=\"\"),\"\",M135/'Lives scenario - input'!$F120),\"\")","v":""},{"$f":"IFERROR(IF(OR(N135=\"\",'Lives scenario - input'!$F120=\"\"),\"\",N135/'Lives scenario - input'!$F120),\"\")","v":""},{"$f":"IFERROR(IF(OR(O135=\"\",'Lives scenario - input'!$F120=\"\"),\"\",O135/'Lives scenario - input'!$F120),\"\")","v":""},{"$f":"IFERROR(IF(OR(P135=\"\",'Lives scenario - input'!$F120=\"\"),\"\",P135/'Lives scenario - input'!$F120),\"\")","v":""},{"$f":"IFERROR(IF(OR(Q135=\"\",'Lives scenario - input'!$F120=\"\"),\"\",Q135/'Lives scenario - input'!$F120),\"\")","v":""},{"$f":"IFERROR(IF(OR(R135=\"\",'Lives scenario - input'!$F120=\"\"),\"\",R135/'Lives scenario - input'!$F120),\"\")","v":""},{"$f":"IFERROR(IF(OR(S135=\"\",'Lives scenario - input'!$F120=\"\"),\"\",S135/'Lives scenario - input'!$F120),\"\")","v":""},{"$f":"IFERROR(IF(OR(T135=\"\",'Lives scenario - input'!$F120=\"\"),\"\",T135/'Lives scenario - input'!$F120),\"\")","v":""},{"$f":"IFERROR(IF(OR(U135=\"\",'Lives scenario - input'!$F120=\"\"),\"\",U135/'Lives scenario - input'!$F120),\"\")","v":""},{"$f":"IFERROR(IF(OR(V135=\"\",'Lives scenario - input'!$F120=\"\"),\"\",V135/'Lives scenario - input'!$F120),\"\")","v":""},{"$f":"IFERROR(IF(OR(W135=\"\",'Lives scenario - input'!$F120=\"\"),\"\",W135/'Lives scenario - input'!$F120),\"\")","v":""}]
[{"$f":"IFERROR('Lives scenario - input'!A121,\"\")","v":""},{"$f":"IFERROR('Lives scenario - input'!B121,\"\")","v":""},{"$f":"IFERROR('Lives scenario - input'!C121,\"\")","v":""},{"$f":"IFERROR(repcalc('Lives scenario - input'!$CX121:$GJ121,'Lives scenario - input'!$I121,'Lives scenario - input'!$G121,'Lives scenario - input'!$H121,20,TRUE,TRUE),\"\")","v":""},"","","","","","","","","","","","","","","","","","","",{"$f":"IFERROR(IF(OR(D136=\"\",'Lives scenario - input'!$F121=\"\"),\"\",D136/'Lives scenario - input'!$F121),\"\")","v":""},{"$f":"IFERROR(IF(OR(E136=\"\",'Lives scenario - input'!$F121=\"\"),\"\",E136/'Lives scenario - input'!$F121),\"\")","v":""},{"$f":"IFERROR(IF(OR(F136=\"\",'Lives scenario - input'!$F121=\"\"),\"\",F136/'Lives scenario - input'!$F121),\"\")","v":""},{"$f":"IFERROR(IF(OR(G136=\"\",'Lives scenario - input'!$F121=\"\"),\"\",G136/'Lives scenario - input'!$F121),\"\")","v":""},{"$f":"IFERROR(IF(OR(H136=\"\",'Lives scenario - input'!$F121=\"\"),\"\",H136/'Lives scenario - input'!$F121),\"\")","v":""},{"$f":"IFERROR(IF(OR(I136=\"\",'Lives scenario - input'!$F121=\"\"),\"\",I136/'Lives scenario - input'!$F121),\"\")","v":""},{"$f":"IFERROR(IF(OR(J136=\"\",'Lives scenario - input'!$F121=\"\"),\"\",J136/'Lives scenario - input'!$F121),\"\")","v":""},{"$f":"IFERROR(IF(OR(K136=\"\",'Lives scenario - input'!$F121=\"\"),\"\",K136/'Lives scenario - input'!$F121),\"\")","v":""},{"$f":"IFERROR(IF(OR(L136=\"\",'Lives scenario - input'!$F121=\"\"),\"\",L136/'Lives scenario - input'!$F121),\"\")","v":""},{"$f":"IFERROR(IF(OR(M136=\"\",'Lives scenario - input'!$F121=\"\"),\"\",M136/'Lives scenario - input'!$F121),\"\")","v":""},{"$f":"IFERROR(IF(OR(N136=\"\",'Lives scenario - input'!$F121=\"\"),\"\",N136/'Lives scenario - input'!$F121),\"\")","v":""},{"$f":"IFERROR(IF(OR(O136=\"\",'Lives scenario - input'!$F121=\"\"),\"\",O136/'Lives scenario - input'!$F121),\"\")","v":""},{"$f":"IFERROR(IF(OR(P136=\"\",'Lives scenario - input'!$F121=\"\"),\"\",P136/'Lives scenario - input'!$F121),\"\")","v":""},{"$f":"IFERROR(IF(OR(Q136=\"\",'Lives scenario - input'!$F121=\"\"),\"\",Q136/'Lives scenario - input'!$F121),\"\")","v":""},{"$f":"IFERROR(IF(OR(R136=\"\",'Lives scenario - input'!$F121=\"\"),\"\",R136/'Lives scenario - input'!$F121),\"\")","v":""},{"$f":"IFERROR(IF(OR(S136=\"\",'Lives scenario - input'!$F121=\"\"),\"\",S136/'Lives scenario - input'!$F121),\"\")","v":""},{"$f":"IFERROR(IF(OR(T136=\"\",'Lives scenario - input'!$F121=\"\"),\"\",T136/'Lives scenario - input'!$F121),\"\")","v":""},{"$f":"IFERROR(IF(OR(U136=\"\",'Lives scenario - input'!$F121=\"\"),\"\",U136/'Lives scenario - input'!$F121),\"\")","v":""},{"$f":"IFERROR(IF(OR(V136=\"\",'Lives scenario - input'!$F121=\"\"),\"\",V136/'Lives scenario - input'!$F121),\"\")","v":""},{"$f":"IFERROR(IF(OR(W136=\"\",'Lives scenario - input'!$F121=\"\"),\"\",W136/'Lives scenario - input'!$F121),\"\")","v":""}]
[{"$f":"IFERROR('Lives scenario - input'!A122,\"\")","v":""},{"$f":"IFERROR('Lives scenario - input'!B122,\"\")","v":""},{"$f":"IFERROR('Lives scenario - input'!C122,\"\")","v":""},{"$f":"IFERROR(repcalc('Lives scenario - input'!$CX122:$GJ122,'Lives scenario - input'!$I122,'Lives scenario - input'!$G122,'Lives scenario - input'!$H122,20,TRUE,TRUE),\"\")","v":""},"","","","","","","","","","","","","","","","","","","",{"$f":"IFERROR(IF(OR(D137=\"\",'Lives scenario - input'!$F122=\"\"),\"\",D137/'Lives scenario - input'!$F122),\"\")","v":""},{"$f":"IFERROR(IF(OR(E137=\"\",'Lives scenario - input'!$F122=\"\"),\"\",E137/'Lives scenario - input'!$F122),\"\")","v":""},{"$f":"IFERROR(IF(OR(F137=\"\",'Lives scenario - input'!$F122=\"\"),\"\",F137/'Lives scenario - input'!$F122),\"\")","v":""},{"$f":"IFERROR(IF(OR(G137=\"\",'Lives scenario - input'!$F122=\"\"),\"\",G137/'Lives scenario - input'!$F122),\"\")","v":""},{"$f":"IFERROR(IF(OR(H137=\"\",'Lives scenario - input'!$F122=\"\"),\"\",H137/'Lives scenario - input'!$F122),\"\")","v":""},{"$f":"IFERROR(IF(OR(I137=\"\",'Lives scenario - input'!$F122=\"\"),\"\",I137/'Lives scenario - input'!$F122),\"\")","v":""},{"$f":"IFERROR(IF(OR(J137=\"\",'Lives scenario - input'!$F122=\"\"),\"\",J137/'Lives scenario - input'!$F122),\"\")","v":""},{"$f":"IFERROR(IF(OR(K137=\"\",'Lives scenario - input'!$F122=\"\"),\"\",K137/'Lives scenario - input'!$F122),\"\")","v":""},{"$f":"IFERROR(IF(OR(L137=\"\",'Lives scenario - input'!$F122=\"\"),\"\",L137/'Lives scenario - input'!$F122),\"\")","v":""},{"$f":"IFERROR(IF(OR(M137=\"\",'Lives scenario - input'!$F122=\"\"),\"\",M137/'Lives scenario - input'!$F122),\"\")","v":""},{"$f":"IFERROR(IF(OR(N137=\"\",'Lives scenario - input'!$F122=\"\"),\"\",N137/'Lives scenario - input'!$F122),\"\")","v":""},{"$f":"IFERROR(IF(OR(O137=\"\",'Lives scenario - input'!$F122=\"\"),\"\",O137/'Lives scenario - input'!$F122),\"\")","v":""},{"$f":"IFERROR(IF(OR(P137=\"\",'Lives scenario - input'!$F122=\"\"),\"\",P137/'Lives scenario - input'!$F122),\"\")","v":""},{"$f":"IFERROR(IF(OR(Q137=\"\",'Lives scenario - input'!$F122=\"\"),\"\",Q137/'Lives scenario - input'!$F122),\"\")","v":""},{"$f":"IFERROR(IF(OR(R137=\"\",'Lives scenario - input'!$F122=\"\"),\"\",R137/'Lives scenario - input'!$F122),\"\")","v":""},{"$f":"IFERROR(IF(OR(S137=\"\",'Lives scenario - input'!$F122=\"\"),\"\",S137/'Lives scenario - input'!$F122),\"\")","v":""},{"$f":"IFERROR(IF(OR(T137=\"\",'Lives scenario - input'!$F122=\"\"),\"\",T137/'Lives scenario - input'!$F122),\"\")","v":""},{"$f":"IFERROR(IF(OR(U137=\"\",'Lives scenario - input'!$F122=\"\"),\"\",U137/'Lives scenario - input'!$F122),\"\")","v":""},{"$f":"IFERROR(IF(OR(V137=\"\",'Lives scenario - input'!$F122=\"\"),\"\",V137/'Lives scenario - input'!$F122),\"\")","v":""},{"$f":"IFERROR(IF(OR(W137=\"\",'Lives scenario - input'!$F122=\"\"),\"\",W137/'Lives scenario - input'!$F122),\"\")","v":""}]
[{"$f":"IFERROR('Lives scenario - input'!A123,\"\")","v":""},{"$f":"IFERROR('Lives scenario - input'!B123,\"\")","v":""},{"$f":"IFERROR('Lives scenario - input'!C123,\"\")","v":""},{"$f":"IFERROR(repcalc('Lives scenario - input'!$CX123:$GJ123,'Lives scenario - input'!$I123,'Lives scenario - input'!$G123,'Lives scenario - input'!$H123,20,TRUE,TRUE),\"\")","v":""},"","","","","","","","","","","","","","","","","","","",{"$f":"IFERROR(IF(OR(D138=\"\",'Lives scenario - input'!$F123=\"\"),\"\",D138/'Lives scenario - input'!$F123),\"\")","v":""},{"$f":"IFERROR(IF(OR(E138=\"\",'Lives scenario - input'!$F123=\"\"),\"\",E138/'Lives scenario - input'!$F123),\"\")","v":""},{"$f":"IFERROR(IF(OR(F138=\"\",'Lives scenario - input'!$F123=\"\"),\"\",F138/'Lives scenario - input'!$F123),\"\")","v":""},{"$f":"IFERROR(IF(OR(G138=\"\",'Lives scenario - input'!$F123=\"\"),\"\",G138/'Lives scenario - input'!$F123),\"\")","v":""},{"$f":"IFERROR(IF(OR(H138=\"\",'Lives scenario - input'!$F123=\"\"),\"\",H138/'Lives scenario - input'!$F123),\"\")","v":""},{"$f":"IFERROR(IF(OR(I138=\"\",'Lives scenario - input'!$F123=\"\"),\"\",I138/'Lives scenario - input'!$F123),\"\")","v":""},{"$f":"IFERROR(IF(OR(J138=\"\",'Lives scenario - input'!$F123=\"\"),\"\",J138/'Lives scenario - input'!$F123),\"\")","v":""},{"$f":"IFERROR(IF(OR(K138=\"\",'Lives scenario - input'!$F123=\"\"),\"\",K138/'Lives scenario - input'!$F123),\"\")","v":""},{"$f":"IFERROR(IF(OR(L138=\"\",'Lives scenario - input'!$F123=\"\"),\"\",L138/'Lives scenario - input'!$F123),\"\")","v":""},{"$f":"IFERROR(IF(OR(M138=\"\",'Lives scenario - input'!$F123=\"\"),\"\",M138/'Lives scenario - input'!$F123),\"\")","v":""},{"$f":"IFERROR(IF(OR(N138=\"\",'Lives scenario - input'!$F123=\"\"),\"\",N138/'Lives scenario - input'!$F123),\"\")","v":""},{"$f":"IFERROR(IF(OR(O138=\"\",'Lives scenario - input'!$F123=\"\"),\"\",O138/'Lives scenario - input'!$F123),\"\")","v":""},{"$f":"IFERROR(IF(OR(P138=\"\",'Lives scenario - input'!$F123=\"\"),\"\",P138/'Lives scenario - input'!$F123),\"\")","v":""},{"$f":"IFERROR(IF(OR(Q138=\"\",'Lives scenario - input'!$F123=\"\"),\"\",Q138/'Lives scenario - input'!$F123),\"\")","v":""},{"$f":"IFERROR(IF(OR(R138=\"\",'Lives scenario - input'!$F123=\"\"),\"\",R138/'Lives scenario - input'!$F123),\"\")","v":""},{"$f":"IFERROR(IF(OR(S138=\"\",'Lives scenario - input'!$F123=\"\"),\"\",S138/'Lives scenario - input'!$F123),\"\")","v":""},{"$f":"IFERROR(IF(OR(T138=\"\",'Lives scenario - input'!$F123=\"\"),\"\",T138/'Lives scenario - input'!$F123),\"\")","v":""},{"$f":"IFERROR(IF(OR(U138=\"\",'Lives scenario - input'!$F123=\"\"),\"\",U138/'Lives scenario - input'!$F123),\"\")","v":""},{"$f":"IFERROR(IF(OR(V138=\"\",'Lives scenario - input'!$F123=\"\"),\"\",V138/'Lives scenario - input'!$F123),\"\")","v":""},{"$f":"IFERROR(IF(OR(W138=\"\",'Lives scenario - input'!$F123=\"\"),\"\",W138/'Lives scenario - input'!$F123),\"\")","v":""}]
[{"$f":"IFERROR('Lives scenario - input'!A124,\"\")","v":""},{"$f":"IFERROR('Lives scenario - input'!B124,\"\")","v":""},{"$f":"IFERROR('Lives scenario - input'!C124,\"\")","v":""},{"$f":"IFERROR(repcalc('Lives scenario - input'!$CX124:$GJ124,'Lives scenario - input'!$I124,'Lives scenario - input'!$G124,'Lives scenario - input'!$H124,20,TRUE,TRUE),\"\")","v":""},"","","","","","","","","","","","","","","","","","","",{"$f":"IFERROR(IF(OR(D139=\"\",'Lives scenario - input'!$F124=\"\"),\"\",D139/'Lives scenario - input'!$F124),\"\")","v":""},{"$f":"IFERROR(IF(OR(E139=\"\",'Lives scenario - input'!$F124=\"\"),\"\",E139/'Lives scenario - input'!$F124),\"\")","v":""},{"$f":"IFERROR(IF(OR(F139=\"\",'Lives scenario - input'!$F124=\"\"),\"\",F139/'Lives scenario - input'!$F124),\"\")","v":""},{"$f":"IFERROR(IF(OR(G139=\"\",'Lives scenario - input'!$F124=\"\"),\"\",G139/'Lives scenario - input'!$F124),\"\")","v":""},{"$f":"IFERROR(IF(OR(H139=\"\",'Lives scenario - input'!$F124=\"\"),\"\",H139/'Lives scenario - input'!$F124),\"\")","v":""},{"$f":"IFERROR(IF(OR(I139=\"\",'Lives scenario - input'!$F124=\"\"),\"\",I139/'Lives scenario - input'!$F124),\"\")","v":""},{"$f":"IFERROR(IF(OR(J139=\"\",'Lives scenario - input'!$F124=\"\"),\"\",J139/'Lives scenario - input'!$F124),\"\")","v":""},{"$f":"IFERROR(IF(OR(K139=\"\",'Lives scenario - input'!$F124=\"\"),\"\",K139/'Lives scenario - input'!$F124),\"\")","v":""},{"$f":"IFERROR(IF(OR(L139=\"\",'Lives scenario - input'!$F124=\"\"),\"\",L139/'Lives scenario - input'!$F124),\"\")","v":""},{"$f":"IFERROR(IF(OR(M139=\"\",'Lives scenario - input'!$F124=\"\"),\"\",M139/'Lives scenario - input'!$F124),\"\")","v":""},{"$f":"IFERROR(IF(OR(N139=\"\",'Lives scenario - input'!$F124=\"\"),\"\",N139/'Lives scenario - input'!$F124),\"\")","v":""},{"$f":"IFERROR(IF(OR(O139=\"\",'Lives scenario - input'!$F124=\"\"),\"\",O139/'Lives scenario - input'!$F124),\"\")","v":""},{"$f":"IFERROR(IF(OR(P139=\"\",'Lives scenario - input'!$F124=\"\"),\"\",P139/'Lives scenario - input'!$F124),\"\")","v":""},{"$f":"IFERROR(IF(OR(Q139=\"\",'Lives scenario - input'!$F124=\"\"),\"\",Q139/'Lives scenario - input'!$F124),\"\")","v":""},{"$f":"IFERROR(IF(OR(R139=\"\",'Lives scenario - input'!$F124=\"\"),\"\",R139/'Lives scenario - input'!$F124),\"\")","v":""},{"$f":"IFERROR(IF(OR(S139=\"\",'Lives scenario - input'!$F124=\"\"),\"\",S139/'Lives scenario - input'!$F124),\"\")","v":""},{"$f":"IFERROR(IF(OR(T139=\"\",'Lives scenario - input'!$F124=\"\"),\"\",T139/'Lives scenario - input'!$F124),\"\")","v":""},{"$f":"IFERROR(IF(OR(U139=\"\",'Lives scenario - input'!$F124=\"\"),\"\",U139/'Lives scenario - input'!$F124),\"\")","v":""},{"$f":"IFERROR(IF(OR(V139=\"\",'Lives scenario - input'!$F124=\"\"),\"\",V139/'Lives scenario - input'!$F124),\"\")","v":""},{"$f":"IFERROR(IF(OR(W139=\"\",'Lives scenario - input'!$F124=\"\"),\"\",W139/'Lives scenario - input'!$F124),\"\")","v":""}]
[{"$f":"IFERROR('Lives scenario - input'!A125,\"\")","v":""},{"$f":"IFERROR('Lives scenario - input'!B125,\"\")","v":""},{"$f":"IFERROR('Lives scenario - input'!C125,\"\")","v":""},{"$f":"IFERROR(repcalc('Lives scenario - input'!$CX125:$GJ125,'Lives scenario - input'!$I125,'Lives scenario - input'!$G125,'Lives scenario - input'!$H125,20,TRUE,TRUE),\"\")","v":""},"","","","","","","","","","","","","","","","","","","",{"$f":"IFERROR(IF(OR(D140=\"\",'Lives scenario - input'!$F125=\"\"),\"\",D140/'Lives scenario - input'!$F125),\"\")","v":""},{"$f":"IFERROR(IF(OR(E140=\"\",'Lives scenario - input'!$F125=\"\"),\"\",E140/'Lives scenario - input'!$F125),\"\")","v":""},{"$f":"IFERROR(IF(OR(F140=\"\",'Lives scenario - input'!$F125=\"\"),\"\",F140/'Lives scenario - input'!$F125),\"\")","v":""},{"$f":"IFERROR(IF(OR(G140=\"\",'Lives scenario - input'!$F125=\"\"),\"\",G140/'Lives scenario - input'!$F125),\"\")","v":""},{"$f":"IFERROR(IF(OR(H140=\"\",'Lives scenario - input'!$F125=\"\"),\"\",H140/'Lives scenario - input'!$F125),\"\")","v":""},{"$f":"IFERROR(IF(OR(I140=\"\",'Lives scenario - input'!$F125=\"\"),\"\",I140/'Lives scenario - input'!$F125),\"\")","v":""},{"$f":"IFERROR(IF(OR(J140=\"\",'Lives scenario - input'!$F125=\"\"),\"\",J140/'Lives scenario - input'!$F125),\"\")","v":""},{"$f":"IFERROR(IF(OR(K140=\"\",'Lives scenario - input'!$F125=\"\"),\"\",K140/'Lives scenario - input'!$F125),\"\")","v":""},{"$f":"IFERROR(IF(OR(L140=\"\",'Lives scenario - input'!$F125=\"\"),\"\",L140/'Lives scenario - input'!$F125),\"\")","v":""},{"$f":"IFERROR(IF(OR(M140=\"\",'Lives scenario - input'!$F125=\"\"),\"\",M140/'Lives scenario - input'!$F125),\"\")","v":""},{"$f":"IFERROR(IF(OR(N140=\"\",'Lives scenario - input'!$F125=\"\"),\"\",N140/'Lives scenario - input'!$F125),\"\")","v":""},{"$f":"IFERROR(IF(OR(O140=\"\",'Lives scenario - input'!$F125=\"\"),\"\",O140/'Lives scenario - input'!$F125),\"\")","v":""},{"$f":"IFERROR(IF(OR(P140=\"\",'Lives scenario - input'!$F125=\"\"),\"\",P140/'Lives scenario - input'!$F125),\"\")","v":""},{"$f":"IFERROR(IF(OR(Q140=\"\",'Lives scenario - input'!$F125=\"\"),\"\",Q140/'Lives scenario - input'!$F125),\"\")","v":""},{"$f":"IFERROR(IF(OR(R140=\"\",'Lives scenario - input'!$F125=\"\"),\"\",R140/'Lives scenario - input'!$F125),\"\")","v":""},{"$f":"IFERROR(IF(OR(S140=\"\",'Lives scenario - input'!$F125=\"\"),\"\",S140/'Lives scenario - input'!$F125),\"\")","v":""},{"$f":"IFERROR(IF(OR(T140=\"\",'Lives scenario - input'!$F125=\"\"),\"\",T140/'Lives scenario - input'!$F125),\"\")","v":""},{"$f":"IFERROR(IF(OR(U140=\"\",'Lives scenario - input'!$F125=\"\"),\"\",U140/'Lives scenario - input'!$F125),\"\")","v":""},{"$f":"IFERROR(IF(OR(V140=\"\",'Lives scenario - input'!$F125=\"\"),\"\",V140/'Lives scenario - input'!$F125),\"\")","v":""},{"$f":"IFERROR(IF(OR(W140=\"\",'Lives scenario - input'!$F125=\"\"),\"\",W140/'Lives scenario - input'!$F125),\"\")","v":""}]
[{"$f":"IFERROR('Lives scenario - input'!A126,\"\")","v":""},{"$f":"IFERROR('Lives scenario - input'!B126,\"\")","v":""},{"$f":"IFERROR('Lives scenario - input'!C126,\"\")","v":""},{"$f":"IFERROR(repcalc('Lives scenario - input'!$CX126:$GJ126,'Lives scenario - input'!$I126,'Lives scenario - input'!$G126,'Lives scenario - input'!$H126,20,TRUE,TRUE),\"\")","v":""},"","","","","","","","","","","","","","","","","","","",{"$f":"IFERROR(IF(OR(D141=\"\",'Lives scenario - input'!$F126=\"\"),\"\",D141/'Lives scenario - input'!$F126),\"\")","v":""},{"$f":"IFERROR(IF(OR(E141=\"\",'Lives scenario - input'!$F126=\"\"),\"\",E141/'Lives scenario - input'!$F126),\"\")","v":""},{"$f":"IFERROR(IF(OR(F141=\"\",'Lives scenario - input'!$F126=\"\"),\"\",F141/'Lives scenario - input'!$F126),\"\")","v":""},{"$f":"IFERROR(IF(OR(G141=\"\",'Lives scenario - input'!$F126=\"\"),\"\",G141/'Lives scenario - input'!$F126),\"\")","v":""},{"$f":"IFERROR(IF(OR(H141=\"\",'Lives scenario - input'!$F126=\"\"),\"\",H141/'Lives scenario - input'!$F126),\"\")","v":""},{"$f":"IFERROR(IF(OR(I141=\"\",'Lives scenario - input'!$F126=\"\"),\"\",I141/'Lives scenario - input'!$F126),\"\")","v":""},{"$f":"IFERROR(IF(OR(J141=\"\",'Lives scenario - input'!$F126=\"\"),\"\",J141/'Lives scenario - input'!$F126),\"\")","v":""},{"$f":"IFERROR(IF(OR(K141=\"\",'Lives scenario - input'!$F126=\"\"),\"\",K141/'Lives scenario - input'!$F126),\"\")","v":""},{"$f":"IFERROR(IF(OR(L141=\"\",'Lives scenario - input'!$F126=\"\"),\"\",L141/'Lives scenario - input'!$F126),\"\")","v":""},{"$f":"IFERROR(IF(OR(M141=\"\",'Lives scenario - input'!$F126=\"\"),\"\",M141/'Lives scenario - input'!$F126),\"\")","v":""},{"$f":"IFERROR(IF(OR(N141=\"\",'Lives scenario - input'!$F126=\"\"),\"\",N141/'Lives scenario - input'!$F126),\"\")","v":""},{"$f":"IFERROR(IF(OR(O141=\"\",'Lives scenario - input'!$F126=\"\"),\"\",O141/'Lives scenario - input'!$F126),\"\")","v":""},{"$f":"IFERROR(IF(OR(P141=\"\",'Lives scenario - input'!$F126=\"\"),\"\",P141/'Lives scenario - input'!$F126),\"\")","v":""},{"$f":"IFERROR(IF(OR(Q141=\"\",'Lives scenario - input'!$F126=\"\"),\"\",Q141/'Lives scenario - input'!$F126),\"\")","v":""},{"$f":"IFERROR(IF(OR(R141=\"\",'Lives scenario - input'!$F126=\"\"),\"\",R141/'Lives scenario - input'!$F126),\"\")","v":""},{"$f":"IFERROR(IF(OR(S141=\"\",'Lives scenario - input'!$F126=\"\"),\"\",S141/'Lives scenario - input'!$F126),\"\")","v":""},{"$f":"IFERROR(IF(OR(T141=\"\",'Lives scenario - input'!$F126=\"\"),\"\",T141/'Lives scenario - input'!$F126),\"\")","v":""},{"$f":"IFERROR(IF(OR(U141=\"\",'Lives scenario - input'!$F126=\"\"),\"\",U141/'Lives scenario - input'!$F126),\"\")","v":""},{"$f":"IFERROR(IF(OR(V141=\"\",'Lives scenario - input'!$F126=\"\"),\"\",V141/'Lives scenario - input'!$F126),\"\")","v":""},{"$f":"IFERROR(IF(OR(W141=\"\",'Lives scenario - input'!$F126=\"\"),\"\",W141/'Lives scenario - input'!$F126),\"\")","v":""}]
[{"$f":"IFERROR('Lives scenario - input'!A127,\"\")","v":""},{"$f":"IFERROR('Lives scenario - input'!B127,\"\")","v":""},{"$f":"IFERROR('Lives scenario - input'!C127,\"\")","v":""},{"$f":"IFERROR(repcalc('Lives scenario - input'!$CX127:$GJ127,'Lives scenario - input'!$I127,'Lives scenario - input'!$G127,'Lives scenario - input'!$H127,20,TRUE,TRUE),\"\")","v":""},"","","","","","","","","","","","","","","","","","","",{"$f":"IFERROR(IF(OR(D142=\"\",'Lives scenario - input'!$F127=\"\"),\"\",D142/'Lives scenario - input'!$F127),\"\")","v":""},{"$f":"IFERROR(IF(OR(E142=\"\",'Lives scenario - input'!$F127=\"\"),\"\",E142/'Lives scenario - input'!$F127),\"\")","v":""},{"$f":"IFERROR(IF(OR(F142=\"\",'Lives scenario - input'!$F127=\"\"),\"\",F142/'Lives scenario - input'!$F127),\"\")","v":""},{"$f":"IFERROR(IF(OR(G142=\"\",'Lives scenario - input'!$F127=\"\"),\"\",G142/'Lives scenario - input'!$F127),\"\")","v":""},{"$f":"IFERROR(IF(OR(H142=\"\",'Lives scenario - input'!$F127=\"\"),\"\",H142/'Lives scenario - input'!$F127),\"\")","v":""},{"$f":"IFERROR(IF(OR(I142=\"\",'Lives scenario - input'!$F127=\"\"),\"\",I142/'Lives scenario - input'!$F127),\"\")","v":""},{"$f":"IFERROR(IF(OR(J142=\"\",'Lives scenario - input'!$F127=\"\"),\"\",J142/'Lives scenario - input'!$F127),\"\")","v":""},{"$f":"IFERROR(IF(OR(K142=\"\",'Lives scenario - input'!$F127=\"\"),\"\",K142/'Lives scenario - input'!$F127),\"\")","v":""},{"$f":"IFERROR(IF(OR(L142=\"\",'Lives scenario - input'!$F127=\"\"),\"\",L142/'Lives scenario - input'!$F127),\"\")","v":""},{"$f":"IFERROR(IF(OR(M142=\"\",'Lives scenario - input'!$F127=\"\"),\"\",M142/'Lives scenario - input'!$F127),\"\")","v":""},{"$f":"IFERROR(IF(OR(N142=\"\",'Lives scenario - input'!$F127=\"\"),\"\",N142/'Lives scenario - input'!$F127),\"\")","v":""},{"$f":"IFERROR(IF(OR(O142=\"\",'Lives scenario - input'!$F127=\"\"),\"\",O142/'Lives scenario - input'!$F127),\"\")","v":""},{"$f":"IFERROR(IF(OR(P142=\"\",'Lives scenario - input'!$F127=\"\"),\"\",P142/'Lives scenario - input'!$F127),\"\")","v":""},{"$f":"IFERROR(IF(OR(Q142=\"\",'Lives scenario - input'!$F127=\"\"),\"\",Q142/'Lives scenario - input'!$F127),\"\")","v":""},{"$f":"IFERROR(IF(OR(R142=\"\",'Lives scenario - input'!$F127=\"\"),\"\",R142/'Lives scenario - input'!$F127),\"\")","v":""},{"$f":"IFERROR(IF(OR(S142=\"\",'Lives scenario - input'!$F127=\"\"),\"\",S142/'Lives scenario - input'!$F127),\"\")","v":""},{"$f":"IFERROR(IF(OR(T142=\"\",'Lives scenario - input'!$F127=\"\"),\"\",T142/'Lives scenario - input'!$F127),\"\")","v":""},{"$f":"IFERROR(IF(OR(U142=\"\",'Lives scenario - input'!$F127=\"\"),\"\",U142/'Lives scenario - input'!$F127),\"\")","v":""},{"$f":"IFERROR(IF(OR(V142=\"\",'Lives scenario - input'!$F127=\"\"),\"\",V142/'Lives scenario - input'!$F127),\"\")","v":""},{"$f":"IFERROR(IF(OR(W142=\"\",'Lives scenario - input'!$F127=\"\"),\"\",W142/'Lives scenario - input'!$F127),\"\")","v":""}]
[{"$f":"IFERROR('Lives scenario - input'!A128,\"\")","v":""},{"$f":"IFERROR('Lives scenario - input'!B128,\"\")","v":""},{"$f":"IFERROR('Lives scenario - input'!C128,\"\")","v":""},{"$f":"IFERROR(repcalc('Lives scenario - input'!$CX128:$GJ128,'Lives scenario - input'!$I128,'Lives scenario - input'!$G128,'Lives scenario - input'!$H128,20,TRUE,TRUE),\"\")","v":""},"","","","","","","","","","","","","","","","","","","",{"$f":"IFERROR(IF(OR(D143=\"\",'Lives scenario - input'!$F128=\"\"),\"\",D143/'Lives scenario - input'!$F128),\"\")","v":""},{"$f":"IFERROR(IF(OR(E143=\"\",'Lives scenario - input'!$F128=\"\"),\"\",E143/'Lives scenario - input'!$F128),\"\")","v":""},{"$f":"IFERROR(IF(OR(F143=\"\",'Lives scenario - input'!$F128=\"\"),\"\",F143/'Lives scenario - input'!$F128),\"\")","v":""},{"$f":"IFERROR(IF(OR(G143=\"\",'Lives scenario - input'!$F128=\"\"),\"\",G143/'Lives scenario - input'!$F128),\"\")","v":""},{"$f":"IFERROR(IF(OR(H143=\"\",'Lives scenario - input'!$F128=\"\"),\"\",H143/'Lives scenario - input'!$F128),\"\")","v":""},{"$f":"IFERROR(IF(OR(I143=\"\",'Lives scenario - input'!$F128=\"\"),\"\",I143/'Lives scenario - input'!$F128),\"\")","v":""},{"$f":"IFERROR(IF(OR(J143=\"\",'Lives scenario - input'!$F128=\"\"),\"\",J143/'Lives scenario - input'!$F128),\"\")","v":""},{"$f":"IFERROR(IF(OR(K143=\"\",'Lives scenario - input'!$F128=\"\"),\"\",K143/'Lives scenario - input'!$F128),\"\")","v":""},{"$f":"IFERROR(IF(OR(L143=\"\",'Lives scenario - input'!$F128=\"\"),\"\",L143/'Lives scenario - input'!$F128),\"\")","v":""},{"$f":"IFERROR(IF(OR(M143=\"\",'Lives scenario - input'!$F128=\"\"),\"\",M143/'Lives scenario - input'!$F128),\"\")","v":""},{"$f":"IFERROR(IF(OR(N143=\"\",'Lives scenario - input'!$F128=\"\"),\"\",N143/'Lives scenario - input'!$F128),\"\")","v":""},{"$f":"IFERROR(IF(OR(O143=\"\",'Lives scenario - input'!$F128=\"\"),\"\",O143/'Lives scenario - input'!$F128),\"\")","v":""},{"$f":"IFERROR(IF(OR(P143=\"\",'Lives scenario - input'!$F128=\"\"),\"\",P143/'Lives scenario - input'!$F128),\"\")","v":""},{"$f":"IFERROR(IF(OR(Q143=\"\",'Lives scenario - input'!$F128=\"\"),\"\",Q143/'Lives scenario - input'!$F128),\"\")","v":""},{"$f":"IFERROR(IF(OR(R143=\"\",'Lives scenario - input'!$F128=\"\"),\"\",R143/'Lives scenario - input'!$F128),\"\")","v":""},{"$f":"IFERROR(IF(OR(S143=\"\",'Lives scenario - input'!$F128=\"\"),\"\",S143/'Lives scenario - input'!$F128),\"\")","v":""},{"$f":"IFERROR(IF(OR(T143=\"\",'Lives scenario - input'!$F128=\"\"),\"\",T143/'Lives scenario - input'!$F128),\"\")","v":""},{"$f":"IFERROR(IF(OR(U143=\"\",'Lives scenario - input'!$F128=\"\"),\"\",U143/'Lives scenario - input'!$F128),\"\")","v":""},{"$f":"IFERROR(IF(OR(V143=\"\",'Lives scenario - input'!$F128=\"\"),\"\",V143/'Lives scenario - input'!$F128),\"\")","v":""},{"$f":"IFERROR(IF(OR(W143=\"\",'Lives scenario - input'!$F128=\"\"),\"\",W143/'Lives scenario - input'!$F128),\"\")","v":""}]
[{"$f":"IFERROR('Lives scenario - input'!A129,\"\")","v":""},{"$f":"IFERROR('Lives scenario - input'!B129,\"\")","v":""},{"$f":"IFERROR('Lives scenario - input'!C129,\"\")","v":""},{"$f":"IFERROR(repcalc('Lives scenario - input'!$CX129:$GJ129,'Lives scenario - input'!$I129,'Lives scenario - input'!$G129,'Lives scenario - input'!$H129,20,TRUE,TRUE),\"\")","v":""},"","","","","","","","","","","","","","","","","","","",{"$f":"IFERROR(IF(OR(D144=\"\",'Lives scenario - input'!$F129=\"\"),\"\",D144/'Lives scenario - input'!$F129),\"\")","v":""},{"$f":"IFERROR(IF(OR(E144=\"\",'Lives scenario - input'!$F129=\"\"),\"\",E144/'Lives scenario - input'!$F129),\"\")","v":""},{"$f":"IFERROR(IF(OR(F144=\"\",'Lives scenario - input'!$F129=\"\"),\"\",F144/'Lives scenario - input'!$F129),\"\")","v":""},{"$f":"IFERROR(IF(OR(G144=\"\",'Lives scenario - input'!$F129=\"\"),\"\",G144/'Lives scenario - input'!$F129),\"\")","v":""},{"$f":"IFERROR(IF(OR(H144=\"\",'Lives scenario - input'!$F129=\"\"),\"\",H144/'Lives scenario - input'!$F129),\"\")","v":""},{"$f":"IFERROR(IF(OR(I144=\"\",'Lives scenario - input'!$F129=\"\"),\"\",I144/'Lives scenario - input'!$F129),\"\")","v":""},{"$f":"IFERROR(IF(OR(J144=\"\",'Lives scenario - input'!$F129=\"\"),\"\",J144/'Lives scenario - input'!$F129),\"\")","v":""},{"$f":"IFERROR(IF(OR(K144=\"\",'Lives scenario - input'!$F129=\"\"),\"\",K144/'Lives scenario - input'!$F129),\"\")","v":""},{"$f":"IFERROR(IF(OR(L144=\"\",'Lives scenario - input'!$F129=\"\"),\"\",L144/'Lives scenario - input'!$F129),\"\")","v":""},{"$f":"IFERROR(IF(OR(M144=\"\",'Lives scenario - input'!$F129=\"\"),\"\",M144/'Lives scenario - input'!$F129),\"\")","v":""},{"$f":"IFERROR(IF(OR(N144=\"\",'Lives scenario - input'!$F129=\"\"),\"\",N144/'Lives scenario - input'!$F129),\"\")","v":""},{"$f":"IFERROR(IF(OR(O144=\"\",'Lives scenario - input'!$F129=\"\"),\"\",O144/'Lives scenario - input'!$F129),\"\")","v":""},{"$f":"IFERROR(IF(OR(P144=\"\",'Lives scenario - input'!$F129=\"\"),\"\",P144/'Lives scenario - input'!$F129),\"\")","v":""},{"$f":"IFERROR(IF(OR(Q144=\"\",'Lives scenario - input'!$F129=\"\"),\"\",Q144/'Lives scenario - input'!$F129),\"\")","v":""},{"$f":"IFERROR(IF(OR(R144=\"\",'Lives scenario - input'!$F129=\"\"),\"\",R144/'Lives scenario - input'!$F129),\"\")","v":""},{"$f":"IFERROR(IF(OR(S144=\"\",'Lives scenario - input'!$F129=\"\"),\"\",S144/'Lives scenario - input'!$F129),\"\")","v":""},{"$f":"IFERROR(IF(OR(T144=\"\",'Lives scenario - input'!$F129=\"\"),\"\",T144/'Lives scenario - input'!$F129),\"\")","v":""},{"$f":"IFERROR(IF(OR(U144=\"\",'Lives scenario - input'!$F129=\"\"),\"\",U144/'Lives scenario - input'!$F129),\"\")","v":""},{"$f":"IFERROR(IF(OR(V144=\"\",'Lives scenario - input'!$F129=\"\"),\"\",V144/'Lives scenario - input'!$F129),\"\")","v":""},{"$f":"IFERROR(IF(OR(W144=\"\",'Lives scenario - input'!$F129=\"\"),\"\",W144/'Lives scenario - input'!$F129),\"\")","v":""}]
[{"$f":"IFERROR('Lives scenario - input'!A130,\"\")","v":""},{"$f":"IFERROR('Lives scenario - input'!B130,\"\")","v":""},{"$f":"IFERROR('Lives scenario - input'!C130,\"\")","v":""},{"$f":"IFERROR(repcalc('Lives scenario - input'!$CX130:$GJ130,'Lives scenario - input'!$I130,'Lives scenario - input'!$G130,'Lives scenario - input'!$H130,20,TRUE,TRUE),\"\")","v":""},"","","","","","","","","","","","","","","","","","","",{"$f":"IFERROR(IF(OR(D145=\"\",'Lives scenario - input'!$F130=\"\"),\"\",D145/'Lives scenario - input'!$F130),\"\")","v":""},{"$f":"IFERROR(IF(OR(E145=\"\",'Lives scenario - input'!$F130=\"\"),\"\",E145/'Lives scenario - input'!$F130),\"\")","v":""},{"$f":"IFERROR(IF(OR(F145=\"\",'Lives scenario - input'!$F130=\"\"),\"\",F145/'Lives scenario - input'!$F130),\"\")","v":""},{"$f":"IFERROR(IF(OR(G145=\"\",'Lives scenario - input'!$F130=\"\"),\"\",G145/'Lives scenario - input'!$F130),\"\")","v":""},{"$f":"IFERROR(IF(OR(H145=\"\",'Lives scenario - input'!$F130=\"\"),\"\",H145/'Lives scenario - input'!$F130),\"\")","v":""},{"$f":"IFERROR(IF(OR(I145=\"\",'Lives scenario - input'!$F130=\"\"),\"\",I145/'Lives scenario - input'!$F130),\"\")","v":""},{"$f":"IFERROR(IF(OR(J145=\"\",'Lives scenario - input'!$F130=\"\"),\"\",J145/'Lives scenario - input'!$F130),\"\")","v":""},{"$f":"IFERROR(IF(OR(K145=\"\",'Lives scenario - input'!$F130=\"\"),\"\",K145/'Lives scenario - input'!$F130),\"\")","v":""},{"$f":"IFERROR(IF(OR(L145=\"\",'Lives scenario - input'!$F130=\"\"),\"\",L145/'Lives scenario - input'!$F130),\"\")","v":""},{"$f":"IFERROR(IF(OR(M145=\"\",'Lives scenario - input'!$F130=\"\"),\"\",M145/'Lives scenario - input'!$F130),\"\")","v":""},{"$f":"IFERROR(IF(OR(N145=\"\",'Lives scenario - input'!$F130=\"\"),\"\",N145/'Lives scenario - input'!$F130),\"\")","v":""},{"$f":"IFERROR(IF(OR(O145=\"\",'Lives scenario - input'!$F130=\"\"),\"\",O145/'Lives scenario - input'!$F130),\"\")","v":""},{"$f":"IFERROR(IF(OR(P145=\"\",'Lives scenario - input'!$F130=\"\"),\"\",P145/'Lives scenario - input'!$F130),\"\")","v":""},{"$f":"IFERROR(IF(OR(Q145=\"\",'Lives scenario - input'!$F130=\"\"),\"\",Q145/'Lives scenario - input'!$F130),\"\")","v":""},{"$f":"IFERROR(IF(OR(R145=\"\",'Lives scenario - input'!$F130=\"\"),\"\",R145/'Lives scenario - input'!$F130),\"\")","v":""},{"$f":"IFERROR(IF(OR(S145=\"\",'Lives scenario - input'!$F130=\"\"),\"\",S145/'Lives scenario - input'!$F130),\"\")","v":""},{"$f":"IFERROR(IF(OR(T145=\"\",'Lives scenario - input'!$F130=\"\"),\"\",T145/'Lives scenario - input'!$F130),\"\")","v":""},{"$f":"IFERROR(IF(OR(U145=\"\",'Lives scenario - input'!$F130=\"\"),\"\",U145/'Lives scenario - input'!$F130),\"\")","v":""},{"$f":"IFERROR(IF(OR(V145=\"\",'Lives scenario - input'!$F130=\"\"),\"\",V145/'Lives scenario - input'!$F130),\"\")","v":""},{"$f":"IFERROR(IF(OR(W145=\"\",'Lives scenario - input'!$F130=\"\"),\"\",W145/'Lives scenario - input'!$F130),\"\")","v":""}]
[{"$f":"IFERROR('Lives scenario - input'!A131,\"\")","v":""},{"$f":"IFERROR('Lives scenario - input'!B131,\"\")","v":""},{"$f":"IFERROR('Lives scenario - input'!C131,\"\")","v":""},{"$f":"IFERROR(repcalc('Lives scenario - input'!$CX131:$GJ131,'Lives scenario - input'!$I131,'Lives scenario - input'!$G131,'Lives scenario - input'!$H131,20,TRUE,TRUE),\"\")","v":""},"","","","","","","","","","","","","","","","","","","",{"$f":"IFERROR(IF(OR(D146=\"\",'Lives scenario - input'!$F131=\"\"),\"\",D146/'Lives scenario - input'!$F131),\"\")","v":""},{"$f":"IFERROR(IF(OR(E146=\"\",'Lives scenario - input'!$F131=\"\"),\"\",E146/'Lives scenario - input'!$F131),\"\")","v":""},{"$f":"IFERROR(IF(OR(F146=\"\",'Lives scenario - input'!$F131=\"\"),\"\",F146/'Lives scenario - input'!$F131),\"\")","v":""},{"$f":"IFERROR(IF(OR(G146=\"\",'Lives scenario - input'!$F131=\"\"),\"\",G146/'Lives scenario - input'!$F131),\"\")","v":""},{"$f":"IFERROR(IF(OR(H146=\"\",'Lives scenario - input'!$F131=\"\"),\"\",H146/'Lives scenario - input'!$F131),\"\")","v":""},{"$f":"IFERROR(IF(OR(I146=\"\",'Lives scenario - input'!$F131=\"\"),\"\",I146/'Lives scenario - input'!$F131),\"\")","v":""},{"$f":"IFERROR(IF(OR(J146=\"\",'Lives scenario - input'!$F131=\"\"),\"\",J146/'Lives scenario - input'!$F131),\"\")","v":""},{"$f":"IFERROR(IF(OR(K146=\"\",'Lives scenario - input'!$F131=\"\"),\"\",K146/'Lives scenario - input'!$F131),\"\")","v":""},{"$f":"IFERROR(IF(OR(L146=\"\",'Lives scenario - input'!$F131=\"\"),\"\",L146/'Lives scenario - input'!$F131),\"\")","v":""},{"$f":"IFERROR(IF(OR(M146=\"\",'Lives scenario - input'!$F131=\"\"),\"\",M146/'Lives scenario - input'!$F131),\"\")","v":""},{"$f":"IFERROR(IF(OR(N146=\"\",'Lives scenario - input'!$F131=\"\"),\"\",N146/'Lives scenario - input'!$F131),\"\")","v":""},{"$f":"IFERROR(IF(OR(O146=\"\",'Lives scenario - input'!$F131=\"\"),\"\",O146/'Lives scenario - input'!$F131),\"\")","v":""},{"$f":"IFERROR(IF(OR(P146=\"\",'Lives scenario - input'!$F131=\"\"),\"\",P146/'Lives scenario - input'!$F131),\"\")","v":""},{"$f":"IFERROR(IF(OR(Q146=\"\",'Lives scenario - input'!$F131=\"\"),\"\",Q146/'Lives scenario - input'!$F131),\"\")","v":""},{"$f":"IFERROR(IF(OR(R146=\"\",'Lives scenario - input'!$F131=\"\"),\"\",R146/'Lives scenario - input'!$F131),\"\")","v":""},{"$f":"IFERROR(IF(OR(S146=\"\",'Lives scenario - input'!$F131=\"\"),\"\",S146/'Lives scenario - input'!$F131),\"\")","v":""},{"$f":"IFERROR(IF(OR(T146=\"\",'Lives scenario - input'!$F131=\"\"),\"\",T146/'Lives scenario - input'!$F131),\"\")","v":""},{"$f":"IFERROR(IF(OR(U146=\"\",'Lives scenario - input'!$F131=\"\"),\"\",U146/'Lives scenario - input'!$F131),\"\")","v":""},{"$f":"IFERROR(IF(OR(V146=\"\",'Lives scenario - input'!$F131=\"\"),\"\",V146/'Lives scenario - input'!$F131),\"\")","v":""},{"$f":"IFERROR(IF(OR(W146=\"\",'Lives scenario - input'!$F131=\"\"),\"\",W146/'Lives scenario - input'!$F131),\"\")","v":""}]
[{"$f":"IFERROR('Lives scenario - input'!A132,\"\")","v":""},{"$f":"IFERROR('Lives scenario - input'!B132,\"\")","v":""},{"$f":"IFERROR('Lives scenario - input'!C132,\"\")","v":""},{"$f":"IFERROR(repcalc('Lives scenario - input'!$CX132:$GJ132,'Lives scenario - input'!$I132,'Lives scenario - input'!$G132,'Lives scenario - input'!$H132,20,TRUE,TRUE),\"\")","v":""},"","","","","","","","","","","","","","","","","","","",{"$f":"IFERROR(IF(OR(D147=\"\",'Lives scenario - input'!$F132=\"\"),\"\",D147/'Lives scenario - input'!$F132),\"\")","v":""},{"$f":"IFERROR(IF(OR(E147=\"\",'Lives scenario - input'!$F132=\"\"),\"\",E147/'Lives scenario - input'!$F132),\"\")","v":""},{"$f":"IFERROR(IF(OR(F147=\"\",'Lives scenario - input'!$F132=\"\"),\"\",F147/'Lives scenario - input'!$F132),\"\")","v":""},{"$f":"IFERROR(IF(OR(G147=\"\",'Lives scenario - input'!$F132=\"\"),\"\",G147/'Lives scenario - input'!$F132),\"\")","v":""},{"$f":"IFERROR(IF(OR(H147=\"\",'Lives scenario - input'!$F132=\"\"),\"\",H147/'Lives scenario - input'!$F132),\"\")","v":""},{"$f":"IFERROR(IF(OR(I147=\"\",'Lives scenario - input'!$F132=\"\"),\"\",I147/'Lives scenario - input'!$F132),\"\")","v":""},{"$f":"IFERROR(IF(OR(J147=\"\",'Lives scenario - input'!$F132=\"\"),\"\",J147/'Lives scenario - input'!$F132),\"\")","v":""},{"$f":"IFERROR(IF(OR(K147=\"\",'Lives scenario - input'!$F132=\"\"),\"\",K147/'Lives scenario - input'!$F132),\"\")","v":""},{"$f":"IFERROR(IF(OR(L147=\"\",'Lives scenario - input'!$F132=\"\"),\"\",L147/'Lives scenario - input'!$F132),\"\")","v":""},{"$f":"IFERROR(IF(OR(M147=\"\",'Lives scenario - input'!$F132=\"\"),\"\",M147/'Lives scenario - input'!$F132),\"\")","v":""},{"$f":"IFERROR(IF(OR(N147=\"\",'Lives scenario - input'!$F132=\"\"),\"\",N147/'Lives scenario - input'!$F132),\"\")","v":""},{"$f":"IFERROR(IF(OR(O147=\"\",'Lives scenario - input'!$F132=\"\"),\"\",O147/'Lives scenario - input'!$F132),\"\")","v":""},{"$f":"IFERROR(IF(OR(P147=\"\",'Lives scenario - input'!$F132=\"\"),\"\",P147/'Lives scenario - input'!$F132),\"\")","v":""},{"$f":"IFERROR(IF(OR(Q147=\"\",'Lives scenario - input'!$F132=\"\"),\"\",Q147/'Lives scenario - input'!$F132),\"\")","v":""},{"$f":"IFERROR(IF(OR(R147=\"\",'Lives scenario - input'!$F132=\"\"),\"\",R147/'Lives scenario - input'!$F132),\"\")","v":""},{"$f":"IFERROR(IF(OR(S147=\"\",'Lives scenario - input'!$F132=\"\"),\"\",S147/'Lives scenario - input'!$F132),\"\")","v":""},{"$f":"IFERROR(IF(OR(T147=\"\",'Lives scenario - input'!$F132=\"\"),\"\",T147/'Lives scenario - input'!$F132),\"\")","v":""},{"$f":"IFERROR(IF(OR(U147=\"\",'Lives scenario - input'!$F132=\"\"),\"\",U147/'Lives scenario - input'!$F132),\"\")","v":""},{"$f":"IFERROR(IF(OR(V147=\"\",'Lives scenario - input'!$F132=\"\"),\"\",V147/'Lives scenario - input'!$F132),\"\")","v":""},{"$f":"IFERROR(IF(OR(W147=\"\",'Lives scenario - input'!$F132=\"\"),\"\",W147/'Lives scenario - input'!$F132),\"\")","v":""}]
[{"$f":"IFERROR('Lives scenario - input'!A133,\"\")","v":""},{"$f":"IFERROR('Lives scenario - input'!B133,\"\")","v":""},{"$f":"IFERROR('Lives scenario - input'!C133,\"\")","v":""},{"$f":"IFERROR(repcalc('Lives scenario - input'!$CX133:$GJ133,'Lives scenario - input'!$I133,'Lives scenario - input'!$G133,'Lives scenario - input'!$H133,20,TRUE,TRUE),\"\")","v":""},"","","","","","","","","","","","","","","","","","","",{"$f":"IFERROR(IF(OR(D148=\"\",'Lives scenario - input'!$F133=\"\"),\"\",D148/'Lives scenario - input'!$F133),\"\")","v":""},{"$f":"IFERROR(IF(OR(E148=\"\",'Lives scenario - input'!$F133=\"\"),\"\",E148/'Lives scenario - input'!$F133),\"\")","v":""},{"$f":"IFERROR(IF(OR(F148=\"\",'Lives scenario - input'!$F133=\"\"),\"\",F148/'Lives scenario - input'!$F133),\"\")","v":""},{"$f":"IFERROR(IF(OR(G148=\"\",'Lives scenario - input'!$F133=\"\"),\"\",G148/'Lives scenario - input'!$F133),\"\")","v":""},{"$f":"IFERROR(IF(OR(H148=\"\",'Lives scenario - input'!$F133=\"\"),\"\",H148/'Lives scenario - input'!$F133),\"\")","v":""},{"$f":"IFERROR(IF(OR(I148=\"\",'Lives scenario - input'!$F133=\"\"),\"\",I148/'Lives scenario - input'!$F133),\"\")","v":""},{"$f":"IFERROR(IF(OR(J148=\"\",'Lives scenario - input'!$F133=\"\"),\"\",J148/'Lives scenario - input'!$F133),\"\")","v":""},{"$f":"IFERROR(IF(OR(K148=\"\",'Lives scenario - input'!$F133=\"\"),\"\",K148/'Lives scenario - input'!$F133),\"\")","v":""},{"$f":"IFERROR(IF(OR(L148=\"\",'Lives scenario - input'!$F133=\"\"),\"\",L148/'Lives scenario - input'!$F133),\"\")","v":""},{"$f":"IFERROR(IF(OR(M148=\"\",'Lives scenario - input'!$F133=\"\"),\"\",M148/'Lives scenario - input'!$F133),\"\")","v":""},{"$f":"IFERROR(IF(OR(N148=\"\",'Lives scenario - input'!$F133=\"\"),\"\",N148/'Lives scenario - input'!$F133),\"\")","v":""},{"$f":"IFERROR(IF(OR(O148=\"\",'Lives scenario - input'!$F133=\"\"),\"\",O148/'Lives scenario - input'!$F133),\"\")","v":""},{"$f":"IFERROR(IF(OR(P148=\"\",'Lives scenario - input'!$F133=\"\"),\"\",P148/'Lives scenario - input'!$F133),\"\")","v":""},{"$f":"IFERROR(IF(OR(Q148=\"\",'Lives scenario - input'!$F133=\"\"),\"\",Q148/'Lives scenario - input'!$F133),\"\")","v":""},{"$f":"IFERROR(IF(OR(R148=\"\",'Lives scenario - input'!$F133=\"\"),\"\",R148/'Lives scenario - input'!$F133),\"\")","v":""},{"$f":"IFERROR(IF(OR(S148=\"\",'Lives scenario - input'!$F133=\"\"),\"\",S148/'Lives scenario - input'!$F133),\"\")","v":""},{"$f":"IFERROR(IF(OR(T148=\"\",'Lives scenario - input'!$F133=\"\"),\"\",T148/'Lives scenario - input'!$F133),\"\")","v":""},{"$f":"IFERROR(IF(OR(U148=\"\",'Lives scenario - input'!$F133=\"\"),\"\",U148/'Lives scenario - input'!$F133),\"\")","v":""},{"$f":"IFERROR(IF(OR(V148=\"\",'Lives scenario - input'!$F133=\"\"),\"\",V148/'Lives scenario - input'!$F133),\"\")","v":""},{"$f":"IFERROR(IF(OR(W148=\"\",'Lives scenario - input'!$F133=\"\"),\"\",W148/'Lives scenario - input'!$F133),\"\")","v":""}]
[{"$f":"IFERROR('Lives scenario - input'!A134,\"\")","v":""},{"$f":"IFERROR('Lives scenario - input'!B134,\"\")","v":""},{"$f":"IFERROR('Lives scenario - input'!C134,\"\")","v":""},{"$f":"IFERROR(repcalc('Lives scenario - input'!$CX134:$GJ134,'Lives scenario - input'!$I134,'Lives scenario - input'!$G134,'Lives scenario - input'!$H134,20,TRUE,TRUE),\"\")","v":""},"","","","","","","","","","","","","","","","","","","",{"$f":"IFERROR(IF(OR(D149=\"\",'Lives scenario - input'!$F134=\"\"),\"\",D149/'Lives scenario - input'!$F134),\"\")","v":""},{"$f":"IFERROR(IF(OR(E149=\"\",'Lives scenario - input'!$F134=\"\"),\"\",E149/'Lives scenario - input'!$F134),\"\")","v":""},{"$f":"IFERROR(IF(OR(F149=\"\",'Lives scenario - input'!$F134=\"\"),\"\",F149/'Lives scenario - input'!$F134),\"\")","v":""},{"$f":"IFERROR(IF(OR(G149=\"\",'Lives scenario - input'!$F134=\"\"),\"\",G149/'Lives scenario - input'!$F134),\"\")","v":""},{"$f":"IFERROR(IF(OR(H149=\"\",'Lives scenario - input'!$F134=\"\"),\"\",H149/'Lives scenario - input'!$F134),\"\")","v":""},{"$f":"IFERROR(IF(OR(I149=\"\",'Lives scenario - input'!$F134=\"\"),\"\",I149/'Lives scenario - input'!$F134),\"\")","v":""},{"$f":"IFERROR(IF(OR(J149=\"\",'Lives scenario - input'!$F134=\"\"),\"\",J149/'Lives scenario - input'!$F134),\"\")","v":""},{"$f":"IFERROR(IF(OR(K149=\"\",'Lives scenario - input'!$F134=\"\"),\"\",K149/'Lives scenario - input'!$F134),\"\")","v":""},{"$f":"IFERROR(IF(OR(L149=\"\",'Lives scenario - input'!$F134=\"\"),\"\",L149/'Lives scenario - input'!$F134),\"\")","v":""},{"$f":"IFERROR(IF(OR(M149=\"\",'Lives scenario - input'!$F134=\"\"),\"\",M149/'Lives scenario - input'!$F134),\"\")","v":""},{"$f":"IFERROR(IF(OR(N149=\"\",'Lives scenario - input'!$F134=\"\"),\"\",N149/'Lives scenario - input'!$F134),\"\")","v":""},{"$f":"IFERROR(IF(OR(O149=\"\",'Lives scenario - input'!$F134=\"\"),\"\",O149/'Lives scenario - input'!$F134),\"\")","v":""},{"$f":"IFERROR(IF(OR(P149=\"\",'Lives scenario - input'!$F134=\"\"),\"\",P149/'Lives scenario - input'!$F134),\"\")","v":""},{"$f":"IFERROR(IF(OR(Q149=\"\",'Lives scenario - input'!$F134=\"\"),\"\",Q149/'Lives scenario - input'!$F134),\"\")","v":""},{"$f":"IFERROR(IF(OR(R149=\"\",'Lives scenario - input'!$F134=\"\"),\"\",R149/'Lives scenario - input'!$F134),\"\")","v":""},{"$f":"IFERROR(IF(OR(S149=\"\",'Lives scenario - input'!$F134=\"\"),\"\",S149/'Lives scenario - input'!$F134),\"\")","v":""},{"$f":"IFERROR(IF(OR(T149=\"\",'Lives scenario - input'!$F134=\"\"),\"\",T149/'Lives scenario - input'!$F134),\"\")","v":""},{"$f":"IFERROR(IF(OR(U149=\"\",'Lives scenario - input'!$F134=\"\"),\"\",U149/'Lives scenario - input'!$F134),\"\")","v":""},{"$f":"IFERROR(IF(OR(V149=\"\",'Lives scenario - input'!$F134=\"\"),\"\",V149/'Lives scenario - input'!$F134),\"\")","v":""},{"$f":"IFERROR(IF(OR(W149=\"\",'Lives scenario - input'!$F134=\"\"),\"\",W149/'Lives scenario - input'!$F134),\"\")","v":""}]
[{"$f":"IFERROR('Lives scenario - input'!A135,\"\")","v":""},{"$f":"IFERROR('Lives scenario - input'!B135,\"\")","v":""},{"$f":"IFERROR('Lives scenario - input'!C135,\"\")","v":""},{"$f":"IFERROR(repcalc('Lives scenario - input'!$CX135:$GJ135,'Lives scenario - input'!$I135,'Lives scenario - input'!$G135,'Lives scenario - input'!$H135,20,TRUE,TRUE),\"\")","v":""},"","","","","","","","","","","","","","","","","","","",{"$f":"IFERROR(IF(OR(D150=\"\",'Lives scenario - input'!$F135=\"\"),\"\",D150/'Lives scenario - input'!$F135),\"\")","v":""},{"$f":"IFERROR(IF(OR(E150=\"\",'Lives scenario - input'!$F135=\"\"),\"\",E150/'Lives scenario - input'!$F135),\"\")","v":""},{"$f":"IFERROR(IF(OR(F150=\"\",'Lives scenario - input'!$F135=\"\"),\"\",F150/'Lives scenario - input'!$F135),\"\")","v":""},{"$f":"IFERROR(IF(OR(G150=\"\",'Lives scenario - input'!$F135=\"\"),\"\",G150/'Lives scenario - input'!$F135),\"\")","v":""},{"$f":"IFERROR(IF(OR(H150=\"\",'Lives scenario - input'!$F135=\"\"),\"\",H150/'Lives scenario - input'!$F135),\"\")","v":""},{"$f":"IFERROR(IF(OR(I150=\"\",'Lives scenario - input'!$F135=\"\"),\"\",I150/'Lives scenario - input'!$F135),\"\")","v":""},{"$f":"IFERROR(IF(OR(J150=\"\",'Lives scenario - input'!$F135=\"\"),\"\",J150/'Lives scenario - input'!$F135),\"\")","v":""},{"$f":"IFERROR(IF(OR(K150=\"\",'Lives scenario - input'!$F135=\"\"),\"\",K150/'Lives scenario - input'!$F135),\"\")","v":""},{"$f":"IFERROR(IF(OR(L150=\"\",'Lives scenario - input'!$F135=\"\"),\"\",L150/'Lives scenario - input'!$F135),\"\")","v":""},{"$f":"IFERROR(IF(OR(M150=\"\",'Lives scenario - input'!$F135=\"\"),\"\",M150/'Lives scenario - input'!$F135),\"\")","v":""},{"$f":"IFERROR(IF(OR(N150=\"\",'Lives scenario - input'!$F135=\"\"),\"\",N150/'Lives scenario - input'!$F135),\"\")","v":""},{"$f":"IFERROR(IF(OR(O150=\"\",'Lives scenario - input'!$F135=\"\"),\"\",O150/'Lives scenario - input'!$F135),\"\")","v":""},{"$f":"IFERROR(IF(OR(P150=\"\",'Lives scenario - input'!$F135=\"\"),\"\",P150/'Lives scenario - input'!$F135),\"\")","v":""},{"$f":"IFERROR(IF(OR(Q150=\"\",'Lives scenario - input'!$F135=\"\"),\"\",Q150/'Lives scenario - input'!$F135),\"\")","v":""},{"$f":"IFERROR(IF(OR(R150=\"\",'Lives scenario - input'!$F135=\"\"),\"\",R150/'Lives scenario - input'!$F135),\"\")","v":""},{"$f":"IFERROR(IF(OR(S150=\"\",'Lives scenario - input'!$F135=\"\"),\"\",S150/'Lives scenario - input'!$F135),\"\")","v":""},{"$f":"IFERROR(IF(OR(T150=\"\",'Lives scenario - input'!$F135=\"\"),\"\",T150/'Lives scenario - input'!$F135),\"\")","v":""},{"$f":"IFERROR(IF(OR(U150=\"\",'Lives scenario - input'!$F135=\"\"),\"\",U150/'Lives scenario - input'!$F135),\"\")","v":""},{"$f":"IFERROR(IF(OR(V150=\"\",'Lives scenario - input'!$F135=\"\"),\"\",V150/'Lives scenario - input'!$F135),\"\")","v":""},{"$f":"IFERROR(IF(OR(W150=\"\",'Lives scenario - input'!$F135=\"\"),\"\",W150/'Lives scenario - input'!$F135),\"\")","v":""}]
[{"$f":"IFERROR('Lives scenario - input'!A136,\"\")","v":""},{"$f":"IFERROR('Lives scenario - input'!B136,\"\")","v":""},{"$f":"IFERROR('Lives scenario - input'!C136,\"\")","v":""},{"$f":"IFERROR(repcalc('Lives scenario - input'!$CX136:$GJ136,'Lives scenario - input'!$I136,'Lives scenario - input'!$G136,'Lives scenario - input'!$H136,20,TRUE,TRUE),\"\")","v":""},"","","","","","","","","","","","","","","","","","","",{"$f":"IFERROR(IF(OR(D151=\"\",'Lives scenario - input'!$F136=\"\"),\"\",D151/'Lives scenario - input'!$F136),\"\")","v":""},{"$f":"IFERROR(IF(OR(E151=\"\",'Lives scenario - input'!$F136=\"\"),\"\",E151/'Lives scenario - input'!$F136),\"\")","v":""},{"$f":"IFERROR(IF(OR(F151=\"\",'Lives scenario - input'!$F136=\"\"),\"\",F151/'Lives scenario - input'!$F136),\"\")","v":""},{"$f":"IFERROR(IF(OR(G151=\"\",'Lives scenario - input'!$F136=\"\"),\"\",G151/'Lives scenario - input'!$F136),\"\")","v":""},{"$f":"IFERROR(IF(OR(H151=\"\",'Lives scenario - input'!$F136=\"\"),\"\",H151/'Lives scenario - input'!$F136),\"\")","v":""},{"$f":"IFERROR(IF(OR(I151=\"\",'Lives scenario - input'!$F136=\"\"),\"\",I151/'Lives scenario - input'!$F136),\"\")","v":""},{"$f":"IFERROR(IF(OR(J151=\"\",'Lives scenario - input'!$F136=\"\"),\"\",J151/'Lives scenario - input'!$F136),\"\")","v":""},{"$f":"IFERROR(IF(OR(K151=\"\",'Lives scenario - input'!$F136=\"\"),\"\",K151/'Lives scenario - input'!$F136),\"\")","v":""},{"$f":"IFERROR(IF(OR(L151=\"\",'Lives scenario - input'!$F136=\"\"),\"\",L151/'Lives scenario - input'!$F136),\"\")","v":""},{"$f":"IFERROR(IF(OR(M151=\"\",'Lives scenario - input'!$F136=\"\"),\"\",M151/'Lives scenario - input'!$F136),\"\")","v":""},{"$f":"IFERROR(IF(OR(N151=\"\",'Lives scenario - input'!$F136=\"\"),\"\",N151/'Lives scenario - input'!$F136),\"\")","v":""},{"$f":"IFERROR(IF(OR(O151=\"\",'Lives scenario - input'!$F136=\"\"),\"\",O151/'Lives scenario - input'!$F136),\"\")","v":""},{"$f":"IFERROR(IF(OR(P151=\"\",'Lives scenario - input'!$F136=\"\"),\"\",P151/'Lives scenario - input'!$F136),\"\")","v":""},{"$f":"IFERROR(IF(OR(Q151=\"\",'Lives scenario - input'!$F136=\"\"),\"\",Q151/'Lives scenario - input'!$F136),\"\")","v":""},{"$f":"IFERROR(IF(OR(R151=\"\",'Lives scenario - input'!$F136=\"\"),\"\",R151/'Lives scenario - input'!$F136),\"\")","v":""},{"$f":"IFERROR(IF(OR(S151=\"\",'Lives scenario - input'!$F136=\"\"),\"\",S151/'Lives scenario - input'!$F136),\"\")","v":""},{"$f":"IFERROR(IF(OR(T151=\"\",'Lives scenario - input'!$F136=\"\"),\"\",T151/'Lives scenario - input'!$F136),\"\")","v":""},{"$f":"IFERROR(IF(OR(U151=\"\",'Lives scenario - input'!$F136=\"\"),\"\",U151/'Lives scenario - input'!$F136),\"\")","v":""},{"$f":"IFERROR(IF(OR(V151=\"\",'Lives scenario - input'!$F136=\"\"),\"\",V151/'Lives scenario - input'!$F136),\"\")","v":""},{"$f":"IFERROR(IF(OR(W151=\"\",'Lives scenario - input'!$F136=\"\"),\"\",W151/'Lives scenario - input'!$F136),\"\")","v":""}]
[{"$f":"IFERROR('Lives scenario - input'!A137,\"\")","v":""},{"$f":"IFERROR('Lives scenario - input'!B137,\"\")","v":""},{"$f":"IFERROR('Lives scenario - input'!C137,\"\")","v":""},{"$f":"IFERROR(repcalc('Lives scenario - input'!$CX137:$GJ137,'Lives scenario - input'!$I137,'Lives scenario - input'!$G137,'Lives scenario - input'!$H137,20,TRUE,TRUE),\"\")","v":""},"","","","","","","","","","","","","","","","","","","",{"$f":"IFERROR(IF(OR(D152=\"\",'Lives scenario - input'!$F137=\"\"),\"\",D152/'Lives scenario - input'!$F137),\"\")","v":""},{"$f":"IFERROR(IF(OR(E152=\"\",'Lives scenario - input'!$F137=\"\"),\"\",E152/'Lives scenario - input'!$F137),\"\")","v":""},{"$f":"IFERROR(IF(OR(F152=\"\",'Lives scenario - input'!$F137=\"\"),\"\",F152/'Lives scenario - input'!$F137),\"\")","v":""},{"$f":"IFERROR(IF(OR(G152=\"\",'Lives scenario - input'!$F137=\"\"),\"\",G152/'Lives scenario - input'!$F137),\"\")","v":""},{"$f":"IFERROR(IF(OR(H152=\"\",'Lives scenario - input'!$F137=\"\"),\"\",H152/'Lives scenario - input'!$F137),\"\")","v":""},{"$f":"IFERROR(IF(OR(I152=\"\",'Lives scenario - input'!$F137=\"\"),\"\",I152/'Lives scenario - input'!$F137),\"\")","v":""},{"$f":"IFERROR(IF(OR(J152=\"\",'Lives scenario - input'!$F137=\"\"),\"\",J152/'Lives scenario - input'!$F137),\"\")","v":""},{"$f":"IFERROR(IF(OR(K152=\"\",'Lives scenario - input'!$F137=\"\"),\"\",K152/'Lives scenario - input'!$F137),\"\")","v":""},{"$f":"IFERROR(IF(OR(L152=\"\",'Lives scenario - input'!$F137=\"\"),\"\",L152/'Lives scenario - input'!$F137),\"\")","v":""},{"$f":"IFERROR(IF(OR(M152=\"\",'Lives scenario - input'!$F137=\"\"),\"\",M152/'Lives scenario - input'!$F137),\"\")","v":""},{"$f":"IFERROR(IF(OR(N152=\"\",'Lives scenario - input'!$F137=\"\"),\"\",N152/'Lives scenario - input'!$F137),\"\")","v":""},{"$f":"IFERROR(IF(OR(O152=\"\",'Lives scenario - input'!$F137=\"\"),\"\",O152/'Lives scenario - input'!$F137),\"\")","v":""},{"$f":"IFERROR(IF(OR(P152=\"\",'Lives scenario - input'!$F137=\"\"),\"\",P152/'Lives scenario - input'!$F137),\"\")","v":""},{"$f":"IFERROR(IF(OR(Q152=\"\",'Lives scenario - input'!$F137=\"\"),\"\",Q152/'Lives scenario - input'!$F137),\"\")","v":""},{"$f":"IFERROR(IF(OR(R152=\"\",'Lives scenario - input'!$F137=\"\"),\"\",R152/'Lives scenario - input'!$F137),\"\")","v":""},{"$f":"IFERROR(IF(OR(S152=\"\",'Lives scenario - input'!$F137=\"\"),\"\",S152/'Lives scenario - input'!$F137),\"\")","v":""},{"$f":"IFERROR(IF(OR(T152=\"\",'Lives scenario - input'!$F137=\"\"),\"\",T152/'Lives scenario - input'!$F137),\"\")","v":""},{"$f":"IFERROR(IF(OR(U152=\"\",'Lives scenario - input'!$F137=\"\"),\"\",U152/'Lives scenario - input'!$F137),\"\")","v":""},{"$f":"IFERROR(IF(OR(V152=\"\",'Lives scenario - input'!$F137=\"\"),\"\",V152/'Lives scenario - input'!$F137),\"\")","v":""},{"$f":"IFERROR(IF(OR(W152=\"\",'Lives scenario - input'!$F137=\"\"),\"\",W152/'Lives scenario - input'!$F137),\"\")","v":""}]
[{"$f":"IFERROR('Lives scenario - input'!A138,\"\")","v":""},{"$f":"IFERROR('Lives scenario - input'!B138,\"\")","v":""},{"$f":"IFERROR('Lives scenario - input'!C138,\"\")","v":""},{"$f":"IFERROR(repcalc('Lives scenario - input'!$CX138:$GJ138,'Lives scenario - input'!$I138,'Lives scenario - input'!$G138,'Lives scenario - input'!$H138,20,TRUE,TRUE),\"\")","v":""},"","","","","","","","","","","","","","","","","","","",{"$f":"IFERROR(IF(OR(D153=\"\",'Lives scenario - input'!$F138=\"\"),\"\",D153/'Lives scenario - input'!$F138),\"\")","v":""},{"$f":"IFERROR(IF(OR(E153=\"\",'Lives scenario - input'!$F138=\"\"),\"\",E153/'Lives scenario - input'!$F138),\"\")","v":""},{"$f":"IFERROR(IF(OR(F153=\"\",'Lives scenario - input'!$F138=\"\"),\"\",F153/'Lives scenario - input'!$F138),\"\")","v":""},{"$f":"IFERROR(IF(OR(G153=\"\",'Lives scenario - input'!$F138=\"\"),\"\",G153/'Lives scenario - input'!$F138),\"\")","v":""},{"$f":"IFERROR(IF(OR(H153=\"\",'Lives scenario - input'!$F138=\"\"),\"\",H153/'Lives scenario - input'!$F138),\"\")","v":""},{"$f":"IFERROR(IF(OR(I153=\"\",'Lives scenario - input'!$F138=\"\"),\"\",I153/'Lives scenario - input'!$F138),\"\")","v":""},{"$f":"IFERROR(IF(OR(J153=\"\",'Lives scenario - input'!$F138=\"\"),\"\",J153/'Lives scenario - input'!$F138),\"\")","v":""},{"$f":"IFERROR(IF(OR(K153=\"\",'Lives scenario - input'!$F138=\"\"),\"\",K153/'Lives scenario - input'!$F138),\"\")","v":""},{"$f":"IFERROR(IF(OR(L153=\"\",'Lives scenario - input'!$F138=\"\"),\"\",L153/'Lives scenario - input'!$F138),\"\")","v":""},{"$f":"IFERROR(IF(OR(M153=\"\",'Lives scenario - input'!$F138=\"\"),\"\",M153/'Lives scenario - input'!$F138),\"\")","v":""},{"$f":"IFERROR(IF(OR(N153=\"\",'Lives scenario - input'!$F138=\"\"),\"\",N153/'Lives scenario - input'!$F138),\"\")","v":""},{"$f":"IFERROR(IF(OR(O153=\"\",'Lives scenario - input'!$F138=\"\"),\"\",O153/'Lives scenario - input'!$F138),\"\")","v":""},{"$f":"IFERROR(IF(OR(P153=\"\",'Lives scenario - input'!$F138=\"\"),\"\",P153/'Lives scenario - input'!$F138),\"\")","v":""},{"$f":"IFERROR(IF(OR(Q153=\"\",'Lives scenario - input'!$F138=\"\"),\"\",Q153/'Lives scenario - input'!$F138),\"\")","v":""},{"$f":"IFERROR(IF(OR(R153=\"\",'Lives scenario - input'!$F138=\"\"),\"\",R153/'Lives scenario - input'!$F138),\"\")","v":""},{"$f":"IFERROR(IF(OR(S153=\"\",'Lives scenario - input'!$F138=\"\"),\"\",S153/'Lives scenario - input'!$F138),\"\")","v":""},{"$f":"IFERROR(IF(OR(T153=\"\",'Lives scenario - input'!$F138=\"\"),\"\",T153/'Lives scenario - input'!$F138),\"\")","v":""},{"$f":"IFERROR(IF(OR(U153=\"\",'Lives scenario - input'!$F138=\"\"),\"\",U153/'Lives scenario - input'!$F138),\"\")","v":""},{"$f":"IFERROR(IF(OR(V153=\"\",'Lives scenario - input'!$F138=\"\"),\"\",V153/'Lives scenario - input'!$F138),\"\")","v":""},{"$f":"IFERROR(IF(OR(W153=\"\",'Lives scenario - input'!$F138=\"\"),\"\",W153/'Lives scenario - input'!$F138),\"\")","v":""}]
[{"$f":"IFERROR('Lives scenario - input'!A139,\"\")","v":""},{"$f":"IFERROR('Lives scenario - input'!B139,\"\")","v":""},{"$f":"IFERROR('Lives scenario - input'!C139,\"\")","v":""},{"$f":"IFERROR(repcalc('Lives scenario - input'!$CX139:$GJ139,'Lives scenario - input'!$I139,'Lives scenario - input'!$G139,'Lives scenario - input'!$H139,20,TRUE,TRUE),\"\")","v":""},"","","","","","","","","","","","","","","","","","","",{"$f":"IFERROR(IF(OR(D154=\"\",'Lives scenario - input'!$F139=\"\"),\"\",D154/'Lives scenario - input'!$F139),\"\")","v":""},{"$f":"IFERROR(IF(OR(E154=\"\",'Lives scenario - input'!$F139=\"\"),\"\",E154/'Lives scenario - input'!$F139),\"\")","v":""},{"$f":"IFERROR(IF(OR(F154=\"\",'Lives scenario - input'!$F139=\"\"),\"\",F154/'Lives scenario - input'!$F139),\"\")","v":""},{"$f":"IFERROR(IF(OR(G154=\"\",'Lives scenario - input'!$F139=\"\"),\"\",G154/'Lives scenario - input'!$F139),\"\")","v":""},{"$f":"IFERROR(IF(OR(H154=\"\",'Lives scenario - input'!$F139=\"\"),\"\",H154/'Lives scenario - input'!$F139),\"\")","v":""},{"$f":"IFERROR(IF(OR(I154=\"\",'Lives scenario - input'!$F139=\"\"),\"\",I154/'Lives scenario - input'!$F139),\"\")","v":""},{"$f":"IFERROR(IF(OR(J154=\"\",'Lives scenario - input'!$F139=\"\"),\"\",J154/'Lives scenario - input'!$F139),\"\")","v":""},{"$f":"IFERROR(IF(OR(K154=\"\",'Lives scenario - input'!$F139=\"\"),\"\",K154/'Lives scenario - input'!$F139),\"\")","v":""},{"$f":"IFERROR(IF(OR(L154=\"\",'Lives scenario - input'!$F139=\"\"),\"\",L154/'Lives scenario - input'!$F139),\"\")","v":""},{"$f":"IFERROR(IF(OR(M154=\"\",'Lives scenario - input'!$F139=\"\"),\"\",M154/'Lives scenario - input'!$F139),\"\")","v":""},{"$f":"IFERROR(IF(OR(N154=\"\",'Lives scenario - input'!$F139=\"\"),\"\",N154/'Lives scenario - input'!$F139),\"\")","v":""},{"$f":"IFERROR(IF(OR(O154=\"\",'Lives scenario - input'!$F139=\"\"),\"\",O154/'Lives scenario - input'!$F139),\"\")","v":""},{"$f":"IFERROR(IF(OR(P154=\"\",'Lives scenario - input'!$F139=\"\"),\"\",P154/'Lives scenario - input'!$F139),\"\")","v":""},{"$f":"IFERROR(IF(OR(Q154=\"\",'Lives scenario - input'!$F139=\"\"),\"\",Q154/'Lives scenario - input'!$F139),\"\")","v":""},{"$f":"IFERROR(IF(OR(R154=\"\",'Lives scenario - input'!$F139=\"\"),\"\",R154/'Lives scenario - input'!$F139),\"\")","v":""},{"$f":"IFERROR(IF(OR(S154=\"\",'Lives scenario - input'!$F139=\"\"),\"\",S154/'Lives scenario - input'!$F139),\"\")","v":""},{"$f":"IFERROR(IF(OR(T154=\"\",'Lives scenario - input'!$F139=\"\"),\"\",T154/'Lives scenario - input'!$F139),\"\")","v":""},{"$f":"IFERROR(IF(OR(U154=\"\",'Lives scenario - input'!$F139=\"\"),\"\",U154/'Lives scenario - input'!$F139),\"\")","v":""},{"$f":"IFERROR(IF(OR(V154=\"\",'Lives scenario - input'!$F139=\"\"),\"\",V154/'Lives scenario - input'!$F139),\"\")","v":""},{"$f":"IFERROR(IF(OR(W154=\"\",'Lives scenario - input'!$F139=\"\"),\"\",W154/'Lives scenario - input'!$F139),\"\")","v":""}]
[{"$f":"IFERROR('Lives scenario - input'!A140,\"\")","v":""},{"$f":"IFERROR('Lives scenario - input'!B140,\"\")","v":""},{"$f":"IFERROR('Lives scenario - input'!C140,\"\")","v":""},{"$f":"IFERROR(repcalc('Lives scenario - input'!$CX140:$GJ140,'Lives scenario - input'!$I140,'Lives scenario - input'!$G140,'Lives scenario - input'!$H140,20,TRUE,TRUE),\"\")","v":""},"","","","","","","","","","","","","","","","","","","",{"$f":"IFERROR(IF(OR(D155=\"\",'Lives scenario - input'!$F140=\"\"),\"\",D155/'Lives scenario - input'!$F140),\"\")","v":""},{"$f":"IFERROR(IF(OR(E155=\"\",'Lives scenario - input'!$F140=\"\"),\"\",E155/'Lives scenario - input'!$F140),\"\")","v":""},{"$f":"IFERROR(IF(OR(F155=\"\",'Lives scenario - input'!$F140=\"\"),\"\",F155/'Lives scenario - input'!$F140),\"\")","v":""},{"$f":"IFERROR(IF(OR(G155=\"\",'Lives scenario - input'!$F140=\"\"),\"\",G155/'Lives scenario - input'!$F140),\"\")","v":""},{"$f":"IFERROR(IF(OR(H155=\"\",'Lives scenario - input'!$F140=\"\"),\"\",H155/'Lives scenario - input'!$F140),\"\")","v":""},{"$f":"IFERROR(IF(OR(I155=\"\",'Lives scenario - input'!$F140=\"\"),\"\",I155/'Lives scenario - input'!$F140),\"\")","v":""},{"$f":"IFERROR(IF(OR(J155=\"\",'Lives scenario - input'!$F140=\"\"),\"\",J155/'Lives scenario - input'!$F140),\"\")","v":""},{"$f":"IFERROR(IF(OR(K155=\"\",'Lives scenario - input'!$F140=\"\"),\"\",K155/'Lives scenario - input'!$F140),\"\")","v":""},{"$f":"IFERROR(IF(OR(L155=\"\",'Lives scenario - input'!$F140=\"\"),\"\",L155/'Lives scenario - input'!$F140),\"\")","v":""},{"$f":"IFERROR(IF(OR(M155=\"\",'Lives scenario - input'!$F140=\"\"),\"\",M155/'Lives scenario - input'!$F140),\"\")","v":""},{"$f":"IFERROR(IF(OR(N155=\"\",'Lives scenario - input'!$F140=\"\"),\"\",N155/'Lives scenario - input'!$F140),\"\")","v":""},{"$f":"IFERROR(IF(OR(O155=\"\",'Lives scenario - input'!$F140=\"\"),\"\",O155/'Lives scenario - input'!$F140),\"\")","v":""},{"$f":"IFERROR(IF(OR(P155=\"\",'Lives scenario - input'!$F140=\"\"),\"\",P155/'Lives scenario - input'!$F140),\"\")","v":""},{"$f":"IFERROR(IF(OR(Q155=\"\",'Lives scenario - input'!$F140=\"\"),\"\",Q155/'Lives scenario - input'!$F140),\"\")","v":""},{"$f":"IFERROR(IF(OR(R155=\"\",'Lives scenario - input'!$F140=\"\"),\"\",R155/'Lives scenario - input'!$F140),\"\")","v":""},{"$f":"IFERROR(IF(OR(S155=\"\",'Lives scenario - input'!$F140=\"\"),\"\",S155/'Lives scenario - input'!$F140),\"\")","v":""},{"$f":"IFERROR(IF(OR(T155=\"\",'Lives scenario - input'!$F140=\"\"),\"\",T155/'Lives scenario - input'!$F140),\"\")","v":""},{"$f":"IFERROR(IF(OR(U155=\"\",'Lives scenario - input'!$F140=\"\"),\"\",U155/'Lives scenario - input'!$F140),\"\")","v":""},{"$f":"IFERROR(IF(OR(V155=\"\",'Lives scenario - input'!$F140=\"\"),\"\",V155/'Lives scenario - input'!$F140),\"\")","v":""},{"$f":"IFERROR(IF(OR(W155=\"\",'Lives scenario - input'!$F140=\"\"),\"\",W155/'Lives scenario - input'!$F140),\"\")","v":""}]
[{"$f":"IFERROR('Lives scenario - input'!A141,\"\")","v":""},{"$f":"IFERROR('Lives scenario - input'!B141,\"\")","v":""},{"$f":"IFERROR('Lives scenario - input'!C141,\"\")","v":""},{"$f":"IFERROR(repcalc('Lives scenario - input'!$CX141:$GJ141,'Lives scenario - input'!$I141,'Lives scenario - input'!$G141,'Lives scenario - input'!$H141,20,TRUE,TRUE),\"\")","v":""},"","","","","","","","","","","","","","","","","","","",{"$f":"IFERROR(IF(OR(D156=\"\",'Lives scenario - input'!$F141=\"\"),\"\",D156/'Lives scenario - input'!$F141),\"\")","v":""},{"$f":"IFERROR(IF(OR(E156=\"\",'Lives scenario - input'!$F141=\"\"),\"\",E156/'Lives scenario - input'!$F141),\"\")","v":""},{"$f":"IFERROR(IF(OR(F156=\"\",'Lives scenario - input'!$F141=\"\"),\"\",F156/'Lives scenario - input'!$F141),\"\")","v":""},{"$f":"IFERROR(IF(OR(G156=\"\",'Lives scenario - input'!$F141=\"\"),\"\",G156/'Lives scenario - input'!$F141),\"\")","v":""},{"$f":"IFERROR(IF(OR(H156=\"\",'Lives scenario - input'!$F141=\"\"),\"\",H156/'Lives scenario - input'!$F141),\"\")","v":""},{"$f":"IFERROR(IF(OR(I156=\"\",'Lives scenario - input'!$F141=\"\"),\"\",I156/'Lives scenario - input'!$F141),\"\")","v":""},{"$f":"IFERROR(IF(OR(J156=\"\",'Lives scenario - input'!$F141=\"\"),\"\",J156/'Lives scenario - input'!$F141),\"\")","v":""},{"$f":"IFERROR(IF(OR(K156=\"\",'Lives scenario - input'!$F141=\"\"),\"\",K156/'Lives scenario - input'!$F141),\"\")","v":""},{"$f":"IFERROR(IF(OR(L156=\"\",'Lives scenario - input'!$F141=\"\"),\"\",L156/'Lives scenario - input'!$F141),\"\")","v":""},{"$f":"IFERROR(IF(OR(M156=\"\",'Lives scenario - input'!$F141=\"\"),\"\",M156/'Lives scenario - input'!$F141),\"\")","v":""},{"$f":"IFERROR(IF(OR(N156=\"\",'Lives scenario - input'!$F141=\"\"),\"\",N156/'Lives scenario - input'!$F141),\"\")","v":""},{"$f":"IFERROR(IF(OR(O156=\"\",'Lives scenario - input'!$F141=\"\"),\"\",O156/'Lives scenario - input'!$F141),\"\")","v":""},{"$f":"IFERROR(IF(OR(P156=\"\",'Lives scenario - input'!$F141=\"\"),\"\",P156/'Lives scenario - input'!$F141),\"\")","v":""},{"$f":"IFERROR(IF(OR(Q156=\"\",'Lives scenario - input'!$F141=\"\"),\"\",Q156/'Lives scenario - input'!$F141),\"\")","v":""},{"$f":"IFERROR(IF(OR(R156=\"\",'Lives scenario - input'!$F141=\"\"),\"\",R156/'Lives scenario - input'!$F141),\"\")","v":""},{"$f":"IFERROR(IF(OR(S156=\"\",'Lives scenario - input'!$F141=\"\"),\"\",S156/'Lives scenario - input'!$F141),\"\")","v":""},{"$f":"IFERROR(IF(OR(T156=\"\",'Lives scenario - input'!$F141=\"\"),\"\",T156/'Lives scenario - input'!$F141),\"\")","v":""},{"$f":"IFERROR(IF(OR(U156=\"\",'Lives scenario - input'!$F141=\"\"),\"\",U156/'Lives scenario - input'!$F141),\"\")","v":""},{"$f":"IFERROR(IF(OR(V156=\"\",'Lives scenario - input'!$F141=\"\"),\"\",V156/'Lives scenario - input'!$F141),\"\")","v":""},{"$f":"IFERROR(IF(OR(W156=\"\",'Lives scenario - input'!$F141=\"\"),\"\",W156/'Lives scenario - input'!$F141),\"\")","v":""}]
[{"$f":"IFERROR('Lives scenario - input'!A142,\"\")","v":""},{"$f":"IFERROR('Lives scenario - input'!B142,\"\")","v":""},{"$f":"IFERROR('Lives scenario - input'!C142,\"\")","v":""},{"$f":"IFERROR(repcalc('Lives scenario - input'!$CX142:$GJ142,'Lives scenario - input'!$I142,'Lives scenario - input'!$G142,'Lives scenario - input'!$H142,20,TRUE,TRUE),\"\")","v":""},"","","","","","","","","","","","","","","","","","","",{"$f":"IFERROR(IF(OR(D157=\"\",'Lives scenario - input'!$F142=\"\"),\"\",D157/'Lives scenario - input'!$F142),\"\")","v":""},{"$f":"IFERROR(IF(OR(E157=\"\",'Lives scenario - input'!$F142=\"\"),\"\",E157/'Lives scenario - input'!$F142),\"\")","v":""},{"$f":"IFERROR(IF(OR(F157=\"\",'Lives scenario - input'!$F142=\"\"),\"\",F157/'Lives scenario - input'!$F142),\"\")","v":""},{"$f":"IFERROR(IF(OR(G157=\"\",'Lives scenario - input'!$F142=\"\"),\"\",G157/'Lives scenario - input'!$F142),\"\")","v":""},{"$f":"IFERROR(IF(OR(H157=\"\",'Lives scenario - input'!$F142=\"\"),\"\",H157/'Lives scenario - input'!$F142),\"\")","v":""},{"$f":"IFERROR(IF(OR(I157=\"\",'Lives scenario - input'!$F142=\"\"),\"\",I157/'Lives scenario - input'!$F142),\"\")","v":""},{"$f":"IFERROR(IF(OR(J157=\"\",'Lives scenario - input'!$F142=\"\"),\"\",J157/'Lives scenario - input'!$F142),\"\")","v":""},{"$f":"IFERROR(IF(OR(K157=\"\",'Lives scenario - input'!$F142=\"\"),\"\",K157/'Lives scenario - input'!$F142),\"\")","v":""},{"$f":"IFERROR(IF(OR(L157=\"\",'Lives scenario - input'!$F142=\"\"),\"\",L157/'Lives scenario - input'!$F142),\"\")","v":""},{"$f":"IFERROR(IF(OR(M157=\"\",'Lives scenario - input'!$F142=\"\"),\"\",M157/'Lives scenario - input'!$F142),\"\")","v":""},{"$f":"IFERROR(IF(OR(N157=\"\",'Lives scenario - input'!$F142=\"\"),\"\",N157/'Lives scenario - input'!$F142),\"\")","v":""},{"$f":"IFERROR(IF(OR(O157=\"\",'Lives scenario - input'!$F142=\"\"),\"\",O157/'Lives scenario - input'!$F142),\"\")","v":""},{"$f":"IFERROR(IF(OR(P157=\"\",'Lives scenario - input'!$F142=\"\"),\"\",P157/'Lives scenario - input'!$F142),\"\")","v":""},{"$f":"IFERROR(IF(OR(Q157=\"\",'Lives scenario - input'!$F142=\"\"),\"\",Q157/'Lives scenario - input'!$F142),\"\")","v":""},{"$f":"IFERROR(IF(OR(R157=\"\",'Lives scenario - input'!$F142=\"\"),\"\",R157/'Lives scenario - input'!$F142),\"\")","v":""},{"$f":"IFERROR(IF(OR(S157=\"\",'Lives scenario - input'!$F142=\"\"),\"\",S157/'Lives scenario - input'!$F142),\"\")","v":""},{"$f":"IFERROR(IF(OR(T157=\"\",'Lives scenario - input'!$F142=\"\"),\"\",T157/'Lives scenario - input'!$F142),\"\")","v":""},{"$f":"IFERROR(IF(OR(U157=\"\",'Lives scenario - input'!$F142=\"\"),\"\",U157/'Lives scenario - input'!$F142),\"\")","v":""},{"$f":"IFERROR(IF(OR(V157=\"\",'Lives scenario - input'!$F142=\"\"),\"\",V157/'Lives scenario - input'!$F142),\"\")","v":""},{"$f":"IFERROR(IF(OR(W157=\"\",'Lives scenario - input'!$F142=\"\"),\"\",W157/'Lives scenario - input'!$F142),\"\")","v":""}]
[{"$f":"IFERROR('Lives scenario - input'!A143,\"\")","v":""},{"$f":"IFERROR('Lives scenario - input'!B143,\"\")","v":""},{"$f":"IFERROR('Lives scenario - input'!C143,\"\")","v":""},{"$f":"IFERROR(repcalc('Lives scenario - input'!$CX143:$GJ143,'Lives scenario - input'!$I143,'Lives scenario - input'!$G143,'Lives scenario - input'!$H143,20,TRUE,TRUE),\"\")","v":""},"","","","","","","","","","","","","","","","","","","",{"$f":"IFERROR(IF(OR(D158=\"\",'Lives scenario - input'!$F143=\"\"),\"\",D158/'Lives scenario - input'!$F143),\"\")","v":""},{"$f":"IFERROR(IF(OR(E158=\"\",'Lives scenario - input'!$F143=\"\"),\"\",E158/'Lives scenario - input'!$F143),\"\")","v":""},{"$f":"IFERROR(IF(OR(F158=\"\",'Lives scenario - input'!$F143=\"\"),\"\",F158/'Lives scenario - input'!$F143),\"\")","v":""},{"$f":"IFERROR(IF(OR(G158=\"\",'Lives scenario - input'!$F143=\"\"),\"\",G158/'Lives scenario - input'!$F143),\"\")","v":""},{"$f":"IFERROR(IF(OR(H158=\"\",'Lives scenario - input'!$F143=\"\"),\"\",H158/'Lives scenario - input'!$F143),\"\")","v":""},{"$f":"IFERROR(IF(OR(I158=\"\",'Lives scenario - input'!$F143=\"\"),\"\",I158/'Lives scenario - input'!$F143),\"\")","v":""},{"$f":"IFERROR(IF(OR(J158=\"\",'Lives scenario - input'!$F143=\"\"),\"\",J158/'Lives scenario - input'!$F143),\"\")","v":""},{"$f":"IFERROR(IF(OR(K158=\"\",'Lives scenario - input'!$F143=\"\"),\"\",K158/'Lives scenario - input'!$F143),\"\")","v":""},{"$f":"IFERROR(IF(OR(L158=\"\",'Lives scenario - input'!$F143=\"\"),\"\",L158/'Lives scenario - input'!$F143),\"\")","v":""},{"$f":"IFERROR(IF(OR(M158=\"\",'Lives scenario - input'!$F143=\"\"),\"\",M158/'Lives scenario - input'!$F143),\"\")","v":""},{"$f":"IFERROR(IF(OR(N158=\"\",'Lives scenario - input'!$F143=\"\"),\"\",N158/'Lives scenario - input'!$F143),\"\")","v":""},{"$f":"IFERROR(IF(OR(O158=\"\",'Lives scenario - input'!$F143=\"\"),\"\",O158/'Lives scenario - input'!$F143),\"\")","v":""},{"$f":"IFERROR(IF(OR(P158=\"\",'Lives scenario - input'!$F143=\"\"),\"\",P158/'Lives scenario - input'!$F143),\"\")","v":""},{"$f":"IFERROR(IF(OR(Q158=\"\",'Lives scenario - input'!$F143=\"\"),\"\",Q158/'Lives scenario - input'!$F143),\"\")","v":""},{"$f":"IFERROR(IF(OR(R158=\"\",'Lives scenario - input'!$F143=\"\"),\"\",R158/'Lives scenario - input'!$F143),\"\")","v":""},{"$f":"IFERROR(IF(OR(S158=\"\",'Lives scenario - input'!$F143=\"\"),\"\",S158/'Lives scenario - input'!$F143),\"\")","v":""},{"$f":"IFERROR(IF(OR(T158=\"\",'Lives scenario - input'!$F143=\"\"),\"\",T158/'Lives scenario - input'!$F143),\"\")","v":""},{"$f":"IFERROR(IF(OR(U158=\"\",'Lives scenario - input'!$F143=\"\"),\"\",U158/'Lives scenario - input'!$F143),\"\")","v":""},{"$f":"IFERROR(IF(OR(V158=\"\",'Lives scenario - input'!$F143=\"\"),\"\",V158/'Lives scenario - input'!$F143),\"\")","v":""},{"$f":"IFERROR(IF(OR(W158=\"\",'Lives scenario - input'!$F143=\"\"),\"\",W158/'Lives scenario - input'!$F143),\"\")","v":""}]
[{"$f":"IFERROR('Lives scenario - input'!A144,\"\")","v":""},{"$f":"IFERROR('Lives scenario - input'!B144,\"\")","v":""},{"$f":"IFERROR('Lives scenario - input'!C144,\"\")","v":""},{"$f":"IFERROR(repcalc('Lives scenario - input'!$CX144:$GJ144,'Lives scenario - input'!$I144,'Lives scenario - input'!$G144,'Lives scenario - input'!$H144,20,TRUE,TRUE),\"\")","v":""},"","","","","","","","","","","","","","","","","","","",{"$f":"IFERROR(IF(OR(D159=\"\",'Lives scenario - input'!$F144=\"\"),\"\",D159/'Lives scenario - input'!$F144),\"\")","v":""},{"$f":"IFERROR(IF(OR(E159=\"\",'Lives scenario - input'!$F144=\"\"),\"\",E159/'Lives scenario - input'!$F144),\"\")","v":""},{"$f":"IFERROR(IF(OR(F159=\"\",'Lives scenario - input'!$F144=\"\"),\"\",F159/'Lives scenario - input'!$F144),\"\")","v":""},{"$f":"IFERROR(IF(OR(G159=\"\",'Lives scenario - input'!$F144=\"\"),\"\",G159/'Lives scenario - input'!$F144),\"\")","v":""},{"$f":"IFERROR(IF(OR(H159=\"\",'Lives scenario - input'!$F144=\"\"),\"\",H159/'Lives scenario - input'!$F144),\"\")","v":""},{"$f":"IFERROR(IF(OR(I159=\"\",'Lives scenario - input'!$F144=\"\"),\"\",I159/'Lives scenario - input'!$F144),\"\")","v":""},{"$f":"IFERROR(IF(OR(J159=\"\",'Lives scenario - input'!$F144=\"\"),\"\",J159/'Lives scenario - input'!$F144),\"\")","v":""},{"$f":"IFERROR(IF(OR(K159=\"\",'Lives scenario - input'!$F144=\"\"),\"\",K159/'Lives scenario - input'!$F144),\"\")","v":""},{"$f":"IFERROR(IF(OR(L159=\"\",'Lives scenario - input'!$F144=\"\"),\"\",L159/'Lives scenario - input'!$F144),\"\")","v":""},{"$f":"IFERROR(IF(OR(M159=\"\",'Lives scenario - input'!$F144=\"\"),\"\",M159/'Lives scenario - input'!$F144),\"\")","v":""},{"$f":"IFERROR(IF(OR(N159=\"\",'Lives scenario - input'!$F144=\"\"),\"\",N159/'Lives scenario - input'!$F144),\"\")","v":""},{"$f":"IFERROR(IF(OR(O159=\"\",'Lives scenario - input'!$F144=\"\"),\"\",O159/'Lives scenario - input'!$F144),\"\")","v":""},{"$f":"IFERROR(IF(OR(P159=\"\",'Lives scenario - input'!$F144=\"\"),\"\",P159/'Lives scenario - input'!$F144),\"\")","v":""},{"$f":"IFERROR(IF(OR(Q159=\"\",'Lives scenario - input'!$F144=\"\"),\"\",Q159/'Lives scenario - input'!$F144),\"\")","v":""},{"$f":"IFERROR(IF(OR(R159=\"\",'Lives scenario - input'!$F144=\"\"),\"\",R159/'Lives scenario - input'!$F144),\"\")","v":""},{"$f":"IFERROR(IF(OR(S159=\"\",'Lives scenario - input'!$F144=\"\"),\"\",S159/'Lives scenario - input'!$F144),\"\")","v":""},{"$f":"IFERROR(IF(OR(T159=\"\",'Lives scenario - input'!$F144=\"\"),\"\",T159/'Lives scenario - input'!$F144),\"\")","v":""},{"$f":"IFERROR(IF(OR(U159=\"\",'Lives scenario - input'!$F144=\"\"),\"\",U159/'Lives scenario - input'!$F144),\"\")","v":""},{"$f":"IFERROR(IF(OR(V159=\"\",'Lives scenario - input'!$F144=\"\"),\"\",V159/'Lives scenario - input'!$F144),\"\")","v":""},{"$f":"IFERROR(IF(OR(W159=\"\",'Lives scenario - input'!$F144=\"\"),\"\",W159/'Lives scenario - input'!$F144),\"\")","v":""}]
[{"$f":"IFERROR('Lives scenario - input'!A145,\"\")","v":""},{"$f":"IFERROR('Lives scenario - input'!B145,\"\")","v":""},{"$f":"IFERROR('Lives scenario - input'!C145,\"\")","v":""},{"$f":"IFERROR(repcalc('Lives scenario - input'!$CX145:$GJ145,'Lives scenario - input'!$I145,'Lives scenario - input'!$G145,'Lives scenario - input'!$H145,20,TRUE,TRUE),\"\")","v":""},"","","","","","","","","","","","","","","","","","","",{"$f":"IFERROR(IF(OR(D160=\"\",'Lives scenario - input'!$F145=\"\"),\"\",D160/'Lives scenario - input'!$F145),\"\")","v":""},{"$f":"IFERROR(IF(OR(E160=\"\",'Lives scenario - input'!$F145=\"\"),\"\",E160/'Lives scenario - input'!$F145),\"\")","v":""},{"$f":"IFERROR(IF(OR(F160=\"\",'Lives scenario - input'!$F145=\"\"),\"\",F160/'Lives scenario - input'!$F145),\"\")","v":""},{"$f":"IFERROR(IF(OR(G160=\"\",'Lives scenario - input'!$F145=\"\"),\"\",G160/'Lives scenario - input'!$F145),\"\")","v":""},{"$f":"IFERROR(IF(OR(H160=\"\",'Lives scenario - input'!$F145=\"\"),\"\",H160/'Lives scenario - input'!$F145),\"\")","v":""},{"$f":"IFERROR(IF(OR(I160=\"\",'Lives scenario - input'!$F145=\"\"),\"\",I160/'Lives scenario - input'!$F145),\"\")","v":""},{"$f":"IFERROR(IF(OR(J160=\"\",'Lives scenario - input'!$F145=\"\"),\"\",J160/'Lives scenario - input'!$F145),\"\")","v":""},{"$f":"IFERROR(IF(OR(K160=\"\",'Lives scenario - input'!$F145=\"\"),\"\",K160/'Lives scenario - input'!$F145),\"\")","v":""},{"$f":"IFERROR(IF(OR(L160=\"\",'Lives scenario - input'!$F145=\"\"),\"\",L160/'Lives scenario - input'!$F145),\"\")","v":""},{"$f":"IFERROR(IF(OR(M160=\"\",'Lives scenario - input'!$F145=\"\"),\"\",M160/'Lives scenario - input'!$F145),\"\")","v":""},{"$f":"IFERROR(IF(OR(N160=\"\",'Lives scenario - input'!$F145=\"\"),\"\",N160/'Lives scenario - input'!$F145),\"\")","v":""},{"$f":"IFERROR(IF(OR(O160=\"\",'Lives scenario - input'!$F145=\"\"),\"\",O160/'Lives scenario - input'!$F145),\"\")","v":""},{"$f":"IFERROR(IF(OR(P160=\"\",'Lives scenario - input'!$F145=\"\"),\"\",P160/'Lives scenario - input'!$F145),\"\")","v":""},{"$f":"IFERROR(IF(OR(Q160=\"\",'Lives scenario - input'!$F145=\"\"),\"\",Q160/'Lives scenario - input'!$F145),\"\")","v":""},{"$f":"IFERROR(IF(OR(R160=\"\",'Lives scenario - input'!$F145=\"\"),\"\",R160/'Lives scenario - input'!$F145),\"\")","v":""},{"$f":"IFERROR(IF(OR(S160=\"\",'Lives scenario - input'!$F145=\"\"),\"\",S160/'Lives scenario - input'!$F145),\"\")","v":""},{"$f":"IFERROR(IF(OR(T160=\"\",'Lives scenario - input'!$F145=\"\"),\"\",T160/'Lives scenario - input'!$F145),\"\")","v":""},{"$f":"IFERROR(IF(OR(U160=\"\",'Lives scenario - input'!$F145=\"\"),\"\",U160/'Lives scenario - input'!$F145),\"\")","v":""},{"$f":"IFERROR(IF(OR(V160=\"\",'Lives scenario - input'!$F145=\"\"),\"\",V160/'Lives scenario - input'!$F145),\"\")","v":""},{"$f":"IFERROR(IF(OR(W160=\"\",'Lives scenario - input'!$F145=\"\"),\"\",W160/'Lives scenario - input'!$F145),\"\")","v":""}]
[{"$f":"IFERROR('Lives scenario - input'!A146,\"\")","v":""},{"$f":"IFERROR('Lives scenario - input'!B146,\"\")","v":""},{"$f":"IFERROR('Lives scenario - input'!C146,\"\")","v":""},{"$f":"IFERROR(repcalc('Lives scenario - input'!$CX146:$GJ146,'Lives scenario - input'!$I146,'Lives scenario - input'!$G146,'Lives scenario - input'!$H146,20,TRUE,TRUE),\"\")","v":""},"","","","","","","","","","","","","","","","","","","",{"$f":"IFERROR(IF(OR(D161=\"\",'Lives scenario - input'!$F146=\"\"),\"\",D161/'Lives scenario - input'!$F146),\"\")","v":""},{"$f":"IFERROR(IF(OR(E161=\"\",'Lives scenario - input'!$F146=\"\"),\"\",E161/'Lives scenario - input'!$F146),\"\")","v":""},{"$f":"IFERROR(IF(OR(F161=\"\",'Lives scenario - input'!$F146=\"\"),\"\",F161/'Lives scenario - input'!$F146),\"\")","v":""},{"$f":"IFERROR(IF(OR(G161=\"\",'Lives scenario - input'!$F146=\"\"),\"\",G161/'Lives scenario - input'!$F146),\"\")","v":""},{"$f":"IFERROR(IF(OR(H161=\"\",'Lives scenario - input'!$F146=\"\"),\"\",H161/'Lives scenario - input'!$F146),\"\")","v":""},{"$f":"IFERROR(IF(OR(I161=\"\",'Lives scenario - input'!$F146=\"\"),\"\",I161/'Lives scenario - input'!$F146),\"\")","v":""},{"$f":"IFERROR(IF(OR(J161=\"\",'Lives scenario - input'!$F146=\"\"),\"\",J161/'Lives scenario - input'!$F146),\"\")","v":""},{"$f":"IFERROR(IF(OR(K161=\"\",'Lives scenario - input'!$F146=\"\"),\"\",K161/'Lives scenario - input'!$F146),\"\")","v":""},{"$f":"IFERROR(IF(OR(L161=\"\",'Lives scenario - input'!$F146=\"\"),\"\",L161/'Lives scenario - input'!$F146),\"\")","v":""},{"$f":"IFERROR(IF(OR(M161=\"\",'Lives scenario - input'!$F146=\"\"),\"\",M161/'Lives scenario - input'!$F146),\"\")","v":""},{"$f":"IFERROR(IF(OR(N161=\"\",'Lives scenario - input'!$F146=\"\"),\"\",N161/'Lives scenario - input'!$F146),\"\")","v":""},{"$f":"IFERROR(IF(OR(O161=\"\",'Lives scenario - input'!$F146=\"\"),\"\",O161/'Lives scenario - input'!$F146),\"\")","v":""},{"$f":"IFERROR(IF(OR(P161=\"\",'Lives scenario - input'!$F146=\"\"),\"\",P161/'Lives scenario - input'!$F146),\"\")","v":""},{"$f":"IFERROR(IF(OR(Q161=\"\",'Lives scenario - input'!$F146=\"\"),\"\",Q161/'Lives scenario - input'!$F146),\"\")","v":""},{"$f":"IFERROR(IF(OR(R161=\"\",'Lives scenario - input'!$F146=\"\"),\"\",R161/'Lives scenario - input'!$F146),\"\")","v":""},{"$f":"IFERROR(IF(OR(S161=\"\",'Lives scenario - input'!$F146=\"\"),\"\",S161/'Lives scenario - input'!$F146),\"\")","v":""},{"$f":"IFERROR(IF(OR(T161=\"\",'Lives scenario - input'!$F146=\"\"),\"\",T161/'Lives scenario - input'!$F146),\"\")","v":""},{"$f":"IFERROR(IF(OR(U161=\"\",'Lives scenario - input'!$F146=\"\"),\"\",U161/'Lives scenario - input'!$F146),\"\")","v":""},{"$f":"IFERROR(IF(OR(V161=\"\",'Lives scenario - input'!$F146=\"\"),\"\",V161/'Lives scenario - input'!$F146),\"\")","v":""},{"$f":"IFERROR(IF(OR(W161=\"\",'Lives scenario - input'!$F146=\"\"),\"\",W161/'Lives scenario - input'!$F146),\"\")","v":""}]
[{"$f":"IFERROR('Lives scenario - input'!A147,\"\")","v":""},{"$f":"IFERROR('Lives scenario - input'!B147,\"\")","v":""},{"$f":"IFERROR('Lives scenario - input'!C147,\"\")","v":""},{"$f":"IFERROR(repcalc('Lives scenario - input'!$CX147:$GJ147,'Lives scenario - input'!$I147,'Lives scenario - input'!$G147,'Lives scenario - input'!$H147,20,TRUE,TRUE),\"\")","v":""},"","","","","","","","","","","","","","","","","","","",{"$f":"IFERROR(IF(OR(D162=\"\",'Lives scenario - input'!$F147=\"\"),\"\",D162/'Lives scenario - input'!$F147),\"\")","v":""},{"$f":"IFERROR(IF(OR(E162=\"\",'Lives scenario - input'!$F147=\"\"),\"\",E162/'Lives scenario - input'!$F147),\"\")","v":""},{"$f":"IFERROR(IF(OR(F162=\"\",'Lives scenario - input'!$F147=\"\"),\"\",F162/'Lives scenario - input'!$F147),\"\")","v":""},{"$f":"IFERROR(IF(OR(G162=\"\",'Lives scenario - input'!$F147=\"\"),\"\",G162/'Lives scenario - input'!$F147),\"\")","v":""},{"$f":"IFERROR(IF(OR(H162=\"\",'Lives scenario - input'!$F147=\"\"),\"\",H162/'Lives scenario - input'!$F147),\"\")","v":""},{"$f":"IFERROR(IF(OR(I162=\"\",'Lives scenario - input'!$F147=\"\"),\"\",I162/'Lives scenario - input'!$F147),\"\")","v":""},{"$f":"IFERROR(IF(OR(J162=\"\",'Lives scenario - input'!$F147=\"\"),\"\",J162/'Lives scenario - input'!$F147),\"\")","v":""},{"$f":"IFERROR(IF(OR(K162=\"\",'Lives scenario - input'!$F147=\"\"),\"\",K162/'Lives scenario - input'!$F147),\"\")","v":""},{"$f":"IFERROR(IF(OR(L162=\"\",'Lives scenario - input'!$F147=\"\"),\"\",L162/'Lives scenario - input'!$F147),\"\")","v":""},{"$f":"IFERROR(IF(OR(M162=\"\",'Lives scenario - input'!$F147=\"\"),\"\",M162/'Lives scenario - input'!$F147),\"\")","v":""},{"$f":"IFERROR(IF(OR(N162=\"\",'Lives scenario - input'!$F147=\"\"),\"\",N162/'Lives scenario - input'!$F147),\"\")","v":""},{"$f":"IFERROR(IF(OR(O162=\"\",'Lives scenario - input'!$F147=\"\"),\"\",O162/'Lives scenario - input'!$F147),\"\")","v":""},{"$f":"IFERROR(IF(OR(P162=\"\",'Lives scenario - input'!$F147=\"\"),\"\",P162/'Lives scenario - input'!$F147),\"\")","v":""},{"$f":"IFERROR(IF(OR(Q162=\"\",'Lives scenario - input'!$F147=\"\"),\"\",Q162/'Lives scenario - input'!$F147),\"\")","v":""},{"$f":"IFERROR(IF(OR(R162=\"\",'Lives scenario - input'!$F147=\"\"),\"\",R162/'Lives scenario - input'!$F147),\"\")","v":""},{"$f":"IFERROR(IF(OR(S162=\"\",'Lives scenario - input'!$F147=\"\"),\"\",S162/'Lives scenario - input'!$F147),\"\")","v":""},{"$f":"IFERROR(IF(OR(T162=\"\",'Lives scenario - input'!$F147=\"\"),\"\",T162/'Lives scenario - input'!$F147),\"\")","v":""},{"$f":"IFERROR(IF(OR(U162=\"\",'Lives scenario - input'!$F147=\"\"),\"\",U162/'Lives scenario - input'!$F147),\"\")","v":""},{"$f":"IFERROR(IF(OR(V162=\"\",'Lives scenario - input'!$F147=\"\"),\"\",V162/'Lives scenario - input'!$F147),\"\")","v":""},{"$f":"IFERROR(IF(OR(W162=\"\",'Lives scenario - input'!$F147=\"\"),\"\",W162/'Lives scenario - input'!$F147),\"\")","v":""}]
[{"$f":"IFERROR('Lives scenario - input'!A148,\"\")","v":""},{"$f":"IFERROR('Lives scenario - input'!B148,\"\")","v":""},{"$f":"IFERROR('Lives scenario - input'!C148,\"\")","v":""},{"$f":"IFERROR(repcalc('Lives scenario - input'!$CX148:$GJ148,'Lives scenario - input'!$I148,'Lives scenario - input'!$G148,'Lives scenario - input'!$H148,20,TRUE,TRUE),\"\")","v":""},"","","","","","","","","","","","","","","","","","","",{"$f":"IFERROR(IF(OR(D163=\"\",'Lives scenario - input'!$F148=\"\"),\"\",D163/'Lives scenario - input'!$F148),\"\")","v":""},{"$f":"IFERROR(IF(OR(E163=\"\",'Lives scenario - input'!$F148=\"\"),\"\",E163/'Lives scenario - input'!$F148),\"\")","v":""},{"$f":"IFERROR(IF(OR(F163=\"\",'Lives scenario - input'!$F148=\"\"),\"\",F163/'Lives scenario - input'!$F148),\"\")","v":""},{"$f":"IFERROR(IF(OR(G163=\"\",'Lives scenario - input'!$F148=\"\"),\"\",G163/'Lives scenario - input'!$F148),\"\")","v":""},{"$f":"IFERROR(IF(OR(H163=\"\",'Lives scenario - input'!$F148=\"\"),\"\",H163/'Lives scenario - input'!$F148),\"\")","v":""},{"$f":"IFERROR(IF(OR(I163=\"\",'Lives scenario - input'!$F148=\"\"),\"\",I163/'Lives scenario - input'!$F148),\"\")","v":""},{"$f":"IFERROR(IF(OR(J163=\"\",'Lives scenario - input'!$F148=\"\"),\"\",J163/'Lives scenario - input'!$F148),\"\")","v":""},{"$f":"IFERROR(IF(OR(K163=\"\",'Lives scenario - input'!$F148=\"\"),\"\",K163/'Lives scenario - input'!$F148),\"\")","v":""},{"$f":"IFERROR(IF(OR(L163=\"\",'Lives scenario - input'!$F148=\"\"),\"\",L163/'Lives scenario - input'!$F148),\"\")","v":""},{"$f":"IFERROR(IF(OR(M163=\"\",'Lives scenario - input'!$F148=\"\"),\"\",M163/'Lives scenario - input'!$F148),\"\")","v":""},{"$f":"IFERROR(IF(OR(N163=\"\",'Lives scenario - input'!$F148=\"\"),\"\",N163/'Lives scenario - input'!$F148),\"\")","v":""},{"$f":"IFERROR(IF(OR(O163=\"\",'Lives scenario - input'!$F148=\"\"),\"\",O163/'Lives scenario - input'!$F148),\"\")","v":""},{"$f":"IFERROR(IF(OR(P163=\"\",'Lives scenario - input'!$F148=\"\"),\"\",P163/'Lives scenario - input'!$F148),\"\")","v":""},{"$f":"IFERROR(IF(OR(Q163=\"\",'Lives scenario - input'!$F148=\"\"),\"\",Q163/'Lives scenario - input'!$F148),\"\")","v":""},{"$f":"IFERROR(IF(OR(R163=\"\",'Lives scenario - input'!$F148=\"\"),\"\",R163/'Lives scenario - input'!$F148),\"\")","v":""},{"$f":"IFERROR(IF(OR(S163=\"\",'Lives scenario - input'!$F148=\"\"),\"\",S163/'Lives scenario - input'!$F148),\"\")","v":""},{"$f":"IFERROR(IF(OR(T163=\"\",'Lives scenario - input'!$F148=\"\"),\"\",T163/'Lives scenario - input'!$F148),\"\")","v":""},{"$f":"IFERROR(IF(OR(U163=\"\",'Lives scenario - input'!$F148=\"\"),\"\",U163/'Lives scenario - input'!$F148),\"\")","v":""},{"$f":"IFERROR(IF(OR(V163=\"\",'Lives scenario - input'!$F148=\"\"),\"\",V163/'Lives scenario - input'!$F148),\"\")","v":""},{"$f":"IFERROR(IF(OR(W163=\"\",'Lives scenario - input'!$F148=\"\"),\"\",W163/'Lives scenario - input'!$F148),\"\")","v":""}]
[{"$f":"IFERROR('Lives scenario - input'!A149,\"\")","v":""},{"$f":"IFERROR('Lives scenario - input'!B149,\"\")","v":""},{"$f":"IFERROR('Lives scenario - input'!C149,\"\")","v":""},{"$f":"IFERROR(repcalc('Lives scenario - input'!$CX149:$GJ149,'Lives scenario - input'!$I149,'Lives scenario - input'!$G149,'Lives scenario - input'!$H149,20,TRUE,TRUE),\"\")","v":""},"","","","","","","","","","","","","","","","","","","",{"$f":"IFERROR(IF(OR(D164=\"\",'Lives scenario - input'!$F149=\"\"),\"\",D164/'Lives scenario - input'!$F149),\"\")","v":""},{"$f":"IFERROR(IF(OR(E164=\"\",'Lives scenario - input'!$F149=\"\"),\"\",E164/'Lives scenario - input'!$F149),\"\")","v":""},{"$f":"IFERROR(IF(OR(F164=\"\",'Lives scenario - input'!$F149=\"\"),\"\",F164/'Lives scenario - input'!$F149),\"\")","v":""},{"$f":"IFERROR(IF(OR(G164=\"\",'Lives scenario - input'!$F149=\"\"),\"\",G164/'Lives scenario - input'!$F149),\"\")","v":""},{"$f":"IFERROR(IF(OR(H164=\"\",'Lives scenario - input'!$F149=\"\"),\"\",H164/'Lives scenario - input'!$F149),\"\")","v":""},{"$f":"IFERROR(IF(OR(I164=\"\",'Lives scenario - input'!$F149=\"\"),\"\",I164/'Lives scenario - input'!$F149),\"\")","v":""},{"$f":"IFERROR(IF(OR(J164=\"\",'Lives scenario - input'!$F149=\"\"),\"\",J164/'Lives scenario - input'!$F149),\"\")","v":""},{"$f":"IFERROR(IF(OR(K164=\"\",'Lives scenario - input'!$F149=\"\"),\"\",K164/'Lives scenario - input'!$F149),\"\")","v":""},{"$f":"IFERROR(IF(OR(L164=\"\",'Lives scenario - input'!$F149=\"\"),\"\",L164/'Lives scenario - input'!$F149),\"\")","v":""},{"$f":"IFERROR(IF(OR(M164=\"\",'Lives scenario - input'!$F149=\"\"),\"\",M164/'Lives scenario - input'!$F149),\"\")","v":""},{"$f":"IFERROR(IF(OR(N164=\"\",'Lives scenario - input'!$F149=\"\"),\"\",N164/'Lives scenario - input'!$F149),\"\")","v":""},{"$f":"IFERROR(IF(OR(O164=\"\",'Lives scenario - input'!$F149=\"\"),\"\",O164/'Lives scenario - input'!$F149),\"\")","v":""},{"$f":"IFERROR(IF(OR(P164=\"\",'Lives scenario - input'!$F149=\"\"),\"\",P164/'Lives scenario - input'!$F149),\"\")","v":""},{"$f":"IFERROR(IF(OR(Q164=\"\",'Lives scenario - input'!$F149=\"\"),\"\",Q164/'Lives scenario - input'!$F149),\"\")","v":""},{"$f":"IFERROR(IF(OR(R164=\"\",'Lives scenario - input'!$F149=\"\"),\"\",R164/'Lives scenario - input'!$F149),\"\")","v":""},{"$f":"IFERROR(IF(OR(S164=\"\",'Lives scenario - input'!$F149=\"\"),\"\",S164/'Lives scenario - input'!$F149),\"\")","v":""},{"$f":"IFERROR(IF(OR(T164=\"\",'Lives scenario - input'!$F149=\"\"),\"\",T164/'Lives scenario - input'!$F149),\"\")","v":""},{"$f":"IFERROR(IF(OR(U164=\"\",'Lives scenario - input'!$F149=\"\"),\"\",U164/'Lives scenario - input'!$F149),\"\")","v":""},{"$f":"IFERROR(IF(OR(V164=\"\",'Lives scenario - input'!$F149=\"\"),\"\",V164/'Lives scenario - input'!$F149),\"\")","v":""},{"$f":"IFERROR(IF(OR(W164=\"\",'Lives scenario - input'!$F149=\"\"),\"\",W164/'Lives scenario - input'!$F149),\"\")","v":""}]
[{"$f":"IFERROR('Lives scenario - input'!A150,\"\")","v":""},{"$f":"IFERROR('Lives scenario - input'!B150,\"\")","v":""},{"$f":"IFERROR('Lives scenario - input'!C150,\"\")","v":""},{"$f":"IFERROR(repcalc('Lives scenario - input'!$CX150:$GJ150,'Lives scenario - input'!$I150,'Lives scenario - input'!$G150,'Lives scenario - input'!$H150,20,TRUE,TRUE),\"\")","v":""},"","","","","","","","","","","","","","","","","","","",{"$f":"IFERROR(IF(OR(D165=\"\",'Lives scenario - input'!$F150=\"\"),\"\",D165/'Lives scenario - input'!$F150),\"\")","v":""},{"$f":"IFERROR(IF(OR(E165=\"\",'Lives scenario - input'!$F150=\"\"),\"\",E165/'Lives scenario - input'!$F150),\"\")","v":""},{"$f":"IFERROR(IF(OR(F165=\"\",'Lives scenario - input'!$F150=\"\"),\"\",F165/'Lives scenario - input'!$F150),\"\")","v":""},{"$f":"IFERROR(IF(OR(G165=\"\",'Lives scenario - input'!$F150=\"\"),\"\",G165/'Lives scenario - input'!$F150),\"\")","v":""},{"$f":"IFERROR(IF(OR(H165=\"\",'Lives scenario - input'!$F150=\"\"),\"\",H165/'Lives scenario - input'!$F150),\"\")","v":""},{"$f":"IFERROR(IF(OR(I165=\"\",'Lives scenario - input'!$F150=\"\"),\"\",I165/'Lives scenario - input'!$F150),\"\")","v":""},{"$f":"IFERROR(IF(OR(J165=\"\",'Lives scenario - input'!$F150=\"\"),\"\",J165/'Lives scenario - input'!$F150),\"\")","v":""},{"$f":"IFERROR(IF(OR(K165=\"\",'Lives scenario - input'!$F150=\"\"),\"\",K165/'Lives scenario - input'!$F150),\"\")","v":""},{"$f":"IFERROR(IF(OR(L165=\"\",'Lives scenario - input'!$F150=\"\"),\"\",L165/'Lives scenario - input'!$F150),\"\")","v":""},{"$f":"IFERROR(IF(OR(M165=\"\",'Lives scenario - input'!$F150=\"\"),\"\",M165/'Lives scenario - input'!$F150),\"\")","v":""},{"$f":"IFERROR(IF(OR(N165=\"\",'Lives scenario - input'!$F150=\"\"),\"\",N165/'Lives scenario - input'!$F150),\"\")","v":""},{"$f":"IFERROR(IF(OR(O165=\"\",'Lives scenario - input'!$F150=\"\"),\"\",O165/'Lives scenario - input'!$F150),\"\")","v":""},{"$f":"IFERROR(IF(OR(P165=\"\",'Lives scenario - input'!$F150=\"\"),\"\",P165/'Lives scenario - input'!$F150),\"\")","v":""},{"$f":"IFERROR(IF(OR(Q165=\"\",'Lives scenario - input'!$F150=\"\"),\"\",Q165/'Lives scenario - input'!$F150),\"\")","v":""},{"$f":"IFERROR(IF(OR(R165=\"\",'Lives scenario - input'!$F150=\"\"),\"\",R165/'Lives scenario - input'!$F150),\"\")","v":""},{"$f":"IFERROR(IF(OR(S165=\"\",'Lives scenario - input'!$F150=\"\"),\"\",S165/'Lives scenario - input'!$F150),\"\")","v":""},{"$f":"IFERROR(IF(OR(T165=\"\",'Lives scenario - input'!$F150=\"\"),\"\",T165/'Lives scenario - input'!$F150),\"\")","v":""},{"$f":"IFERROR(IF(OR(U165=\"\",'Lives scenario - input'!$F150=\"\"),\"\",U165/'Lives scenario - input'!$F150),\"\")","v":""},{"$f":"IFERROR(IF(OR(V165=\"\",'Lives scenario - input'!$F150=\"\"),\"\",V165/'Lives scenario - input'!$F150),\"\")","v":""},{"$f":"IFERROR(IF(OR(W165=\"\",'Lives scenario - input'!$F150=\"\"),\"\",W165/'Lives scenario - input'!$F150),\"\")","v":""}]
[{"$f":"IFERROR('Lives scenario - input'!A151,\"\")","v":""},{"$f":"IFERROR('Lives scenario - input'!B151,\"\")","v":""},{"$f":"IFERROR('Lives scenario - input'!C151,\"\")","v":""},{"$f":"IFERROR(repcalc('Lives scenario - input'!$CX151:$GJ151,'Lives scenario - input'!$I151,'Lives scenario - input'!$G151,'Lives scenario - input'!$H151,20,TRUE,TRUE),\"\")","v":""},"","","","","","","","","","","","","","","","","","","",{"$f":"IFERROR(IF(OR(D166=\"\",'Lives scenario - input'!$F151=\"\"),\"\",D166/'Lives scenario - input'!$F151),\"\")","v":""},{"$f":"IFERROR(IF(OR(E166=\"\",'Lives scenario - input'!$F151=\"\"),\"\",E166/'Lives scenario - input'!$F151),\"\")","v":""},{"$f":"IFERROR(IF(OR(F166=\"\",'Lives scenario - input'!$F151=\"\"),\"\",F166/'Lives scenario - input'!$F151),\"\")","v":""},{"$f":"IFERROR(IF(OR(G166=\"\",'Lives scenario - input'!$F151=\"\"),\"\",G166/'Lives scenario - input'!$F151),\"\")","v":""},{"$f":"IFERROR(IF(OR(H166=\"\",'Lives scenario - input'!$F151=\"\"),\"\",H166/'Lives scenario - input'!$F151),\"\")","v":""},{"$f":"IFERROR(IF(OR(I166=\"\",'Lives scenario - input'!$F151=\"\"),\"\",I166/'Lives scenario - input'!$F151),\"\")","v":""},{"$f":"IFERROR(IF(OR(J166=\"\",'Lives scenario - input'!$F151=\"\"),\"\",J166/'Lives scenario - input'!$F151),\"\")","v":""},{"$f":"IFERROR(IF(OR(K166=\"\",'Lives scenario - input'!$F151=\"\"),\"\",K166/'Lives scenario - input'!$F151),\"\")","v":""},{"$f":"IFERROR(IF(OR(L166=\"\",'Lives scenario - input'!$F151=\"\"),\"\",L166/'Lives scenario - input'!$F151),\"\")","v":""},{"$f":"IFERROR(IF(OR(M166=\"\",'Lives scenario - input'!$F151=\"\"),\"\",M166/'Lives scenario - input'!$F151),\"\")","v":""},{"$f":"IFERROR(IF(OR(N166=\"\",'Lives scenario - input'!$F151=\"\"),\"\",N166/'Lives scenario - input'!$F151),\"\")","v":""},{"$f":"IFERROR(IF(OR(O166=\"\",'Lives scenario - input'!$F151=\"\"),\"\",O166/'Lives scenario - input'!$F151),\"\")","v":""},{"$f":"IFERROR(IF(OR(P166=\"\",'Lives scenario - input'!$F151=\"\"),\"\",P166/'Lives scenario - input'!$F151),\"\")","v":""},{"$f":"IFERROR(IF(OR(Q166=\"\",'Lives scenario - input'!$F151=\"\"),\"\",Q166/'Lives scenario - input'!$F151),\"\")","v":""},{"$f":"IFERROR(IF(OR(R166=\"\",'Lives scenario - input'!$F151=\"\"),\"\",R166/'Lives scenario - input'!$F151),\"\")","v":""},{"$f":"IFERROR(IF(OR(S166=\"\",'Lives scenario - input'!$F151=\"\"),\"\",S166/'Lives scenario - input'!$F151),\"\")","v":""},{"$f":"IFERROR(IF(OR(T166=\"\",'Lives scenario - input'!$F151=\"\"),\"\",T166/'Lives scenario - input'!$F151),\"\")","v":""},{"$f":"IFERROR(IF(OR(U166=\"\",'Lives scenario - input'!$F151=\"\"),\"\",U166/'Lives scenario - input'!$F151),\"\")","v":""},{"$f":"IFERROR(IF(OR(V166=\"\",'Lives scenario - input'!$F151=\"\"),\"\",V166/'Lives scenario - input'!$F151),\"\")","v":""},{"$f":"IFERROR(IF(OR(W166=\"\",'Lives scenario - input'!$F151=\"\"),\"\",W166/'Lives scenario - input'!$F151),\"\")","v":""}]
[{"$f":"IFERROR('Lives scenario - input'!A152,\"\")","v":""},{"$f":"IFERROR('Lives scenario - input'!B152,\"\")","v":""},{"$f":"IFERROR('Lives scenario - input'!C152,\"\")","v":""},{"$f":"IFERROR(repcalc('Lives scenario - input'!$CX152:$GJ152,'Lives scenario - input'!$I152,'Lives scenario - input'!$G152,'Lives scenario - input'!$H152,20,TRUE,TRUE),\"\")","v":""},"","","","","","","","","","","","","","","","","","","",{"$f":"IFERROR(IF(OR(D167=\"\",'Lives scenario - input'!$F152=\"\"),\"\",D167/'Lives scenario - input'!$F152),\"\")","v":""},{"$f":"IFERROR(IF(OR(E167=\"\",'Lives scenario - input'!$F152=\"\"),\"\",E167/'Lives scenario - input'!$F152),\"\")","v":""},{"$f":"IFERROR(IF(OR(F167=\"\",'Lives scenario - input'!$F152=\"\"),\"\",F167/'Lives scenario - input'!$F152),\"\")","v":""},{"$f":"IFERROR(IF(OR(G167=\"\",'Lives scenario - input'!$F152=\"\"),\"\",G167/'Lives scenario - input'!$F152),\"\")","v":""},{"$f":"IFERROR(IF(OR(H167=\"\",'Lives scenario - input'!$F152=\"\"),\"\",H167/'Lives scenario - input'!$F152),\"\")","v":""},{"$f":"IFERROR(IF(OR(I167=\"\",'Lives scenario - input'!$F152=\"\"),\"\",I167/'Lives scenario - input'!$F152),\"\")","v":""},{"$f":"IFERROR(IF(OR(J167=\"\",'Lives scenario - input'!$F152=\"\"),\"\",J167/'Lives scenario - input'!$F152),\"\")","v":""},{"$f":"IFERROR(IF(OR(K167=\"\",'Lives scenario - input'!$F152=\"\"),\"\",K167/'Lives scenario - input'!$F152),\"\")","v":""},{"$f":"IFERROR(IF(OR(L167=\"\",'Lives scenario - input'!$F152=\"\"),\"\",L167/'Lives scenario - input'!$F152),\"\")","v":""},{"$f":"IFERROR(IF(OR(M167=\"\",'Lives scenario - input'!$F152=\"\"),\"\",M167/'Lives scenario - input'!$F152),\"\")","v":""},{"$f":"IFERROR(IF(OR(N167=\"\",'Lives scenario - input'!$F152=\"\"),\"\",N167/'Lives scenario - input'!$F152),\"\")","v":""},{"$f":"IFERROR(IF(OR(O167=\"\",'Lives scenario - input'!$F152=\"\"),\"\",O167/'Lives scenario - input'!$F152),\"\")","v":""},{"$f":"IFERROR(IF(OR(P167=\"\",'Lives scenario - input'!$F152=\"\"),\"\",P167/'Lives scenario - input'!$F152),\"\")","v":""},{"$f":"IFERROR(IF(OR(Q167=\"\",'Lives scenario - input'!$F152=\"\"),\"\",Q167/'Lives scenario - input'!$F152),\"\")","v":""},{"$f":"IFERROR(IF(OR(R167=\"\",'Lives scenario - input'!$F152=\"\"),\"\",R167/'Lives scenario - input'!$F152),\"\")","v":""},{"$f":"IFERROR(IF(OR(S167=\"\",'Lives scenario - input'!$F152=\"\"),\"\",S167/'Lives scenario - input'!$F152),\"\")","v":""},{"$f":"IFERROR(IF(OR(T167=\"\",'Lives scenario - input'!$F152=\"\"),\"\",T167/'Lives scenario - input'!$F152),\"\")","v":""},{"$f":"IFERROR(IF(OR(U167=\"\",'Lives scenario - input'!$F152=\"\"),\"\",U167/'Lives scenario - input'!$F152),\"\")","v":""},{"$f":"IFERROR(IF(OR(V167=\"\",'Lives scenario - input'!$F152=\"\"),\"\",V167/'Lives scenario - input'!$F152),\"\")","v":""},{"$f":"IFERROR(IF(OR(W167=\"\",'Lives scenario - input'!$F152=\"\"),\"\",W167/'Lives scenario - input'!$F152),\"\")","v":""}]
[{"$f":"IFERROR('Lives scenario - input'!A153,\"\")","v":""},{"$f":"IFERROR('Lives scenario - input'!B153,\"\")","v":""},{"$f":"IFERROR('Lives scenario - input'!C153,\"\")","v":""},{"$f":"IFERROR(repcalc('Lives scenario - input'!$CX153:$GJ153,'Lives scenario - input'!$I153,'Lives scenario - input'!$G153,'Lives scenario - input'!$H153,20,TRUE,TRUE),\"\")","v":""},"","","","","","","","","","","","","","","","","","","",{"$f":"IFERROR(IF(OR(D168=\"\",'Lives scenario - input'!$F153=\"\"),\"\",D168/'Lives scenario - input'!$F153),\"\")","v":""},{"$f":"IFERROR(IF(OR(E168=\"\",'Lives scenario - input'!$F153=\"\"),\"\",E168/'Lives scenario - input'!$F153),\"\")","v":""},{"$f":"IFERROR(IF(OR(F168=\"\",'Lives scenario - input'!$F153=\"\"),\"\",F168/'Lives scenario - input'!$F153),\"\")","v":""},{"$f":"IFERROR(IF(OR(G168=\"\",'Lives scenario - input'!$F153=\"\"),\"\",G168/'Lives scenario - input'!$F153),\"\")","v":""},{"$f":"IFERROR(IF(OR(H168=\"\",'Lives scenario - input'!$F153=\"\"),\"\",H168/'Lives scenario - input'!$F153),\"\")","v":""},{"$f":"IFERROR(IF(OR(I168=\"\",'Lives scenario - input'!$F153=\"\"),\"\",I168/'Lives scenario - input'!$F153),\"\")","v":""},{"$f":"IFERROR(IF(OR(J168=\"\",'Lives scenario - input'!$F153=\"\"),\"\",J168/'Lives scenario - input'!$F153),\"\")","v":""},{"$f":"IFERROR(IF(OR(K168=\"\",'Lives scenario - input'!$F153=\"\"),\"\",K168/'Lives scenario - input'!$F153),\"\")","v":""},{"$f":"IFERROR(IF(OR(L168=\"\",'Lives scenario - input'!$F153=\"\"),\"\",L168/'Lives scenario - input'!$F153),\"\")","v":""},{"$f":"IFERROR(IF(OR(M168=\"\",'Lives scenario - input'!$F153=\"\"),\"\",M168/'Lives scenario - input'!$F153),\"\")","v":""},{"$f":"IFERROR(IF(OR(N168=\"\",'Lives scenario - input'!$F153=\"\"),\"\",N168/'Lives scenario - input'!$F153),\"\")","v":""},{"$f":"IFERROR(IF(OR(O168=\"\",'Lives scenario - input'!$F153=\"\"),\"\",O168/'Lives scenario - input'!$F153),\"\")","v":""},{"$f":"IFERROR(IF(OR(P168=\"\",'Lives scenario - input'!$F153=\"\"),\"\",P168/'Lives scenario - input'!$F153),\"\")","v":""},{"$f":"IFERROR(IF(OR(Q168=\"\",'Lives scenario - input'!$F153=\"\"),\"\",Q168/'Lives scenario - input'!$F153),\"\")","v":""},{"$f":"IFERROR(IF(OR(R168=\"\",'Lives scenario - input'!$F153=\"\"),\"\",R168/'Lives scenario - input'!$F153),\"\")","v":""},{"$f":"IFERROR(IF(OR(S168=\"\",'Lives scenario - input'!$F153=\"\"),\"\",S168/'Lives scenario - input'!$F153),\"\")","v":""},{"$f":"IFERROR(IF(OR(T168=\"\",'Lives scenario - input'!$F153=\"\"),\"\",T168/'Lives scenario - input'!$F153),\"\")","v":""},{"$f":"IFERROR(IF(OR(U168=\"\",'Lives scenario - input'!$F153=\"\"),\"\",U168/'Lives scenario - input'!$F153),\"\")","v":""},{"$f":"IFERROR(IF(OR(V168=\"\",'Lives scenario - input'!$F153=\"\"),\"\",V168/'Lives scenario - input'!$F153),\"\")","v":""},{"$f":"IFERROR(IF(OR(W168=\"\",'Lives scenario - input'!$F153=\"\"),\"\",W168/'Lives scenario - input'!$F153),\"\")","v":""}]
[{"$f":"IFERROR('Lives scenario - input'!A154,\"\")","v":""},{"$f":"IFERROR('Lives scenario - input'!B154,\"\")","v":""},{"$f":"IFERROR('Lives scenario - input'!C154,\"\")","v":""},{"$f":"IFERROR(repcalc('Lives scenario - input'!$CX154:$GJ154,'Lives scenario - input'!$I154,'Lives scenario - input'!$G154,'Lives scenario - input'!$H154,20,TRUE,TRUE),\"\")","v":""},"","","","","","","","","","","","","","","","","","","",{"$f":"IFERROR(IF(OR(D169=\"\",'Lives scenario - input'!$F154=\"\"),\"\",D169/'Lives scenario - input'!$F154),\"\")","v":""},{"$f":"IFERROR(IF(OR(E169=\"\",'Lives scenario - input'!$F154=\"\"),\"\",E169/'Lives scenario - input'!$F154),\"\")","v":""},{"$f":"IFERROR(IF(OR(F169=\"\",'Lives scenario - input'!$F154=\"\"),\"\",F169/'Lives scenario - input'!$F154),\"\")","v":""},{"$f":"IFERROR(IF(OR(G169=\"\",'Lives scenario - input'!$F154=\"\"),\"\",G169/'Lives scenario - input'!$F154),\"\")","v":""},{"$f":"IFERROR(IF(OR(H169=\"\",'Lives scenario - input'!$F154=\"\"),\"\",H169/'Lives scenario - input'!$F154),\"\")","v":""},{"$f":"IFERROR(IF(OR(I169=\"\",'Lives scenario - input'!$F154=\"\"),\"\",I169/'Lives scenario - input'!$F154),\"\")","v":""},{"$f":"IFERROR(IF(OR(J169=\"\",'Lives scenario - input'!$F154=\"\"),\"\",J169/'Lives scenario - input'!$F154),\"\")","v":""},{"$f":"IFERROR(IF(OR(K169=\"\",'Lives scenario - input'!$F154=\"\"),\"\",K169/'Lives scenario - input'!$F154),\"\")","v":""},{"$f":"IFERROR(IF(OR(L169=\"\",'Lives scenario - input'!$F154=\"\"),\"\",L169/'Lives scenario - input'!$F154),\"\")","v":""},{"$f":"IFERROR(IF(OR(M169=\"\",'Lives scenario - input'!$F154=\"\"),\"\",M169/'Lives scenario - input'!$F154),\"\")","v":""},{"$f":"IFERROR(IF(OR(N169=\"\",'Lives scenario - input'!$F154=\"\"),\"\",N169/'Lives scenario - input'!$F154),\"\")","v":""},{"$f":"IFERROR(IF(OR(O169=\"\",'Lives scenario - input'!$F154=\"\"),\"\",O169/'Lives scenario - input'!$F154),\"\")","v":""},{"$f":"IFERROR(IF(OR(P169=\"\",'Lives scenario - input'!$F154=\"\"),\"\",P169/'Lives scenario - input'!$F154),\"\")","v":""},{"$f":"IFERROR(IF(OR(Q169=\"\",'Lives scenario - input'!$F154=\"\"),\"\",Q169/'Lives scenario - input'!$F154),\"\")","v":""},{"$f":"IFERROR(IF(OR(R169=\"\",'Lives scenario - input'!$F154=\"\"),\"\",R169/'Lives scenario - input'!$F154),\"\")","v":""},{"$f":"IFERROR(IF(OR(S169=\"\",'Lives scenario - input'!$F154=\"\"),\"\",S169/'Lives scenario - input'!$F154),\"\")","v":""},{"$f":"IFERROR(IF(OR(T169=\"\",'Lives scenario - input'!$F154=\"\"),\"\",T169/'Lives scenario - input'!$F154),\"\")","v":""},{"$f":"IFERROR(IF(OR(U169=\"\",'Lives scenario - input'!$F154=\"\"),\"\",U169/'Lives scenario - input'!$F154),\"\")","v":""},{"$f":"IFERROR(IF(OR(V169=\"\",'Lives scenario - input'!$F154=\"\"),\"\",V169/'Lives scenario - input'!$F154),\"\")","v":""},{"$f":"IFERROR(IF(OR(W169=\"\",'Lives scenario - input'!$F154=\"\"),\"\",W169/'Lives scenario - input'!$F154),\"\")","v":""}]
[{"$f":"IFERROR('Lives scenario - input'!A155,\"\")","v":""},{"$f":"IFERROR('Lives scenario - input'!B155,\"\")","v":""},{"$f":"IFERROR('Lives scenario - input'!C155,\"\")","v":""},{"$f":"IFERROR(repcalc('Lives scenario - input'!$CX155:$GJ155,'Lives scenario - input'!$I155,'Lives scenario - input'!$G155,'Lives scenario - input'!$H155,20,TRUE,TRUE),\"\")","v":""},"","","","","","","","","","","","","","","","","","","",{"$f":"IFERROR(IF(OR(D170=\"\",'Lives scenario - input'!$F155=\"\"),\"\",D170/'Lives scenario - input'!$F155),\"\")","v":""},{"$f":"IFERROR(IF(OR(E170=\"\",'Lives scenario - input'!$F155=\"\"),\"\",E170/'Lives scenario - input'!$F155),\"\")","v":""},{"$f":"IFERROR(IF(OR(F170=\"\",'Lives scenario - input'!$F155=\"\"),\"\",F170/'Lives scenario - input'!$F155),\"\")","v":""},{"$f":"IFERROR(IF(OR(G170=\"\",'Lives scenario - input'!$F155=\"\"),\"\",G170/'Lives scenario - input'!$F155),\"\")","v":""},{"$f":"IFERROR(IF(OR(H170=\"\",'Lives scenario - input'!$F155=\"\"),\"\",H170/'Lives scenario - input'!$F155),\"\")","v":""},{"$f":"IFERROR(IF(OR(I170=\"\",'Lives scenario - input'!$F155=\"\"),\"\",I170/'Lives scenario - input'!$F155),\"\")","v":""},{"$f":"IFERROR(IF(OR(J170=\"\",'Lives scenario - input'!$F155=\"\"),\"\",J170/'Lives scenario - input'!$F155),\"\")","v":""},{"$f":"IFERROR(IF(OR(K170=\"\",'Lives scenario - input'!$F155=\"\"),\"\",K170/'Lives scenario - input'!$F155),\"\")","v":""},{"$f":"IFERROR(IF(OR(L170=\"\",'Lives scenario - input'!$F155=\"\"),\"\",L170/'Lives scenario - input'!$F155),\"\")","v":""},{"$f":"IFERROR(IF(OR(M170=\"\",'Lives scenario - input'!$F155=\"\"),\"\",M170/'Lives scenario - input'!$F155),\"\")","v":""},{"$f":"IFERROR(IF(OR(N170=\"\",'Lives scenario - input'!$F155=\"\"),\"\",N170/'Lives scenario - input'!$F155),\"\")","v":""},{"$f":"IFERROR(IF(OR(O170=\"\",'Lives scenario - input'!$F155=\"\"),\"\",O170/'Lives scenario - input'!$F155),\"\")","v":""},{"$f":"IFERROR(IF(OR(P170=\"\",'Lives scenario - input'!$F155=\"\"),\"\",P170/'Lives scenario - input'!$F155),\"\")","v":""},{"$f":"IFERROR(IF(OR(Q170=\"\",'Lives scenario - input'!$F155=\"\"),\"\",Q170/'Lives scenario - input'!$F155),\"\")","v":""},{"$f":"IFERROR(IF(OR(R170=\"\",'Lives scenario - input'!$F155=\"\"),\"\",R170/'Lives scenario - input'!$F155),\"\")","v":""},{"$f":"IFERROR(IF(OR(S170=\"\",'Lives scenario - input'!$F155=\"\"),\"\",S170/'Lives scenario - input'!$F155),\"\")","v":""},{"$f":"IFERROR(IF(OR(T170=\"\",'Lives scenario - input'!$F155=\"\"),\"\",T170/'Lives scenario - input'!$F155),\"\")","v":""},{"$f":"IFERROR(IF(OR(U170=\"\",'Lives scenario - input'!$F155=\"\"),\"\",U170/'Lives scenario - input'!$F155),\"\")","v":""},{"$f":"IFERROR(IF(OR(V170=\"\",'Lives scenario - input'!$F155=\"\"),\"\",V170/'Lives scenario - input'!$F155),\"\")","v":""},{"$f":"IFERROR(IF(OR(W170=\"\",'Lives scenario - input'!$F155=\"\"),\"\",W170/'Lives scenario - input'!$F155),\"\")","v":""}]
[{"$f":"IFERROR('Lives scenario - input'!A156,\"\")","v":""},{"$f":"IFERROR('Lives scenario - input'!B156,\"\")","v":""},{"$f":"IFERROR('Lives scenario - input'!C156,\"\")","v":""},{"$f":"IFERROR(repcalc('Lives scenario - input'!$CX156:$GJ156,'Lives scenario - input'!$I156,'Lives scenario - input'!$G156,'Lives scenario - input'!$H156,20,TRUE,TRUE),\"\")","v":""},"","","","","","","","","","","","","","","","","","","",{"$f":"IFERROR(IF(OR(D171=\"\",'Lives scenario - input'!$F156=\"\"),\"\",D171/'Lives scenario - input'!$F156),\"\")","v":""},{"$f":"IFERROR(IF(OR(E171=\"\",'Lives scenario - input'!$F156=\"\"),\"\",E171/'Lives scenario - input'!$F156),\"\")","v":""},{"$f":"IFERROR(IF(OR(F171=\"\",'Lives scenario - input'!$F156=\"\"),\"\",F171/'Lives scenario - input'!$F156),\"\")","v":""},{"$f":"IFERROR(IF(OR(G171=\"\",'Lives scenario - input'!$F156=\"\"),\"\",G171/'Lives scenario - input'!$F156),\"\")","v":""},{"$f":"IFERROR(IF(OR(H171=\"\",'Lives scenario - input'!$F156=\"\"),\"\",H171/'Lives scenario - input'!$F156),\"\")","v":""},{"$f":"IFERROR(IF(OR(I171=\"\",'Lives scenario - input'!$F156=\"\"),\"\",I171/'Lives scenario - input'!$F156),\"\")","v":""},{"$f":"IFERROR(IF(OR(J171=\"\",'Lives scenario - input'!$F156=\"\"),\"\",J171/'Lives scenario - input'!$F156),\"\")","v":""},{"$f":"IFERROR(IF(OR(K171=\"\",'Lives scenario - input'!$F156=\"\"),\"\",K171/'Lives scenario - input'!$F156),\"\")","v":""},{"$f":"IFERROR(IF(OR(L171=\"\",'Lives scenario - input'!$F156=\"\"),\"\",L171/'Lives scenario - input'!$F156),\"\")","v":""},{"$f":"IFERROR(IF(OR(M171=\"\",'Lives scenario - input'!$F156=\"\"),\"\",M171/'Lives scenario - input'!$F156),\"\")","v":""},{"$f":"IFERROR(IF(OR(N171=\"\",'Lives scenario - input'!$F156=\"\"),\"\",N171/'Lives scenario - input'!$F156),\"\")","v":""},{"$f":"IFERROR(IF(OR(O171=\"\",'Lives scenario - input'!$F156=\"\"),\"\",O171/'Lives scenario - input'!$F156),\"\")","v":""},{"$f":"IFERROR(IF(OR(P171=\"\",'Lives scenario - input'!$F156=\"\"),\"\",P171/'Lives scenario - input'!$F156),\"\")","v":""},{"$f":"IFERROR(IF(OR(Q171=\"\",'Lives scenario - input'!$F156=\"\"),\"\",Q171/'Lives scenario - input'!$F156),\"\")","v":""},{"$f":"IFERROR(IF(OR(R171=\"\",'Lives scenario - input'!$F156=\"\"),\"\",R171/'Lives scenario - input'!$F156),\"\")","v":""},{"$f":"IFERROR(IF(OR(S171=\"\",'Lives scenario - input'!$F156=\"\"),\"\",S171/'Lives scenario - input'!$F156),\"\")","v":""},{"$f":"IFERROR(IF(OR(T171=\"\",'Lives scenario - input'!$F156=\"\"),\"\",T171/'Lives scenario - input'!$F156),\"\")","v":""},{"$f":"IFERROR(IF(OR(U171=\"\",'Lives scenario - input'!$F156=\"\"),\"\",U171/'Lives scenario - input'!$F156),\"\")","v":""},{"$f":"IFERROR(IF(OR(V171=\"\",'Lives scenario - input'!$F156=\"\"),\"\",V171/'Lives scenario - input'!$F156),\"\")","v":""},{"$f":"IFERROR(IF(OR(W171=\"\",'Lives scenario - input'!$F156=\"\"),\"\",W171/'Lives scenario - input'!$F156),\"\")","v":""}]
[{"$f":"IFERROR('Lives scenario - input'!A157,\"\")","v":""},{"$f":"IFERROR('Lives scenario - input'!B157,\"\")","v":""},{"$f":"IFERROR('Lives scenario - input'!C157,\"\")","v":""},{"$f":"IFERROR(repcalc('Lives scenario - input'!$CX157:$GJ157,'Lives scenario - input'!$I157,'Lives scenario - input'!$G157,'Lives scenario - input'!$H157,20,TRUE,TRUE),\"\")","v":""},"","","","","","","","","","","","","","","","","","","",{"$f":"IFERROR(IF(OR(D172=\"\",'Lives scenario - input'!$F157=\"\"),\"\",D172/'Lives scenario - input'!$F157),\"\")","v":""},{"$f":"IFERROR(IF(OR(E172=\"\",'Lives scenario - input'!$F157=\"\"),\"\",E172/'Lives scenario - input'!$F157),\"\")","v":""},{"$f":"IFERROR(IF(OR(F172=\"\",'Lives scenario - input'!$F157=\"\"),\"\",F172/'Lives scenario - input'!$F157),\"\")","v":""},{"$f":"IFERROR(IF(OR(G172=\"\",'Lives scenario - input'!$F157=\"\"),\"\",G172/'Lives scenario - input'!$F157),\"\")","v":""},{"$f":"IFERROR(IF(OR(H172=\"\",'Lives scenario - input'!$F157=\"\"),\"\",H172/'Lives scenario - input'!$F157),\"\")","v":""},{"$f":"IFERROR(IF(OR(I172=\"\",'Lives scenario - input'!$F157=\"\"),\"\",I172/'Lives scenario - input'!$F157),\"\")","v":""},{"$f":"IFERROR(IF(OR(J172=\"\",'Lives scenario - input'!$F157=\"\"),\"\",J172/'Lives scenario - input'!$F157),\"\")","v":""},{"$f":"IFERROR(IF(OR(K172=\"\",'Lives scenario - input'!$F157=\"\"),\"\",K172/'Lives scenario - input'!$F157),\"\")","v":""},{"$f":"IFERROR(IF(OR(L172=\"\",'Lives scenario - input'!$F157=\"\"),\"\",L172/'Lives scenario - input'!$F157),\"\")","v":""},{"$f":"IFERROR(IF(OR(M172=\"\",'Lives scenario - input'!$F157=\"\"),\"\",M172/'Lives scenario - input'!$F157),\"\")","v":""},{"$f":"IFERROR(IF(OR(N172=\"\",'Lives scenario - input'!$F157=\"\"),\"\",N172/'Lives scenario - input'!$F157),\"\")","v":""},{"$f":"IFERROR(IF(OR(O172=\"\",'Lives scenario - input'!$F157=\"\"),\"\",O172/'Lives scenario - input'!$F157),\"\")","v":""},{"$f":"IFERROR(IF(OR(P172=\"\",'Lives scenario - input'!$F157=\"\"),\"\",P172/'Lives scenario - input'!$F157),\"\")","v":""},{"$f":"IFERROR(IF(OR(Q172=\"\",'Lives scenario - input'!$F157=\"\"),\"\",Q172/'Lives scenario - input'!$F157),\"\")","v":""},{"$f":"IFERROR(IF(OR(R172=\"\",'Lives scenario - input'!$F157=\"\"),\"\",R172/'Lives scenario - input'!$F157),\"\")","v":""},{"$f":"IFERROR(IF(OR(S172=\"\",'Lives scenario - input'!$F157=\"\"),\"\",S172/'Lives scenario - input'!$F157),\"\")","v":""},{"$f":"IFERROR(IF(OR(T172=\"\",'Lives scenario - input'!$F157=\"\"),\"\",T172/'Lives scenario - input'!$F157),\"\")","v":""},{"$f":"IFERROR(IF(OR(U172=\"\",'Lives scenario - input'!$F157=\"\"),\"\",U172/'Lives scenario - input'!$F157),\"\")","v":""},{"$f":"IFERROR(IF(OR(V172=\"\",'Lives scenario - input'!$F157=\"\"),\"\",V172/'Lives scenario - input'!$F157),\"\")","v":""},{"$f":"IFERROR(IF(OR(W172=\"\",'Lives scenario - input'!$F157=\"\"),\"\",W172/'Lives scenario - input'!$F157),\"\")","v":""}]
[{"$f":"IFERROR('Lives scenario - input'!A158,\"\")","v":""},{"$f":"IFERROR('Lives scenario - input'!B158,\"\")","v":""},{"$f":"IFERROR('Lives scenario - input'!C158,\"\")","v":""},{"$f":"IFERROR(repcalc('Lives scenario - input'!$CX158:$GJ158,'Lives scenario - input'!$I158,'Lives scenario - input'!$G158,'Lives scenario - input'!$H158,20,TRUE,TRUE),\"\")","v":""},"","","","","","","","","","","","","","","","","","","",{"$f":"IFERROR(IF(OR(D173=\"\",'Lives scenario - input'!$F158=\"\"),\"\",D173/'Lives scenario - input'!$F158),\"\")","v":""},{"$f":"IFERROR(IF(OR(E173=\"\",'Lives scenario - input'!$F158=\"\"),\"\",E173/'Lives scenario - input'!$F158),\"\")","v":""},{"$f":"IFERROR(IF(OR(F173=\"\",'Lives scenario - input'!$F158=\"\"),\"\",F173/'Lives scenario - input'!$F158),\"\")","v":""},{"$f":"IFERROR(IF(OR(G173=\"\",'Lives scenario - input'!$F158=\"\"),\"\",G173/'Lives scenario - input'!$F158),\"\")","v":""},{"$f":"IFERROR(IF(OR(H173=\"\",'Lives scenario - input'!$F158=\"\"),\"\",H173/'Lives scenario - input'!$F158),\"\")","v":""},{"$f":"IFERROR(IF(OR(I173=\"\",'Lives scenario - input'!$F158=\"\"),\"\",I173/'Lives scenario - input'!$F158),\"\")","v":""},{"$f":"IFERROR(IF(OR(J173=\"\",'Lives scenario - input'!$F158=\"\"),\"\",J173/'Lives scenario - input'!$F158),\"\")","v":""},{"$f":"IFERROR(IF(OR(K173=\"\",'Lives scenario - input'!$F158=\"\"),\"\",K173/'Lives scenario - input'!$F158),\"\")","v":""},{"$f":"IFERROR(IF(OR(L173=\"\",'Lives scenario - input'!$F158=\"\"),\"\",L173/'Lives scenario - input'!$F158),\"\")","v":""},{"$f":"IFERROR(IF(OR(M173=\"\",'Lives scenario - input'!$F158=\"\"),\"\",M173/'Lives scenario - input'!$F158),\"\")","v":""},{"$f":"IFERROR(IF(OR(N173=\"\",'Lives scenario - input'!$F158=\"\"),\"\",N173/'Lives scenario - input'!$F158),\"\")","v":""},{"$f":"IFERROR(IF(OR(O173=\"\",'Lives scenario - input'!$F158=\"\"),\"\",O173/'Lives scenario - input'!$F158),\"\")","v":""},{"$f":"IFERROR(IF(OR(P173=\"\",'Lives scenario - input'!$F158=\"\"),\"\",P173/'Lives scenario - input'!$F158),\"\")","v":""},{"$f":"IFERROR(IF(OR(Q173=\"\",'Lives scenario - input'!$F158=\"\"),\"\",Q173/'Lives scenario - input'!$F158),\"\")","v":""},{"$f":"IFERROR(IF(OR(R173=\"\",'Lives scenario - input'!$F158=\"\"),\"\",R173/'Lives scenario - input'!$F158),\"\")","v":""},{"$f":"IFERROR(IF(OR(S173=\"\",'Lives scenario - input'!$F158=\"\"),\"\",S173/'Lives scenario - input'!$F158),\"\")","v":""},{"$f":"IFERROR(IF(OR(T173=\"\",'Lives scenario - input'!$F158=\"\"),\"\",T173/'Lives scenario - input'!$F158),\"\")","v":""},{"$f":"IFERROR(IF(OR(U173=\"\",'Lives scenario - input'!$F158=\"\"),\"\",U173/'Lives scenario - input'!$F158),\"\")","v":""},{"$f":"IFERROR(IF(OR(V173=\"\",'Lives scenario - input'!$F158=\"\"),\"\",V173/'Lives scenario - input'!$F158),\"\")","v":""},{"$f":"IFERROR(IF(OR(W173=\"\",'Lives scenario - input'!$F158=\"\"),\"\",W173/'Lives scenario - input'!$F158),\"\")","v":""}]
[{"$f":"IFERROR('Lives scenario - input'!A159,\"\")","v":""},{"$f":"IFERROR('Lives scenario - input'!B159,\"\")","v":""},{"$f":"IFERROR('Lives scenario - input'!C159,\"\")","v":""},{"$f":"IFERROR(repcalc('Lives scenario - input'!$CX159:$GJ159,'Lives scenario - input'!$I159,'Lives scenario - input'!$G159,'Lives scenario - input'!$H159,20,TRUE,TRUE),\"\")","v":""},"","","","","","","","","","","","","","","","","","","",{"$f":"IFERROR(IF(OR(D174=\"\",'Lives scenario - input'!$F159=\"\"),\"\",D174/'Lives scenario - input'!$F159),\"\")","v":""},{"$f":"IFERROR(IF(OR(E174=\"\",'Lives scenario - input'!$F159=\"\"),\"\",E174/'Lives scenario - input'!$F159),\"\")","v":""},{"$f":"IFERROR(IF(OR(F174=\"\",'Lives scenario - input'!$F159=\"\"),\"\",F174/'Lives scenario - input'!$F159),\"\")","v":""},{"$f":"IFERROR(IF(OR(G174=\"\",'Lives scenario - input'!$F159=\"\"),\"\",G174/'Lives scenario - input'!$F159),\"\")","v":""},{"$f":"IFERROR(IF(OR(H174=\"\",'Lives scenario - input'!$F159=\"\"),\"\",H174/'Lives scenario - input'!$F159),\"\")","v":""},{"$f":"IFERROR(IF(OR(I174=\"\",'Lives scenario - input'!$F159=\"\"),\"\",I174/'Lives scenario - input'!$F159),\"\")","v":""},{"$f":"IFERROR(IF(OR(J174=\"\",'Lives scenario - input'!$F159=\"\"),\"\",J174/'Lives scenario - input'!$F159),\"\")","v":""},{"$f":"IFERROR(IF(OR(K174=\"\",'Lives scenario - input'!$F159=\"\"),\"\",K174/'Lives scenario - input'!$F159),\"\")","v":""},{"$f":"IFERROR(IF(OR(L174=\"\",'Lives scenario - input'!$F159=\"\"),\"\",L174/'Lives scenario - input'!$F159),\"\")","v":""},{"$f":"IFERROR(IF(OR(M174=\"\",'Lives scenario - input'!$F159=\"\"),\"\",M174/'Lives scenario - input'!$F159),\"\")","v":""},{"$f":"IFERROR(IF(OR(N174=\"\",'Lives scenario - input'!$F159=\"\"),\"\",N174/'Lives scenario - input'!$F159),\"\")","v":""},{"$f":"IFERROR(IF(OR(O174=\"\",'Lives scenario - input'!$F159=\"\"),\"\",O174/'Lives scenario - input'!$F159),\"\")","v":""},{"$f":"IFERROR(IF(OR(P174=\"\",'Lives scenario - input'!$F159=\"\"),\"\",P174/'Lives scenario - input'!$F159),\"\")","v":""},{"$f":"IFERROR(IF(OR(Q174=\"\",'Lives scenario - input'!$F159=\"\"),\"\",Q174/'Lives scenario - input'!$F159),\"\")","v":""},{"$f":"IFERROR(IF(OR(R174=\"\",'Lives scenario - input'!$F159=\"\"),\"\",R174/'Lives scenario - input'!$F159),\"\")","v":""},{"$f":"IFERROR(IF(OR(S174=\"\",'Lives scenario - input'!$F159=\"\"),\"\",S174/'Lives scenario - input'!$F159),\"\")","v":""},{"$f":"IFERROR(IF(OR(T174=\"\",'Lives scenario - input'!$F159=\"\"),\"\",T174/'Lives scenario - input'!$F159),\"\")","v":""},{"$f":"IFERROR(IF(OR(U174=\"\",'Lives scenario - input'!$F159=\"\"),\"\",U174/'Lives scenario - input'!$F159),\"\")","v":""},{"$f":"IFERROR(IF(OR(V174=\"\",'Lives scenario - input'!$F159=\"\"),\"\",V174/'Lives scenario - input'!$F159),\"\")","v":""},{"$f":"IFERROR(IF(OR(W174=\"\",'Lives scenario - input'!$F159=\"\"),\"\",W174/'Lives scenario - input'!$F159),\"\")","v":""}]
[{"$f":"IFERROR('Lives scenario - input'!A160,\"\")","v":""},{"$f":"IFERROR('Lives scenario - input'!B160,\"\")","v":""},{"$f":"IFERROR('Lives scenario - input'!C160,\"\")","v":""},{"$f":"IFERROR(repcalc('Lives scenario - input'!$CX160:$GJ160,'Lives scenario - input'!$I160,'Lives scenario - input'!$G160,'Lives scenario - input'!$H160,20,TRUE,TRUE),\"\")","v":""},"","","","","","","","","","","","","","","","","","","",{"$f":"IFERROR(IF(OR(D175=\"\",'Lives scenario - input'!$F160=\"\"),\"\",D175/'Lives scenario - input'!$F160),\"\")","v":""},{"$f":"IFERROR(IF(OR(E175=\"\",'Lives scenario - input'!$F160=\"\"),\"\",E175/'Lives scenario - input'!$F160),\"\")","v":""},{"$f":"IFERROR(IF(OR(F175=\"\",'Lives scenario - input'!$F160=\"\"),\"\",F175/'Lives scenario - input'!$F160),\"\")","v":""},{"$f":"IFERROR(IF(OR(G175=\"\",'Lives scenario - input'!$F160=\"\"),\"\",G175/'Lives scenario - input'!$F160),\"\")","v":""},{"$f":"IFERROR(IF(OR(H175=\"\",'Lives scenario - input'!$F160=\"\"),\"\",H175/'Lives scenario - input'!$F160),\"\")","v":""},{"$f":"IFERROR(IF(OR(I175=\"\",'Lives scenario - input'!$F160=\"\"),\"\",I175/'Lives scenario - input'!$F160),\"\")","v":""},{"$f":"IFERROR(IF(OR(J175=\"\",'Lives scenario - input'!$F160=\"\"),\"\",J175/'Lives scenario - input'!$F160),\"\")","v":""},{"$f":"IFERROR(IF(OR(K175=\"\",'Lives scenario - input'!$F160=\"\"),\"\",K175/'Lives scenario - input'!$F160),\"\")","v":""},{"$f":"IFERROR(IF(OR(L175=\"\",'Lives scenario - input'!$F160=\"\"),\"\",L175/'Lives scenario - input'!$F160),\"\")","v":""},{"$f":"IFERROR(IF(OR(M175=\"\",'Lives scenario - input'!$F160=\"\"),\"\",M175/'Lives scenario - input'!$F160),\"\")","v":""},{"$f":"IFERROR(IF(OR(N175=\"\",'Lives scenario - input'!$F160=\"\"),\"\",N175/'Lives scenario - input'!$F160),\"\")","v":""},{"$f":"IFERROR(IF(OR(O175=\"\",'Lives scenario - input'!$F160=\"\"),\"\",O175/'Lives scenario - input'!$F160),\"\")","v":""},{"$f":"IFERROR(IF(OR(P175=\"\",'Lives scenario - input'!$F160=\"\"),\"\",P175/'Lives scenario - input'!$F160),\"\")","v":""},{"$f":"IFERROR(IF(OR(Q175=\"\",'Lives scenario - input'!$F160=\"\"),\"\",Q175/'Lives scenario - input'!$F160),\"\")","v":""},{"$f":"IFERROR(IF(OR(R175=\"\",'Lives scenario - input'!$F160=\"\"),\"\",R175/'Lives scenario - input'!$F160),\"\")","v":""},{"$f":"IFERROR(IF(OR(S175=\"\",'Lives scenario - input'!$F160=\"\"),\"\",S175/'Lives scenario - input'!$F160),\"\")","v":""},{"$f":"IFERROR(IF(OR(T175=\"\",'Lives scenario - input'!$F160=\"\"),\"\",T175/'Lives scenario - input'!$F160),\"\")","v":""},{"$f":"IFERROR(IF(OR(U175=\"\",'Lives scenario - input'!$F160=\"\"),\"\",U175/'Lives scenario - input'!$F160),\"\")","v":""},{"$f":"IFERROR(IF(OR(V175=\"\",'Lives scenario - input'!$F160=\"\"),\"\",V175/'Lives scenario - input'!$F160),\"\")","v":""},{"$f":"IFERROR(IF(OR(W175=\"\",'Lives scenario - input'!$F160=\"\"),\"\",W175/'Lives scenario - input'!$F160),\"\")","v":""}]

{"sheet":"Combined scenario - input","index":6,"n_rows":190,"n_cols":190,"rows_kept":190,"cut":false,"hidden":false,"merged":[[2,3,3,3],[2,4,3,5],[2,6,3,6]]}
[null,"Unit cost - comparative"]
[null,"Replacement lives - comparative"]
[null,null,null,"Unit cost","Replacement \nlife",null,"Method","Volume",null,null,null,null,null,null,null,null,null,null,null,null,null,null,null,null,null,null,null,null,null,null,null,null,null,null,null,null,null,null,null,null,null,null,null,null,null,null,null,null,null,null,null,null,null,null,null,null,null,null,null,null,null,null,null,null,null,null,null,null,null,null,null,null,null,null,null,null,null,null,null,null,null,null,null,null,null,null,null,null,null,null,null,null,null,null,null,null,null,null,null,"Replacement Cost (NOT depreciated)"]
[null,null,null,null,null,null,null,"Installation date",null,null,null,null,null,null,null,null,null,null,null,null,null,null,null,null,null,null,null,null,null,null,null,null,null,null,null,null,null,null,null,null,null,null,null,null,null,null,null,null,null,null,null,null,null,null,null,null,null,null,null,null,null,null,null,null,null,null,null,null,null,null,null,null,null,null,null,null,null,null,null,null,null,null,null,null,null,null,null,null,null,null,null,null,null,null,null,null,null,null,null,"Installation date"]
["ID","Asset group","Asset category","$ ('000)","μ","σ","#",2019,2018,2017,2016,2015,2014,2013,2012,2011,2010,2009,2008,2007,2006,2005,2004,2003,2002,2001,2000,1999,1998,1997,1996,1995,1994,1993,1992,1991,1990,1989,1988,1987,1986,1985,1984,1983,1982,1981,1980,1979,1978,1977,1976,1975,1974,1973,1972,1971,1970,1969,1968,1967,1966,1965,1964,1963,1962,1961,1960,1959,1958,1957,1956,1955,1954,1953,1952,1951,1950,1949,1948,1947,1946,1945,1944,1943,1942,1941,1940,1939,1938,1937,1936,1935,1934,1933,1932,1931,1930,1929,null,2019,2018,2017,2016,2015,2014,2013,2012,2011,2010,2009,2008,2007,2006,2005,2004,2003,2002,2001,2000,1999,1998,1997,1996,1995,1994,1993,1992,1991,1990,1989,1988,1987,1986,1985,1984,1983,1982,1981,1980,1979,1978,1977,1976,1975,1974,1973,1972,1971,1970,1969,1968,1967,1966,1965,1964,1963,1962,1961,1960,1959,1958,1957,1956,1955,1954,1953,1952,1951,1950,1949,1948,1947,1946,1945,1944,1943,1942,1941,1940,1939,1938,1937,1936,1935,1934,1933,1932,1931,1930,1929]
[1,"OVERHEAD CONDUCTORS","˂ = 1 kv",25.266876219414822,92.574906224437314,9.621585431956488,2,31.329000000000001,44.421830117111398,21.137487435697501,20.368571687374601,42.919122565615901,151.25835353478101,205.106703380287,188.26886608882299,93.950664624078797,89.443227855359694,96.478567162209998,105.37424508802199,38.175109092234898,91.036894423374704,59.773626329194201,46.365080839976301,51.7338842200665,45.275390327973803,67.456048292637306,143.274377315533,9.4738783134013005,90.198062430217405,5.06299014493732,157.79337292851801,88.3964654981785,117.50889231819799,4.1549874506241897,362.11748907212097,246.44953396768199,256.189717886447,283.84178599094099,155.07535772941901,273.03438316143303,404.68659624611701,315.53762018113599,424.95188282108103,392.84845986912302,311.84540970639802,454.43556347478398,563.21417464310503,639.58789039767805,425.48481454988001,821.929407076796,938.66287664158301,1181.52484496037,1329.81649168841,1486.86906329168,1127.2199675182401,2373.3955826770298,2420.2080415984401,1844.42679008344,3666.1906265431298,1854.8468416569201,3231.7895294016298,4075.9930162436099,4147.5251400896695,3984.5851997987002,3624.0605738230402,4310.0402253912798,3057.4466007864899,2650.2317796636098,3492.2140337779101,2340.9853810427799,1702.2231786550501,5020.5552435043901,2321.75928156803,1188.2658964548,478.47355268674602,18.038857868181001,54.169097390310199,10.4521769580904,21.4464755594779,145.605254770166,103.86315762867901,127.906528915297,51.7495477203801,56.355118196373098,102.122396502406,97.584278366056594,583.05831864043103,302.36647629118102,256.62404826867299,262.799761768618,221.93919120461501,312.89947478379298,85.940245145047001,24.659044831527101,15.104842617715301,0.98810591682826998,4.1026636684764801,0.117319142214933,null,{"$f":"IFERROR($D6*H6,\"\")","v":791.58596507804702},{"$f":"IFERROR($D6*I6,\"\")","v":1122.4008830089272},534.07827862720478,514.65017959117131,1084.4321573113104,3821.8260959157983,5182.4056860819437,4756.966135435875,2373.8398137883541,2259.9509668862893,2437.7120143140596,2662.478007353332,964.56575609615652,2300.2179427953442,1510.2928176453047,1171.5007584868431,1307.153648937958,{"$f":"IFERROR($D6*Y6,\"\")","v":1143.967683202605},1704.4036224609354,3620.0959570453074,239.37531066250912,2279.0232786553538,127.92594529224837,3986.9456220288262,2233.5025519762494,2969.0826368844541,104.98355360814335,9149.577773270581,6227.0098690938894,6473.1138905236594,7171.7952725307377,3918.2698684307038,6898.7259629842065,{"$f":"IFERROR($D6*AO6,\"\")","v":10225.166135006941},7972.6499916854918,10737.206622447526,9926.0534085008821,7879.3593666442603,11482.167132017394,14230.662835727217,16160.388058114786,10750.672142472489,20767.588589706422,23717.078715862721,29853.442007776957,33600.308690027538,37568.536576668143,28481.32739133617,59968.292407206427,{"$f":"IFERROR($D6*BE6,\"\")","v":61151.097012300146},46602.903400810887,92633.184757644136,46866.185554117925,81657.226006591853,102987.61101262656,104795.0043315568,100678.02102902603,91568.689930448207,108901.25287566023,77252.124809542845,66963.078329519893,88237.339723169789,59149.387854267559,43009.862352895994,126853.74789035946,{"$f":"IFERROR($D6*BU6,\"\")","v":58663.604378656899},30023.767321475421,12089.532029999667,455.7855888949465,1368.6838786783942,264.0938614234899,541.8854433040334,3678.9899491741439,2624.2975475614026,3231.7984337578123,1307.5494166615445,1423.9177957982511,2580.3139516562937,2465.6498824360715,14732.062365787897,7639.8563293498974,{"$f":"IFERROR($D6*CK6,\"\")","v":6484.088062529695},6640.1290510993749,5607.7100724040465,7905.9922984820068,2171.441536346068,623.05703344719609,381.65218873555426,24.966349892171294,103.66149508128555,2.9642882445126362]
[1,"OVERHEAD CONDUCTORS","˃ 11 kv & < = 22 kv ; swer",2.4750939910970642,92.574906224437314,9.621585431956488,2,3.63,2.1926317885199902,5.4367268036042402,21.752890751975901,7.14715461349134,70.821542311871397,3.6018516245302998,9.0240417012632594,21.724112043425698,35.7203065397822,14.2224756921372,23.5905466039994,12.1494704039831,26.4921500756748,26.295747078399,12.519890437232201,16.7405043806538,9.5692445725557302,24.6860342755554,51.602609718829697,0.24304150913634101,54.0871334118346,0.71480724192065903,58.818735227066497,61.2137063099632,64.567911423017904,0.81265164077523699,100.742579175128,61.619964869801002,191.14024455677199,89.464522337742494,120.22178166004301,168.49573448347101,99.931725382196504,69.585837723047106,69.771020216475094,57.219775973362601,187.65794621635999,135.514365720977,341.80821828051398,120.500866976075,240.66227181170601,412.17368159969499,524.33502163958406,1011.06808803552,754.220412240634,862.18201963864601,554.34481722390296,1102.8429505133399,1751.3748066312301,1121.8588677099999,2496.2461703579602,771.08409417456403,2233.1429054970499,2025.85950377944,2010.4699041265401,1709.4463793707901,1716.7810806057801,1461.71488656361,1072.7294121190801,989.06913706392595,1020.38894081182,206.04622444124601,219.73129090675201,212.38305621465699,74.097281757602602,41.565489039304701,10.812450918408199,1.31679112166481,6.5358974085346198,0.346267155751394,3.6575150140143902,4.85796338891139,0.29587812136356001,7.0614158507399196,0.47850521539350199,5.0621815822743796,7.7481090795085503,2.5609480658915902,7.4384752661391298,1.5880250823786499,8.7931814176879204,2.9231127402389299,0.59197420324822103,1.3803767019175801,1.29128679400649,0.92060313728806398,0,0,1.8866803350802701,0,null,{"$f":"IFERROR($D7*H7,\"\")","v":8.9845911876823426},5.4269697644542365,13.456409842837203,53.840449189206453,17.689879437294074,175.28997381633937,8.9149213126981444,22.335351390206021,53.769219180602313,88.411116076760095,35.201964124132843,58.388820146254169,30.071081191910192,65.570561463544337,65.084445585153546,30.987905590387015,41.434321800490302,23.684779740870884,61.100255099443338,127.72130924000236,0.60155057885051988,133.87073890329708,1.7692151092704886,145.58189812444149,151.50967666057036,159.8116495807991,2.0113891929379588,249.34735236397955,152.51520478085666,473.09007075928969,221.43310165451553,297.56020938575568,417.04277994552547,247.34041301343655,172.23148881376932,172.68983289050928,141.62432368358995,464.47105506172863,335.41079230332014,846.00746717369384,298.25097177446992,595.66174284492195,1020.1686026157596,1297.7784613818835,2502.4885492867129,1866.7664102995438,2133.9815360395437,1372.0555261066825,2729.6399599393244,4334.81726005174,2776.706142327977,6178.4438965520458,1908.5056081219861,5527.2385866567874,5014.192684611372,4976.1019789850898,4231.0404616832748,4249.1945366364907,3617.8817324307179,2655.1061220090214,2448.0390779264817,2525.5585359852334,509.98377200276502,543.85559777930291,525.66802624772754,183.39773683486831,102.87849215819395,26.761832297184068,3.2591817927625346,16.176960402290909,0.85704375651454656,9.0526934335343121,12.023915992864112,0.7323261602840353,17.47766794080394,1.1843453833290631,12.529375216129546,19.177298225056219,6.3385871693999229,18.410925434145096,3.9305113391068169,21.763950489545735,7.2349787786646491,1.4651917933441441,3.4165620803665857,3.1960561846284561,2.2785792932867928,0,0,4.6697111604781725,0]
[1,"OVERHEAD CONDUCTORS","> 1 kv & < = 11 kv",19.387409920144879,90.202774936918573,9.4975141451286387,2,70.444000000000003,42.525950168807803,32.708646272801097,11.189260818401699,39.2306492027977,114.846687919046,102.33901709899099,134.78829821017001,164.285887150722,74.368233973674293,142.16367054741099,157.01440956535001,41.3271945358103,108.992766276105,57.218840459183298,34.177435509063798,60.180352806498099,46.025437107505198,54.3894145835419,209.404189285374,4.7508766102456201,278.04444851841703,8.38276535912944,348.38200112118199,119.838022255526,193.62341084041,22.637042200717101,534.64684794283198,243.007261011086,364.12001767671802,352.62110620878798,234.71864235502699,323.489955026926,497.99897360850002,390.69768161181997,327.84945036059497,285.00558019843299,281.94608093055001,529.17975666546704,704.17722667054795,852.79772980849395,409.54031967456302,1137.35567925901,983.01871165252999,815.91690658773302,1215.89431964598,1687.96419067332,1614.0930981660199,2248.9212547615898,2245.0952918254002,2222.88895515698,3811.78298997098,1354.87401722249,2332.9417572276602,2304.7050529128801,1805.0579942540501,2315.1188428431701,2159.2599247717199,2382.7740291540999,1546.84885100878,1055.7711440447799,1183.09003804595,1126.16365648378,1461.70454204521,3035.1400381378098,1073.5315976834499,533.91515258759,183.504473921341,10.6661742686012,67.828422729044206,1.3353580919367001,9.4276049639784603,85.131947290938498,26.329472049484,37.853910755535303,20.9783559555121,15.226821883045,27.985737744270399,14.497311989991401,147.49023115679901,51.131224142827001,61.8607551156516,80.010431908127899,59.673213274675199,64.723805676982707,28.761568125204999,5.9644377669345401,2.9866934836742498,1.4866864424324999,2.0056520781057698,0,null,1365.7267044146859,824.46802816633124,634.13593322381382,216.93078618976952,760.58067752804391,2226.5798166574955,1984.0884753228545,2613.1959898392965,3185.0778382857097,1441.8074370848685,2756.185356655084,3044.1027216129578,801.2272613153259,2113.0874381253902,1109.3251151375575,662.61195223353536,1166.7411689985199,892.31401595705051,1054.4698758478328,4059.8048566711559,92.107192322860215,5390.5616994471702,162.52010828183296,6754.2246645367277,2323.3488614873277,3753.8564360996525,438.87361652492098,10365.417603581052,4711.2813827935643,7059.3440428289314,6836.4099325647176,4550.5865352367882,6271.6323631562464,9654.9102411594013,7574.6161082586041,6356.1516862350454,5525.5200128357465,5466.2042463789167,10259.424863915929,13652.17254989269,16533.53916676623,7939.9260563579282,22050.380778799248,19058.186721980299,15818.515528792937,23573.04159455228,32725.253695109248,31293.084543421275,43600.758244189514,43526.582732406328,43096.059380590923,73900.599353202881,26267.497962045847,45229.698167195769,44682.261605851199,34995.399264237793,44884.158020052011,41862.457285690529,46195.816850285781,29989.392759012331,20468.667951456475,22937.051540036635,21833.396445420265,28338.665138768134,58843.504084421882,20812.9971465171,10351.23192579231,3557.6764580935737,206.78949282507295,1315.017435684852,25.889134718559315,182.77684200184311,1650.4879594295921,510.46026760434341,733.88928489814407,406.71598636022571,295.20863762762576,542.57096956584087,281.06533029019459,2859.4535706537868,991.30200217579556,1199.3198173968369,1551.1950412907152,1156.909047008359,1254.826952251464,557.61231118952219,115.63499993075348,57.904250873818221,28.822999482160746,38.884398995426992,0]
[1,"OVERHEAD CONDUCTORS","> 22 kv & < = 66 kv",68.972336561190403,98.377972122245083,9.9185670397615944,2,0.53,0.81169466576673699,10.435034757312501,10.4806612853096,13.6049620077203,39.9651489909945,20.234714379559001,17.465349716199199,30.749821658636399,26.776001267622199,28.108936871564399,34.954801276282197,32.144167899158496,11.237424013221201,15.7625189250323,53.198730529558397,16.587323704329801,14.860876922291499,12.761914340483299,145.71643973575601,1.449242471217,143.483215980258,197.36317562470899,19.1411031513674,14.803569416055501,73.408248767645404,0.19218729590662001,111.66871156662501,72.699580615240507,86.630006293906803,245.603918893931,86.681726149136495,90.055997690618199,86.6227166710689,115.632417650699,82.342246536711798,57.000514836781399,8.16951774803794,132.372327337705,86.439291700861304,101.68903183159701,543.59088263333501,426.69296602453898,730.22694049347399,255.42696477745201,219.838719786713,676.362796574453,128.803658160628,554.08400278431998,593.35907044753503,362.68809118073102,749.42278062522701,250.03611786390101,724.163873106697,1055.2083189172599,789.206779095461,1109.98595126648,405.36032835122103,811.48760863774498,506.85668188626801,238.53191398554,350.26116482225802,477.56711327968202,276.94853300291197,655.07112917312395,239.63949684558199,168.55487721292101,96.009273165811294,4.0214738954834299,29.899613264764501,0,5.9888671733804699,15.7204909114924,101.173757674719,35.469727442412399,20.4848766609074,73.657334876867907,45.5472834766788,20.9425528328929,44.546192038653501,22.2089405518782,24.518374441185099,24.7615878885928,4.1179594914508204,8.7135927506902,60.131114278119803,2.4321409690345899,0.266260017823505,0,0,0,null,36.555338377430914,55.984477672186337,719.72872930907761,722.87569755421214,938.36601849869317,2756.4897069249919,1395.6355304065025,1204.6259787845825,2120.887048636052,1846.8033711932992,1938.7390542827941,2410.9143180572637,2217.0583668201725,775.07139112069558,1087.1777603494609,3669.2407467127769,1144.0664731844465,1024.9894046787167,880.21905105689632,10050.403323952982,99.957639483550224,9896.372663472328,13612.599373972758,1320.2066087085745,1021.0367720711249,5063.1384403696293,13.255606856056486,7702.0519575277558,5014.2599420517618,5975.0739504013827,16939.876154699519,5978.6411896631816,6211.3725820711043,5974.571168081603,7975.4380275881449,5679.3371413346013,3931.4586934836138,563.47072766029112,9130.0287125242539,5961.919919302718,7013.7301280705133,37492.733308580937,29430.010860937084,50365.458305764245,17617.394581433746,15162.790170310396,46650.322442801131,8883.889260967353,38216.46832321168,40925.361508542475,25015.445091653091,51689.440251906322,17245.575273762453,49947.274381370284,72780.183314529189,54433.435584145183,76558.324608944749,27958.648995595067,55970.196458198108,34959.089651347895,16452.103451995587,24158.330944435365,32938.91966768237,19101.787428404794,45181.786392847738,16528.496029787806,11625.623720159711,6621.9839017876029,277.37045099132456,2062.2461891467701,0,413.0661623026628,1084.2789900545886,6978.1904655010394,2446.4299788917592,1412.8898074705794,5080.3184913276409,3141.5025654014366,1444.4568024408006,3072.4549498094298,1531.8025224116129,1691.0895738907072,1707.8645736415187,284.02528798969445,600.99685185775331,4147.3834517898804,167.75044548051349,18.364575562111341,0,0,0]
[3,"SERVICE LINES","˂ = 11 kv ; commercial and industrial ; complex type",0.5419855631145829,49.652983672950626,7.0464873286589134,2,3235,2658,2087,2160,1958,1709,901,864,844,831,868,891,909,956,922,1349,1740,2211,2454,2137,2025,1860,2012,2191,2126,1954,1909,1980,2048,2354,2413,2354,2505,2251,1849,1836,1854,1736,1608,1305,1070,1020,1111,1213,1197,1320,1181,1402,933,943,937,1043,1045,1175,351,125,125,155,102,28,28,14,14,5,5,2,2,2,2,1,1,1,1,0,0,0,0,1,1,0,0,0,0,0,0,0,0,0,0,0,0,null,1753.3232966756757,1440.5976267585613,1131.1238702201344,1170.6888163274991,1061.2077325783532,926.25332736282223,488.32899236623922,468.27552653099963,457.43581526870798,450.39000294821841,470.44346878345794,482.90913673509334,492.66487687115585,518.13819833754121,499.71068919164543,731.1385246415723,943.05487981937426,1198.3300800463428,1330.0325718831864,1158.2231483758637,1097.5207653070304,1008.0931473931242,1090.4749529865408,1187.490368784051,1152.2613071816033,1059.039790325895,1034.6504399857388,1073.1314149668742,1109.9864332586658,1275.8340155717281,1307.8111637954885,1275.8340155717281,1357.6738356020301,1220.0095025709261,1002.1313061988637,995.08549387837422,1004.8412340144367,940.88693756691589,871.51278548824928,707.29115986453064,579.92455253260368,552.82527437687452,602.14596062030159,657.42848805798906,648.75671904815579,715.4209433112494,640.0849500383224,759.86375948664522,505.67253038590587,511.09238601705169,507.84047263836419,565.29094232850991,566.37491345473916,636.8330366596349,190.23693265321859,67.748195389322859,67.748195389322859,84.007762282760353,55.282527437687456,15.175595767208321,15.175595767208321,7.5877978836041606,7.5877978836041606,2.7099278155729145,2.7099278155729145,1.0839711262291658,1.0839711262291658,1.0839711262291658,1.0839711262291658,0.5419855631145829,0.5419855631145829,0.5419855631145829,0.5419855631145829,0,0,0,0,0.5419855631145829,0.5419855631145829,0,0,0,0,0,0,0,0,0,0,0,0]
[3,"SERVICE LINES","˂ = 11 kv ; residential ; simple type",0.52358744625892284,55.61841616039446,7.4577755504167902,2,28821,22773,18846,18759,13148,13315,5803,6454,7928,8539,8756,8607,8302,8357,8631,9607,11477,13145,14986,14238,11711,10625,10196,11618,14504,15997,16273,16491,15826,15392,15612,16043,16566,16276,16247,15054,12707,11648,10039,7843,6923,7564,11936,15690,15583,17652,14908,15049,10068,8741,8708,9871,9873,9841,5661,2773,2774,6989,5649,1085,1083,540,540,124,124,44,44,37,37,22,22,10,10,3,3,1,1,5,5,0,0,0,0,0,0,0,0,0,0,0,0,null,15090.313788628415,11923.656913654449,9867.5290121956605,9821.9769043711331,6884.1277434123176,6971.5668469375578,3038.3779506405294,3379.2333781550878,4151.0012739407402,4470.9132036049423,4584.5316794431283,4506.5171499505486,4346.8229788415774,4375.6202883858177,4519.0832486607633,5030.1045962094713,6009.2131207136572,6882.5569810735406,7846.4814696362173,7454.8380598345429,6131.732583138245,5563.1166165010554,5338.497602055977,6083.0389506361653,7594.1123205394169,8375.8283778039895,8520.3385129714516,8634.4805762558972,8286.2949244937136,8059.0579728173407,8174.2472109943037,8399.9134003318995,8673.7496347253164,8521.9092753102286,8506.7252393687195,7882.0854159818246,6653.2256796121328,6098.7465740239331,5256.2943729933268,4106.4963410087321,3624.7958904505226,3960.4154435024925,6249.5397585465034,8215.087031802499,8159.0631750527946,9242.3656013625059,7805.641648828022,7879.4674787505301,5271.478408934835,4576.6778677492448,4559.3994820226999,5168.331682021827,5169.3788569143453,5152.62405863406,2964.0285332717622,1451.9079884759931,1452.431575922252,3659.3526619036115,2957.7454839166553,568.0923791909313,567.04520429841341,282.73722097981835,282.73722097981835,64.924843336106434,64.924843336106434,23.037847635392605,23.037847635392605,19.372735511580146,19.372735511580146,11.518923817696303,11.518923817696303,5.2358744625892282,5.2358744625892282,1.5707623387767686,1.5707623387767686,0.52358744625892284,0.52358744625892284,2.6179372312946141,2.6179372312946141,0,0,0,0,0,0,0,0,0,0,0,0]
[4,"SWITCHGEAR","˂ = 11 kv ; circuit breaker",84.299487634706651,57.005570492020198,7.5502033411041456,2,9,49,7,20,27,27,64,135,35,20,32,12,32,13,14,17,30,31,8,4,32,11,10,0,0,6,4,9,20,28,0,26,0,31,0,0,3,0,0,0,0,0,2,11,0,0,0,38,41,43,36,12,78,67,2,73,12,16,15,0,0,29,1,4,0,0,1,0,0,0,0,0,0,0,0,0,0,0,0,0,0,0,0,0,0,0,0,0,0,0,0,null,758.69538871235989,4130.6748941006263,590.09641344294653,1685.9897526941331,2276.0861661370795,2276.0861661370795,5395.1672086212257,11380.430830685398,2950.482067214733,1685.9897526941331,2697.5836043106128,1011.5938516164798,2697.5836043106128,1095.8933392511865,1180.1928268858931,1433.091289790013,2528.9846290411997,2613.2841166759063,674.39590107765321,337.1979505388266,2697.5836043106128,927.29436398177313,842.99487634706657,0,0,505.79692580823991,337.1979505388266,758.69538871235989,1685.9897526941331,2360.3856537717861,0,2191.786678502373,0,2613.2841166759063,0,0,252.89846290411995,0,0,0,0,0,168.5989752694133,927.29436398177313,0,0,0,3203.3805301188527,3456.2789930229728,3624.877968292386,3034.7815548494395,1011.5938516164798,6575.3600355071185,5648.0656715253454,168.5989752694133,6153.8625973335857,1011.5938516164798,1348.7918021553064,1264.4923145205998,0,0,2444.6851414064927,84.299487634706651,337.1979505388266,0,0,84.299487634706651,0,0,0,0,0,0,0,0,0,0,0,0,0,0,0,0,0,0,0,0,0,0,0,0]
[4,"SWITCHGEAR","˂ = 11 kv ; switch",13.565523919375474,77.157180196888731,8.7839159944121015,2,30,10,22,14,0,21,39,20,6,11,18,13,4,14,4,4,0,4,1,0,0,0,1,13,0,0,0,5,11,1,7,3,15,0,8,25,20,11,28,20,3,44,22,25,6,6,67,32,105,144,81,77,106,144,34,38,8,12,0,3,5,55,3,18,0,0,3,0,3,0,0,0,0,0,0,0,0,8,0,0,0,0,0,0,0,0,0,0,0,0,0,null,406.96571758126424,135.65523919375474,298.44152622626041,189.91733487125663,0,284.87600230688497,529.05543285564352,271.31047838750948,81.393143516252849,149.2207631131302,244.17943054875855,176.35181095188116,54.262095677501897,189.91733487125663,54.262095677501897,54.262095677501897,0,54.262095677501897,13.565523919375474,0,0,0,13.565523919375474,176.35181095188116,0,0,0,67.827619596877369,149.2207631131302,13.565523919375474,94.958667435628314,40.696571758126424,203.48285879063212,0,108.52419135500379,339.13809798438683,271.31047838750948,149.2207631131302,379.83466974251326,271.31047838750948,40.696571758126424,596.88305245252081,298.44152622626041,339.13809798438683,81.393143516252849,81.393143516252849,908.89010259815677,434.09676542001517,1424.3800115344247,1953.4354443900684,1098.8074374694133,1044.5453417919116,1437.9455354538002,1953.4354443900684,461.2278132587661,515.48990893626797,108.52419135500379,162.7862870325057,0,40.696571758126424,67.827619596877369,746.10381556565108,40.696571758126424,244.17943054875855,0,0,40.696571758126424,0,40.696571758126424,0,0,0,0,0,0,0,0,108.52419135500379,0,0,0,0,0,0,0,0,0,0,0,0,0]
[4,"SWITCHGEAR","> 11 kv & < = 22 kv ; switch",14.492480296298961,49.13259333019208,7.0094645537438938,2,118,371,448,276,301,327,268,410,442,451,455,434,338,542,330,288,260,142,48,21,73,52,362,1,3,0,0,418,7,1,10,3,4,142,1,0,0,1,82,0,0,0,0,72,0,55,0,0,0,0,0,0,10,0,0,0,0,0,0,0,0,0,0,0,1,0,1,0,0,0,0,0,0,0,0,0,0,0,0,0,0,0,0,0,0,0,0,0,0,0,0,null,1710.1126749632774,5376.7101899269146,6492.6311727419343,3999.9245617785132,4362.2365691859868,4739.0410568897605,3883.9847194081217,5941.9169214825743,6405.6762909641411,6536.1086136308313,6594.0785348160271,6289.7364485937487,4898.458340149049,7854.9243205940365,4782.5184977786575,4173.8343253341009,3768.0448770377297,2057.9322020744526,695.63905422235007,304.34208622227817,1057.9510616298242,753.60897540754593,5246.2778672602235,14.492480296298961,43.477440888896879,0,0,6057.8567638529657,101.44736207409272,14.492480296298961,144.92480296298962,43.477440888896879,57.969921185195844,2057.9322020744526,14.492480296298961,0,0,14.492480296298961,1188.3833842965148,0,0,0,0,1043.4585813335252,0,797.08641629644285,0,0,0,0,0,0,144.92480296298962,0,0,0,0,0,0,0,0,0,0,0,14.492480296298961,0,14.492480296298961,0,0,0,0,0,0,0,0,0,0,0,0,0,0,0,0,0,0,0,0,0,0,0,0]
[4,"SWITCHGEAR","> 22 kv & < = 33 kv ; circuit breaker",193.24075086123509,59.478132462646826,7.7122067180961134,2,13,9,0,11,1,11,20,20,14,8,5,5,7,7,11,7,7,1,0,3,0,0,0,0,0,0,0,0,0,2,2,0,0,0,0,0,0,0,0,0,0,0,0,0,0,0,0,0,0,0,0,20,19,0,0,1,2,0,9,0,3,24,0,0,0,13,0,0,0,0,0,0,2,0,0,0,0,0,0,0,0,0,0,0,0,0,0,0,0,0,0,null,2512.1297611960563,1739.1667577511157,0,2125.6482594735858,193.24075086123509,2125.6482594735858,3864.8150172247015,3864.8150172247015,2705.3705120572913,1545.9260068898807,966.20375430617537,966.20375430617537,1352.6852560286457,1352.6852560286457,2125.6482594735858,1352.6852560286457,1352.6852560286457,193.24075086123509,0,579.72225258370531,0,0,0,0,0,0,0,0,0,386.48150172247017,386.48150172247017,0,0,0,0,0,0,0,0,0,0,0,0,0,0,0,0,0,0,0,0,3864.8150172247015,3671.5742663634664,0,0,193.24075086123509,386.48150172247017,0,1739.1667577511157,0,579.72225258370531,4637.7780206696425,0,0,0,2512.1297611960563,0,0,0,0,0,0,386.48150172247017,0,0,0,0,0,0,0,0,0,0,0,0,0,0,0,0,0,0]
[4,"SWITCHGEAR","> 22 kv & < = 33 kv ; switch",23.38535803201885,74.623676464066662,8.6384996651077479,2,43,6,20,19,9,57,49,32,34,40,20,1,9,36,19,16,6,7,12,4,0,0,0,8,0,0,3,27,15,4,5,0,10,3,4,10,3,3,11,21,13,3,5,9,2,16,43,8,6,15,76,39,65,55,25,16,4,3,0,0,0,21,24,27,8,0,1,0,1,0,0,0,0,0,0,0,0,4,4,0,0,0,0,0,0,0,0,0,0,0,0,null,1005.5703953768106,140.31214819211311,467.70716064037697,444.32180260835815,210.46822228816964,1332.9654078250744,1145.8825435689237,748.3314570246032,795.10217308864094,935.41432128075394,467.70716064037697,23.38535803201885,210.46822228816964,841.87288915267857,444.32180260835815,374.1657285123016,140.31214819211311,163.69750622413196,280.62429638422623,93.5414321280754,0,0,0,187.0828642561508,0,0,70.156074096056557,631.40466686450895,350.78037048028273,93.5414321280754,116.92679016009424,0,233.85358032018848,70.156074096056557,93.5414321280754,233.85358032018848,70.156074096056557,70.156074096056557,257.23893835220736,491.09251867239584,304.00965441624504,70.156074096056557,116.92679016009424,210.46822228816964,46.7707160640377,374.1657285123016,1005.5703953768106,187.0828642561508,140.31214819211311,350.78037048028273,1777.2872104334326,912.02896324873518,1520.0482720812252,1286.1946917610367,584.63395080047121,374.1657285123016,93.5414321280754,70.156074096056557,0,0,0,491.09251867239584,561.24859276845245,631.40466686450895,187.0828642561508,0,23.38535803201885,0,23.38535803201885,0,0,0,0,0,0,0,0,93.5414321280754,93.5414321280754,0,0,0,0,0,0,0,0,0,0,0,0]
[4,"SWITCHGEAR","> 33 kv & < = 66 kv ; circuit breaker",144.13017082786484,60.835397995503676,7.7997049941330268,2,6,4,9,9,10,11,14,40,40,30,15,23,16,19,12,2,14,12,7,5,2,6,1,2,1,0,0,2,8,0,0,6,4,2,12,11,0,10,0,0,0,0,0,0,0,0,2,7,10,24,6,5,3,0,15,10,0,0,0,0,2,5,0,0,3,7,0,7,0,0,0,0,0,0,0,0,0,0,0,0,0,0,0,0,0,0,0,0,0,0,0,null,864.78102496718907,576.52068331145938,1297.1715374507835,1297.1715374507835,1441.3017082786484,1585.4318791065134,2017.8223915901078,5765.2068331145938,5765.2068331145938,4323.9051248359456,2161.9525624179728,3314.9939290408915,2306.0827332458375,2738.4732457294322,1729.5620499343781,288.26034165572969,2017.8223915901078,1729.5620499343781,1008.9111957950539,720.65085413932422,288.26034165572969,864.78102496718907,144.13017082786484,288.26034165572969,144.13017082786484,0,0,288.26034165572969,1153.0413666229188,0,0,864.78102496718907,576.52068331145938,288.26034165572969,1729.5620499343781,1585.4318791065134,0,1441.3017082786484,0,0,0,0,0,0,0,0,288.26034165572969,1008.9111957950539,1441.3017082786484,3459.1240998687563,864.78102496718907,720.65085413932422,432.39051248359453,0,2161.9525624179728,1441.3017082786484,0,0,0,0,288.26034165572969,720.65085413932422,0,0,432.39051248359453,1008.9111957950539,0,1008.9111957950539,0,0,0,0,0,0,0,0,0,0,0,0,0,0,0,0,0,0,0,0,0,0,0]
[4,"SWITCHGEAR","> 33 kv & < = 66 kv ; switch",23.385358032018846,71.953727237573332,8.4825542873342901,2,2,7,1,19,35,58,70,76,80,66,25,24,18,22,13,7,20,20,12,3,2,13,1,12,0,0,0,17,11,0,2,25,9,4,0,0,5,6,0,8,4,10,18,6,3,0,12,14,85,74,57,48,31,72,34,65,22,24,19,0,30,33,0,37,14,10,12,0,0,0,0,0,0,0,0,0,0,0,7,0,0,4,0,0,0,0,0,0,0,0,0,null,46.770716064037693,163.69750622413193,23.385358032018846,444.3218026083581,818.48753112065958,1356.3507658570932,1636.9750622413192,1777.2872104334324,1870.8286425615076,1543.4336301132439,584.63395080047121,561.24859276845234,420.93644457633923,514.4778767044146,304.00965441624498,163.69750622413193,467.70716064037691,467.70716064037691,280.62429638422617,70.156074096056543,46.770716064037693,304.00965441624498,23.385358032018846,280.62429638422617,0,0,0,397.55108654432041,257.2389383522073,0,46.770716064037693,584.63395080047121,210.46822228816961,93.541432128075385,0,0,116.92679016009423,140.31214819211309,0,187.08286425615077,93.541432128075385,233.85358032018846,420.93644457633923,140.31214819211309,70.156074096056543,0,280.62429638422617,327.39501244826386,1987.7554327216019,1730.5164943693946,1332.9654078250742,1122.4971855369047,724.94609899258421,1683.7457783053569,795.10217308864082,1520.0482720812249,514.4778767044146,561.24859276845234,444.3218026083581,0,701.56074096056534,771.71681505662195,0,865.25824718469732,327.39501244826386,233.85358032018846,280.62429638422617,0,0,0,0,0,0,0,0,0,0,0,163.69750622413193,0,0,93.541432128075385,0,0,0,0,0,0,0,0,0]
[5,"TRANSFORMERS","ground outdoor / indoor chamber mounted ; ˂ 22 kv ; > 600 kva ; multiple phase",79.807177684517512,62.61000548340121,7.9126484493752915,2,0,0,0,0,0,0,0,0,0,0,0,0,3,0,0,0,0,0,0,2,0,0,0,0,0,0,0,2,0,0,4,2,0,8,0,4,1,2,1,2,2,4,0,2,2,1,0,10,4,1,1,5,2,2,5,1,1,1,0,0,0,0,0,0,0,0,0,0,0,0,0,0,0,0,0,0,0,0,0,0,0,0,0,0,0,0,0,0,0,0,0,null,0,0,0,0,0,0,0,0,0,0,0,0,239.42153305355254,0,0,0,0,0,0,159.61435536903502,0,0,0,0,0,0,0,159.61435536903502,0,0,319.22871073807005,159.61435536903502,0,638.4574214761401,0,319.22871073807005,79.807177684517512,159.61435536903502,79.807177684517512,159.61435536903502,159.61435536903502,319.22871073807005,0,159.61435536903502,159.61435536903502,79.807177684517512,0,798.07177684517512,319.22871073807005,79.807177684517512,79.807177684517512,399.03588842258756,159.61435536903502,159.61435536903502,399.03588842258756,79.807177684517512,79.807177684517512,79.807177684517512,0,0,0,0,0,0,0,0,0,0,0,0,0,0,0,0,0,0,0,0,0,0,0,0,0,0,0,0,0,0,0,0,0]
[5,"TRANSFORMERS","ground outdoor / indoor chamber mounted ; > = 22 kv & < = 33 kv ; < = 15 mva",190.2907775344448,67.750706019635018,8.2310817041039641,2,1,8,7,7,6,2,7,11,7,7,4,2,4,2,2,5,3,10,8,0,1,2,0,2,0,1,0,13,2,3,0,24,0,7,0,9,14,0,0,1,3,0,5,5,11,0,3,0,3,17,2,1,13,7,0,5,7,4,3,0,2,6,5,6,2,2,0,4,0,0,0,0,0,0,0,0,0,0,0,0,0,0,0,0,0,0,0,0,0,0,0,null,190.2907775344448,1522.3262202755584,1332.0354427411137,1332.0354427411137,1141.7446652066687,380.5815550688896,1332.0354427411137,2093.1985528788928,1332.0354427411137,1332.0354427411137,761.1631101377792,380.5815550688896,761.1631101377792,380.5815550688896,380.5815550688896,951.45388767222403,570.87233260333437,1902.9077753444481,1522.3262202755584,0,190.2907775344448,380.5815550688896,0,380.5815550688896,0,190.2907775344448,0,2473.7801079477822,380.5815550688896,570.87233260333437,0,4566.978660826675,0,1332.0354427411137,0,1712.6169978100031,2664.0708854822274,0,0,190.2907775344448,570.87233260333437,0,951.45388767222403,951.45388767222403,2093.1985528788928,0,570.87233260333437,0,570.87233260333437,3234.9432180855615,380.5815550688896,190.2907775344448,2473.7801079477822,1332.0354427411137,0,951.45388767222403,1332.0354427411137,761.1631101377792,570.87233260333437,0,380.5815550688896,1141.7446652066687,951.45388767222403,1141.7446652066687,380.5815550688896,380.5815550688896,0,761.1631101377792,0,0,0,0,0,0,0,0,0,0,0,0,0,0,0,0,0,0,0,0,0,0,0]
[5,"TRANSFORMERS","ground outdoor / indoor chamber mounted ; > 33 kv & < = 66 kv ; < = 15 mva",175.27589905500966,64.548407743098579,8.0342023713059767,2,0,0,0,2,0,1,1,0,4,3,0,4,0,0,0,1,0,0,5,0,1,0,0,0,0,0,0,4,1,2,1,2,5,0,0,9,0,0,0,0,5,5,0,0,3,0,0,3,0,9,7,5,7,5,4,18,5,12,5,0,2,5,0,2,4,2,0,2,0,0,0,0,0,0,0,0,1,0,0,0,0,0,0,0,0,0,0,0,0,0,0,null,0,0,0,350.55179811001932,0,175.27589905500966,175.27589905500966,0,701.10359622003864,525.82769716502901,0,701.10359622003864,0,0,0,175.27589905500966,{"$f":"IFERROR($D21*X21,\"\")","v":0},0,876.37949527504827,0,175.27589905500966,0,0,0,0,0,0,701.10359622003864,175.27589905500966,350.55179811001932,175.27589905500966,350.55179811001932,{"$f":"IFERROR($D21*AN21,\"\")","v":876.37949527504827},0,0,1577.4830914950869,0,0,0,0,876.37949527504827,876.37949527504827,0,0,525.82769716502901,0,0,525.82769716502901,{"$f":"IFERROR($D21*BD21,\"\")","v":0},1577.4830914950869,1226.9312933850676,876.37949527504827,1226.9312933850676,876.37949527504827,701.10359622003864,3154.9661829901738,876.37949527504827,2103.310788660116,876.37949527504827,0,350.55179811001932,876.37949527504827,0,350.55179811001932,{"$f":"IFERROR($D21*BT21,\"\")","v":701.10359622003864},350.55179811001932,0,350.55179811001932,0,0,0,0,0,0,0,0,175.27589905500966,0,0,0,{"$f":"IFERROR($D21*CJ21,\"\")","v":0},0,0,0,0,0,0,0,0,0,0]
[5,"TRANSFORMERS","ground outdoor / indoor chamber mounted ; > 33 kv & < = 66 kv ; > 15 mva and < = 40 mva",335.95009667227902,61.276226347065034,7.8279132817798276,2,1,2,0,0,3,5,1,11,4,4,4,2,4,2,5,2,5,4,4,0,1,0,0,2,0,3,0,1,5,1,3,0,1,4,0,2,3,2,0,4,1,4,0,0,0,0,1,4,0,3,6,4,2,0,0,0,0,0,0,0,0,0,2,0,0,0,0,0,0,0,0,0,0,0,0,0,0,0,0,0,0,0,0,0,0,0,0,0,0,0,0,null,335.95009667227902,671.90019334455803,0,0,1007.8502900168371,1679.750483361395,335.95009667227902,3695.451063395069,1343.8003866891161,1343.8003866891161,1343.8003866891161,671.90019334455803,1343.8003866891161,671.90019334455803,1679.750483361395,671.90019334455803,1679.750483361395,1343.8003866891161,1343.8003866891161,0,335.95009667227902,0,0,671.90019334455803,0,1007.8502900168371,0,335.95009667227902,1679.750483361395,335.95009667227902,1007.8502900168371,0,335.95009667227902,1343.8003866891161,0,671.90019334455803,1007.8502900168371,671.90019334455803,0,1343.8003866891161,335.95009667227902,1343.8003866891161,0,0,0,0,335.95009667227902,1343.8003866891161,0,1007.8502900168371,2015.7005800336742,1343.8003866891161,671.90019334455803,0,0,0,0,0,0,0,0,0,671.90019334455803,0,0,0,0,0,0,0,0,0,0,0,0,0,0,0,0,0,0,0,0,0,0,0,0,0,0,0,0]
[5,"TRANSFORMERS","kiosk mounted ; < = 22 kv ; < = 60 kva ; multiple phase",37.393718435832831,65.067227117613939,8.0664259196755754,2,0,0,1.0067781352184999,0,0,1.0067781352184999,1.0067781352184999,5.0338906760925104,1.0067781352184999,1.0067781352184999,0,2.0135562704369998,1.0067781352184999,3.0203344056555101,3.0203344056555101,0,2.0135562704369998,1.0067781352184999,0,0,1.0067781352184999,0,0,0,0,2.0135562704369998,3.0203344056555101,1.0067781352184999,1.0067781352184999,3.0203344056555101,1.0067781352184999,10.067781352184999,8.0542250817480205,3.0203344056555101,2.0135562704369998,1.0067781352184999,1.0067781352184999,0,0,1.0067781352184999,0,0,1.0067781352184999,1.0067781352184999,0,0,0,0,0,0,1.0067781352184999,0,0,0,0,0,0,0,0,0,0,0,0,0,0,0,0,0,0,0,0,0,0,0,0,0,0,0,0,0,0,0,0,0,0,0,0,0,0,0,0,null,0,0,37.647178115713416,0,0,37.647178115713416,37.647178115713416,188.23589057856751,37.647178115713416,37.647178115713416,0,75.294356231426832,37.647178115713416,112.94153434714065,112.94153434714065,0,75.294356231426832,37.647178115713416,0,0,37.647178115713416,0,0,0,0,75.294356231426832,112.94153434714065,37.647178115713416,37.647178115713416,112.94153434714065,37.647178115713416,376.47178115713422,301.17742492570812,112.94153434714065,75.294356231426832,37.647178115713416,37.647178115713416,0,0,37.647178115713416,0,0,37.647178115713416,37.647178115713416,0,0,0,0,0,0,37.647178115713416,0,0,0,0,0,0,0,0,0,0,0,0,0,0,0,0,0,0,0,0,0,0,0,0,0,0,0,0,0,0,0,0,0,0,0,0,0,0,0,0]
[5,"TRANSFORMERS","kiosk mounted ; < = 22 kv ; < = 60 kva ; single phase",10.420558856097459,65.067227117613939,8.0664259196755754,2,0,1.0067781352184999,0,1.0067781352184999,0,0,3.0203344056555101,2.0135562704369998,4.0271125408740103,0,3.0203344056555101,10.067781352184999,7.0474469465295204,10.067781352184999,6.0406688113110096,4.0271125408740103,7.0474469465295204,8.0542250817480205,2.0135562704369998,4.0271125408740103,13.0881157578405,5.0338906760925104,10.067781352184999,9.0610032169665207,13.0881157578405,12.081337622622,18.122006433932999,11.0745594874035,26.176231515681099,15.1016720282775,16.108450163495998,18.122006433932999,44.298237949614098,37.250791003084601,12.081337622622,15.1016720282775,4.0271125408740103,1.0067781352184999,2.0135562704369998,1.0067781352184999,3.0203344056555101,1.0067781352184999,0,0,1.0067781352184999,1.0067781352184999,1.0067781352184999,0,1.0067781352184999,1.0067781352184999,0,1.0067781352184999,0,0,0,0,1.0067781352184999,0,0,0,0,0,0,0,0,0,0,0,0,0,0,0,0,0,0,0,0,0,0,0,0,0,0,0,0,0,0,0,0,0,0,null,0,10.491190813076425,0,10.491190813076425,0,0,31.473572439229383,20.982381626152851,41.964763252305808,0,31.473572439229383,104.91190813076425,73.438335691535187,104.91190813076425,62.947144878458651,41.964763252305808,73.438335691535187,83.929526504611616,20.982381626152851,41.964763252305808,136.38548056999352,52.455954065382237,104.91190813076425,94.420717317688045,136.38548056999352,125.8942897569171,188.84143463537563,115.40309894384067,272.77096113998812,157.36786219614638,167.85905300922281,188.84143463537563,461.61239577536372,388.17406008382881,125.8942897569171,157.36786219614638,41.964763252305808,10.491190813076425,20.982381626152851,10.491190813076425,31.473572439229383,10.491190813076425,0,0,10.491190813076425,10.491190813076425,10.491190813076425,0,10.491190813076425,10.491190813076425,0,10.491190813076425,0,0,0,0,10.491190813076425,0,0,0,0,0,0,0,0,0,0,0,0,0,0,0,0,0,0,0,0,0,0,0,0,0,0,0,0,0,0,0,0,0,0]
[5,"TRANSFORMERS","kiosk mounted ; < = 22 kv ; > 60 kva and < = 600 kva ; multiple phase",24.295613290947053,49.002773266650671,7.000198087672282,2,14,70.475054971907198,8.0542919967894004,11.0746514955854,52.3528979791311,223.506602910906,268.81199539284597,306.063095877997,353.38206135913498,419.82997033264701,418.82318383304897,378.55172384910202,300.02237688040498,328.212398869168,317.13774737358301,295.99523088200999,273.84592789084002,273.84592789084002,172.160491431373,185.248715926156,163.099412934985,193.30300792294599,164.106199434584,139.94332344421599,265.79163589404999,331.23275836796398,284.920579386425,274.852714390438,377.54493734950302,371.50421835191099,416.80961083385199,303.04273637920102,358.415993857128,463.12178981539,405.73495933826598,271.83235489164201,167.12655893338001,176.18763742976799,143.97046944261101,140.950109943814,146.99082894140699,230.55410840809699,250.68983840006999,216.459097413715,175.18085093016899,105.712582457861,62.420762975117803,28.190021988762901,22.149302991170799,7.0475054971907198,1.0067864995986799,4.0271459983947002,5.0339324979933702,10.067864995986801,11.0746514955854,4.0271459983947002,21.142516491572199,1.0067864995986799,5.0339324979933702,1.0067864995986799,0,1.0067864995986799,0,6.0407189975920499,35.237527485953599,0,0,0,0,0,0,0,0,0,0,0,0,0,0,0,0,0,0,0,0,0,0,0,0,0,0,null,340.13858607325875,1712.2346822556926,195.68396368636505,269.06545006875126,1271.9457639613727,5430.2299922966331,6530.9522880324266,7435.9906200818659,8585.6339067392673,10200.026607151765,10175.566111690985,9197.1462932591621,7289.2276473170932,7974.1215202193735,7705.056070150632,7191.3856654739038,6653.2547653364209,6653.2547653364209,4182.7447237960423,4500.7311647863908,3962.6002646488832,4696.4151284727704,3987.0607601096867,3400.0088690505963,6457.5708016500403,8047.5030066017589,6922.3202154051623,6677.7152607971993,9172.6857977983582,9025.9228250335855,10126.645120769403,7362.6091336994805,8707.9363840432361,11251.827911965976,9857.5796707006375,6604.3337744148139,4060.4422464920731,4280.5867056392317,3497.8508508937866,3424.4693645113757,3571.2323372761721,5601.4534605222088,6090.6633697381094,5259.0065240710574,4256.1262101784278,2568.3520233835438,1516.5507185693277,684.89387290227762,538.13090013750252,171.22346822556926,24.460495460795748,97.841981843182523,122.30247730397802,244.60495460795752,269.06545006875126,97.841981843182523,513.6704046767087,24.460495460795748,122.30247730397802,24.460495460795748,0,24.460495460795748,0,146.76297276477376,856.11734112784632,0,0,0,0,0,0,0,0,0,0,0,0,0,0,0,0,0,0,0,0,0,0,0,0,0,0]
[5,"TRANSFORMERS","kiosk mounted ; < = 22 kv ; > 60 kva and < = 600 kva ; single phase",22.669059548365418,42.494737390325604,6.5187987689700622,2,0,14.094893893059,0,0,0,2.0135562704369998,2.0135562704369998,0,2.0135562704369998,8.0542250817480205,0,0,2.0135562704369998,0,1.0067781352184999,1.0067781352184999,0,0,2.0135562704369998,2.0135562704369998,1.0067781352184999,1.0067781352184999,2.0135562704369998,0,1.0067781352184999,2.0135562704369998,0,2.0135562704369998,6.0406688113110096,0,1.0067781352184999,2.0135562704369998,0,4.0271125408740103,26.176231515681099,19.128784569151499,4.0271125408740103,12.081337622622,0,2.0135562704369998,6.0406688113110096,1.0067781352184999,0,0,0,1.0067781352184999,0,0,0,0,0,0,0,0,0,0,0,0,0,0,0,0,0,0,0,0,0,0,0,0,0,0,0,0,0,0,0,0,0,0,0,0,0,0,0,0,0,0,0,0,0,null,0,319.51798898964654,0,0,0,45.645426998520932,45.645426998520932,0,45.645426998520932,182.58170799408421,0,0,45.645426998520932,0,22.822713499260466,22.822713499260466,0,0,45.645426998520932,45.645426998520932,22.822713499260466,22.822713499260466,45.645426998520932,0,22.822713499260466,45.645426998520932,0,45.645426998520932,136.93628099556301,0,22.822713499260466,45.645426998520932,0,91.290853997042106,593.39055098077438,433.63155648594886,91.290853997042106,273.87256199112562,0,45.645426998520932,136.93628099556301,22.822713499260466,0,0,0,22.822713499260466,0,0,0,0,0,0,0,0,0,0,0,0,0,0,0,0,0,0,0,0,0,0,0,0,0,0,0,0,0,0,0,0,0,0,0,0,0,0,0,0,0,0,0,0,0]
[5,"TRANSFORMERS","kiosk mounted ; < = 22 kv ; > 600 kva ; multiple phase",46.434155398481458,57.237045870538381,7.5655168938109165,2,1,11.0746023623244,2.0135640658771599,2.0135640658771599,5.0339101646929096,25.169550823464501,77.522216536270804,80.542562635086597,75.508652470393599,79.535780602147995,65.440832141007803,90.610382964472393,76.515434503332202,74.501870437454997,72.488306371577906,65.440832141007803,72.488306371577906,54.366229778683397,51.345883679867697,57.386575877499197,60.406921976314898,55.373011811622,35.2373711528504,25.169550823464501,37.250935218727498,35.2373711528504,40.271281317543298,16.1085125270173,37.250935218727498,45.305191482236197,39.264499284604703,34.230589119911798,36.244153185788903,44.298409449297601,31.210243021096002,11.0746023623244,19.1288586258331,23.155986757587399,7.0474742305700699,12.081384395262999,14.094948461140101,7.0474742305700699,10.0678203293858,0,3.0203460988157498,4.0271281317543304,1.0067820329385799,1.0067820329385799,2.0135640658771599,1.0067820329385799,4.0271281317543304,1.0067820329385799,0,3.0203460988157498,2.0135640658771599,0,1.0067820329385799,0,3.0203460988157498,0,0,0,0,3.0203460988157498,6.0406921976314898,0,0,0,0,0,0,0,0,0,0,0,0,0,0,0,0,0,0,0,0,0,0,0,0,0,0,null,46.434155398481458,514.23980706856105,93.498146739738203,93.498146739738203,233.74536684934597,1168.7268342467275,3599.6786494799276,3739.9258695895373,3506.1805027401874,3693.1767962196673,3038.6897690414962,4207.4166032882285,3552.9295761100575,3459.4314293703169,3365.9332826305822,3038.6897690414962,3365.9332826305822,2524.4499619729349,2384.2027418633297,2664.6971820825452,2804.9444021921508,2571.199035342805,1636.2175679454233,1168.7268342467275,1729.7157146851584,1636.2175679454233,1869.9629347947687,747.98517391790654,1729.7157146851584,2103.7083016441143,1823.2138614248988,1589.468494575553,1682.9666413152888,2056.9592282742442,1449.2212744659432,514.23980706856105,888.23239402751665,1075.2286875069922,327.24351358908416,560.98888043843101,654.4870271781665,327.24351358908416,467.49073369869103,0,140.24722010960775,186.99629347947689,46.749073369869102,46.749073369869102,93.498146739738203,46.749073369869102,186.99629347947689,46.749073369869102,0,140.24722010960775,93.498146739738203,0,46.749073369869102,0,140.24722010960775,0,0,0,0,140.24722010960775,280.49444021921505,0,0,0,0,0,0,0,0,0,0,0,0,0,0,0,0,0,0,0,0,0,0,0,0,0,0]
["","TRANSFORMERS","kiosk mounted ; > 22 kv ; > 60 kva and < ≈ 600 kva","","","",2,1,1.00708623227389,1.00708623227389,0,0,4.0283449290955602,0,1.00708623227389,0,3.0212586968216701,4.0283449290955602,4.0283449290955602,3.0212586968216701,5.0354311613694396,3.0212586968216701,2.0141724645477801,4.0283449290955602,1.00708623227389,2.0141724645477801,5.0354311613694396,2.0141724645477801,5.0354311613694396,1.00708623227389,0,0,0,0,0,0,0,0,0,0,2.0141724645477801,0,0,0,0,0,0,0,0,0,0,0,0,0,0,0,0,0,0,0,0,1.00708623227389,0,0,0,0,0,0,0,0,0,0,1.00708623227389,0,0,0,0,0,0,0,0,0,0,0,0,0,0,0,0,0,0,0,0,0,0,0,0,0,null,"","","","","","","","","","","","","","","","","","","","","","","","","","","","","","","","","","","","","","","","","","","","","","","","","","","","","","","","","","","","","","","","","","","","","","","","","","","","","","","","","","","","","","","","","","",""]
[5,"TRANSFORMERS","pole mounted ; < = 22 kv ; < = 60 kva ; multiple phase",12.885644400526054,56.438601101701884,7.5125628850414214,2,47,102.69485108436299,35.2384292936541,21.143057576192401,30.204367965989199,49.333801011115703,58.395111400912398,65.4427972596432,81.551793508170803,59.401923666445398,92.626728429033506,74.504107649440002,78.531356711571902,106.72210014649499,93.633540694566506,95.647165225632406,100.68122655329699,110.749349208627,176.19214646827001,248.682629586644,212.43738802745699,197.33520404446301,175.18533420273701,178.20577099933601,250.69625411771,276.873373021568,269.82568716283703,266.805250366238,322.17992497055099,405.74534300978797,297.00961833222698,230.56000880705099,264.791625835172,244.655380524512,274.859748490502,253.716690914309,234.58725786918299,322.17992497055099,290.96874473902898,258.750752241974,216.46463708958899,207.40332669979199,176.19214646827001,212.43738802745699,229.55319654151799,177.19895873380301,183.23983232700101,118.803847332891,128.871969988221,149.00821529888,141.960529440149,97.660789756698406,76.517732180505902,77.524544446038902,75.510919914973002,62.422360463044299,49.333801011115703,28.190743434923199,16.1089962485276,13.088559451928599,7.0476858587308104,5.0340613276648698,12.081747186395701,15.1021839829946,7.0476858587308104,2.01362453106595,1.0068122655329701,1.0068122655329701,1.0068122655329701,0,0,0,0,0,0,0,0,0,0,0,0,0,0,0,0,0,0,0,0,0,0,null,605.62528682472453,1323.289332838079,454.06986911110721,272.44192146666359,389.20274495237726,635.69781675554964,752.45864024126195,843.27261406348316,1050.847411371418,765.43206507300829,1193.555084520623,960.03343754919695,1011.9271368761806,1375.1830321650641,1206.5285093523694,1232.4753590158605,1297.3424831745865,1427.076731492049,2270.3493455555299,3204.4359334412343,2737.3926394983819,2542.7912670222013,2257.3759207237836,2296.2961952190221,3230.3827831047265,3567.6918287301291,3476.8778549079057,3437.9575804126666,4151.495946158685,5228.2902071935978,3827.160325365041,2970.9142864698142,3412.0107307491739,3152.5422341142489,3541.7449790666365,3269.3030575999655,3022.8079857967996,4151.495946158685,3749.3197763745634,3334.1701817586968,2789.2863388253668,2672.5255153396506,2270.3493455555299,2737.3926394983819,2957.9408616380679,2283.3227703872763,2361.1633193777539,1530.8641301460191,1660.5983784634816,1920.0668750983939,1829.2529012761702,1258.4222086793532,985.98028721268815,998.95371204443438,973.00686238094318,804.35233956824572,635.69781675554964,363.25589528888474,207.57479730793489,168.65452281269611,90.813973822221328,64.867124158729581,155.68109798095117,194.60137247618863,90.813973822221328,25.946849663491861,12.973424831745866,12.973424831745866,12.973424831745866,0,0,0,0,0,0,0,0,0,0,0,0,0,0,0,0,0,0,0,0,0,0]
[5,"TRANSFORMERS","pole mounted ; < = 22 kv ; < = 60 kva ; single phase",9.6488736205468477,53.67121732698093,7.3260642453489941,2,278,575.90940826822805,244.660815051013,221.503618564703,221.503618564703,525.56767677624998,485.294291582668,502.41048028993998,642.36049383763896,563.82739271015305,570.87523511902998,424.88421379229402,533.622353814966,510.46515732865703,533.622353814966,480.26011843346998,483.28062232298799,593.02559697549998,477.23961454395101,592.018762345661,554.76588104159703,418.84320601325697,539.66336159400396,549.73170789239896,761.16698015870702,1138.7299663485401,731.96877589335998,675.58603662234395,949.44505593870394,1068.2515422597701,763.180649418386,793.38568831357304,793.38568831357304,777.27633423613997,823.59072720875997,747.07129534095304,893.06231666768895,779.29000349581895,751.098633860311,684.64754829089998,678.60654051186305,581.95041604726498,491.33529936170498,542.68386548352203,720.89359496512395,503.41731491977998,434.95256009068999,449.048244908443,428.91155231165197,693.709059959456,487.30796084234697,371.52197841079698,308.09139673090499,371.52197841079698,388.63816711806999,330.24175858737499,351.38528581400601,442.00040249956601,220.496783934864,211.43527226630701,167.13454855336701,16.109354077433,7.04784240887692,1.0068346298395601,3.0205038895186802,3.0205038895186802,0,0,0,0,0,0,0,0,0,0,0,0,0,0,0,0,0,0,0,0,0,0,0,0,0,null,2682.3868665120235,5556.8770972640505,2360.7012843272105,2137.260422024634,2137.260422024634,5071.1360922584508,4682.5432882539753,4847.6952299558743,6198.0552238714408,5440.2992560627035,5508.3029967634875,4099.6540822472525,5148.8546530593421,4925.4137907567756,5148.8546530593421,4633.9691877534133,4663.1136480537425,5722.0290389659485,4604.824727453075,5712.3142188658421,5352.8658751616958,4041.3651616465841,5207.1435736600197,5304.2917746611338,7344.4039956846536,10987.461533226628,7062.6742127814086,6518.6442871751315,9161.075354405586,10307.424126218782,7363.8336358848765,7655.2782388882388,7655.2782388882388,7499.8411172864453,7946.7228418915993,7208.3965142830848,8617.0454287993198,7519.2707574866681,7247.2557946835304,6606.0776680761392,6547.7887474754707,5615.166017864718,4740.8322088546438,5236.2880339603498,6955.8111916801681,4857.4100500559898,4196.8022832483766,4332.8097646499364,4138.5133626476982,6693.5110489771469,4701.9729284541982,3584.7686169413146,2972.7349506342625,3584.7686169413146,3749.9205586432226,3186.4609928367231,3390.4722149390773,4264.8060239491515,2127.5456019245271,2040.1122210235103,1612.6601366185894,155.43712160179209,68.003740700783865,9.7148201001119805,29.144460300335943,29.144460300335943,0,0,0,0,0,0,0,0,0,0,0,0,0,0,0,0,0,0,0,0,0,0,0,0,0]
[5,"TRANSFORMERS","pole mounted ; < = 22 kv ; > 60 kva and < = 600 kva ; multiple phase",15.55994643137679,59.390773344086533,7.7065409454622724,2,110,375.54522391559101,82.559539842033502,54.368477456948902,88.600481781694498,326.210864741693,401.72263898745598,483.27535517287902,581.94407352067503,757.13138977084395,616.17607784542099,589.99866277355602,561.807600388472,597.04642836982805,545.698421882709,515.49371218440399,507.439122931523,342.320043247456,783.30880484270801,351.38145615694702,275.86968191118501,244.65814855626999,229.555793707118,134.91436998576199,254.72638512237199,272.84921094135399,271.84238728474401,237.61038295999899,263.78779803186302,353.39510347016801,307.0812152661,303.05392063966002,333.25863033796401,281.91062385084598,351.38145615694702,337.28592496440501,346.347337873897,361.449692723049,248.685443182711,252.71273780915101,211.43296788813501,221.50120445423599,189.28284744271099,170.15319796711799,195.32378938237201,161.091785057626,148.003077521694,119.81201513661,134.91436998576199,96.655071034575798,112.764249540338,96.655071034575798,90.614129094914801,77.5254215589826,84.573187155253805,59.402595739999697,45.307064547457401,14.0955311925423,4.0272946264406597,4.0272946264406597,7.0477655962711498,4.0272946264406597,4.0272946264406597,6.04094193966099,7.0477655962711498,1.00682365661016,0,0,0,0,0,0,0,0,0,0,0,0,0,0,0,0,0,0,0,0,0,0,0,0,0,null,1711.5941074514469,5843.4635666859976,1284.6220173411591,845.97059678564153,1378.6187503173417,5075.8235807138426,6250.7827429161325,7519.73863809459,9055.0186100389001,11780.923866348194,9587.6667635706053,9180.3475873404714,8741.6961667849628,9290.0104424793644,8491.0382121818038,8021.0545473008915,7895.7255699993193,5326.4815353170015,12188.243042578313,5467.4766347812683,4292.5174725789939,3806.867685535386,3571.8758530949372,2099.2603698014054,3963.528907162362,4245.5191060908937,4229.8529839282,3697.2048303965089,4104.5240066266288,5498.8088791066721,4778.1672596226008,4715.5027709718233,5185.4864358527202,4386.514205555176,5467.4766347812683,5248.150924503514,5389.1460239677954,5624.1378564082434,3869.5321741861794,3932.1966628369578,3289.8856541663899,3446.54687579335,2945.2309665870484,2647.5746454958062,3039.227699563231,2506.5795460315244,2302.9199579164651,1864.2685373609568,2099.2603698014054,1503.947727618918,1754.6056822220642,1503.947727618918,1409.9509946427354,1206.2914065276725,1315.9542616665528,924.30120759912643,704.9754973213677,219.32571027775879,62.664488650788265,62.664488650788265,109.66285513887939,62.664488650788265,62.664488650788265,93.996732976182415,109.66285513887939,15.666122162696992,0,0,0,0,0,0,0,0,0,0,0,0,0,0,0,0,0,0,0,0,{"$f":"IFERROR($D31*CP31,\"\")","v":0},0,0,0,0]
[5,"TRANSFORMERS","pole mounted ; < = 22 kv ; > 60 kva and < = 600 kva ; single phase",14.007068443531248,59.46138849858194,7.7111210922006626,2,7,17.0753547886025,11.027401741309999,7.0342521766374997,8.0548034826200006,9.0616539179475009,12.041102611965,29.109606965240001,15.068504353274999,12.0479530472925,19.095906094585001,10.068504353274999,9.0342521766374997,12.068504353274999,15.102756529912501,8.0479530472925003,8.0479530472925003,10.054803482620001,21.047953047292498,9.0616539179475009,11.0753547886025,4.0274017413100003,6.041102611965,5.0342521766374997,1.0068504353275001,23.1575600125325,3.0205513059825,3.0205513059825,8.0548034826200006,8.0548034826200006,6.041102611965,8.041102611965,10.068504353274999,11.0753547886025,8.0548034826200006,7.0479530472925003,6.041102611965,6.041102611965,9.0616539179475009,3.0205513059825,3.0205513059825,3.0205513059825,3.0205513059825,5.0342521766374997,8.0548034826200006,4.0274017413100003,3.0205513059825,1.0068504353275001,4.0274017413100003,2.0137008706550001,4.0274017413100003,6.041102611965,2.0137008706550001,2.0137008706550001,2.0137008706550001,2.0137008706550001,4.0274017413100003,1.0068504353275001,0,2.0137008706550001,2.0137008706550001,0,0,0,0,0,0,0,0,0,0,0,0,0,0,0,0,0,0,0,0,0,0,0,0,0,0,0,0,0,0,null,98.049479104718728,239.17566322153425,154.46157094484482,98.529251687220111,112.8241836802522,126.92720664028373,168.66054842137663,407.74025712641065,211.06557181797149,168.75650293787692,267.47766365809758,141.03022960031524,126.5433885742826,169.04436648737774,211.54534440047289,112.72822916375192,112.72822916375192,140.8383205673147,294.82011892965812,126.92720664028373,155.13325256034676,56.412091840126102,84.618137760189143,70.515114800157619,14.103022960031526,324.36952808072505,42.309068880094571,42.309068880094571,112.8241836802522,112.8241836802522,84.618137760189143,112.63227464725165,141.03022960031524,155.13325256034676,112.8241836802522,98.721160720220681,84.618137760189143,84.618137760189143,126.92720664028373,42.309068880094571,42.309068880094571,42.309068880094571,42.309068880094571,70.515114800157619,112.8241836802522,56.412091840126102,42.309068880094571,14.103022960031526,56.412091840126102,28.206045920063051,56.412091840126102,84.618137760189143,28.206045920063051,28.206045920063051,28.206045920063051,28.206045920063051,56.412091840126102,14.103022960031526,0,28.206045920063051,28.206045920063051,0,0,0,0,0,0,0,0,0,0,0,0,0,0,0,0,0,0,0,0,0,0,0,0,0,0,0,0,0,0]
[5,"TRANSFORMERS","pole mounted ; < = 22 kv ; > 600 kva ; multiple phase",13.937438405919027,53.86170301261771,7.3390532776794659,2,0,0,0,0,0,0,0,0,0,0,0,0,0,0,0,0,2.0135562704369998,2.0135562704369998,1.0067781352184999,2.0135562704369998,1.0067781352184999,1.0067781352184999,0,0,0,0,1.0067781352184999,2.0135562704369998,0,0,0,2.0135562704369998,1.0067781352184999,1.0067781352184999,2.0135562704369998,0,0,0,0,0,0,0,1.0067781352184999,0,0,0,0,0,0,1.0067781352184999,0,0,0,0,0,0,0,0,0,0,0,0,0,0,0,0,0,0,0,0,0,0,0,0,0,0,0,0,0,0,0,0,0,0,0,0,0,0,0,0,0,null,0,0,0,0,0,0,0,0,0,0,0,0,0,0,0,0,28.063816496067719,28.063816496067719,14.03190824803386,28.063816496067719,14.03190824803386,14.03190824803386,0,0,0,0,14.03190824803386,28.063816496067719,0,0,0,28.063816496067719,14.03190824803386,14.03190824803386,28.063816496067719,0,0,0,0,0,0,0,14.03190824803386,0,0,0,0,0,0,14.03190824803386,0,0,0,0,0,0,0,0,0,0,0,0,0,0,0,0,0,0,0,0,0,0,0,0,0,0,0,0,0,0,0,0,0,0,0,0,0,0,0,0,0]
["","TRANSFORMERS","pole mounted ; > = 22 kv & < = 33 kv ; < = 60kva","","","",2,13,15.1027193629587,4.0273918301223102,9.0616316177752108,6.0410877451834697,30.2054387259174,19.130111193080999,51.349245834059502,44.301310131345502,30.2054387259174,32.219134640978503,18.1232632355504,20.136959150611599,33.225982598509098,26.178046895794999,20.136959150611599,19.130111193080999,24.1643509807339,18.1232632355504,25.171198938264499,26.178046895794999,23.157503023203301,21.143807108142202,33.225982598509098,43.2944621738149,20.136959150611599,33.225982598509098,32.219134640978503,23.157503023203301,43.2944621738149,30.2054387259174,22.150655065672701,42.287614216284297,18.1232632355504,27.184894853325599,26.178046895794999,26.178046895794999,19.130111193080999,23.157503023203301,11.0753275328364,16.109567320489301,13.0890234478975,15.1027193629587,20.136959150611599,10.068479575305799,13.0890234478975,11.0753275328364,8.0547836602446292,13.0890234478975,33.225982598509098,6.0410877451834697,17.116415278019801,26.178046895794999,6.0410877451834697,10.068479575305799,10.068479575305799,17.116415278019801,3.0205438725917402,4.0273918301223102,4.0273918301223102,0,5.0342397876528899,15.1027193629587,1.00684795753058,1.00684795753058,0,1.00684795753058,0,0,0,0,0,0,0,0,0,0,0,0,0,0,0,0,0,0,0,0,0,0,0,0,null,"","","","","","","","","","","","","","","","","","","","","","","","","","","","","","","","","","","","","","","","","","","","","","","","","","","","","","","","","","","","","","","","","","","","","","","","","","","","","","","","","","","","","","","","","","",""]
["","TRANSFORMERS","pole mounted ; > = 22 kv & < = 33 kv ; > 60 kva and < = 600 kva","","","",2,5,11.075159805337501,3.0204981287284198,3.0204981287284198,4.0273308383045601,8.0546616766091095,26.177650448979598,21.1434869010989,31.2118139968603,25.1708177394035,20.136654191522801,20.136654191522801,16.109323353218201,17.116156062794399,10.068327095761401,15.102490643642099,17.116156062794399,17.116156062794399,14.095657934065899,17.116156062794399,9.0614943861852506,6.0409962574568299,14.095657934065899,12.081992514913701,22.150319610675101,26.177650448979598,16.109323353218201,13.088825224489799,11.075159805337501,11.075159805337501,21.1434869010989,10.068327095761401,5.0341635478807003,7.0478289670329701,12.081992514913701,11.075159805337501,4.0273308383045601,13.088825224489799,9.0614943861852506,8.0546616766091095,4.0273308383045601,6.0409962574568299,4.0273308383045601,2.01366541915228,4.0273308383045601,7.0478289670329701,2.01366541915228,2.01366541915228,5.0341635478807003,7.0478289670329701,3.0204981287284198,1.00683270957614,1.00683270957614,5.0341635478807003,6.0409962574568299,11.075159805337501,4.0273308383045601,2.01366541915228,1.00683270957614,0,1.00683270957614,4.0273308383045601,1.00683270957614,0,0,3.0204981287284198,0,0,0,0,0,0,0,0,0,0,0,0,0,0,0,0,0,0,0,0,0,0,0,0,0,null,"","","","","","","","","","","","","","","","","","","","","","","","","","","","","","","","","","","","","","","","","","","","","","","","","","","","","","","","","","","","","","","","","","","","","","","","","","","","","","","","","","","","","","","","","","",""]
[6,"UNDERGROUND CABLES","˂ = 1 kv",283.28671812373136,75.084104781799695,8.665108469130649,2,5.0799999999999397,6.9135982811361201,0,5.0409840224259304,38.003441398702201,184.03365263079499,189.28084411406701,257.70625608527098,322.27620258544601,457.29839176041003,493.18594015535598,450.19262860206999,494.62825273763701,454.987432588133,501.541586216479,471.08195637495999,401.68296555062801,442.547014549371,306.98031384783798,235.89541586506701,255.11906090176501,219.66906762706901,240.64087498237399,195.59537140206101,331.88887558412603,501.181850046438,451.57069590021302,327.699205362567,466.12915015316298,396.81092094098199,400.509404752671,271.54772140069701,339.97037781563102,459.85032602942903,435.64769698637298,277.16818870086797,151.222121493906,157.00598307510401,126.91916979110501,102.621508075958,160.303907660904,261.18269649236697,277.44185626150198,261.82428184382002,181.34150817454901,118.98599132917801,63.162078371265501,53.142127352087599,38.4488039283845,387.09748303278701,0.21159950613940001,0.92959201045211604,0,3.9190133612956E-2,0,0.12872870277033599,0,0,0.46374991441998298,0,0,0,0.31510296231771501,40.856853935149402,0,0,0,0,0,0,0,0,0,0,0,0,0,0,0,0,0,0,0,0,0,0,0,0,0,0,0,null,1439.0965280685382,1958.5305674889216,0,1428.0438198272079,10765.870191245893,52134.289478100713,53620.749132763638,73004.759526350288,91296.567759809783,129546.56060506694,139713.02641137777,127533.59228017628,140121.61440932073,128891.89656543465,142080.06996183679,133451.2613887692,113791.44903704525,125367.6913671465,86963.445638547069,66826.038180847623,72271.841493669359,62229.329241372383,68170.363720179856,55409.570844682203,94019.710346002452,141978.16148283548,127923.98044242086,92832.832418916281,132048.19716869353,112411.26350902622,113458.99485007334,76925.862809580794,96309.092590675122,130269.48968900483,123413.20633743137,78518.066545367969,42839.21850571681,44477.709671136327,35954.515077110766,29071.310231746138,45411.967903667173,73989.588920029244,78595.592930476909,74171.34152863863,51371.640710375788,33707.150986341592,17892.977891669718,15054.458851686273,10892.035480654875,109659.57556231502,59.943329650832972,263.34106983502136,0,11.102044334044836,0,36.467131736133766,0,0,131.37419128619825,0,0,0,89.264484066051281,11574.204064149133,0,0,0,0,0,0,0,0,0,0,0,0,0,0,0,0,0,0,0,0,0,0,0,0,0,0,0]
[6,"UNDERGROUND CABLES","> 1 kv & < = 11 kv",516.31394117407092,68.941686751934498,8.3031130759453404,2,3.0880000000000001,3.5776005561811499,0,1.5447974010565599,16.646895705508101,66.665956678292403,92.338523713180805,113.47671339608399,129.11210366731299,157.74778884701399,164.417095349372,163.99383651227001,139.320587601401,128.94496609917101,122.186150742668,105.89712100422599,114.706715583809,110.040829205696,78.080102542977698,82.004313990682206,80.360757532813807,76.335421826176699,66.187233782205396,47.198077473079302,104.74397174330601,116.807303320632,98.311785001671197,89.1553088185794,128.67092689233201,115.71705245584501,122.02355230300699,91.595380171386694,122.536985823238,169.343570692387,136.58363259687201,83.002051539714898,43.385347342875598,57.962541591090698,34.953586849829399,34.692889675149402,48.054894364008703,57.640429335169799,86.464493044141406,81.954768521780593,42.286470586503299,55.007451508566,19.3762944911463,16.636752725445,24.5641291806803,60.815590714039601,0.55665533006201096,0.579238285381804,1.62071378079198,1.0751677807297999,0.43893698562301797,0.803006113913738,0,0.31430831676422999,0.26604532863454999,30.187177577524,0,0,0,0,0,0,0,0,0,0,0,0,0,0,0,0,0,0,0,0,0,0,0,0,0,0,0,0,0,0,0,null,{"$f":"IFERROR($D37*H37,\"\")","v":1594.3774503455311},1847.1650431084377,0,797.60043445497433,8595.0243300246038,34420.562834709024,47675.667100547784,58589.609125012619,66662.379097745594,81447.38257109694,84890.838496227268,84672.304057906382,71933.161671166745,66576.083641219957,63086.413046836053,54676.159904679407,59224.676402209647,56815.614217255708,40313.845471240413,42339.970549805133,41491.379437501004,39413.042494258487,34173.391529500077,24369.025395964709,54080.772865011844,60309.23913539065,50759.745178070771,46032.128872712128,66434.593378300691,59746.327414524036,{"$f":"IFERROR($D37*AL37,\"\")","v":63002.461205625921},47291.971729626013,63267.554089987265,87434.446396676227,70520.033645962292,42855.116356003564,22400.459675806105,29926.868289362043,18047.024184605594,17912.42259889362,24811.411901784981,29760.557241007053,44642.823175238693,42314.389533489222,21833.094286858945,28401.114082329303,{"$f":"IFERROR($D37*BB37,\"\")","v":10004.250974073186},8589.7873680129742,12682.802348786048,31399.937326395015,287.40890733987015,299.06880200439048,836.79711967583648,555.12411429198232,226.62928497408691,414.60325146167702,0,162.2817657723279,137.3629121582554,15586.06062797296,0,0,{"$f":"IFERROR($D37*BR37,\"\")","v":0},0,0,0,0,0,0,0,0,0,0,0,0,0,0,0,{"$f":"IFERROR($D37*CH37,\"\")","v":0},0,0,0,0,0,0,0,0,0,0,0,0]
[6,"UNDERGROUND CABLES","> 11 kv & < = 22 kv",143.93035422602335,68.941686751934498,8.3031130759453404,2,0.09,1.9970491803278E-2,0.382322383399266,3.2971458897982003E-2,0.344637227044017,1.058322772368,0.60546589022994202,2.9334829098049,0.26361291971508799,0.75849009447090898,0.71585921928096297,1.03409485590371,2.0402323569922101,1.64655802241089,3.4200488345881399,1.1983293561699899,3.9489183623026398,0.86176403073025498,0.76563391056547203,2.7218183553312998,0.61412395110352302,0.99341784494475205,2.4850710687923399,7.1364891036965E-2,1.9048955087023001,0.21353293714448601,0.91249123082737205,0.11053986886834501,4.4549081398722201,1.3914810470549399,1.2243890203508401,3.4972460103546101,1.02261590354663,2.0861530510810899,0.32169153398131001,2.5321103501534599,1.02642593879707,3.9700078843458997E-2,0.348325145780014,3.6893719225182999,0,0,0.77867595430734005,9.8316005773203999E-2,0.13128746467118699,7.7592833273250006E-2,0,0,0.61604118038018396,4.7262388232997301,0,0,0,6.4172228336627002E-2,0.118074457809106,0,0.11729291211671,0.38044178907693699,0.109477455192744,0,0,0,0,0,0,0,0,0,0,0,0,0,0,0,0,0,0,0,0,0,0,0,0,0,0,0,0,0,0,0,0,null,12.953731880342101,2.8743599593136984,55.027796071193869,4.7455937585353194,49.6037581679198,152.32477151239331,87.144920052570129,422.21723432420498,37.941900913148871,109.16974797412784,103.03387100707353,148.83763891352956,293.65136584528335,236.9896794192999,492.24884023256931,172.47596871298916,{"$f":"IFERROR($D38*X38,\"\")","v":568.36921869586695},124.03400220225127,110.19795995514387,391.75228002172628,88.391077821015116,142.98298231735092,357.67715920812395,10.271574046251931,274.172285331083,30.733871282129051,131.33518608112371,15.910042482319069,641.19650661620346,200.27636000141538,176.22674540955012,503.35985708588595,147.1854692346314,300.2607476118007,46.301176437442777,364.44753963696752,147.73384895784085,5.7140464107401092,50.134561617948641,531.01260767960366,0,0,112.07510593074223,14.150657537025008,18.896251295560472,11.167963978419644,0,0,88.667025309937429,680.24922799431397,0,0,0,9.2363315559639787,16.994498537510275,0,16.882010389159898,54.757121464225605,15.757128905655245,0,0,0,0,0,0,0,0,0,0,0,0,0,0,0,0,0,0,0,0,0,0,0,0,0,0,0,0,0,0,0,0]
[6,"UNDERGROUND CABLES","> 22 kv & < = 33 kv",726.79140616773645,65.105661956406394,8.068807963782902,2,0.12,3.0197014925373002E-2,7.8918860957782E-2,1.7375556300422901,2.1788013663158901,8.1556477145504598,1.70969656769439,3.0963325404458599,5.2404236965362996,5.9793819167829403,3.5902287232611201,16.009286302083598,3.5666871338708899,2.3084278109843899,0.67652339529610295,2.0178505191624301,1.1958036680225701,0.95650204845838105,0.45945676146390602,0.68560902479210695,4.1119839684242798,0.63924163758094799,1.9089365829198,1.6850983336066301,4.1270951237761198,0.174732675305175,0.62465880457787903,3.0039840662355402,0.44510873839362303,0.370405094455036,0.300621097334002,0.27826113212166198,18.528389750745699,2.4794679107336601,0.120343877809507,0.17260802413916501,0.14274929010561299,9.6575053000449995E-3,0.15608800919061599,0.42290783797446002,0.550011969493999,6.6045974481368994E-2,1.2444888565057399,0,0,0,0,0.55606779340567403,9.9727830818936098,9.8858768959641005E-2,0,0,0,0,0.15434965823660801,0,0.240358264261719,0,0.46850262476161503,0.42264651724281099,1.7889221964675901,6.9795358891974996E-2,2.5976871373771599,1.29221965622984,15.981591985414401,0,0,0,0,0,0,0,0,0,0,0,0,0,0,0,0,0,0,0,0,0,0,0,0,0,0,null,87.21496874012837,21.946930939679969,57.357549928662458,1262.8404996531033,1583.5341087849113,5927.4546706668143,1242.5927725547583,2250.3878810335664,3808.6949073203446,4345.7633913126083,2609.3473822427468,11635.41170323322,2592.2375573863978,1677.7454947820545,491.69138977262611,1466.5564162583596,869.0998293826608,695.17746880138714,333.9292257376265,498.29474720994591,2988.5546105502717,464.59532865842374,1387.3987033853152,1224.7149874128722,2999.5372683972546,126.99420678849866,453.99665095421398,2183.2698036048032,323.50120587464841,269.20723945066885,218.48883005506727,202.23779949652902,13466.274440968342,1802.0559693898965,87.464896176849848,125.45002857993833,103.74895728530461,7.0189918570920726,113.44342368557037,307.36578224081507,399.74397271762967,48.001646665032609,904.48380597988512,0,0,0,0,404.14529349390017,7248.1330394952693,71.849703704188869,0,0,0,0,112.18000515129388,0,174.69032086681113,0,340.50368144376955,307.17585657879908,1300.1732786953555,50.726667033080332,1887.976687358188,939.17414102887449,11615.283711878359,0,0,0,0,0,0,0,0,0,0,0,0,0,0,0,0,0,0,0,0,0,0,0,0,0,0]
[6,"UNDERGROUND CABLES","> 33 kv & < = 66 kv",726.79140616773645,65.105661956406394,8.068807963782902,2,1E-3,7.9998518518517997E-2,0,1.40328914011614,0,4.0680361320343597,5.4580304519344001E-2,0,6.3261782375087297,1.57654906545818,0.99629673649110095,0,0,4.7287032442665002E-2,0,0,0.75154485938924598,0.40633660531841698,2.85680646871677,0,0,0,0,0,0,0,0,0,2.6125017268239699,3.27107227174253,0.125515821352332,0,4.7393152532282201,0,1.14045312789227,0,0,0,0,0,0,0,0,0,0,0,0,4.8730782351032298,4.9165894591138199,1.0832396938084601,1.98343216936545,1.8243116529677099,0.65687143112412405,0.14386823759977899,3.3971246553457299,2.0015063681494798,1.37626230081291,0.56737483494612795,0,0.40947648811982101,0,0.23004609689274699,0,0,8.0057075097825003E-2,0,0,0,0,0,0,0,0,0,0,0,0,0,0,0,0,0,0,0,0,0,0,0,0,0,0,null,0.72679140616773652,58.142235765409403,0,1019.8984874049231,0,2956.6137007424118,39.668496270677288,0,4597.8119769067025,1145.8223121767815,724.0999060746941,0,0,34.367808802503873,0,0,546.21634515364383,295.3219527567968,2076.3023905477471,0,0,0,0,0,0,0,0,0,1898.7438036540327,2377.3872160560454,91.223820296959772,0,3444.4935971659402,0,828.87153248921629,0,0,0,0,0,0,0,0,0,0,0,0,3541.7113828560678,3573.3349665388041,787.289300279759,1441.5414554114393,1325.8940315485895,477.40851109811558,104.56219870801738,2469.0010051858103,1454.6776277610397,1000.2556128634592,412.36315411468371,0,297.60399259323117,0,167.19552624407893,0,0,58.184794184024312,0,0,0,0,0,0,0,0,0,0,0,0,0,0,0,0,0,0,0,0,0,0,0,0,0,0]
["","","","","","","","","","","","","","","","","","","","","","","","","","","","","","","","","","","","","","","","","","","","","","","","","","","","","","","","","","","","","","","","","","","","","","","","","","","","","","","","","","","","","","","","","","","","","","","","","","",null,"","","","","","","","","","","","","","","","","","","","","","","","","","","","","","","","","","","","","","","","","","","","","","","","","","","","","","","","","","","","","","","","","","","","","","","","","","","","","","","","","","","","","","","","","","",""]
["","","","","","","","","","","","","","","","","","","","","","","","","","","","","","","","","","","","","","","","","","","","","","","","","","","","","","","","","","","","","","","","","","","","","","","","","","","","","","","","","","","","","","","","","","","","","","","","","","",null,"","","","","","","","","","","","","","","","","","","","","","","","","","","","","","","","","","","","","","","","","","","","","","","","","","","","","","","","","","","","","","","","","","","","","","","","","","","","","","","","","","","","","","","","","","",""]
["","","","","","","","","","","","","","","","","","","","","","","","","","","","","","","","","","","","","","","","","","","","","","","","","","","","","","","","","","","","","","","","","","","","","","","","","","","","","","","","","","","","","","","","","","","","","","","","","","",null,"","","","","","","","","","","","","","","","","","","","","","","","","","","","","","","","","","","","","","","","","","","","","","","","","","","","","","","","","","","","","","","","","","","","","","","","","","","","","","","","","","","","","","","","","","",""]
["","","","","","","","","","","","","","","","","","","","","","","","","","","","","","","","","","","","","","","","","","","","","","","","","","","","","","","","","","","","","","","","","","","","","","","","","","","","","","","","","","","","","","","","","","","","","","","","","","",null,"","","","","","","","","","","","","","","","","","","","","","","","","","","","","","","","","","","","","","","","","","","","","","","","","","","","","","","","","","","","","","","","","","","","","","","","","","","","","","","","","","","","","","","","","","",""]
["","","","","","","","","","","","","","","","","","","","","","","","","","","","","","","","","","","","","","","","","","","","","","","","","","","","","","","","","","","","","","","","","","","","","","","","","","","","","","","","","","","","","","","","","","","","","","","","","","",null,"","","","","","","","","","","","","","","","","","","","","","","","","","","","","","","","","","","","","","","","","","","","","","","","","","","","","","","","","","","","","","","","","","","","","","","","","","","","","","","","","","","","","","","","","","",""]
["","","","","","","","","","","","","","","","","","","","","","","","","","","","","","","","","","","","","","","","","","","","","","","","","","","","","","","","","","","","","","","","","","","","","","","","","","","","","","","","","","","","","","","","","","","","","","","","","","",null,"","","","","","","","","","","","","","","","","","","","","","","","","","","","","","","","","","","","","","","","","","","","","","","","","","","","","","","","","","","","","","","","","","","","","","","","","","","","","","","","","","","","","","","","","","",""]
["","","","","","","","","","","","","","","","","","","","","","","","","","","","","","","","","","","","","","","","","","","","","","","","","","","","","","","","","","","","","","","","","","","","","","","","","","","","","","","","","","","","","","","","","","","","","","","","","","",null,"","","","","","","","","","","","","","","","","","","","","","","","","","","","","","","","","","","","","","","","","","","","","","","","","","","","","","","","","","","","","","","","","","","","","","","","","","","","","","","","","","","","","","","","","","",""]
["","","","","","","","","","","","","","","","","","","","","","","","","","","","","","","","","","","","","","","","","","","","","","","","","","","","","","","","","","","","","","","","","","","","","","","","","","","","","","","","","","","","","","","","","","","","","","","","","","",null,"","","","","","","","","","","","","","","","","","","","","","","","","","","","","","","","","","","","","","","","","","","","","","","","","","","","","","","","","","","","","","","","","","","","","","","","","","","","","","","","","","","","","","","","","","",""]
["","","","","","","","","","","","","","","","","","","","","","","","","","","","","","","","","","","","","","","","","","","","","","","","","","","","","","","","","","","","","","","","","","","","","","","","","","","","","","","","","","","","","","","","","","","","","","","","","","",null,"","","","","","","","","","","","","","","","","","","","","","","","","","","","","","","","","","","","","","","","","","","","","","","","","","","","","","","","","","","","","","","","","","","","","","","","","","","","","","","","","","","","","","","","","","",""]
["","","","","","","","","","","","","","","","","","","","","","","","","","","","","","","","","","","","","","","","","","","","","","","","","","","","","","","","","","","","","","","","","","","","","","","","","","","","","","","","","","","","","","","","","","","","","","","","","","",null,"","","","","","","","","","","","","","","","","","","","","","","","","","","","","","","","","","","","","","","","","","","","","","","","","","","","","","","","","","","","","","","","","","","","","","","","","","","","","","","","","","","","","","","","","","",""]
["","","","","","","","","","","","","","","","","","","","","","","","","","","","","","","","","","","","","","","","","","","","","","","","","","","","","","","","","","","","","","","","","","","","","","","","","","","","","","","","","","","","","","","","","","","","","","","","","","",null,"","","","","","","","","","","","","","","","","","","","","","","","","","","","","","","","","","","","","","","","","","","","","","","","","","","","","","","","","","","","","","","","","","","","","","","","","","","","","","","","","","","","","","","","","","",""]
["","","","","","","","","","","","","","","","","","","","","","","","","","","","","","","","","","","","","","","","","","","","","","","","","","","","","","","","","","","","","","","","","","","","","","","","","","","","","","","","","","","","","","","","","","","","","","","","","","",null,"","","","","","","","","","","","","","","",{"$f":"IFERROR($D52*W52,\"\")","v":""},"","","","","","","","","","","","","","","","","","","","","","","","","","","","","","","","","","","","","","","","","","","","","","","","","","","","","","","","","","","","","","","","","","","","","","","","","","",""]
["","","","","","","","","","","","","","","","","","","","","","","","","","","","","","","","","","","","","","","","","","","","","","","","","","","","","","","","","","","","","","","","","","","","","","","","","","","","","","","","","","","","","","","","","","","","","","","","","","",null,{"$f":"IFERROR($D53*H53,\"\")","v":""},"","","","","","","","","","","","","","","","","","","","","","","","","","","","","","","","","","","","","","","","","","",{"$f":"IFERROR($D53*AY53,\"\")","v":""},"","","","","","","","","","","","","","","",{"$f":"IFERROR($D53*BO53,\"\")","v":""},"","","","","","","","","","","","","","","",{"$f":"IFERROR($D53*CE53,\"\")","v":""},"","","","","","","","","","","","","","",""]
["","","","","","","","","","","","","","","","","","","","","","","","","","","","","","","","","","","","","","","","","","","","","","","","","","","","","","","","","","","","","","","","","","","","","","","","","","","","","","","","","","","","","","","","","","","","","","","","","","",null,"","","","","","","","","","","","","","","","","","","","","","","","","","","","","","","","",{"$f":"IFERROR($D54*AN54,\"\")","v":""},"","","","","","","","","","","","","","","","","","","","","","","","","","","","","","","","","","","","","","","","","","","","","","","","","","","","","","","","","",""]
["","","","","","","","","","","","","","","","","","","","","","","","","","","","","","","","","","","","","","","","","","","","","","","","","","","","","","","","","","","","","","","","","","","","","","","","","","","","","","","","","","","","","","","","","","","","","","","","","","",null,"","","","","","","","","","","","","","","","","","","","","","","","","","","","","","","",{"$f":"IFERROR($D55*AM55,\"\")","v":""},"","","","","","","","","","","","","","","","","","","","","","","","","","","","","","","","","","","","","","","","","","","","","","","","","","","","","","","","","","",""]
["","","","","","","","","","","","","","","","","","","","","","","","","","","","","","","","","","","","","","","","","","","","","","","","","","","","","","","","","","","","","","","","","","","","","","","","","","","","","","","","","","","","","","","","","","","","","","","","","","",null,"","","","","","","","","","","","","","","","","","","","","","","","","","","","","","","","","","","","","","","","","","","","","","","","","","","","","","","","","","","","","","","","","","","","","","","","","","","","","","","","","","","","","","","","","","",""]
["","","","","","","","","","","","","","","","","","","","","","","","","","","","","","","","","","","","","","","","","","","","","","","","","","","","","","","","","","","","","","","","","","","","","","","","","","","","","","","","","","","","","","","","","","","","","","","","","","",null,"","","","","","","","","","","","","","","","","","","","","","","","","","","","","","","","","","","","","","","","","","","","","","","","","","","","","","","","","","","","","","","","","","","","","","","","","","","","","","","","","","","","","","","","","","",""]
["","","","","","","","","","","","","","","","","","","","","","","","","","","","","","","","","","","","","","","","","","","","","","","","","","","","","","","","","","","","","","","","","","","","","","","","","","","","","","","","","","","","","","","","","","","","","","","","","","",null,"","","","","","","","","","","","","","","","","","","","","","","","","","","","","","","","","","","","","","","","","","","","","","","","","","","","","","","","","","","","","","","","","","","","","","","","","","","","","","","","","","","","","","","","","","",""]
["","","","","","","","","","","","","","","","","","","","","","","","","","","","","","","","","","","","","","","","","","","","","","","","","","","","","","","","","","","","","","","","","","","","","","","","","","","","","","","","","","","","","","","","","","","","","","","","","","",null,"","","","","","","","","","","","","","","","","","","","","","","","","","","","","","","","","","","","","","","","","","","","","","","","","","","","","","","","","","","","","","","","","","","","","","","","","","","","","","","","","","","","","","","","","","",""]
["","","","","","","","","","","","","","","","","","","","","","","","","","","","","","","","","","","","","","","","","","","","","","","","","","","","","","","","","","","","","","","","","","","","","","","","","","","","","","","","","","","","","","","","","","","","","","","","","","",null,"","","","","","","","","","","","","","","","","","","","","","","","","","","","","","","","","","","","","","","","","","","","","","","","","","","","","","","","","","","","","","","","","","","","","","","","","","","","","","","","","","","","","","","","","","",""]
["","","","","","","","","","","","","","","","","","","","","","","","","","","","","","","","","","","","","","","","","","","","","","","","","","","","","","","","","","","","","","","","","","","","","","","","","","","","","","","","","","","","","","","","","","","","","","","","","","",null,"","","","","","","","","","","","","","","","","","","","","","","","","","","","","","","","","","","","","","","","","","","","","","","","","","","","","","","","","","","","","","","","","","","","","","","","","","","","","","","","","","","","","","","","","","",""]
["","","","","","","","","","","","","","","","","","","","","","","","","","","","","","","","","","","","","","","","","","","","","","","","","","","","","","","","","","","","","","","","","","","","","","","","","","","","","","","","","","","","","","","","","","","","","","","","","","",null,"","","","","","","","","","","","","","","","","","","","","","","","","","","","","","","","","","","","","","","","","","","","","","","","","","","","","","","","","","","","","","","","","","","","","","","","","","","","","","","","","","","","","","","","","","",""]
["","","","","","","","","","","","","","","","","","","","","","","","","","","","","","","","","","","","","","","","","","","","","","","","","","","","","","","","","","","","","","","","","","","","","","","","","","","","","","","","","","","","","","","","","","","","","","","","","","",null,"","","","","","","","","","","","","","","","","","","","","","","","","","","","","","","","","","","","","","","","","","","","","","","","","","","","","","","","","","","","","","","","","","","","","","","","","","","","","","","","","","","","","","","","","","",""]
["","","","","","","","","","","","","","","","","","","","","","","","","","","","","","","","","","","","","","","","","","","","","","","","","","","","","","","","","","","","","","","","","","","","","","","","","","","","","","","","","","","","","","","","","","","","","","","","","","",null,"","","","","","","","","","","","","","","","","","","","","","","","","","","","","","","","","","","","","","","","","","","","","","","","","","","","","","","","","","","","","","","","","","","","","","","","","","","","","","","","","","","","","","","","","","",""]
["","","","","","","","","","","","","","","","","","","","","","","","","","","","","","","","","","","","","","","","","","","","","","","","","","","","","","","","","","","","","","","","","","","","","","","","","","","","","","","","","","","","","","","","","","","","","","","","","","",null,"","","","","","","","","","","","","","","","","","","","","","","","","","","","","","","","","","","","","","","","","","","","","","","","","","","","","","","","","","","","","","","","","","","","","","","","","","","","","","","","","","","","","","","","","","",""]
["","","","","","","","","","","","","","","","","","","","","","","","","","","","","","","","","","","","","","","","","","","","","","","","","","","","","","","","","","","","","","","","","","","","","","","","","","","","","","","","","","","","","","","","","","","","","","","","","","",null,{"$f":"IFERROR($D66*H66,\"\")","v":""},"","","","","","","","","","","","","","","",{"$f":"IFERROR($D66*X66,\"\")","v":""},"","","","","","","","","","","","","","","",{"$f":"IFERROR($D66*AN66,\"\")","v":""},"","","","","","","","","","","","","","","",{"$f":"IFERROR($D66*BD66,\"\")","v":""},"","","","","","","","","","","","","","","",{"$f":"IFERROR($D66*BT66,\"\")","v":""},"","","","","","","","","","","","","",{"$f":"IFERROR($D66*CH66,\"\")","v":""},{"$f":"IFERROR($D66*CI66,\"\")","v":""},"","","","","","","","","","",""]
["","","","","","","","","","","","","","","","","","","","","","","","","","","","","","","","","","","","","","","","","","","","","","","","","","","","","","","","","","","","","","","","","","","","","","","","","","","","","","","","","","","","","","","","","","","","","","","","","","",null,"","","","","","","","","","","","","","","","","","","","","","","","","","","","","","","","","","","","","","","","","","","","","","","","","","","","","","","","","","","","","","","","","","","","","","","","","","","","","","","","","","","","","","","","","","",""]
["","","","","","","","","","","","","","","","","","","","","","","","","","","","","","","","","","","","","","","","","","","","","","","","","","","","","","","","","","","","","","","","","","","","","","","","","","","","","","","","","","","","","","","","","","","","","","","","","","",null,"","","","","","","","","","","","","","","","","","","","","","","","","","","","","","","","","","","","","","","","","","","","","","","","","","","","","","","","","","","","","","","","","","","","","","","","","","","","","","","","","","","","","","","","","","",""]
["","","","","","","","","","","","","","","","","","","","","","","","","","","","","","","","","","","","","","","","","","","","","","","","","","","","","","","","","","","","","","","","","","","","","","","","","","","","","","","","","","","","","","","","","","","","","","","","","","",null,"","","","","","","","","","","","","","","","","","","","","","","","","","","","","","","","","","","","","","","","","","","","","","","","","","","","","","","","","","","","","","","","","","","","","","","","","","","","","","","","","","","","","","","","","","",""]
["","","","","","","","","","","","","","","","","","","","","","","","","","","","","","","","","","","","","","","","","","","","","","","","","","","","","","","","","","","","","","","","","","","","","","","","","","","","","","","","","","","","","","","","","","","","","","","","","","",null,"","","","","","","","","","","","","","","","","","","","","","","","","","","","","","","","","","","","","","","","","","","","","","","","","","","","","","","","","","","","","","","","","","","","","","","","","","","","","","","","","","","","","","","","","","",""]
["","","","","","","","","","","","","","","","","","","","","","","","","","","","","","","","","","","","","","","","","","","","","","","","","","","","","","","","","","","","","","","","","","","","","","","","","","","","","","","","","","","","","","","","","","","","","","","","","","",null,"","","","","","","","","","","","","","","","","","","","","","","","","","","","","","","","","","","","","","","","","","","","","","","","","","","","","","","","","","","","","","","","","","","","","","","","","","","","","","","","","","","","","","","","","","",""]
["","","","","","","","","","","","","","","","","","","","","","","","","","","","","","","","","","","","","","","","","","","","","","","","","","","","","","","","","","","","","","","","","","","","","","","","","","","","","","","","","","","","","","","","","","","","","","","","","","",null,"","","","","","","","","","","","","","","","","","","","","","","","","","","","","","","","","","","","","","","","","","","","","","","","","","","","","","","","","","","","","","","","","","","","","","","","","","","","","","","","","","","","","","","","","","",""]
["","","","","","","","","","","","","","","","","","","","","","","","","","","","","","","","","","","","","","","","","","","","","","","","","","","","","","","","","","","","","","","","","","","","","","","","","","","","","","","","","","","","","","","","","","","","","","","","","","",null,"","","","","","","","","","","","","","","","","","","","","","","","","","","","","","","","","","","","","","","","","","","","","","","","","","","","","","","","","","","","","","","","","","","","","","","","","","","","","","","","","","","","","","","","","","",""]
["","","","","","","","","","","","","","","","","","","","","","","","","","","","","","","","","","","","","","","","","","","","","","","","","","","","","","","","","","","","","","","","","","","","","","","","","","","","","","","","","","","","","","","","","","","","","","","","","","",null,"","","","","","","","","","","","","","","","","","","","","","","","","","","","","","","","","","","","","","","","","","","","","","","","","","","","","","","","","","","","","","","","","","","","","","","","","","","","","","","","","","","","","","","","","","",""]
["","","","","","","","","","","","","","","","","","","","","","","","","","","","","","","","","","","","","","","","","","","","","","","","","","","","","","","","","","","","","","","","","","","","","","","","","","","","","","","","","","","","","","","","","","","","","","","","","","",null,"","","","","","","","","","","","","","","","","","","","","","","","","","","","","","","","","","","","","","","","","","","","","","","","","","","","","","","","","","","","","","","","","","","","","","","","","","","","","","","","","","","","","","","","","","",""]
["","","","","","","","","","","","","","","","","","","","","","","","","","","","","","","","","","","","","","","","","","","","","","","","","","","","","","","","","","","","","","","","","","","","","","","","","","","","","","","","","","","","","","","","","","","","","","","","","","",null,"","","","","","","","","","","","","","","","","","","","","","","","","","","","","","","","","","","","","","","","","","","","","","","","","","","","","","","","","","","","","","","","","","","","","","","","","","","","","","","","","","","","","","","","","","",""]
["","","","","","","","","","","","","","","","","","","","","","","","","","","","","","","","","","","","","","","","","","","","","","","","","","","","","","","","","","","","","","","","","","","","","","","","","","","","","","","","","","","","","","","","","","","","","","","","","","",null,"","","","","","","","","","","","","","","","","","","","","","","","","","","","","","","","","","","","","","","","","","","","","","","","","","","","","","","","","","","","","","","","","","","","","","","","","","","","","","","","","","","","","","","","","","",""]
["","","","","","","","","","","","","","","","","","","","","","","","","","","","","","","","","","","","","","","","","","","","","","","","","","","","","","","","","","","","","","","","","","","","","","","","","","","","","","","","","","","","","","","","","","","","","","","","","","",null,"","","","","","","","","","","","","","","","","","","","","","","","","","","","","","","","","","","","","","","","","","","","","","","","","","","","","","","","","","","","","","","","","","","","","","","","","","","","","","","","","","","","","","","","","","",""]
["","","","","","","","","","","","","","","","","","","","","","","","","","","","","","","","","","","","","","","","","","","","","","","","","","","","","","","","","","","","","","","","","","","","","","","","","","","","","","","","","","","","","","","","","","","","","","","","","","",null,"","","","","","","","","","","","","","","","","","","","","","","","","","","","","","","","","","","","","","","","","","","","","","","","","","","","","","","","","","","","","","","","","","","","","","","","","","","","","","","","","","","","","","","","","","",""]
["","","","","","","","","","","","","","","","","","","","","","","","","","","","","","","","","","","","","","","","","","","","","","","","","","","","","","","","","","","","","","","","","","","","","","","","","","","","","","","","","","","","","","","","","","","","","","","","","","",null,"","","","","","","","","","","","","","","","","","","","","","","","","","","","","","","","","","","","","","","","","","","","","","","","","","","","","","","","","","","","","","","","","","","","","","","","","","","","","","","","","","","","","","","","","","",""]
["","","","","","","","","","","","","","","","","","","","","","","","","","","","","","","","","","","","","","","","","","","","","","","","","","","","","","","","","","","","","","","","","","","","","","","","","","","","","","","","","","","","","","","","","","","","","","","","","","",null,"","","","","","","","","","","","","","","",{"$f":"IFERROR($D81*W81,\"\")","v":""},"","","","","","","","","","","","","","","","","","","","","","","","","","","","","","","",{"$f":"IFERROR($D81*BC81,\"\")","v":""},"","","","","","","","","","","","","","","","","","","","","","","","","","","","","","","","","","","","","","","","","","",""]
["","","","","","","","","","","","","","","","","","","","","","","","","","","","","","","","","","","","","","","","","","","","","","","","","","","","","","","","","","","","","","","","","","","","","","","","","","","","","","","","","","","","","","","","","","","","","","","","","","",null,{"$f":"IFERROR($D82*H82,\"\")","v":""},"","","","","","","","","","","","","","","","","","","","","","","","","","","","","","","",{"$f":"IFERROR($D82*AN82,\"\")","v":""},"","","","","","","","","","","","","","","","","","","","","","","","","","","","","","","","","","","","","","","","","","","","","","","","","","","","","","","","","",""]
["","","","","","","","","","","","","","","","","","","","","","","","","","","","","","","","","","","","","","","","","","","","","","","","","","","","","","","","","","","","","","","","","","","","","","","","","","","","","","","","","","","","","","","","","","","","","","","","","","",null,"","","","","","","","","","","","","","","","","","","","","","","","","","","","","","","","","","","","","","","","","","","","","","","","","","","","","","","","","","","","","","","","","","","","","","","","","","","","","","","","","","","","","","","","","","",""]
["","","","","","","","","","","","","","","","","","","","","","","","","","","","","","","","","","","","","","","","","","","","","","","","","","","","","","","","","","","","","","","","","","","","","","","","","","","","","","","","","","","","","","","","","","","","","","","","","","",null,"","","","","","","","","","","","","","","","","","","","","","","","","","","","","","","","","","","","","","","","","","","","","","","","","","","","","","","","","","","",{"$f":"IFERROR($D84*BO84,\"\")","v":""},"","","","","","","","","","","","","","","","","","","","","","","","","","","","","","",""]
["","","","","","","","","","","","","","","","","","","","","","","","","","","","","","","","","","","","","","","","","","","","","","","","","","","","","","","","","","","","","","","","","","","","","","","","","","","","","","","","","","","","","","","","","","","","","","","","","","",null,"","","","","","","","","","","","","","","","","","","","","","","","","","","","","","","","","","","","","","","","","","","","","","","","","","","","","","","","","","","","","","","","","","","","","","","","","","","",{"$f":"IFERROR($D85*CE85,\"\")","v":""},"","","","","","","","","","","","","","",""]
["","","","","","","","","","","","","","","","","","","","","","","","","","","","","","","","","","","","","","","","","","","","","","","","","","","","","","","","","","","","","","","","","","","","","","","","","","","","","","","","","","","","","","","","","","","","","","","","","","",null,{"$f":"IFERROR($D86*H86,\"\")","v":""},{"$f":"IFERROR($D86*I86,\"\")","v":""},"","","","","","","","","","","","","","",{"$f":"IFERROR($D86*X86,\"\")","v":""},"","","","","","","","","",{"$f":"IFERROR($D86*AH86,\"\")","v":""},"","","","","","","","","","","","","","","","","","","","",{"$f":"IFERROR($D86*BC86,\"\")","v":""},{"$f":"IFERROR($D86*BD86,\"\")","v":""},"","","","","","","","","","","","","","","",{"$f":"IFERROR($D86*BT86,\"\")","v":""},"",{"$f":"IFERROR($D86*BV86,\"\")","v":""},"","","","",{"$f":"IFERROR($D86*CA86,\"\")","v":""},"","","","","","","","","","","","",{"$f":"IFERROR($D86*CN86,\"\")","v":""},"","","","","",""]
["","","","","","","","","","","","","","","","","","","","","","","","","","","","","","","","","","","","","","","","","","","","","","","","","","","","","","","","","","","","","","","","","","","","","","","","","","","","","","","","","","","","","","","","","","","","","","","","","","",null,{"$f":"IFERROR($D87*H87,\"\")","v":""},"","","","","","","","","","","","","","","","","","","","","","","","","","","","","","","","","","","","","","","","","","","","","","","","","","","","","","","","","","","","","","","","","","","","","","","","","","","","","","","","","","","","","","","","","",""]
["","","","","","","","","","","","","","","","","","","","","","","","","","","","","","","","","","","","","","","","","","","","","","","","","","","","","","","","","","","","","","","","","","","","","","","","","","","","","","","","","","","","","","","","","","","","","","","","","","",null,"","","","","","","","","","","","","","","","","","","","","","","","","","","","","","","","","","","","","","","","","","","","","","","","","","","","","","","","","","","","","","","","","","","","","","","","","","","","","","","","","","","","","","","","","","",""]
["","","","","","","","","","","","","","","","","","","","","","","","","","","","","","","","","","","","","","","","","","","","","","","","","","","","","","","","","","","","","","","","","","","","","","","","","","","","","","","","","","","","","","","","","","","","","","","","","","",null,"","","","","","","","","","","","","","","","","","","","","","","","","","","","","","","","","","","","","","","","","","",{"$f":"IFERROR($D89*AX89,\"\")","v":""},"","","","","","","","","","","","","","","","","","","","","","","","","","","","","","","","","","","","","","","","","","","","","","","",""]
["","","","","","","","","","","","","","","","","","","","","","","","","","","","","","","","","","","","","","","","","","","","","","","","","","","","","","","","","","","","","","","","","","","","","","","","","","","","","","","","","","","","","","","","","","","","","","","","","","",null,"","","","","","","","","","","","","","","","","","","","","","","","","","","","","","","","","","","","","","","","","","","","","","","","","","","","","","","","","","","","","","","","","","","","","","","","","","","","","","","","","","","","","","","","","","",""]
["","","","","","","","","","","","","","","","","","","","","","","","","","","","","","","","","","","","","","","","","","","","","","","","","","","","","","","","","","","","","","","","","","","","","","","","","","","","","","","","","","","","","","","","","","","","","","","","","","",null,"","","","","","","","","","","","","","","","","","","","","","","","","","","","","","","","","","","","","","","","","","","","","","","","","","","","","","","","","","","","","","","","","","","","","","","","","","","","","","","","","","","","","","","","","","",""]
["","","","","","","","","","","","","","","","","","","","","","","","","","","","","","","","","","","","","","","","","","","","","","","","","","","","","","","","","","","","","","","","","","","","","","","","","","","","","","","","","","","","","","","","","","","","","","","","","","",null,"","","","","","","","","","","","","","","","","","","","","","","","","","","","","","","","","","","","","","","","","","","","","","","","","","","","","","","","","","","","","","","","","","","","","","","","","","","","","","","","","","","","","","","","","","",""]
["","","","","","","","","","","","","","","","","","","","","","","","","","","","","","","","","","","","","","","","","","","","","","","","","","","","","","","","","","","","","","","","","","","","","","","","","","","","","","","","","","","","","","","","","","","","","","","","","","",null,"","","","","","","","","","","","","","","","","","","","","","","","","","","","","","","","","","","","","","","","","","","","","","","","","","","","","","","","","","","","","","","","","","","","","","","","","","","","","","","","","","","","","","","","","","",""]
["","","","","","","","","","","","","","","","","","","","","","","","","","","","","","","","","","","","","","","","","","","","","","","","","","","","","","","","","","","","","","","","","","","","","","","","","","","","","","","","","","","","","","","","","","","","","","","","","","",null,"","","","","","","","","","","","","","","","","","","","","","","","","","","","","","","","","","","","","","","","","","","","","","","","","","","","","","","","","","","","","","","",{"$f":"IFERROR($D94*BS94,\"\")","v":""},"","","","","","","","","","","","","","","","","","","","","","","","","","",""]
["","","","","","","","","","","","","","","","","","","","","","","","","","","","","","","","","","","","","","","","","","","","","","","","","","","","","","","","","","","","","","","","","","","","","","","","","","","","","","","","","","","","","","","","","","","","","","","","","","",null,"","","","","","","","","","","","","","","","","","","","","","","","","","","","","","","","","","","","","","","","","","","","","","","","","","","","","","","","","","","","","","","","","","","","","","","","","","","","","","","","","","","","","","","","","","",""]
["","","","","","","","","","","","","","","","","","","","","","","","","","","","","","","","","","","","","","","","","","","","","","","","","","","","","","","","","","","","","","","","","","","","","","","","","","","","","","","","","","","","","","","","","","","","","","","","","","",null,"","","","","","","","","","","","","","","","","","","","","","","","","","","","","","","","","","","","","","","","","","","","","","","","","","","","","","","","","","","","","","","","","","","","","","","","","","","","","","","","","","","","","","","","","","",""]
["","","","","","","","","","","","","","","","","","","","","","","","","","","","","","","","","","","","","","","","","","","","","","","","","","","","","","","","","","","","","","","","","","","","","","","","","","","","","","","","","","","","","","","","","","","","","","","","","","",null,"","","","","","","","","","","","","","","","","","","","","",{"$f":"IFERROR($D97*AC97,\"\")","v":""},"","","","","","","","","","","","","","","","","","","","","","","","","","","","","","","","","","","","","","","","","","","","","","","","","","","","","","","","","","","","","","","","","","","","",""]
["","","","","","","","","","","","","","","","","","","","","","","","","","","","","","","","","","","","","","","","","","","","","","","","","","","","","","","","","","","","","","","","","","","","","","","","","","","","","","","","","","","","","","","","","","","","","","","","","","",null,"","","","","","","","","","","","","","","","","",{"$f":"IFERROR($D98*Y98,\"\")","v":""},"","","","","","","","","","","","","","","","","","","","","","","","","","","","","","","","","","","","","","","","","","","","","","","","","","","","","","","","","","","","","","","","","","","","","","","","",""]
["","","","","","","","","","","","","","","","","","","","","","","","","","","","","","","","","","","","","","","","","","","","","","","","","","","","","","","","","","","","","","","","","","","","","","","","","","","","","","","","","","","","","","","","","","","","","","","","","","",null,"","","","","","","","","","","","","","","","","","","","","","","","","","","","","","","","","","","","","","","","","","","","","","","","","","","","","","","","","","","","","","","","","","","","","","","","","","","","","","","","","","","","","","","","","","",""]
["","","","","","","","","","","","","","","","","","","","","","","","","","","","","","","","","","","","","","","","","","","","","","","","","","","","","","","","","","","","","","","","","","","","","","","","","","","","","","","","","","","","","","","","","","","","","","","","","","",null,"","","","","","","","","","","","","","","","","","","","","","","","","","","","","","","","","","","","","",{"$f":"IFERROR($D100*AS100,\"\")","v":""},"","","","","","","","","","","","","","","","","","","","","","","","","","","","","","","","","","","","","","","","","","","","","","","","","","","","",""]
["","","","","","","","","","","","","","","","","","","","","","","","","","","","","","","","","","","","","","","","","","","","","","","","","","","","","","","","","","","","","","","","","","","","","","","","","","","","","","","","","","","","","","","","","","","","","","","","","","",null,"","","","","","","","","","","","","","","","","","","","","","","","","","","","","","","","","","","","","","","","","","","","","","","","","","","","","","","","","","","","","","","","","","","","","","","","","","","","","","","","","","","","","","","","","","",""]
["","","","","","","","","","","","","","","","","","","","","","","","","","","","","","","","","","","","","","","","","","","","","","","","","","","","","","","","","","","","","","","","","","","","","","","","","","","","","","","","","","","","","","","","","","","","","","","","","","",null,"","","","","","","","","","","","",{"$f":"IFERROR($D102*T102,\"\")","v":""},"","","","","","","","","","","","","","","","","","","","","","","","","","","","","","","","","","","","","","","","","","","","","","","","","","","","","","","","","","","","","","","","","","","","","","","","","","","","","",""]
["","","","","","","","","","","","","","","","","","","","","","","","","","","","","","","","","","","","","","","","","","","","","","","","","","","","","","","","","","","","","","","","","","","","","","","","","","","","","","","","","","","","","","","","","","","","","","","","","","",null,"","","","","","","","","","","","","","","","","","","","","","","","","","","","","","","","","","","","","","","","","","","","","","","","","","","","","","","","","","","","","","","","","","","","","","","","","","","","","","","","","","","","","","","","","","",""]
["","","","","","","","","","","","","","","","","","","","","","","","","","","","","","","","","","","","","","","","","","","","","","","","","","","","","","","","","","","","","","","","","","","","","","","","","","","","","","","","","","","","","","","","","","","","","","","","","","",null,"","","","","","","","","","","","","","","","","","","","","","","","","","","","","","","","","","","","","","","","","","","","","","","","","","","","","","","","","","","","","","","","","","","","","","","","","","","","","","","","","","","","","","","","","","",""]
["","","","","","","","","","","","","","","","","","","","","","","","","","","","","","","","","","","","","","","","","","","","","","","","","","","","","","","","","","","","","","","","","","","","","","","","","","","","","","","","","","","","","","","","","","","","","","","","","","",null,"","","","","","","","","","","","","","","","","","","","","","","","","","","","","","","","","","","","","","","","","","","","","","","","","","","","","","","","","","","","","","","","","","","","","","","","","","","","","","","","","","","","","","","","","","",""]
["","","","","","","","","","","","","","","","","","","","","","","","","","","","","","","","","","","","","","","","","","","","","","","","","","","","","","","","","","","","","","","","","","","","","","","","","","","","","","","","","","","","","","","","","","","","","","","","","","",null,"","","","","","","","","","","","","","","","","","","","","","","","","","","","","","","","","","","","","","","","","","","","","","","","","","","","","","","","","","","","","","","","","","","","","","","","","","","","","","","","","","","","","","","","","","",""]
["","","","","","","","","","","","","","","","","","","","","","","","","","","","","","","","","","","","","","","","","","","","","","","","","","","","","","","","","","","","","","","","","","","","","","","","","","","","","","","","","","","","","","","","","","","","","","","","","","",null,"","","","","","","","","","","","","","","","","","","","","","","","","","","","","","","","","","","","","","","","","","","","","","","","","","","","","","","","","","","","","","","","","","","","","","","","","","","","","","","","","","","","","","","","","","",""]
["","","","","","","","","","","","","","","","","","","","","","","","","","","","","","","","","","","","","","","","","","","","","","","","","","","","","","","","","","","","","","","","","","","","","","","","","","","","","","","","","","","","","","","","","","","","","","","","","","",null,"","","","","","","","","","","","","","","","","","","","","","","","","","","","","","","","","","","","","","","","","","","","","","","","","","","","","","","","","","","","","","","","","","","","","","","","","","","","","","","","","","","","","","","","","","",""]
["","","","","","","","","","","","","","","","","","","","","","","","","","","","","","","","","","","","","","","","","","","","","","","","","","","","","","","","","","","","","","","","","","","","","","","","","","","","","","","","","","","","","","","","","","","","","","","","","","",null,"","","","","","","","","","","","","","","","","","","","","","","","","","","","","","","","","","","","","","","","","","","","","","","","","","","","","","","","","",{"$f":"IFERROR($D109*BM109,\"\")","v":""},"","","","","","","","","","","","","","","","","","","","","","","","","","","","","","","","",""]
["","","","","","","","","","","","","","","","","","","","","","","","","","","","","","","","","","","","","","","","","","","","","","","","","","","","","","","","","","","","","","","","","","","","","","","","","","","","","","","","","","","","","","","","","","","","","","","","","","",null,"","","","","","","","","","","","","","","","","","","","","","","","","","","","","","","","","","","","","","","","","","","","","","","","","","","","","","","","","","","","","","","","","","","","","","","","","","","","","","","","","","","","","","","","","","",""]
["","","","","","","","","","","","","","","","","","","","","","","","","","","","","","","","","","","","","","","","","","","","","","","","","","","","","","","","","","","","","","","","","","","","","","","","","","","","","","","","","","","","","","","","","","","","","","","","","","",null,"","","","","","","","","","","","","","","","","","","","","","","","","","","","","","","","","","","","","","","","","","","","","","","","","","","","","","","","","","","","","","","","","","","","","","","","","","","","","","","","","","","","","","","","","","",""]
["","","","","","","","","","","","","","","","","","","","","","","","","","","","","","","","","","","","","","","","","","","","","","","","","","","","","","","","","","","","","","","","","","","","","","","","","","","","","","","","","","","","","","","","","","","","","","","","","","",null,"","","","","","","","","","","","","","","","","","","","","","","","","","","","","","","","","","","","","","","","","","","","","","","","","","","","","","","","","","","","","","","","","","","","","","","","","","","","","","","","","","","","","","","","","","",""]
["","","","","","","","","","","","","","","","","","","","","","","","","","","","","","","","","","","","","","","","","","","","","","","","","","","","","","","","","","","","","","","","","","","","","","","","","","","","","","","","","","","","","","","","","","","","","","","","","","",null,"","","","","","","","","","","","","","","","","","","","","","","","","","","","","","","","","","","","","","","","","","","","","","","","","","","","","","","","","","","","","","","","","","","","","","","","","","","","","","",{"$f":"IFERROR($D113*CH113,\"\")","v":""},"","","","","","","","","","","",""]
["","","","","","","","","","","","","","","","","","","","","","","","","","","","","","","","","","","","","","","","","","","","","","","","","","","","","","","","","","","","","","","","","","","","","","","","","","","","","","","","","","","","","","","","","","","","","","","","","","",null,"","","","","","","","","","","","","","","","","","","","","","","","","","","","","","","","","","","","","","","","","","","","","","","","","","","","","","","","","","","","","","","","","","","","","","","","","","","","","","","","","","","","","","","","","","",""]
["","","","","","","","","","","","","","","","","","","","","","","","","","","","","","","","","","","","","","","","","","","","","","","","","","","","","","","","","","","","","","","","","","","","","","","","","","","","","","","","","","","","","","","","","","","","","","","","","","",null,"","","","","","","","","","","","","","","","","","","","","","","","","","","","","","","","","",{"$f":"IFERROR($D115*AO115,\"\")","v":""},"","","","","","","","","","","","","","","","","","","","","","","","","","","","","","","","","","","","","","","","","","","","","","","","","","","","","","",{"$f":"IFERROR($D115*CR115,\"\")","v":""},"",""]
["","","","","","","","","","","","","","","","","","","","","","","","","","","","","","","","","","","","","","","","","","","","","","","","","","","","","","","","","","","","","","","","","","","","","","","","","","","","","","","","","","","","","","","","","","","","","","","","","","",null,"","","","","","","","","","","","","","","","","","","","","","","","","","","","","","","","","","","","","","","","","","","","","","","","","","","","","","","","","","","","","","","","","","","","","","","","","","","","","","","","","","","","","","","","","","",""]
["","","","","","","","","","","","","","","","","","","","","","","","","","","","","","","","","","","","","","","","","","","","","","","","","","","","","","","","","","","","","","","","","","","","","","","","","","","","","","","","","","","","","","","","","","","","","","","","","","",null,"","","","","","","","","","","","","","","","","","","","","","","","","","","","","","","","","","","","","","","","","","","","","","","","","","","","","","","","","","","","","","","","","","","","","","","","","","","","","","","","","","","","","","","","","","",""]
["","","","","","","","","","","","","","","","","","","","","","","","","","","","","","","","","","","","","","","","","","","","","","","","","","","","","","","","","","","","","","","","","","","","","","","","","","","","","","","","","","","","","","","","","","","","","","","","","","",null,"","","","","","","","","","","","","","","","","","","","","","","","","","","","","","","","","","","","","","","","","","","","","","","","","","","","","","","","","","","","","","","","","","","","","","","","","","","","","","","","","","","","","","","","","","",""]
["","","","","","","","","","","","","","","","","","","","","","","","","","","","","","","","","","","","","","","","","","","","","","","","","","","","","","","","","","","","","","","","","","","","","","","","","","","","","","","","","","","","","","","","","","","","","","","","","","",null,"","","","","","","","","","","","","","","","","","","","","","","","","","","","","","","","","","","","","","","","","","","","","","","","","","","","","","","","","","","","","","","","","","","","","","","","","","","","","","","","","","","","","","","","","","",""]
["","","","","","","","","","","","","","","","","","","","","","","","","","","","","","","","","","","","","","","","","","","","","","","","","","","","","","","","","","","","","","","","","","","","","","","","","","","","","","","","","","","","","","","","","","","","","","","","","","",null,"","","","","","","","","","","","","","","","","","","","","","","","","","","","","","","","","","","","","","","","","","","","","","","","","","","","","",{"$f":"IFERROR($D120*BI120,\"\")","v":""},"","","","","","","","","","","","","","","","","","","","","","","","","","","","","","","","","","","","",""]
["","","","","","","","","","","","","","","","","","","","","","","","","","","","","","","","","","","","","","","","","","","","","","","","","","","","","","","","","","","","","","","","","","","","","","","","","","","","","","","","","","","","","","","","","","","","","","","","","","",null,"","","","","","","","","","","","","","","","","","","","","","","","","","","","","","","","","","","","","","","","","","","","","","","","","","","","","","","","","","","","","","","","","","","","","","","","","","","","","","","","","","","","","","","","","","",""]
["","","","","","","","","","","","","","","","","","","","","","","","","","","","","","","","","","","","","","","","","","","","","","","","","","","","","","","","","","","","","","","","","","","","","","","","","","","","","","","","","","","","","","","","","","","","","","","","","","",null,"","","","","","","","","","","",{"$f":"IFERROR($D122*S122,\"\")","v":""},"","","","","","","","","","","","","","","","","","","","","","","","","","","","","","","","","","","","","","","","","","","","","","","","","","","","","","","","","","","","","","","","","","","","","","","","","","","","","","",""]
["","","","","","","","","","","","","","","","","","","","","","","","","","","","","","","","","","","","","","","","","","","","","","","","","","","","","","","","","","","","","","","","","","","","","","","","","","","","","","","","","","","","","","","","","","","","","","","","","","",null,{"$f":"IFERROR($D123*H123,\"\")","v":""},"","","","","","","","","","","","","","","","","","","","","","","","","","","","","","","","","","","","","","","","","","","","","","","","","","","","","","","","","","","","","","","","","","","","","","","","","","","","","","","","","","","","","","","","","",""]
["","","","","","","","","","","","","","","","","","","","","","","","","","","","","","","","","","","","","","","","","","","","","","","","","","","","","","","","","","","","","","","","","","","","","","","","","","","","","","","","","","","","","","","","","","","","","","","","","","",null,"","","","","","","","","","","","","","","","","","","","","","","","","","","","","","","","","","","","","","","","","","","","","","","","","","","","","","","","","","","","","","","","","","","","","","","","","","","","",{"$f":"IFERROR($D124*CF124,\"\")","v":""},"","","","","","","","","","","","","",""]
["","","","","","","","","","","","","","","","","","","","","","","","","","","","","","","","","","","","","","","","","","","","","","","","","","","","","","","","","","","","","","","","","","","","","","","","","","","","","","","","","","","","","","","","","","","","","","","","","","",null,"","","","","","","","","","","","","","","","","","","","","","","","","","","","","","","","","","","","","","","","","","","","","","","","","","","","","","","","","","","","","","","","","","","","","","","","","","","","","","","","","","","","","","","","","","",""]
["","","","","","","","","","","","","","","","","","","","","","","","","","","","","","","","","","","","","","","","","","","","","","","","","","","","","","","","","","","","","","","","","","","","","","","","","","","","","","","","","","","","","","","","","","","","","","","","","","",null,"","","","","","","","","","","","","","","","","","","","","","","","","","","","",{"$f":"IFERROR($D126*AJ126,\"\")","v":""},"","","","","","","","","","","","","","","","","","","","","","","","","","","","","","","","","","","","","","","","","","","","","","","","","","","","","","","","","","","","","",""]
["","","","","","","","","","","","","","","","","","","","","","","","","","","","","","","","","","","","","","","","","","","","","","","","","","","","","","","","","","","","","","","","","","","","","","","","","","","","","","","","","","","","","","","","","","","","","","","","","","",null,"","","","","","","","","","","","","","","","","","","","","","","","","","","","","","","","","","","","","","","","","","","","","","","","","","","","","","","","","","","","","","","","","","","","","","","","","","","","","","","","","","","","","","","","","","",""]
["","","","","","","","","","","","","","","","","","","","","","","","","","","","","","","","","","","","","","","","","","","","","","","","","","","","","","","","","","","","","","","","","","","","","","","","","","","","","","","","","","","","","","","","","","","","","","","","","","",null,"","","","","","","","","","","","","","","","","","","","","","","","","","","","","","","","","","","","","","","","","","","","","","","","","","","","","","","","","","","","","","","","","","","","","","","","","","","","","","","","","","","","","","","","","","",""]
["","","","","","","","","","","","","","","","","","","","","","","","","","","","","","","","","","","","","","","","","","","","","","","","","","","","","","","","","","","","","","","","","","","","","","","","","","","","","","","","","","","","","","","","","","","","","","","","","","",null,"","","","","","","","","","","","","","","","","","","","","","","","","","","","","","","","","","","","","","","","","","","","","","","","",{"$f":"IFERROR($D129*BD129,\"\")","v":""},"","","","","","","","","","","","","","","","","","","","","","","","","","","","","","","","","","","","","","","","","",""]
["","","","","","","","","","","","","","","","","","","","","","","","","","","","","","","","","","","","","","","","","","","","","","","","","","","","","","","","","","","","","","","","","","","","","","","","","","","","","","","","","","","","","","","","","","","","","","","","","","",null,"","","","","","","","","","","","","","","","","","","","","","","","","","","","","","","","","","","","","","","","","","","","","","","","","","","","","","","","","","","","","","","","","","","","","","","",{"$f":"IFERROR($D130*CA130,\"\")","v":""},"","","","","","","","","","","","","","","","","","",""]
["","","","","","","","","","","","","","","","","","","","","","","","","","","","","","","","","","","","","","","","","","","","","","","","","","","","","","","","","","","","","","","","","","","","","","","","","","","","","","","","","","","","","","","","","","","","","","","","","","",null,"","","","","","","","","","","","","","","","","","","","","","","","","","","","","","","","","","","","","","","","","","","","","","","","","","","","","","","","","","","","","","","","","","","","","","","","","","","","","","","","","","","","","","","","","","",""]
["","","","","","","","","","","","","","","","","","","","","","","","","","","","","","","","","","","","","","","","","","","","","","","","","","","","","","","","","","","","","","","","","","","","","","","","","","","","","","","","","","","","","","","","","","","","","","","","","","",null,"","","","","","","","","","","","","","","","","","","","","","","","","","","","","","","","","","","","","","","","","","","","","","","","","","","","","","","","","","","","","","","","","","","","","","","","","","","","","","","","","","","","","","","","","","",""]
["","","","","","","","","","","","","","","","","","","","","","","","","","","","","","","","","","","","","","","","","","","","","","","","","","","","","","","","","","","","","","","","","","","","","","","","","","","","","","","","","","","","","","","","","","","","","","","","","","",null,"","","","","","","","","","","","","","","","","","","","","","","","","","","","","","","","","","","","","","","","","","","","","","","","","","","","","","","","","","","","","","","","","","","","","","","","","","","","","","","","","","","","","","","","","","",""]
["","","","","","","","","","","","","","","","","","","","","","","","","","","","","","","","","","","","","","","","","","","","","","","","","","","","","","","","","","","","","","","","","","","","","","","","","","","","","","","","","","","","","","","","","","","","","","","","","","",null,"","","","","","","","","","","","","","","","","","","","","","","","","","","","","","","","","","","","","","","","","","","","","","","","","","","","","","","","","","","","","","","","","","","","","","","","","","","","","","","","","","","","","","","","","","",""]
["","","","","","","","","","","","","","","","","","","","","","","","","","","","","","","","","","","","","","","","","","","","","","","","","","","","","","","","","","","","","","","","","","","","","","","","","","","","","","","","","","","","","","","","","","","","","","","","","","",null,"","","","","","","","","","","","","","",{"$f":"IFERROR($D135*V135,\"\")","v":""},"","","","","","","","","","","","","","","","","","","","","","","","","","","","","","","","","","","","","","","","","","","","","","","","","","","","","","","","","","","","","","","","","","","","","","","","","","","",""]
["","","","","","","","","","","","","","","","","","","","","","","","","","","","","","","","","","","","","","","","","","","","","","","","","","","","","","","","","","","","","","","","","","","","","","","","","","","","","","","","","","","","","","","","","","","","","","","","","","",null,"","","","","","","","","","","","","","","","","","","","","","","","","","","","","","","","","","","","","","","","","","","","","","","","","","","","","","","","","","","","","","","","","","","","","","","","","","","","","","","","","","","","","","","","","","",""]
["","","","","","","","","","","","","","","","","","","","","","","","","","","","","","","","","","","","","","","","","","","","","","","","","","","","","","","","","","","","","","","","","","","","","","","","","","","","","","","","","","","","","","","","","","","","","","","","","","",null,"","","","","","","","","","","","","","","","","","","","","","","","","","","","","","","","","","","","","","","","","","","","","","","","","","","","","","","","","","","","","","","","","","","","","","","","","","","","","","","","","","","","","","","","","","",""]
["","","","","","","","","","","","","","","","","","","","","","","","","","","","","","","","","","","","","","","","","","","","","","","","","","","","","","","","","","","","","","","","","","","","","","","","","","","","","","","","","","","","","","","","","","","","","","","","","","",null,"","","","","","","","","","","","","","","","","","","","","","","","","","","","","","","","","","","","","","","","","","","","","","","","","","","","","","","","","","","","","","","","","","","","","","","","","","","","","","","","","","","","","","","","","","",""]
["","","","","","","","","","","","","","","","","","","","","","","","","","","","","","","","","","","","","","","","","","","","","","","","","","","","","","","","","","","","","","","","","","","","","","","","","","","","","","","","","","","","","","","","","","","","","","","","","","",null,"","","","","","","","","","","","","","","","","","","","","","","","","","","","","","","","","","","","","","","","","","","","","","","","","","","","","","","","","","","","","","","","","","","","","","","","","","","","","","","","","","","","","",{"$f":"IFERROR($D139*CO139,\"\")","v":""},"","","","",""]
["","","","","","","","","","","","","","","","","","","","","","","","","","","","","","","","","","","","","","","","","","","","","","","","","","","","","","","","","","","","","","","","","","","","","","","","","","","","","","","","","","","","","","","","","","","","","","","","","","",null,"","","","","","","","","","","","","","","","","","","","","","","","","","","","","","","","","","","","","","","","","","","","","","","","","","","","","","","","","","","","","","","","","","","","","","","","","","","","","","","","","","","","","","","","","","",""]
["","","","","","","","","","","","","","","","","","","","","","","","","","","","","","","","","","","","","","","","","","","","","","","","","","","","","","","","","","","","","","","","","","","","","","","","","","","","","","","","","","","","","","","","","","","","","","","","","","",null,"","","","","","","","","","","","","","","","","","","","","","","","","","","","","","","","","","","","","","","","","","","","","","","","","","","","","","","","","","","","","","","","","","","","","","","","","","","","","","","","","","","","","","","","","","",""]
["","","","","","","","","","","","","","","","","","","","","","","","","","","","","","","","","","","","","","","","","","","","","","","","","","","","","","","","","","","","","","","","","","","","","","","","","","","","","","","","","","","","","","","","","","","","","","","","","","",null,"","","","","","","","","","","","","","","","","","","","","","","","","","","","","","","","","","","","","","","","","","","","","","","","","","","","","","","","","","","","","","","","","","","","","","","","","","","","","","","","","","","","","","","","","","",""]
["","","","","","","","","","","","","","","","","","","","","","","","","","","","","","","","","","","","","","","","","","","","","","","","","","","","","","","","","","","","","","","","","","","","","","","","","","","","","","","","","","","","","","","","","","","","","","","","","","",null,"","","","","","","","","","","","","","","","","","","","","","","","","","","","","","","","","","","","","","","","","","","","",{"$f":"IFERROR($D143*AZ143,\"\")","v":""},"","","","","","","","","","","","","","","","","","","","","","","","","","","","","","","","","","","","","","","","","","","","","",""]
["","","","","","","","","","","","","","","","","","","","","","","","","","","","","","","","","","","","","","","","","","","","","","","","","","","","","","","","","","","","","","","","","","","","","","","","","","","","","","","","","","","","","","","","","","","","","","","","","","",null,"","","","","","","","","","","","","","","","","","","","","","","","","","","","","","","","","","","","","","","","","","","","","","","","","","","","","","","","","","","","","","","","","","","","","","","","","","","","","","","","","","","","","","","","","","",""]
["","","","","","","","","","","","","","","","","","","","","","","","","","","","","","","","","","","","","","","","","","","","","","","","","","","","","","","","","","","","","","","","","","","","","","","","","","","","","","","","","","","","","","","","","","","","","","","","","","",null,"","","","","","","","","","","","","","","","","","","","","","","","","","","","","","","","","","","","","","","","","","","","","","","","","","","","","","","","","","","","","","","","","","","","","","","","","","","","","","","","","","","","","","","","","","",""]
["","","","","","","","","","","","","","","","","","","","","","","","","","","","","","","","","","","","","","","","","","","","","","","","","","","","","","","","","","","","","","","","","","","","","","","","","","","","","","","","","","","","","","","","","","","","","","","","","","",null,"","",{"$f":"IFERROR($D146*J146,\"\")","v":""},"","","","","","","","","","","","","","","","","","","","","","","","","","","","","","","","","","","","","","","","","","","","","","","","","","","","","","","","","","","","","","","","","","","","","","","","","","","","","","","","","","","","","","","",""]
["","","","","","","","","","","","","","","","","","","","","","","","","","","","","","","","","","","","","","","","","","","","","","","","","","","","","","","","","","","","","","","","","","","","","","","","","","","","","","","","","","","","","","","","","","","","","","","","","","",null,{"$f":"IFERROR($D147*H147,\"\")","v":""},"","","","","","","","","","","","","","","","","","","","","","","","","","","","","","","","","","","","","","","","","","","","","","","","","","","","","","","","","","","","","","","","","","","","","","","","","","","","","","","","","","","","","","","","","",""]
["","","","","","","","","","","","","","","","","","","","","","","","","","","","","","","","","","","","","","","","","","","","","","","","","","","","","","","","","","","","","","","","","","","","","","","","","","","","","","","","","","","","","","","","","","","","","","","","","","",null,"","","","","","","","","","","","","","","","","","","","","","","","","","","","","","","","","","","","","","","","","","","","","","","","","","","","","","","","","","","","","","","","","","","","","","","","","","","","","","","","","","","","","","","","","","",""]
["","","","","","","","","","","","","","","","","","","","","","","","","","","","","","","","","","","","","","","","","","","","","","","","","","","","","","","","","","","","","","","","","","","","","","","","","","","","","","","","","","","","","","","","","","","","","","","","","","",null,"","","","","","","","","","","","","","","","","","","","","","","","","","","","","","","","","","","","","","","","","","","","","","","","","","","","","","","","","","","","","","","","","","","","","","","","","","","","","","","","","","","","","","","","","","",""]
["","","","","","","","","","","","","","","","","","","","","","","","","","","","","","","","","","","","","","","","","","","","","","","","","","","","","","","","","","","","","","","","","","","","","","","","","","","","","","","","","","","","","","","","","","","","","","","","","","",null,"","","","","","","","","","","","","","","","","","","","","","","","","","","","","","","","","","","","","","","","","","","","","","","","","","","","","","","","","","","","","","","","","","","","","","","","","","","","","","","","","","","","","","","","","","",""]
["","","","","","","","","","","","","","","","","","","","","","","","","","","","","","","","","","","","","","","","","","","","","","","","","","","","","","","","","","","","","","","","","","","","","","","","","","","","","","","","","","","","","","","","","","","","","","","","","","",null,"","","","","","","","","","","","","","","","","","","","","","","","","","","","","","","","","","","","","","","","","","","","","","","","","","","","","","","","","","","","",{"$f":"IFERROR($D151*BP151,\"\")","v":""},"","","","","","","","","","","","","","","","","","","","","","","","","","","","","",""]
["","","","","","","","","","","","","","","","","","","","","","","","","","","","","","","","","","","","","","","","","","","","","","","","","","","","","","","","","","","","","","","","","","","","","","","","","","","","","","","","","","","","","","","","","","","","","","","","","","",null,"","","","","","","","","","","","","","","","","","","","","","","","","","","","","","","","","","","","","","","","","","","","","","","","","","","","","","","","","","","","","","","","","","","","","","","","","","","","","","","","","","","","","","","","","","",""]
["","","","","","","","","","","","","","","","","","","","","","","","","","","","","","","","","","","","","","","","","","","","","","","","","","","","","","","","","","","","","","","","","","","","","","","","","","","","","","","","","","","","","","","","","","","","","","","","","","",null,"","","","","","","","","","","","","","","","","",{"$f":"IFERROR($D153*Y153,\"\")","v":""},"","","","","","","","","","","","","","","","","","","","",{"$f":"IFERROR($D153*AT153,\"\")","v":""},"","","","","","","","","","","","","","","","","","","","","","","","","","","","","","","","","","","","","","","","","","","","","","","","","","","",""]
["","","","","","","","","","","","","","","","","","","","","","","","","","","","","","","","","","","","","","","","","","","","","","","","","","","","","","","","","","","","","","","","","","","","","","","","","","","","","","","","","","","","","","","","","","","","","","","","","","",null,"","","","","","","","","","","","","","","","","","","","","","","","","","","","","","","","","",{"$f":"IFERROR($D154*AO154,\"\")","v":""},"","","","","","","","","","","","","","","","","","","","","","","","","","","","","","","","","","","","","","","","","","","","","","","","","","","","","","","","",""]
["","","","","","","","","","","","","","","","","","","","","","","","","","","","","","","","","","","","","","","","","","","","","","","","","","","","","","","","","","","","","","","","","","","","","","","","","","","","","","","","","","","","","","","","","","","","","","","","","","",null,"","","","","","","","","","","","","","","","","","","","","","","","","","","","","","","","","","","","","","","","","","","","","","","","","","","","","","","","","","","","","","","","","","","","","","","","","","","","","","","","","","","","","","","","","","",""]
["","","","","","","","","","","","","","","","","","","","","","","","","","","","","","","","","","","","","","","","","","","","","","","","","","","","","","","","","","","","","","","","","","","","","","","","","","","","","","","","","","","","","","","","","","","","","","","","","","",null,"","","","","","","","","","","","","","","","","","","","","","","","","","","","","","","","","","","","","","","","","","","","","","","","","","","","","","","","","","","","","","","","","","","","","","","","","","","","","","","","","","","","","","","","","","",""]
["","","","","","","","","","","","","","","","","","","","","","","","","","","","","","","","","","","","","","","","","","","","","","","","","","","","","","","","","","","","","","","","","","","","","","","","","","","","","","","","","","","","","","","","","","","","","","","","","","",null,"","","","","","","","","","","","","","","","","","","","","","","","","","","","","","","","","","","","","","","","","","","","","","","","","","","","","","","","","","","","","","","","","","","","","","","","","","","","","","","","","","","","","","","","","","",""]
["","","","","","","","","","","","","","","","","","","","","","","","","","","","","","","","","","","","","","","","","","","","","","","","","","","","","","","","","","","","","","","","","","","","","","","","","","","","","","","","","","","","","","","","","","","","","","","","","","",null,"","","","","","","","","","","","","","","","","","","","","","","","","","","","","","","","","","","","","","","","","","","","","","","","","","","","","","","","","","","","","","","","","","","","","","","","","","","","","","","","","","","","","","","","","","",""]
["","","","","","","","","","","","","","","","","","","","","","","","","","","","","","","","","","","","","","","","","","","","","","","","","","","","","","","","","","","","","","","","","","","","","","","","","","","","","","","","","","","","","","","","","","","","","","","","","","",null,"","","","","","","","","","","","","","","","","","","","","","","","","","","","","","","","","","","","","","","","","","","","","","","","","","","","","","","","","","","","","","","","","","","","","","","","","","","","","","","","","","","","","","","","","","",""]
["","","","","","","","","","","","","","","","","","","","","","","","","","","","","","","","","","","","","","","","","","","","","","","","","","","","","","","","","","","","","","","","","","","","","","","","","","","","","","","","","","","","","","","","","","","","","","","","","","",null,"","","","","","","","","","","","","","","","","","","","","","","","","","","","","","","","","","","","","","","","","","","","","","","","","","","","","","","","","","","","","","","","","","","","","","","","","","","","","","","","","","","","","","","","","","",""]
["","","","","","","","","","","","","","","","","","","","","","","","","","","","","","","","","","","","","","","","","","","","","","","","","","","","","","","","","","","","","","","","","","","","","","","","","","","","","","","","","","","","","","","","","","","","","","","","","","",null,"","","","","","","","","","","","","","","","","","","","","","","","","","","","","","","","","","","","","","","","","","","","","","","","","","","","","","","","","","","","","","","","","","","","","","","","","","","","","","","","","","","","","","","","","","",""]
["","","","","","","","","","","","","","","","","","","","","","","","","","","","","","","","","","","","","","","","","","","","","","","","","","","","","","","","","","","","","","","","","","","","","","","","","","","","","","","","","","","","","","","","","","","","","","","","","","",null,"","","","","","","","","","","","","","","","","","","","","","","","","","","","","","","","","","","","","","","","","","","","","","","","","","","","","","","","","","","","","","","","","","","","","","","","","","","","","","","","","","","","","","","","","","",""]
["","","","","","","","","","","","","","","","","","","","","","","","","","","","","","","","","","","","","","","","","","","","","","","","","","","","","","","","","","","","","","","","","","","","","","","","","","","","","","","","","","","","","","","","","","","","","","","","","","",null,"","","","","","","","","","","","","","","","","","","","","","","","","","","","","","","","","","","","","","","","","","","","","","","","","","","","","","","","","","","","","","","","","","","","","","","","","","","","","","","","","","","","","","","","","","",""]
["","","","","","","","","","","","","","","","","","","","","","","","","","","","","","","","","","","","","","","","","","","","","","","","","","","","","","","","","","","","","","","","","","","","","","","","","","","","","","","","","","","","","","","","","","","","","","","","","","",null,"","","","","","","","","","","","","","","","","","","","","","","","","","","","","","","","","","","","","","","","","","","","","","","","","","","","","","","","","","","","","","","","","","","","","","","","","","","","","","","","","","","",{"$f":"IFERROR($D164*CM164,\"\")","v":""},"","","","","","",""]
["","","","","","","","","","","","","","","","","","","","","","","","","","","","","","","","","","","","","","","","","","","","","","","","","","","","","","","","","","","","","","","","","","","","","","","","","","","","","","","","","","","","","","","","","","","","","","","","","","",null,"","","","","","","","","","","","","","","","","","","","","","","","","","","","","","","","","","","","","","","","","","","","","","","","","","","","","","","","","","","","","","","","","","","","","","","","","","","","","","","","","","","","","","","","","","",""]
["","","","","","","","","","","","","","","","","","","","","","","","","","","","","","","","","","","","","","","","","","","","","","","","","","","","","","","","","","","","","","","","","","","","","","","","","","","","","","","","","","","","","","","","","","","","","","","","","","",null,"","","","","","","","","","","","","","","","","","","","","","","","","","","","","","","","","","","","","","","","","","","","","","","","","","","","","","","","","","","","","","","","","","","","","","","","","","","","","","","","","","","","","","","","","","",""]
["","","","","","","","","","","","","","","","","","","","","","","","","","","","","","","","","","","","","","","","","","","","","","","","","","","","","","","","","","","","","","","","","","","","","","","","","","","","","","","","","","","","","","","","","","","","","","","","","","",null,"","","","","","","","","","","","","","","","","","","","","","","","","","","","","","","","","","","","","","","","","","","","","","","","","","","","","","","","","","","","","","","","","","","","","","","","","","","","","","","","","","","","","","","","","","",""]
["","","","","","","","","","","","","","","","","","","","","","","","","","","","","","","","","","","","","","","","","","","","","","","","","","","","","","","","","","","","","","","","","","","","","","","","","","","","","","","","","","","","","","","","","","","","","","","","","","",null,"","","","","","","","","","","","","","","","","","","","","","","","","","","","","","","","","","","","","","","","","","","","","","","","","","","","","","","","","","","","","","","","","","","","","","","","","","","","","","","","","","","","","","","","","","",""]
["","","","","","","","","","","","","","","","","","","","","","","","","","","","","","","","","","","","","","","","","","","","","","","","","","","","","","","","","","","","","","","","","","","","","","","","","","","","","","","","","","","","","","","","","","","","","","","","","","",null,"","","","","","","","","","","","","","","","","","","","","",{"$f":"IFERROR($D169*AC169,\"\")","v":""},"","","","","","","","","","","","","","","","","","","","","","","","","","","","","","","","","","","","","","","","","","","","","","","","","","","","","","","","","","","","","","","","","","","","",""]
["","","","","","","","","","","","","","","","","","","","","","","","","","","","","","","","","","","","","","","","","","","","","","","","","","","","","","","","","","","","","","","","","","","","","","","","","","","","","","","","","","","","","","","","","","","","","","","","","","",null,"","","","","","","","","","","","","","","","","","","","","","","","","","","","","","","","","","","","","","","","","","","","","","","","","","","","","","",{"$f":"IFERROR($D170*BJ170,\"\")","v":""},"","","","","","","","","","","","","","","","","","","","","","","","","","","","","","","","","","","",""]
["","","","","","","","","","","","","","","","","","","","","","","","","","","","","","","","","","","","","","","","","","","","","","","","","","","","","","","","","","","","","","","","","","","","","","","","","","","","","","","","","","","","","","","","","","","","","","","","","","",null,"","","","","","","","","","","","","","","","","","","","","","","","","","","","","","","","","","","","","","","","","","","","","","","","","","","","","","","","","","","","","","","","","","","","","","","","","","","","","","","",{"$f":"IFERROR($D171*CI171,\"\")","v":""},"","","","","","","","","","",""]
["","","","","","","","","","","","","","","","","","","","","","","","","","","","","","","","","","","","","","","","","","","","","","","","","","","","","","","","","","","","","","","","","","","","","","","","","","","","","","","","","","","","","","","","","","","","","","","","","","",null,"","","","","","","","","","","","","","","","","","","","","","","","","","","","","","","","","","","","","","","","","","","","","","","","","","","","","","","","","","","","","","","","","","","","","","","","","","","","",{"$f":"IFERROR($D172*CF172,\"\")","v":""},"","","","","","","","","","","","","",""]
["","","","","","","","","","","","","","","","","","","","","","","","","","","","","","","","","","","","","","","","","","","","","","","","","","","","","","","","","","","","","","","","","","","","","","","","","","","","","","","","","","","","","","","","","","","","","","","","","","",null,"","","","","","","","","","","","","","","","","","","","","","","","","","","","","","","","","","","","","","","","","","","","","","","","","","","","","","","","","","","","","","","","","","","","","","","","","","","","","","","","","","","","","","","","","","",""]
["","","","","","","","","","","","","","","","","","","","","","","","","","","","","","","","","","","","","","","","","","","","","","","","","","","","","","","","","","","","","","","","","","","","","","","","","","","","","","","","","","","","","","","","","","","","","","","","","","",null,"","","","","",{"$f":"IFERROR($D174*M174,\"\")","v":""},"","","","","","","","","","","","","","","","","","","","","","","","","","","","","","","","","","","","","","","","","","","","","","","","","","","","","","","","","","","","","","","","","","","","","","","","","","","","","","","","","","","","",""]
["","","","","","","","","","","","","","","","","","","","","","","","","","","","","","","","","","","","","","","","","","","","","","","","","","","","","","","","","","","","","","","","","","","","","","","","","","","","","","","","","","","","","","","","","","","","","","","","","","",null,"","","","","","","","","","","","","","","","","","","","","","","","","","","","","","","","","","","","","","","","","","","","","","","","","","","","","","","","","","","","","","","","","","","","","","","","","","","","","","","","","","","","","","","","","","",""]
["","","","","","","","","","","","","","","","","","","","","","","","","","","","","","","","","","","","","","","","","","","","","","","","","","","","","","","","","","","","","","","","","","","","","","","","","","","","","","","","","","","","","","","","","","","","","","","","","","",null,"","","","","","","","","","","","","","","","","","","","","","","","","","","","","","","","","","","","","","","","","","","","","","","","","","","","","","","","","","","","","","","","","","","","","","","","","","","","","","","","","","","","","","","","","","",""]
["","","","","","","","","","","","","","","","","","","","","","","","","","","","","","","","","","","","","","","","","","","","","","","","","","","","","","","","","","","","","","","","","","","","","","","","","","","","","","","","","","","","","","","","","","","","","","","","","","",null,"","","","","","","","","","","","","","","","","","","","","","","","","","","","","","","","","","","","","","","","","","","","","","","","","","","","","","","","","","","","","","","","","","","","","","",{"$f":"IFERROR($D177*BZ177,\"\")","v":""},"","","","","","","","","","","","","","","","","","","",""]
["","","","","","","","","","","","","","","","","","","","","","","","","","","","","","","","","","","","","","","","","","","","","","","","","","","","","","","","","","","","","","","","","","","","","","","","","","","","","","","","","","","","","","","","","","","","","","","","","","",null,"","","","","","","","","","","","","","","","","","","","","","","","","","","","","","","","","","","","","","","","","","","","","","","","","","","",{"$f":"IFERROR($D178*BG178,\"\")","v":""},"","","","","","","","","","","","","","","","","","","","","","","","","","","","","","","","","","","","","","",""]
["","","","","","","","","","","","","","","","","","","","","","","","","","","","","","","","","","","","","","","","","","","","","","","","","","","","","","","","","","","","","","","","","","","","","","","","","","","","","","","","","","","","","","","","","","","","","","","","","","",null,"","","","","","","","","","","","",{"$f":"IFERROR($D179*T179,\"\")","v":""},"","","","","","","","","","","","","","","","","","","","","","","","","","","","","","","","","","","","","","","","","","","","","","","","","","","","","","","","","","","","","","","","","","","","","","","","","","","","","",""]
["","","","","","","","","","","","","","","","","","","","","","","","","","","","","","","","","","","","","","","","","","","","","","","","","","","","","","","","","","","","","","","","","","","","","","","","","","","","","","","","","","","","","","","","","","","","","","","","","","",null,"","","","","","","","","","","","","","","","","","","","","","","","","","","","","","","","","","","","","","","","","","","","","","","","","","","","","","","","","","","","","","","","","","","","","","","","","","","","","","","","","","","","","","","","","","",""]
["","","","","","","","","","","","","","","","","","","","","","","","","","","","","","","","","","","","","","","","","","","","","","","","","","","","","","","","","","","","","","","","","","","","","","","","","","","","","","","","","","","","","","","","","","","","","","","","","","",null,"","","","","","","","","","","","","","","","","","","","","","","","","","","","","","","","","","","","","","","","","","","","","","","","","","","","","","","","","","","","","","","","","","","","","","","","","","","","","","","","","","","","","","","","","","",""]
["","","","","","","","","","","","","","","","","","","","","","","","","","","","","","","","","","","","","","","","","","","","","","","","","","","","","","","","","","","","","","","","","","","","","","","","","","","","","","","","","","","","","","","","","","","","","","","","","","",null,"","","","","","","","","","","","","","","","","","","","","","","","","","","","","","","","","","","","","","","","","","","","","","","","","","","","","","","","","","","","","","","","","","","","","","","","","","","","","","","","","","","","","","","","","","",""]
["","","","","","","","","","","","","","","","","","","","","","","","","","","","","","","","","","","","","","","","","","","","","","","","","","","","","","","","","","","","","","","","","","","","","","","","","","","","","","","","","","","","","","","","","","","","","","","","","","",null,"","","","","","","","","","","","","","","","","","","","","","","","","","","","","","","","","","","","","","","","","","","","","","","","","","","","","","","","","","","","","","","","","","","","","","","","","","","","","","","","","","","","","","","","","","",""]
["","","","","","","","","","","","","","","","","","","","","","","","","","","","","","","","","","","","","","","","","","","","","","","","","","","","","","","","","","","","","","","","","","","","","","","","","","","","","","","","","","","","","","","","","","","","","","","","","","",null,"","","","","","","","","","","","","","","","","","","","","","","","","","","","","","","","","","","","","","","","","","","","","","","","","","","","","","","","","","","","","","","","","","","","","","","","","","","","","","","","","","","","","","","","","","",""]
["","","","","","","","","","","","","","","","","","","","","","","","","","","","","","","","","","","","","","","","","","","","","","","","","","","","","","","","","","","","","","","","","","","","","","","","","","","","","","","","","","","","","","","","","","","","","","","","","","",null,"","","","","","","","","","","","","","","","","","","","","","","","","","","","","","","","","","","","","","","","","","","","","","","","","","","","","","","","","","","","","","","","","","","","","","","","","","","","","","","","","","","","","","","","","","",""]
["","","","","","","","","","","","","","","","","","","","","","","","","","","","","","","","","","","","","","","","","","","","","","","","","","","","","","","","","","","","","","","","","","","","","","","","","","","","","","","","","","","","","","","","","","","","","","","","","","",null,"","","","","","","","","","","","","","","","","","","","","","","","","","","","","","","","","","","","","","","","","","","","","","","","","","","","","","","","","","","","","","","","","","","","","","","","","","","","","","","","","","","","","","","","","","",""]
["","","","","","","","","","","","","","","","","","","","","","","","","","","","","","","","","","","","","","","","","","","","","","","","","","","","","","","","","","","","","","","","","","","","","","","","","","","","","","","","","","","","","","","","","","","","","","","","","","",null,"","","","","","","","","","","","","","","","","","","","","","","","","","","","","","","","","","","","","","","","","","","","","","","","","","","","","","","","","","","","","","","","","","","","","","","","","","","","","","","","","","","","","","","","","","",""]
["","","","","","","","","","","","","","","","","","","","","","","","","","","","","","","","","","","","","","","","","","","","","","","","","","","","","","","","","","","","","","","","","","","","","","","","","","","","","","","","","","","","","","","","","","","","","","","","","","",null,"","","","","","","","","","","","","","","","","","","","","","","","","","","","","","","","","","","","","","","","","","","","","","","","","","","","","","","","","","","","","","","","","","","","","","","","","","","","","","","","","","","","","","","","","","",""]
["","","","","","","","","","","","","","","","","","","","","","","","","","","","","","","","","","","","","","","","","","","","","","","","","","","","","","","","","","","","","","","","","","","","","","","","","","","","","","","","","","","","","","","","","","","","","","","","","","",null,"","","","","","","","","","","","","","","","","","","","","","","","","","","","","","","","","","","","","","","","","","","","","","","","","","","","","","","","","","","","","","","","","","","","","","","","","","","","","","","","","","","","","","","","","","",""]
["","","","","","","","","","","","","","","","","","","","","","","","","","","","","","","","","","","","","","","","","","","","","","","","","","","","","","","","","","","","","","","","","","","","","","","","","","","","","","","","","","","","","","","","","","","","","","","","","","",null,"","","","","","","","","","","","","","","","","","","","","","","","",{"$f":"IFERROR($D190*AF190,\"\")","v":""},"","","","","","","","","","","","","","","","","","","","","","","","","","","","","","","","","","",{"$f":"IFERROR($D190*BO190,\"\")","v":""},"","","","","","","","","","","","","","","","","","","","","","","","","","","","","","",""]

{"sheet":"Combined scenario - output","index":7,"n_rows":175,"n_cols":43,"rows_kept":175,"cut":false,"hidden":false,"merged":[]}
[null,null,null,"Replacement expenditure forecast ($,000)",null,null,null,null,null,null,null,null,null,null,null,null,null,null,null,null,null,null,null,"Replacement quantity forecast (#)"]
[null,null,null,1,2,3,4,5,6,7,8,9,10,11,12,13,14,15,16,17,18,19,20,1,2,3,4,5,6,7,8,9,10,11,12,13,14,15,16,17,18,19,20]
[]
[]
["ID","Asset group",null,2020,2021,2022,2023,2024,2025,2026,2027,2028,2029,2030,2031,2032,2033,2034,2035,2036,2037,2038,2039,2020,2021,2022,2023,2024,2025,2026,2027,2028,2029,2030,2031,2032,2033,2034,2035,2036,2037,2038,2039]
[{"$f":"IFERROR(IF('Historical scenario - output'!A6=\"\",\"\",'Historical scenario - output'!A6),\"\")","v":1},{"$f":"IFERROR(IF('Historical scenario - output'!B6=\"\",\"\",'Historical scenario - output'!B6),\"\")","v":"OVERHEAD CONDUCTORS"},null,{"$f":"IFERROR(IF($A6=\"\",\"\",SUMIFS(D$21:D$175,$A$21:$A$175,$A6)),\"\")","v":2913.5594700698907},{"$f":"IFERROR(IF($A6=\"\",\"\",SUMIFS(E$21:E$175,$A$21:$A$175,$A6)),\"\")","v":3384.5768156569352},3920.4351078648574,4530.956039258419,5227.8765424463063,6025.052965231489,6938.5927972575428,7986.8838273360625,9190.4914906286485,10571.898614662701,12155.067928530529,13964.816461102539,16026.00196650108,18362.534172835978,20996.237130437992,23945.602258051811,27224.483792690953,{"$f":"IFERROR(IF($A6=\"\",\"\",SUMIFS(U$21:U$175,$A$21:$A$175,$A6)),\"\")","v":30840.798202265058},34795.295796722581,39080.475556090329,{"$f":"IFERROR(IF($A6=\"\",\"\",SUMIFS(X$21:X$175,$A$21:$A$175,$A6)),\"\")","v":118.85380907192202},{"$f":"IFERROR(IF($A6=\"\",\"\",SUMIFS(Y$21:Y$175,$A$21:$A$175,$A6)),\"\")","v":138.22594287358345},160.40013883720997,185.84405745620961,215.11918360490381,248.8902312949333,287.93102993754206,333.12549277439086,385.46230795382468,446.02214850715944,515.95647601604185,596.45741072037094,688.71864375654047,793.88794968676814,913.01248426260111,1046.9786808158549,1196.4491419765184,{"$f":"IFERROR(IF($A6=\"\",\"\",SUMIFS(AO$21:AO$175,$A$21:$A$175,$A6)),\"\")","v":1361.7994144555396},1543.0578900232329,1739.8522597633273]
[{"$f":"IFERROR(IF('Historical scenario - output'!A7=\"\",\"\",'Historical scenario - output'!A7),\"\")","v":2},null,null,{"$f":"IFERROR(IF($A7=\"\",\"\",SUMIFS(D$21:D$175,$A$21:$A$175,$A7)),\"\")","v":0},0,0,0,0,0,0,0,0,0,0,0,0,0,0,0,0,0,0,0,0,0,0,0,0,0,0,0,0,0,0,0,0,0,0,0,0,0,0,0]
[{"$f":"IFERROR(IF('Historical scenario - output'!A8=\"\",\"\",'Historical scenario - output'!A8),\"\")","v":3},{"$f":"IFERROR(IF('Historical scenario - output'!B8=\"\",\"\",'Historical scenario - output'!B8),\"\")","v":"SERVICE LINES"},null,6006.9386310116688,6305.5128651238638,6577.380829806586,6820.8446444747169,7035.2400497791659,7220.900372211875,7379.089572040557,7511.9054237482687,7622.152182506873,7713.1816323828943,7788.702780774609,7852.5637364406821,7908.5140043157417,7959.9606037952335,8009.7358719266867,8059.8973814483279,8111.5802255458448,8164.9186529890503,8219.0479439090977,8272.1893261155183,11412.219685563343,11981.728052989147,12500.491662216147,12965.203517060963,13374.523478691732,13729.01606803966,14031.028726156201,14284.512057365231,14494.780452307717,14668.210759203052,14811.879447694777,14933.145119562603,15039.192328535502,15136.562658103094,15230.70757679782,15325.60250991533,15423.461191911396,15524.58304393222,15627.354572644896,15728.410206487151]
[{"$f":"IFERROR(IF('Historical scenario - output'!A9=\"\",\"\",'Historical scenario - output'!A9),\"\")","v":4},{"$f":"IFERROR(IF('Historical scenario - output'!B9=\"\",\"\",'Historical scenario - output'!B9),\"\")","v":"SWITCHGEAR"},null,5874.8706805533502,5943.6536988832549,5970.6783737956466,5956.7091136507443,5903.8125822903758,5815.346305277244,5695.8865038373178,5551.0894385634228,5387.4853690168939,5212.2107313126699,5032.6914931499459,4856.2977647912649,4689.9954255025013,4540.0236775299036,4411.6272747375497,4308.8683482003735,4234.5354502138152,4190.1573761449135,4176.1176755374254,4191.8540262893821,76.406819589748494,79.922453610575417,83.282330223084784,86.485763060075612,89.551881191357126,92.520049722341085,95.448634483307302,98.412063244834826,101.49631852904074,104.7931965865961,108.39385570812121,112.3823241272168,116.82971467089399,121.78987783564943,127.29710530235674,133.36627352756696,139.99550845845977,147.1710893691222,154.87393763855457,163.08670983015912]
[{"$f":"IFERROR(IF('Historical scenario - output'!A10=\"\",\"\",'Historical scenario - output'!A10),\"\")","v":5},{"$f":"IFERROR(IF('Historical scenario - output'!B10=\"\",\"\",'Historical scenario - output'!B10),\"\")","v":"TRANSFORMERS"},null,13315.875107184691,13963.890636950895,14627.260959550189,15302.094159980696,15984.794316858553,16672.020423818889,17360.569959486005,18047.207453067047,18728.464465246263,19400.442895480905,20058.656841221902,20697.947569436037,21312.500234746556,21895.979608559417,22441.786419859462,22943.418259431593,23394.902315405041,23791.25439227539,24128.911919354738,24406.089035526224,967.93748895249121,1002.4330056566032,1035.9045582578663,1068.6456854031499,1100.9832412439641,1133.2430502251725,1165.7158639409809,1198.6261332533709,1232.1057150392264,1266.1742512491301,1300.7275798878918,1335.5351179710549,1370.2466477812545,1404.40832044741,1437.4869910576354,1468.9012874051195,1498.0571867352271,1524.3854279981417,1547.3778913985127,1566.620159580001]
[{"$f":"IFERROR(IF('Historical scenario - output'!A11=\"\",\"\",'Historical scenario - output'!A11),\"\")","v":6},{"$f":"IFERROR(IF('Historical scenario - output'!B11=\"\",\"\",'Historical scenario - output'!B11),\"\")","v":"UNDERGROUND CABLES"},null,2950.1660851223846,3280.4499478163066,3645.6441440322901,4054.8470709673484,4519.3520911416445,5052.6760485462119,5670.4884509821222,6390.4339327408234,7231.8450135267503,8215.3471539427082,9362.3636295146498,10694.533640013413,12233.063006948063,13998.032282921413,16007.691466996828,18277.773124938241,20820.855989603831,23645.808745135204,26757.338714740621,30155.663021623124,5.3517208206822389,6.1008982158124487,6.9577736756527839,7.9467785116487306,9.097780320985283,10.446418020023359,12.03422422610134,13.908483529452866,16.121782323251303,18.731218555300369,21.797258199940277,25.382248789877693,29.548627437963791,34.356888974630309,39.863406013420963,46.118213533958638,53.162882753548026,61.02861021622104,69.734636969968761,79.287089803718175]
[{"$f":"IFERROR(IF('Historical scenario - output'!A12=\"\",\"\",'Historical scenario - output'!A12),\"\")","v":""},{"$f":"IFERROR(IF('Historical scenario - output'!B12=\"\",\"\",'Historical scenario - output'!B12),\"\")","v":""},null,"","","","","","","","","","","","","","","","","","","","","","","","","","","","","","","","","","","","","","","",""]
[{"$f":"IFERROR(IF('Historical scenario - output'!A13=\"\",\"\",'Historical scenario - output'!A13),\"\")","v":""},{"$f":"IFERROR(IF('Historical scenario - output'!B13=\"\",\"\",'Historical scenario - output'!B13),\"\")","v":""},null,"","","","","","","","","","","","","","","","","","","","","","","","","","","","","","","","","","","","","","","",""]
[{"$f":"IFERROR(IF('Historical scenario - output'!A14=\"\",\"\",'Historical scenario - output'!A14),\"\")","v":""},{"$f":"IFERROR(IF('Historical scenario - output'!B14=\"\",\"\",'Historical scenario - output'!B14),\"\")","v":""},null,"","","","","","","","","","","","","","","","","","","","","","","","","","","","","","","","","","","","","","","",""]
[{"$f":"IFERROR(IF('Historical scenario - output'!A15=\"\",\"\",'Historical scenario - output'!A15),\"\")","v":""},{"$f":"IFERROR(IF('Historical scenario - output'!B15=\"\",\"\",'Historical scenario - output'!B15),\"\")","v":""},null,"","","","","","","","","","","","","","","","","","","","","","","","","","","","","","","","","","","","","","","",""]
[{"$f":"IFERROR(IF('Historical scenario - output'!A16=\"\",\"\",'Historical scenario - output'!A16),\"\")","v":""},{"$f":"IFERROR(IF('Historical scenario - output'!B16=\"\",\"\",'Historical scenario - output'!B16),\"\")","v":""},null,"","","","","","","","","","","","","","","","","","","","","","","","","","","","","","","","","","","","","","","",""]
[{"$f":"IFERROR(IF('Historical scenario - output'!A17=\"\",\"\",'Historical scenario - output'!A17),\"\")","v":""},{"$f":"IFERROR(IF('Historical scenario - output'!B17=\"\",\"\",'Historical scenario - output'!B17),\"\")","v":""},null,"","","","","","","","","","","","","","","","","","","","","","","","","","","","","","","","","","","","","","","",""]
[null,null,"Total",{"$f":"IFERROR(SUM(D$6:D$17),\"\")","v":31061.409973941983},{"$f":"IFERROR(SUM(E$6:E$17),\"\")","v":32878.083964431258},34741.399415049571,36665.451028331925,38671.075582516045,40785.996115085713,43044.627283603542,45487.520075455628,48160.438520925425,51113.081027781882,54397.482673191633,58066.159171783933,62170.074638013939,66756.53034564195,71867.078163958518,77535.559372070347,83786.357773459487,90632.937368809624,98076.712050264468,106106.27096564458]
[]
["ID","Asset group","Asset category"]
[{"$f":"IFERROR('Combined scenario - input'!A6,\"\")","v":1},{"$f":"IFERROR('Combined scenario - input'!B6,\"\")","v":"OVERHEAD CONDUCTORS"},{"$f":"IFERROR('Combined scenario - input'!C6,\"\")","v":"˂ = 1 kv"},{"$f":"IFERROR(repcalc('Combined scenario - input'!$CV6:$GH6,'Combined scenario - input'!$G6,'Combined scenario - input'!$E6,'Combined scenario - input'!$F6,20,TRUE,TRUE),\"\")","v":1955.0315250091135},2250.6157170092038,2581.0459320847872,2950.9463095307187,3366.0407174599663,3833.3161938473727,4361.1435559464962,4959.3328165954008,5639.1011368079644,6412.9331109881123,7294.3173975452582,8297.3500638032783,9436.2032899978349,10724.4678357962,12174.388275875122,13796.020659047739,15596.352039115423,17578.429345210385,19740.550452684463,22075.572386538945,{"$f":"IFERROR(IF(OR(D21=\"\",'Combined scenario - input'!$D6=\"\"),\"\",D21/'Combined scenario - input'!$D6),\"\")","v":77.375276153325444},{"$f":"IFERROR(IF(OR(E21=\"\",'Combined scenario - input'!$D6=\"\"),\"\",E21/'Combined scenario - input'!$D6),\"\")","v":89.073761927081932},{"$f":"IFERROR(IF(OR(F21=\"\",'Combined scenario - input'!$D6=\"\"),\"\",F21/'Combined scenario - input'!$D6),\"\")","v":102.15136646379486},{"$f":"IFERROR(IF(OR(G21=\"\",'Combined scenario - input'!$D6=\"\"),\"\",G21/'Combined scenario - input'!$D6),\"\")","v":116.7911016741848},{"$f":"IFERROR(IF(OR(H21=\"\",'Combined scenario - input'!$D6=\"\"),\"\",H21/'Combined scenario - input'!$D6),\"\")","v":133.21950399525579},{"$f":"IFERROR(IF(OR(I21=\"\",'Combined scenario - input'!$D6=\"\"),\"\",I21/'Combined scenario - input'!$D6),\"\")","v":151.71310297954005},{"$f":"IFERROR(IF(OR(J21=\"\",'Combined scenario - input'!$D6=\"\"),\"\",J21/'Combined scenario - input'!$D6),\"\")","v":172.60319471527851},{"$f":"IFERROR(IF(OR(K21=\"\",'Combined scenario - input'!$D6=\"\"),\"\",K21/'Combined scenario - input'!$D6),\"\")","v":196.2780350657157},{"$f":"IFERROR(IF(OR(L21=\"\",'Combined scenario - input'!$D6=\"\"),\"\",L21/'Combined scenario - input'!$D6),\"\")","v":223.18157131252076},{"$f":"IFERROR(IF(OR(M21=\"\",'Combined scenario - input'!$D6=\"\"),\"\",M21/'Combined scenario - input'!$D6),\"\")","v":253.80791259271206},{"$f":"IFERROR(IF(OR(N21=\"\",'Combined scenario - input'!$D6=\"\"),\"\",N21/'Combined scenario - input'!$D6),\"\")","v":288.69090639468823},{"$f":"IFERROR(IF(OR(O21=\"\",'Combined scenario - input'!$D6=\"\"),\"\",O21/'Combined scenario - input'!$D6),\"\")","v":328.38843993812242},{"$f":"IFERROR(IF(OR(P21=\"\",'Combined scenario - input'!$D6=\"\"),\"\",P21/'Combined scenario - input'!$D6),\"\")","v":373.46141280207593},{"$f":"IFERROR(IF(OR(Q21=\"\",'Combined scenario - input'!$D6=\"\"),\"\",Q21/'Combined scenario - input'!$D6),\"\")","v":424.44771338831441},{"$f":"IFERROR(IF(OR(R21=\"\",'Combined scenario - input'!$D6=\"\"),\"\",R21/'Combined scenario - input'!$D6),\"\")","v":481.83195145114303},{"$f":"IFERROR(IF(OR(S21=\"\",'Combined scenario - input'!$D6=\"\"),\"\",S21/'Combined scenario - input'!$D6),\"\")","v":546.0121203446198},{"$f":"IFERROR(IF(OR(T21=\"\",'Combined scenario - input'!$D6=\"\"),\"\",T21/'Combined scenario - input'!$D6),\"\")","v":617.26475024765182},{"$f":"IFERROR(IF(OR(U21=\"\",'Combined scenario - input'!$D6=\"\"),\"\",U21/'Combined scenario - input'!$D6),\"\")","v":695.71043102286183},{"$f":"IFERROR(IF(OR(V21=\"\",'Combined scenario - input'!$D6=\"\"),\"\",V21/'Combined scenario - input'!$D6),\"\")","v":781.28179681808138},{"$f":"IFERROR(IF(OR(W21=\"\",'Combined scenario - input'!$D6=\"\"),\"\",W21/'Combined scenario - input'!$D6),\"\")","v":873.69614648194181}]
[{"$f":"IFERROR('Combined scenario - input'!A7,\"\")","v":1},{"$f":"IFERROR('Combined scenario - input'!B7,\"\")","v":"OVERHEAD CONDUCTORS"},{"$f":"IFERROR('Combined scenario - input'!C7,\"\")","v":"˃ 11 kv & < = 22 kv ; swer"},{"$f":"IFERROR(repcalc('Combined scenario - input'!$CV7:$GH7,'Combined scenario - input'!$G7,'Combined scenario - input'!$E7,'Combined scenario - input'!$F7,20,TRUE,TRUE),\"\")","v":6.6605412542567217},8.552776808649174,11.007180115000128,14.184912813580693,18.28597482937624,23.555224130763001,30.28819425041576,38.836275245692782,49.61072468725191,63.084887628130105,79.793939882087415,100.33144011735631,125.34199622548319,155.50943195376661,191.53998991067618,234.14033129372473,283.99038946911571,341.7114948676757,407.83059542327214,482.74182473381762,{"$f":"IFERROR(IF(OR(D22=\"\",'Combined scenario - input'!$D7=\"\"),\"\",D22/'Combined scenario - input'!$D7),\"\")","v":2.691025584569616},{"$f":"IFERROR(IF(OR(E22=\"\",'Combined scenario - input'!$D7=\"\"),\"\",E22/'Combined scenario - input'!$D7),\"\")","v":3.4555361692984552},{"$f":"IFERROR(IF(OR(F22=\"\",'Combined scenario - input'!$D7=\"\"),\"\",F22/'Combined scenario - input'!$D7),\"\")","v":4.4471766141379101},{"$f":"IFERROR(IF(OR(G22=\"\",'Combined scenario - input'!$D7=\"\"),\"\",G22/'Combined scenario - input'!$D7),\"\")","v":5.7310602605816001},{"$f":"IFERROR(IF(OR(H22=\"\",'Combined scenario - input'!$D7=\"\"),\"\",H22/'Combined scenario - input'!$D7),\"\")","v":7.387992090462447},{"$f":"IFERROR(IF(OR(I22=\"\",'Combined scenario - input'!$D7=\"\"),\"\",I22/'Combined scenario - input'!$D7),\"\")","v":9.516900859317408},{"$f":"IFERROR(IF(OR(J22=\"\",'Combined scenario - input'!$D7=\"\"),\"\",J22/'Combined scenario - input'!$D7),\"\")","v":12.237189520625346},{"$f":"IFERROR(IF(OR(K22=\"\",'Combined scenario - input'!$D7=\"\"),\"\",K22/'Combined scenario - input'!$D7),\"\")","v":15.690828463641067},{"$f":"IFERROR(IF(OR(L22=\"\",'Combined scenario - input'!$D7=\"\"),\"\",L22/'Combined scenario - input'!$D7),\"\")","v":20.043976053314395},{"$f":"IFERROR(IF(OR(M22=\"\",'Combined scenario - input'!$D7=\"\"),\"\",M22/'Combined scenario - input'!$D7),\"\")","v":25.487875553432325},{"$f":"IFERROR(IF(OR(N22=\"\",'Combined scenario - input'!$D7=\"\"),\"\",N22/'Combined scenario - input'!$D7),\"\")","v":32.238751404636332},{"$f":"IFERROR(IF(OR(O22=\"\",'Combined scenario - input'!$D7=\"\"),\"\",O22/'Combined scenario - input'!$D7),\"\")","v":40.536416183890154},{"$f":"IFERROR(IF(OR(P22=\"\",'Combined scenario - input'!$D7=\"\"),\"\",P22/'Combined scenario - input'!$D7),\"\")","v":50.641307633705829},{"$f":"IFERROR(IF(OR(Q22=\"\",'Combined scenario - input'!$D7=\"\"),\"\",Q22/'Combined scenario - input'!$D7),\"\")","v":62.829707685096189},{"$f":"IFERROR(IF(OR(R22=\"\",'Combined scenario - input'!$D7=\"\"),\"\",R22/'Combined scenario - input'!$D7),\"\")","v":77.386956050819606},{"$f":"IFERROR(IF(OR(S22=\"\",'Combined scenario - input'!$D7=\"\"),\"\",S22/'Combined scenario - input'!$D7),\"\")","v":94.598561564098034},{"$f":"IFERROR(IF(OR(T22=\"\",'Combined scenario - input'!$D7=\"\"),\"\",T22/'Combined scenario - input'!$D7),\"\")","v":114.73923434448621},{"$f":"IFERROR(IF(OR(U22=\"\",'Combined scenario - input'!$D7=\"\"),\"\",U22/'Combined scenario - input'!$D7),\"\")","v":138.06000745701581},{"$f":"IFERROR(IF(OR(V22=\"\",'Combined scenario - input'!$D7=\"\"),\"\",V22/'Combined scenario - input'!$D7),\"\")","v":164.77378107265523},{"$f":"IFERROR(IF(OR(W22=\"\",'Combined scenario - input'!$D7=\"\"),\"\",W22/'Combined scenario - input'!$D7),\"\")","v":195.03979504222644}]
[{"$f":"IFERROR('Combined scenario - input'!A8,\"\")","v":1},{"$f":"IFERROR('Combined scenario - input'!B8,\"\")","v":"OVERHEAD CONDUCTORS"},{"$f":"IFERROR('Combined scenario - input'!C8,\"\")","v":"> 1 kv & < = 11 kv"},{"$f":"IFERROR(repcalc('Combined scenario - input'!$CV8:$GH8,'Combined scenario - input'!$G8,'Combined scenario - input'!$E8,'Combined scenario - input'!$F8,20,TRUE,TRUE),\"\")","v":673.83816240487045},792.30873931867677,931.51971069909507,1095.4222537031603,1288.5971774189666,1516.2549424312931,1784.2002138352516,2098.7546737501798,2466.6335284443176,2894.7735199752451,3390.1131842169516,3959.3294074948558,4608.5377846496158,5342.9675942674203,6166.6250909532409,7081.9609964882566,8089.5593270564777,9187.8648742787718,10372.965710921528,11638.445068718544,{"$f":"IFERROR(IF(OR(D23=\"\",'Combined scenario - input'!$D8=\"\"),\"\",D23/'Combined scenario - input'!$D8),\"\")","v":34.756481922049076},{"$f":"IFERROR(IF(OR(E23=\"\",'Combined scenario - input'!$D8=\"\"),\"\",E23/'Combined scenario - input'!$D8),\"\")","v":40.867178368958527},{"$f":"IFERROR(IF(OR(F23=\"\",'Combined scenario - input'!$D8=\"\"),\"\",F23/'Combined scenario - input'!$D8),\"\")","v":48.047661577072283},{"$f":"IFERROR(IF(OR(G23=\"\",'Combined scenario - input'!$D8=\"\"),\"\",G23/'Combined scenario - input'!$D8),\"\")","v":56.50173273351691},{"$f":"IFERROR(IF(OR(H23=\"\",'Combined scenario - input'!$D8=\"\"),\"\",H23/'Combined scenario - input'!$D8),\"\")","v":66.465669355865003},{"$f":"IFERROR(IF(OR(I23=\"\",'Combined scenario - input'!$D8=\"\"),\"\",I23/'Combined scenario - input'!$D8),\"\")","v":78.208226301327528},{"$f":"IFERROR(IF(OR(J23=\"\",'Combined scenario - input'!$D8=\"\"),\"\",J23/'Combined scenario - input'!$D8),\"\")","v":92.028807415958255},{"$f":"IFERROR(IF(OR(K23=\"\",'Combined scenario - input'!$D8=\"\"),\"\",K23/'Combined scenario - input'!$D8),\"\")","v":108.25348421448635},{"$f":"IFERROR(IF(OR(L23=\"\",'Combined scenario - input'!$D8=\"\"),\"\",L23/'Combined scenario - input'!$D8),\"\")","v":127.2286261343921},{"$f":"IFERROR(IF(OR(M23=\"\",'Combined scenario - input'!$D8=\"\"),\"\",M23/'Combined scenario - input'!$D8),\"\")","v":149.31202939941824},{"$f":"IFERROR(IF(OR(N23=\"\",'Combined scenario - input'!$D8=\"\"),\"\",N23/'Combined scenario - input'!$D8),\"\")","v":174.86158275811695},{"$f":"IFERROR(IF(OR(O23=\"\",'Combined scenario - input'!$D8=\"\"),\"\",O23/'Combined scenario - input'!$D8),\"\")","v":204.22167911046409},{"$f":"IFERROR(IF(OR(P23=\"\",'Combined scenario - input'!$D8=\"\"),\"\",P23/'Combined scenario - input'!$D8),\"\")","v":237.70776001703155},{"$f":"IFERROR(IF(OR(Q23=\"\",'Combined scenario - input'!$D8=\"\"),\"\",Q23/'Combined scenario - input'!$D8),\"\")","v":275.5895509650158},{"$f":"IFERROR(IF(OR(R23=\"\",'Combined scenario - input'!$D8=\"\"),\"\",R23/'Combined scenario - input'!$D8),\"\")","v":318.07369402891123},{"$f":"IFERROR(IF(OR(S23=\"\",'Combined scenario - input'!$D8=\"\"),\"\",S23/'Combined scenario - input'!$D8),\"\")","v":365.28659710906521},{"$f":"IFERROR(IF(OR(T23=\"\",'Combined scenario - input'!$D8=\"\"),\"\",T23/'Combined scenario - input'!$D8),\"\")","v":417.25838368181701},{"$f":"IFERROR(IF(OR(U23=\"\",'Combined scenario - input'!$D8=\"\"),\"\",U23/'Combined scenario - input'!$D8),\"\")","v":473.90883630783168},{"$f":"IFERROR(IF(OR(V23=\"\",'Combined scenario - input'!$D8=\"\"),\"\",V23/'Combined scenario - input'!$D8),\"\")","v":535.03617830576161},{"$f":"IFERROR(IF(OR(W23=\"\",'Combined scenario - input'!$D8=\"\"),\"\",W23/'Combined scenario - input'!$D8),\"\")","v":600.3094336301923}]
[{"$f":"IFERROR('Combined scenario - input'!A9,\"\")","v":1},{"$f":"IFERROR('Combined scenario - input'!B9,\"\")","v":"OVERHEAD CONDUCTORS"},{"$f":"IFERROR('Combined scenario - input'!C9,\"\")","v":"> 22 kv & < = 66 kv"},{"$f":"IFERROR(repcalc('Combined scenario - input'!$CV9:$GH9,'Combined scenario - input'!$G9,'Combined scenario - input'!$E9,'Combined scenario - input'!$F9,20,TRUE,TRUE),\"\")","v":278.02924140164976},333.0995825204057,396.86228496597516,470.4025632109595,554.95267273799698,651.92660482206031,762.96083322537879,889.96006174478975,1035.1461006891152,1201.1070960712143,1390.8434068862316,1607.8055496870486,1855.9188956281475,2139.5893108185919,2463.6837736989542,2833.4802712220935,3254.5820370499346,3732.7924879082238,4273.9490376933136,4883.7162760990277,{"$f":"IFERROR(IF(OR(D24=\"\",'Combined scenario - input'!$D9=\"\"),\"\",D24/'Combined scenario - input'!$D9),\"\")","v":4.0310254119778834},{"$f":"IFERROR(IF(OR(E24=\"\",'Combined scenario - input'!$D9=\"\"),\"\",E24/'Combined scenario - input'!$D9),\"\")","v":4.8294664082445387},{"$f":"IFERROR(IF(OR(F24=\"\",'Combined scenario - input'!$D9=\"\"),\"\",F24/'Combined scenario - input'!$D9),\"\")","v":5.7539341822049135},{"$f":"IFERROR(IF(OR(G24=\"\",'Combined scenario - input'!$D9=\"\"),\"\",G24/'Combined scenario - input'!$D9),\"\")","v":6.8201627879263009},{"$f":"IFERROR(IF(OR(H24=\"\",'Combined scenario - input'!$D9=\"\"),\"\",H24/'Combined scenario - input'!$D9),\"\")","v":8.0460181633205643},{"$f":"IFERROR(IF(OR(I24=\"\",'Combined scenario - input'!$D9=\"\"),\"\",I24/'Combined scenario - input'!$D9),\"\")","v":9.452001154748304},{"$f":"IFERROR(IF(OR(J24=\"\",'Combined scenario - input'!$D9=\"\"),\"\",J24/'Combined scenario - input'!$D9),\"\")","v":11.061838285679947},{"$f":"IFERROR(IF(OR(K24=\"\",'Combined scenario - input'!$D9=\"\"),\"\",K24/'Combined scenario - input'!$D9),\"\")","v":12.903145030547734},{"$f":"IFERROR(IF(OR(L24=\"\",'Combined scenario - input'!$D9=\"\"),\"\",L24/'Combined scenario - input'!$D9),\"\")","v":15.00813445359737},{"$f":"IFERROR(IF(OR(M24=\"\",'Combined scenario - input'!$D9=\"\"),\"\",M24/'Combined scenario - input'!$D9),\"\")","v":17.414330961596818},{"$f":"IFERROR(IF(OR(N24=\"\",'Combined scenario - input'!$D9=\"\"),\"\",N24/'Combined scenario - input'!$D9),\"\")","v":20.165235458600314},{"$f":"IFERROR(IF(OR(O24=\"\",'Combined scenario - input'!$D9=\"\"),\"\",O24/'Combined scenario - input'!$D9),\"\")","v":23.31087548789429},{"$f":"IFERROR(IF(OR(P24=\"\",'Combined scenario - input'!$D9=\"\"),\"\",P24/'Combined scenario - input'!$D9),\"\")","v":26.908163303727228},{"$f":"IFERROR(IF(OR(Q24=\"\",'Combined scenario - input'!$D9=\"\"),\"\",Q24/'Combined scenario - input'!$D9),\"\")","v":31.020977648341749},{"$f":"IFERROR(IF(OR(R24=\"\",'Combined scenario - input'!$D9=\"\"),\"\",R24/'Combined scenario - input'!$D9),\"\")","v":35.719882731727381},{"$f":"IFERROR(IF(OR(S24=\"\",'Combined scenario - input'!$D9=\"\"),\"\",S24/'Combined scenario - input'!$D9),\"\")","v":41.081401798071695},{"$f":"IFERROR(IF(OR(T24=\"\",'Combined scenario - input'!$D9=\"\"),\"\",T24/'Combined scenario - input'!$D9),\"\")","v":47.186773702563443},{"$f":"IFERROR(IF(OR(U24=\"\",'Combined scenario - input'!$D9=\"\"),\"\",U24/'Combined scenario - input'!$D9),\"\")","v":54.120139667830315},{"$f":"IFERROR(IF(OR(V24=\"\",'Combined scenario - input'!$D9=\"\"),\"\",V24/'Combined scenario - input'!$D9),\"\")","v":61.966133826734733},{"$f":"IFERROR(IF(OR(W24=\"\",'Combined scenario - input'!$D9=\"\"),\"\",W24/'Combined scenario - input'!$D9),\"\")","v":70.806884608966755}]
[{"$f":"IFERROR('Combined scenario - input'!A10,\"\")","v":3},{"$f":"IFERROR('Combined scenario - input'!B10,\"\")","v":"SERVICE LINES"},{"$f":"IFERROR('Combined scenario - input'!C10,\"\")","v":"˂ = 11 kv ; commercial and industrial ; complex type"},{"$f":"IFERROR(repcalc('Combined scenario - input'!$CV10:$GH10,'Combined scenario - input'!$G10,'Combined scenario - input'!$E10,'Combined scenario - input'!$F10,20,TRUE,TRUE),\"\")","v":932.18302051600688},943.57773618498049,950.93804414401677,955.25438008150206,957.62910580448352,959.17430155324962,960.91718229808453,963.72052577525176,968.22379157652529,974.80836425850941,983.58785824717995,994.42196871761848,1006.9502028865246,1020.6401940177457,1034.8443374104095,1048.8582731206852,1061.9752743532645,1073.5318008795325,1082.9411812065653,1089.7143655544537,{"$f":"IFERROR(IF(OR(D25=\"\",'Combined scenario - input'!$D10=\"\"),\"\",D25/'Combined scenario - input'!$D10),\"\")","v":1719.9406846911365},{"$f":"IFERROR(IF(OR(E25=\"\",'Combined scenario - input'!$D10=\"\"),\"\",E25/'Combined scenario - input'!$D10),\"\")","v":1740.96470533754},{"$f":"IFERROR(IF(OR(F25=\"\",'Combined scenario - input'!$D10=\"\"),\"\",F25/'Combined scenario - input'!$D10),\"\")","v":1754.5449710493044},{"$f":"IFERROR(IF(OR(G25=\"\",'Combined scenario - input'!$D10=\"\"),\"\",G25/'Combined scenario - input'!$D10),\"\")","v":1762.5089026209887},{"$f":"IFERROR(IF(OR(H25=\"\",'Combined scenario - input'!$D10=\"\"),\"\",H25/'Combined scenario - input'!$D10),\"\")","v":1766.8904321018383},{"$f":"IFERROR(IF(OR(I25=\"\",'Combined scenario - input'!$D10=\"\"),\"\",I25/'Combined scenario - input'!$D10),\"\")","v":1769.7414227073564},{"$f":"IFERROR(IF(OR(J25=\"\",'Combined scenario - input'!$D10=\"\"),\"\",J25/'Combined scenario - input'!$D10),\"\")","v":1772.9571554933354},{"$f":"IFERROR(IF(OR(K25=\"\",'Combined scenario - input'!$D10=\"\"),\"\",K25/'Combined scenario - input'!$D10),\"\")","v":1778.1295137035015},{"$f":"IFERROR(IF(OR(L25=\"\",'Combined scenario - input'!$D10=\"\"),\"\",L25/'Combined scenario - input'!$D10),\"\")","v":1786.4383435095854},{"$f":"IFERROR(IF(OR(M25=\"\",'Combined scenario - input'!$D10=\"\"),\"\",M25/'Combined scenario - input'!$D10),\"\")","v":1798.5873251985904},{"$f":"IFERROR(IF(OR(N25=\"\",'Combined scenario - input'!$D10=\"\"),\"\",N25/'Combined scenario - input'!$D10),\"\")","v":1814.7860850663221},{"$f":"IFERROR(IF(OR(O25=\"\",'Combined scenario - input'!$D10=\"\"),\"\",O25/'Combined scenario - input'!$D10),\"\")","v":1834.7757512267619},{"$f":"IFERROR(IF(OR(P25=\"\",'Combined scenario - input'!$D10=\"\"),\"\",P25/'Combined scenario - input'!$D10),\"\")","v":1857.8911901268523},{"$f":"IFERROR(IF(OR(Q25=\"\",'Combined scenario - input'!$D10=\"\"),\"\",Q25/'Combined scenario - input'!$D10),\"\")","v":1883.1501491525316},{"$f":"IFERROR(IF(OR(R25=\"\",'Combined scenario - input'!$D10=\"\"),\"\",R25/'Combined scenario - input'!$D10),\"\")","v":1909.357753855207},{"$f":"IFERROR(IF(OR(S25=\"\",'Combined scenario - input'!$D10=\"\"),\"\",S25/'Combined scenario - input'!$D10),\"\")","v":1935.2144125265986},{"$f":"IFERROR(IF(OR(T25=\"\",'Combined scenario - input'!$D10=\"\"),\"\",T25/'Combined scenario - input'!$D10),\"\")","v":1959.4161664574613},{"$f":"IFERROR(IF(OR(U25=\"\",'Combined scenario - input'!$D10=\"\"),\"\",U25/'Combined scenario - input'!$D10),\"\")","v":1980.738739073339},{"$f":"IFERROR(IF(OR(V25=\"\",'Combined scenario - input'!$D10=\"\"),\"\",V25/'Combined scenario - input'!$D10),\"\")","v":1998.099681813143},{"$f":"IFERROR(IF(OR(W25=\"\",'Combined scenario - input'!$D10=\"\"),\"\",W25/'Combined scenario - input'!$D10),\"\")","v":2010.5966647751347}]
[{"$f":"IFERROR('Combined scenario - input'!A11,\"\")","v":3},{"$f":"IFERROR('Combined scenario - input'!B11,\"\")","v":"SERVICE LINES"},{"$f":"IFERROR('Combined scenario - input'!C11,\"\")","v":"˂ = 11 kv ; residential ; simple type"},{"$f":"IFERROR(repcalc('Combined scenario - input'!$CV11:$GH11,'Combined scenario - input'!$G11,'Combined scenario - input'!$E11,'Combined scenario - input'!$F11,20,TRUE,TRUE),\"\")","v":5074.755610495662},5361.9351289388833,5626.4427856625689,5865.590264393215,6077.6109439746824,6261.7260706586258,6418.1723897424727,6548.1848979730166,6653.9283909303476,6738.3732681243846,6805.1149225274294,6858.1417677230638,6901.5638014292172,6939.3204097774878,6974.8915345162768,7011.0391083276427,7049.6049511925803,7091.3868521095173,7136.1067627025323,7182.474960561065,{"$f":"IFERROR(IF(OR(D26=\"\",'Combined scenario - input'!$D11=\"\"),\"\",D26/'Combined scenario - input'!$D11),\"\")","v":9692.2790008722059},{"$f":"IFERROR(IF(OR(E26=\"\",'Combined scenario - input'!$D11=\"\"),\"\",E26/'Combined scenario - input'!$D11),\"\")","v":10240.763347651608},{"$f":"IFERROR(IF(OR(F26=\"\",'Combined scenario - input'!$D11=\"\"),\"\",F26/'Combined scenario - input'!$D11),\"\")","v":10745.946691166842},{"$f":"IFERROR(IF(OR(G26=\"\",'Combined scenario - input'!$D11=\"\"),\"\",G26/'Combined scenario - input'!$D11),\"\")","v":11202.694614439975},{"$f":"IFERROR(IF(OR(H26=\"\",'Combined scenario - input'!$D11=\"\"),\"\",H26/'Combined scenario - input'!$D11),\"\")","v":11607.633046589894},{"$f":"IFERROR(IF(OR(I26=\"\",'Combined scenario - input'!$D11=\"\"),\"\",I26/'Combined scenario - input'!$D11),\"\")","v":11959.274645332303},{"$f":"IFERROR(IF(OR(J26=\"\",'Combined scenario - input'!$D11=\"\"),\"\",J26/'Combined scenario - input'!$D11),\"\")","v":12258.071570662865},{"$f":"IFERROR(IF(OR(K26=\"\",'Combined scenario - input'!$D11=\"\"),\"\",K26/'Combined scenario - input'!$D11),\"\")","v":12506.38254366173},{"$f":"IFERROR(IF(OR(L26=\"\",'Combined scenario - input'!$D11=\"\"),\"\",L26/'Combined scenario - input'!$D11),\"\")","v":12708.342108798131},{"$f":"IFERROR(IF(OR(M26=\"\",'Combined scenario - input'!$D11=\"\"),\"\",M26/'Combined scenario - input'!$D11),\"\")","v":12869.623434004461},{"$f":"IFERROR(IF(OR(N26=\"\",'Combined scenario - input'!$D11=\"\"),\"\",N26/'Combined scenario - input'!$D11),\"\")","v":12997.093362628455},{"$f":"IFERROR(IF(OR(O26=\"\",'Combined scenario - input'!$D11=\"\"),\"\",O26/'Combined scenario - input'!$D11),\"\")","v":13098.369368335842},{"$f":"IFERROR(IF(OR(P26=\"\",'Combined scenario - input'!$D11=\"\"),\"\",P26/'Combined scenario - input'!$D11),\"\")","v":13181.301138408649},{"$f":"IFERROR(IF(OR(Q26=\"\",'Combined scenario - input'!$D11=\"\"),\"\",Q26/'Combined scenario - input'!$D11),\"\")","v":13253.412508950561},{"$f":"IFERROR(IF(OR(R26=\"\",'Combined scenario - input'!$D11=\"\"),\"\",R26/'Combined scenario - input'!$D11),\"\")","v":13321.349822942613},{"$f":"IFERROR(IF(OR(S26=\"\",'Combined scenario - input'!$D11=\"\"),\"\",S26/'Combined scenario - input'!$D11),\"\")","v":13390.388097388732},{"$f":"IFERROR(IF(OR(T26=\"\",'Combined scenario - input'!$D11=\"\"),\"\",T26/'Combined scenario - input'!$D11),\"\")","v":13464.045025453936},{"$f":"IFERROR(IF(OR(U26=\"\",'Combined scenario - input'!$D11=\"\"),\"\",U26/'Combined scenario - input'!$D11),\"\")","v":13543.844304858882},{"$f":"IFERROR(IF(OR(V26=\"\",'Combined scenario - input'!$D11=\"\"),\"\",V26/'Combined scenario - input'!$D11),\"\")","v":13629.254890831753},{"$f":"IFERROR(IF(OR(W26=\"\",'Combined scenario - input'!$D11=\"\"),\"\",W26/'Combined scenario - input'!$D11),\"\")","v":13717.813541712017}]
[{"$f":"IFERROR('Combined scenario - input'!A12,\"\")","v":4},{"$f":"IFERROR('Combined scenario - input'!B12,\"\")","v":"SWITCHGEAR"},{"$f":"IFERROR('Combined scenario - input'!C12,\"\")","v":"˂ = 11 kv ; circuit breaker"},{"$f":"IFERROR(repcalc('Combined scenario - input'!$CV12:$GH12,'Combined scenario - input'!$G12,'Combined scenario - input'!$E12,'Combined scenario - input'!$F12,20,TRUE,TRUE),\"\")","v":2840.1935408625072},2905.9355436940536,2937.6626178144106,2934.115663865306,2895.3857630507096,2822.9560264735769,2719.6560947322187,2589.529066679228,2437.6186289761631,2269.6916186568301,2091.9172621914117,1910.5281752100914,1731.4894586499677,1560.2008240213418,1401.2528971109512,1258.2532325216889,1133.7308367888725,1029.120915069079,944.82484498505028,880.33463362240798,{"$f":"IFERROR(IF(OR(D27=\"\",'Combined scenario - input'!$D12=\"\"),\"\",D27/'Combined scenario - input'!$D12),\"\")","v":33.691705851995962},{"$f":"IFERROR(IF(OR(E27=\"\",'Combined scenario - input'!$D12=\"\"),\"\",E27/'Combined scenario - input'!$D12),\"\")","v":34.471568276740761},{"$f":"IFERROR(IF(OR(F27=\"\",'Combined scenario - input'!$D12=\"\"),\"\",F27/'Combined scenario - input'!$D12),\"\")","v":34.8479296878307},{"$f":"IFERROR(IF(OR(G27=\"\",'Combined scenario - input'!$D12=\"\"),\"\",G27/'Combined scenario - input'!$D12),\"\")","v":34.805854059038332},{"$f":"IFERROR(IF(OR(H27=\"\",'Combined scenario - input'!$D12=\"\"),\"\",H27/'Combined scenario - input'!$D12),\"\")","v":34.346421838258721},{"$f":"IFERROR(IF(OR(I27=\"\",'Combined scenario - input'!$D12=\"\"),\"\",I27/'Combined scenario - input'!$D12),\"\")","v":33.487226383940055},{"$f":"IFERROR(IF(OR(J27=\"\",'Combined scenario - input'!$D12=\"\"),\"\",J27/'Combined scenario - input'!$D12),\"\")","v":32.261834217987804},{"$f":"IFERROR(IF(OR(K27=\"\",'Combined scenario - input'!$D12=\"\"),\"\",K27/'Combined scenario - input'!$D12),\"\")","v":30.718206472385507},{"$f":"IFERROR(IF(OR(L27=\"\",'Combined scenario - input'!$D12=\"\"),\"\",L27/'Combined scenario - input'!$D12),\"\")","v":28.916173720284625},{"$f":"IFERROR(IF(OR(M27=\"\",'Combined scenario - input'!$D12=\"\"),\"\",M27/'Combined scenario - input'!$D12),\"\")","v":26.924144883205472},{"$f":"IFERROR(IF(OR(N27=\"\",'Combined scenario - input'!$D12=\"\"),\"\",N27/'Combined scenario - input'!$D12),\"\")","v":24.815302214602735},{"$f":"IFERROR(IF(OR(O27=\"\",'Combined scenario - input'!$D12=\"\"),\"\",O27/'Combined scenario - input'!$D12),\"\")","v":22.66357991983233},{"$f":"IFERROR(IF(OR(P27=\"\",'Combined scenario - input'!$D12=\"\"),\"\",P27/'Combined scenario - input'!$D12),\"\")","v":20.539738819682956},{"$f":"IFERROR(IF(OR(Q27=\"\",'Combined scenario - input'!$D12=\"\"),\"\",Q27/'Combined scenario - input'!$D12),\"\")","v":18.507832820789254},{"$f":"IFERROR(IF(OR(R27=\"\",'Combined scenario - input'!$D12=\"\"),\"\",R27/'Combined scenario - input'!$D12),\"\")","v":16.622318076035924},{"$f":"IFERROR(IF(OR(S27=\"\",'Combined scenario - input'!$D12=\"\"),\"\",S27/'Combined scenario - input'!$D12),\"\")","v":14.925989087550015},{"$f":"IFERROR(IF(OR(T27=\"\",'Combined scenario - input'!$D12=\"\"),\"\",T27/'Combined scenario - input'!$D12),\"\")","v":13.448846115194039},{"$f":"IFERROR(IF(OR(U27=\"\",'Combined scenario - input'!$D12=\"\"),\"\",U27/'Combined scenario - input'!$D12),\"\")","v":12.207914234645754},{"$f":"IFERROR(IF(OR(V27=\"\",'Combined scenario - input'!$D12=\"\"),\"\",V27/'Combined scenario - input'!$D12),\"\")","v":11.207954775232343},{"$f":"IFERROR(IF(OR(W27=\"\",'Combined scenario - input'!$D12=\"\"),\"\",W27/'Combined scenario - input'!$D12),\"\")","v":10.442941687109002}]
[{"$f":"IFERROR('Combined scenario - input'!A13,\"\")","v":4},{"$f":"IFERROR('Combined scenario - input'!B13,\"\")","v":"SWITCHGEAR"},{"$f":"IFERROR('Combined scenario - input'!C13,\"\")","v":"˂ = 11 kv ; switch"},{"$f":"IFERROR(repcalc('Combined scenario - input'!$CV13:$GH13,'Combined scenario - input'!$G13,'Combined scenario - input'!$E13,'Combined scenario - input'!$F13,20,TRUE,TRUE),\"\")","v":36.064135887258303},42.402912661001658,49.929540047960856,58.834598927268246,69.316009885203471,81.571972383201654,95.792112965787169,112.14692049875784,130.77568656209266,151.77333765487029,175.17673452974901,200.95120774924757,228.97827578373321,259.04562581530513,290.84049880988726,323.94758230509166,357.8523566384751,391.95055482075691,425.56399060314197,457.96250903021024,{"$f":"IFERROR(IF(OR(D28=\"\",'Combined scenario - input'!$D13=\"\"),\"\",D28/'Combined scenario - input'!$D13),\"\")","v":2.6585140464606996},{"$f":"IFERROR(IF(OR(E28=\"\",'Combined scenario - input'!$D13=\"\"),\"\",E28/'Combined scenario - input'!$D13),\"\")","v":3.1257851088551094},{"$f":"IFERROR(IF(OR(F28=\"\",'Combined scenario - input'!$D13=\"\"),\"\",F28/'Combined scenario - input'!$D13),\"\")","v":3.6806201031901979},{"$f":"IFERROR(IF(OR(G28=\"\",'Combined scenario - input'!$D13=\"\"),\"\",G28/'Combined scenario - input'!$D13),\"\")","v":4.3370679434824853},{"$f":"IFERROR(IF(OR(H28=\"\",'Combined scenario - input'!$D13=\"\"),\"\",H28/'Combined scenario - input'!$D13),\"\")","v":5.1097185996775432},{"$f":"IFERROR(IF(OR(I28=\"\",'Combined scenario - input'!$D13=\"\"),\"\",I28/'Combined scenario - input'!$D13),\"\")","v":6.0131825993608246},{"$f":"IFERROR(IF(OR(J28=\"\",'Combined scenario - input'!$D13=\"\"),\"\",J28/'Combined scenario - input'!$D13),\"\")","v":7.0614385065488294},{"$f":"IFERROR(IF(OR(K28=\"\",'Combined scenario - input'!$D13=\"\"),\"\",K28/'Combined scenario - input'!$D13),\"\")","v":8.2670541267174897},{"$f":"IFERROR(IF(OR(L28=\"\",'Combined scenario - input'!$D13=\"\"),\"\",L28/'Combined scenario - input'!$D13),\"\")","v":9.640297517393142},{"$f":"IFERROR(IF(OR(M28=\"\",'Combined scenario - input'!$D13=\"\"),\"\",M28/'Combined scenario - input'!$D13),\"\")","v":11.188166307244076},{"$f":"IFERROR(IF(OR(N28=\"\",'Combined scenario - input'!$D13=\"\"),\"\",N28/'Combined scenario - input'!$D13),\"\")","v":12.913377733944076},{"$f":"IFERROR(IF(OR(O28=\"\",'Combined scenario - input'!$D13=\"\"),\"\",O28/'Combined scenario - input'!$D13),\"\")","v":14.813376095429044},{"$f":"IFERROR(IF(OR(P28=\"\",'Combined scenario - input'!$D13=\"\"),\"\",P28/'Combined scenario - input'!$D13),\"\")","v":16.879427373732781},{"$f":"IFERROR(IF(OR(Q28=\"\",'Combined scenario - input'!$D13=\"\"),\"\",Q28/'Combined scenario - input'!$D13),\"\")","v":19.095880657090831},{"$f":"IFERROR(IF(OR(R28=\"\",'Combined scenario - input'!$D13=\"\"),\"\",R28/'Combined scenario - input'!$D13),\"\")","v":21.43968051204298},{"$f":"IFERROR(IF(OR(S28=\"\",'Combined scenario - input'!$D13=\"\"),\"\",S28/'Combined scenario - input'!$D13),\"\")","v":23.880211647587103},{"$f":"IFERROR(IF(OR(T28=\"\",'Combined scenario - input'!$D13=\"\"),\"\",T28/'Combined scenario - input'!$D13),\"\")","v":26.379545586688245},{"$f":"IFERROR(IF(OR(U28=\"\",'Combined scenario - input'!$D13=\"\"),\"\",U28/'Combined scenario - input'!$D13),\"\")","v":28.893138012969676},{"$f":"IFERROR(IF(OR(V28=\"\",'Combined scenario - input'!$D13=\"\"),\"\",V28/'Combined scenario - input'!$D13),\"\")","v":31.370995557002708},{"$f":"IFERROR(IF(OR(W28=\"\",'Combined scenario - input'!$D13=\"\"),\"\",W28/'Combined scenario - input'!$D13),\"\")","v":33.759293909475026}]
[{"$f":"IFERROR('Combined scenario - input'!A14,\"\")","v":4},{"$f":"IFERROR('Combined scenario - input'!B14,\"\")","v":"SWITCHGEAR"},{"$f":"IFERROR('Combined scenario - input'!C14,\"\")","v":"> 11 kv & < = 22 kv ; switch"},{"$f":"IFERROR(repcalc('Combined scenario - input'!$CV14:$GH14,'Combined scenario - input'!$G14,'Combined scenario - input'!$E14,'Combined scenario - input'!$F14,20,TRUE,TRUE),\"\")","v":190.35610646690665},206.67852443246761,224.05696188743826,242.31564759777126,261.40845772914838,281.43584132401463,302.64907769591127,325.44150947066851,350.32791591162902,377.91480406119604,408.86585832976323,443.86783886121646,483.60261085076053,528.73053468191017,579.88905672655881,637.70804147157742,702.84035037638318,776.00272985854383,858.01869470224494,949.85236734008856,{"$f":"IFERROR(IF(OR(D29=\"\",'Combined scenario - input'!$D14=\"\"),\"\",D29/'Combined scenario - input'!$D14),\"\")","v":13.134819063063976},{"$f":"IFERROR(IF(OR(E29=\"\",'Combined scenario - input'!$D14=\"\"),\"\",E29/'Combined scenario - input'!$D14),\"\")","v":14.261087143602911},{"$f":"IFERROR(IF(OR(F29=\"\",'Combined scenario - input'!$D14=\"\"),\"\",F29/'Combined scenario - input'!$D14),\"\")","v":15.460221943145035},{"$f":"IFERROR(IF(OR(G29=\"\",'Combined scenario - input'!$D14=\"\"),\"\",G29/'Combined scenario - input'!$D14),\"\")","v":16.720095017804024},{"$f":"IFERROR(IF(OR(H29=\"\",'Combined scenario - input'!$D14=\"\"),\"\",H29/'Combined scenario - input'!$D14),\"\")","v":18.037523762989416},{"$f":"IFERROR(IF(OR(I29=\"\",'Combined scenario - input'!$D14=\"\"),\"\",I29/'Combined scenario - input'!$D14),\"\")","v":19.419439293347651},{"$f":"IFERROR(IF(OR(J29=\"\",'Combined scenario - input'!$D14=\"\"),\"\",J29/'Combined scenario - input'!$D14),\"\")","v":20.883180208511359},{"$f":"IFERROR(IF(OR(K29=\"\",'Combined scenario - input'!$D14=\"\"),\"\",K29/'Combined scenario - input'!$D14),\"\")","v":22.455887661532902},{"$f":"IFERROR(IF(OR(L29=\"\",'Combined scenario - input'!$D14=\"\"),\"\",L29/'Combined scenario - input'!$D14),\"\")","v":24.173082091482613},{"$f":"IFERROR(IF(OR(M29=\"\",'Combined scenario - input'!$D14=\"\"),\"\",M29/'Combined scenario - input'!$D14),\"\")","v":26.076613273554464},{"$f":"IFERROR(IF(OR(N29=\"\",'Combined scenario - input'!$D14=\"\"),\"\",N29/'Combined scenario - input'!$D14),\"\")","v":28.212276295740622},{"$f":"IFERROR(IF(OR(O29=\"\",'Combined scenario - input'!$D14=\"\"),\"\",O29/'Combined scenario - input'!$D14),\"\")","v":30.627458501673441},{"$f":"IFERROR(IF(OR(P29=\"\",'Combined scenario - input'!$D14=\"\"),\"\",P29/'Combined scenario - input'!$D14),\"\")","v":33.369209477156318},{"$f":"IFERROR(IF(OR(Q29=\"\",'Combined scenario - input'!$D14=\"\"),\"\",Q29/'Combined scenario - input'!$D14),\"\")","v":36.483094948001103},{"$f":"IFERROR(IF(OR(R29=\"\",'Combined scenario - input'!$D14=\"\"),\"\",R29/'Combined scenario - input'!$D14),\"\")","v":40.013099543398987},{"$f":"IFERROR(IF(OR(S29=\"\",'Combined scenario - input'!$D14=\"\"),\"\",S29/'Combined scenario - input'!$D14),\"\")","v":44.00268473260806},{"$f":"IFERROR(IF(OR(T29=\"\",'Combined scenario - input'!$D14=\"\"),\"\",T29/'Combined scenario - input'!$D14),\"\")","v":48.496898805918825},{"$f":"IFERROR(IF(OR(U29=\"\",'Combined scenario - input'!$D14=\"\"),\"\",U29/'Combined scenario - input'!$D14),\"\")","v":53.545198198869848},{"$f":"IFERROR(IF(OR(V29=\"\",'Combined scenario - input'!$D14=\"\"),\"\",V29/'Combined scenario - input'!$D14),\"\")","v":59.2044065032376},{"$f":"IFERROR(IF(OR(W29=\"\",'Combined scenario - input'!$D14=\"\"),\"\",W29/'Combined scenario - input'!$D14),\"\")","v":65.541049421516789}]
[{"$f":"IFERROR('Combined scenario - input'!A15,\"\")","v":4},{"$f":"IFERROR('Combined scenario - input'!B15,\"\")","v":"SWITCHGEAR"},{"$f":"IFERROR('Combined scenario - input'!C15,\"\")","v":"> 22 kv & < = 33 kv ; circuit breaker"},{"$f":"IFERROR(repcalc('Combined scenario - input'!$CV15:$GH15,'Combined scenario - input'!$G15,'Combined scenario - input'!$E15,'Combined scenario - input'!$F15,20,TRUE,TRUE),\"\")","v":1666.419827340962},1606.7609542673065,1536.0594748052017,1456.0871304886646,1368.6969878228742,1275.7554989716102,1179.0880019135407,1080.4385326303368,981.44248082930903,883.6089944156821,788.30935998138,696.76786860955997,610.05272607937638,529.06605066458337,454.5335336838674,386.99556835017216,326.80233941969624,274.11541226830008,228.91781175072711,191.03359644593166,{"$f":"IFERROR(IF(OR(D30=\"\",'Combined scenario - input'!$D15=\"\"),\"\",D30/'Combined scenario - input'!$D15),\"\")","v":8.6235424977085042},{"$f":"IFERROR(IF(OR(E30=\"\",'Combined scenario - input'!$D15=\"\"),\"\",E30/'Combined scenario - input'!$D15),\"\")","v":8.3148142775594529},{"$f":"IFERROR(IF(OR(F30=\"\",'Combined scenario - input'!$D15=\"\"),\"\",F30/'Combined scenario - input'!$D15),\"\")","v":7.9489417628491621},{"$f":"IFERROR(IF(OR(G30=\"\",'Combined scenario - input'!$D15=\"\"),\"\",G30/'Combined scenario - input'!$D15),\"\")","v":7.5350935245240853},{"$f":"IFERROR(IF(OR(H30=\"\",'Combined scenario - input'!$D15=\"\"),\"\",H30/'Combined scenario - input'!$D15),\"\")","v":7.0828589814667327},{"$f":"IFERROR(IF(OR(I30=\"\",'Combined scenario - input'!$D15=\"\"),\"\",I30/'Combined scenario - input'!$D15),\"\")","v":6.6018968218961325},{"$f":"IFERROR(IF(OR(J30=\"\",'Combined scenario - input'!$D15=\"\"),\"\",J30/'Combined scenario - input'!$D15),\"\")","v":6.1016529725670337},{"$f":"IFERROR(IF(OR(K30=\"\",'Combined scenario - input'!$D15=\"\"),\"\",K30/'Combined scenario - input'!$D15),\"\")","v":5.5911526311869517},{"$f":"IFERROR(IF(OR(L30=\"\",'Combined scenario - input'!$D15=\"\"),\"\",L30/'Combined scenario - input'!$D15),\"\")","v":5.0788587627362123},{"$f":"IFERROR(IF(OR(M30=\"\",'Combined scenario - input'!$D15=\"\"),\"\",M30/'Combined scenario - input'!$D15),\"\")","v":4.5725810445137212},{"$f":"IFERROR(IF(OR(N30=\"\",'Combined scenario - input'!$D15=\"\"),\"\",N30/'Combined scenario - input'!$D15),\"\")","v":4.0794157364222814},{"$f":"IFERROR(IF(OR(O30=\"\",'Combined scenario - input'!$D15=\"\"),\"\",O30/'Combined scenario - input'!$D15),\"\")","v":3.6056984124942901},{"$f":"IFERROR(IF(OR(P30=\"\",'Combined scenario - input'!$D15=\"\"),\"\",P30/'Combined scenario - input'!$D15),\"\")","v":3.1569569221838267},{"$f":"IFERROR(IF(OR(Q30=\"\",'Combined scenario - input'!$D15=\"\"),\"\",Q30/'Combined scenario - input'!$D15),\"\")","v":2.7378596300554752},{"$f":"IFERROR(IF(OR(R30=\"\",'Combined scenario - input'!$D15=\"\"),\"\",R30/'Combined scenario - input'!$D15),\"\")","v":2.3521619102497948},{"$f":"IFERROR(IF(OR(S30=\"\",'Combined scenario - input'!$D15=\"\"),\"\",S30/'Combined scenario - input'!$D15),\"\")","v":2.0026602392373807},{"$f":"IFERROR(IF(OR(T30=\"\",'Combined scenario - input'!$D15=\"\"),\"\",T30/'Combined scenario - input'!$D15),\"\")","v":1.6911667852831458},{"$f":"IFERROR(IF(OR(U30=\"\",'Combined scenario - input'!$D15=\"\"),\"\",U30/'Combined scenario - input'!$D15),\"\")","v":1.4185176317449757},{"$f":"IFERROR(IF(OR(V30=\"\",'Combined scenario - input'!$D15=\"\"),\"\",V30/'Combined scenario - input'!$D15),\"\")","v":1.1846249340808632},{"$f":"IFERROR(IF(OR(W30=\"\",'Combined scenario - input'!$D15=\"\"),\"\",W30/'Combined scenario - input'!$D15),\"\")","v":0.98857821445286986}]
[{"$f":"IFERROR('Combined scenario - input'!A16,\"\")","v":4},{"$f":"IFERROR('Combined scenario - input'!B16,\"\")","v":"SWITCHGEAR"},{"$f":"IFERROR('Combined scenario - input'!C16,\"\")","v":"> 22 kv & < = 33 kv ; switch"},{"$f":"IFERROR(repcalc('Combined scenario - input'!$CV16:$GH16,'Combined scenario - input'!$G16,'Combined scenario - input'!$E16,'Combined scenario - input'!$F16,20,TRUE,TRUE),\"\")","v":80.292922535917242},90.336599517287056,101.66645775184635,114.38197381018756,128.55967094043353,144.24605102720577,161.45068914605963,180.13969459938457,200.22978282353097,221.5832717092236,244.00440385190021,267.23748348750507,290.96737670146985,314.82292690747397,338.38375937362838,361.19077370773363,382.76035208271537,402.60196215526486,420.23844332251895,435.22788293443574,{"$f":"IFERROR(IF(OR(D31=\"\",'Combined scenario - input'!$D16=\"\"),\"\",D31/'Combined scenario - input'!$D16),\"\")","v":3.4334698842746598},{"$f":"IFERROR(IF(OR(E31=\"\",'Combined scenario - input'!$D16=\"\"),\"\",E31/'Combined scenario - input'!$D16),\"\")","v":3.8629555892879495},{"$f":"IFERROR(IF(OR(F31=\"\",'Combined scenario - input'!$D16=\"\"),\"\",F31/'Combined scenario - input'!$D16),\"\")","v":4.3474407196437319},{"$f":"IFERROR(IF(OR(G31=\"\",'Combined scenario - input'!$D16=\"\"),\"\",G31/'Combined scenario - input'!$D16),\"\")","v":4.8911790725452065},{"$f":"IFERROR(IF(OR(H31=\"\",'Combined scenario - input'!$D16=\"\"),\"\",H31/'Combined scenario - input'!$D16),\"\")","v":5.4974429198138308},{"$f":"IFERROR(IF(OR(I31=\"\",'Combined scenario - input'!$D16=\"\"),\"\",I31/'Combined scenario - input'!$D16),\"\")","v":6.1682207657332606},{"$f":"IFERROR(IF(OR(J31=\"\",'Combined scenario - input'!$D16=\"\"),\"\",J31/'Combined scenario - input'!$D16),\"\")","v":6.9039220577681126},{"$f":"IFERROR(IF(OR(K31=\"\",'Combined scenario - input'!$D16=\"\"),\"\",K31/'Combined scenario - input'!$D16),\"\")","v":7.7030975686897865},{"$f":"IFERROR(IF(OR(L31=\"\",'Combined scenario - input'!$D16=\"\"),\"\",L31/'Combined scenario - input'!$D16),\"\")","v":8.5621859006554288},{"$f":"IFERROR(IF(OR(M31=\"\",'Combined scenario - input'!$D16=\"\"),\"\",M31/'Combined scenario - input'!$D16),\"\")","v":9.4752995188628457},{"$f":"IFERROR(IF(OR(N31=\"\",'Combined scenario - input'!$D16=\"\"),\"\",N31/'Combined scenario - input'!$D16),\"\")","v":10.434067484355525},{"$f":"IFERROR(IF(OR(O31=\"\",'Combined scenario - input'!$D16=\"\"),\"\",O31/'Combined scenario - input'!$D16),\"\")","v":11.427555786043895},{"$f":"IFERROR(IF(OR(P31=\"\",'Combined scenario - input'!$D16=\"\"),\"\",P31/'Combined scenario - input'!$D16),\"\")","v":12.442288730541652},{"$f":"IFERROR(IF(OR(Q31=\"\",'Combined scenario - input'!$D16=\"\"),\"\",Q31/'Combined scenario - input'!$D16),\"\")","v":13.462394994184976},{"$f":"IFERROR(IF(OR(R31=\"\",'Combined scenario - input'!$D16=\"\"),\"\",R31/'Combined scenario - input'!$D16),\"\")","v":14.46989859681938},{"$f":"IFERROR(IF(OR(S31=\"\",'Combined scenario - input'!$D16=\"\"),\"\",S31/'Combined scenario - input'!$D16),\"\")","v":15.445167579354445},{"$f":"IFERROR(IF(OR(T31=\"\",'Combined scenario - input'!$D16=\"\"),\"\",T31/'Combined scenario - input'!$D16),\"\")","v":16.367521573056361},{"$f":"IFERROR(IF(OR(U31=\"\",'Combined scenario - input'!$D16=\"\"),\"\",U31/'Combined scenario - input'!$D16),\"\")","v":17.215984532031918},{"$f":"IFERROR(IF(OR(V31=\"\",'Combined scenario - input'!$D16=\"\"),\"\",V31/'Combined scenario - input'!$D16),\"\")","v":17.970152210076723},{"$f":"IFERROR(IF(OR(W31=\"\",'Combined scenario - input'!$D16=\"\"),\"\",W31/'Combined scenario - input'!$D16),\"\")","v":18.611127626890674}]
[{"$f":"IFERROR('Combined scenario - input'!A17,\"\")","v":4},{"$f":"IFERROR('Combined scenario - input'!B17,\"\")","v":"SWITCHGEAR"},{"$f":"IFERROR('Combined scenario - input'!C17,\"\")","v":"> 33 kv & < = 66 kv ; circuit breaker"},{"$f":"IFERROR(repcalc('Combined scenario - input'!$CV17:$GH17,'Combined scenario - input'!$G17,'Combined scenario - input'!$E17,'Combined scenario - input'!$F17,20,TRUE,TRUE),\"\")","v":852.19650980015808},859.48683630128698,864.00441737398774,865.94387513483832,865.3525546035969,862.14666521556262,856.15151912948591,847.15945033138644,834.99645610563414,819.58738583787726,801.00978082330607,779.52818832677724,755.60366697432664,729.87683313903449,703.12663233915293,676.21049844168908,649.99419144110345,625.28102030059711,602.75018328265458,582.91262221644308,{"$f":"IFERROR(IF(OR(D32=\"\",'Combined scenario - input'!$D17=\"\"),\"\",D32/'Combined scenario - input'!$D17),\"\")","v":5.9126864618646664},{"$f":"IFERROR(IF(OR(E32=\"\",'Combined scenario - input'!$D17=\"\"),\"\",E32/'Combined scenario - input'!$D17),\"\")","v":5.9632680053350873},{"$f":"IFERROR(IF(OR(F32=\"\",'Combined scenario - input'!$D17=\"\"),\"\",F32/'Combined scenario - input'!$D17),\"\")","v":5.9946117624870592},{"$f":"IFERROR(IF(OR(G32=\"\",'Combined scenario - input'!$D17=\"\"),\"\",G32/'Combined scenario - input'!$D17),\"\")","v":6.0080680551543786},{"$f":"IFERROR(IF(OR(H32=\"\",'Combined scenario - input'!$D17=\"\"),\"\",H32/'Combined scenario - input'!$D17),\"\")","v":6.0039653712551999},{"$f":"IFERROR(IF(OR(I32=\"\",'Combined scenario - input'!$D17=\"\"),\"\",I32/'Combined scenario - input'!$D17),\"\")","v":5.9817223573905798},{"$f":"IFERROR(IF(OR(J32=\"\",'Combined scenario - input'!$D17=\"\"),\"\",J32/'Combined scenario - input'!$D17),\"\")","v":5.9401269991693173},{"$f":"IFERROR(IF(OR(K32=\"\",'Combined scenario - input'!$D17=\"\"),\"\",K32/'Combined scenario - input'!$D17),\"\")","v":5.8777384739462484},{"$f":"IFERROR(IF(OR(L32=\"\",'Combined scenario - input'!$D17=\"\"),\"\",L32/'Combined scenario - input'!$D17),\"\")","v":5.7933495208499632},{"$f":"IFERROR(IF(OR(M32=\"\",'Combined scenario - input'!$D17=\"\"),\"\",M32/'Combined scenario - input'!$D17),\"\")","v":5.6864387319481722},{"$f":"IFERROR(IF(OR(N32=\"\",'Combined scenario - input'!$D17=\"\"),\"\",N32/'Combined scenario - input'!$D17),\"\")","v":5.5575441021294205},{"$f":"IFERROR(IF(OR(O32=\"\",'Combined scenario - input'!$D17=\"\"),\"\",O32/'Combined scenario - input'!$D17),\"\")","v":5.408501105974338},{"$f":"IFERROR(IF(OR(P32=\"\",'Combined scenario - input'!$D17=\"\"),\"\",P32/'Combined scenario - input'!$D17),\"\")","v":5.2425086478024552},{"$f":"IFERROR(IF(OR(Q32=\"\",'Combined scenario - input'!$D17=\"\"),\"\",Q32/'Combined scenario - input'!$D17),\"\")","v":5.064011434571384},{"$f":"IFERROR(IF(OR(R32=\"\",'Combined scenario - input'!$D17=\"\"),\"\",R32/'Combined scenario - input'!$D17),\"\")","v":4.878413924721559},{"$f":"IFERROR(IF(OR(S32=\"\",'Combined scenario - input'!$D17=\"\"),\"\",S32/'Combined scenario - input'!$D17),\"\")","v":4.6916651424030409},{"$f":"IFERROR(IF(OR(T32=\"\",'Combined scenario - input'!$D17=\"\"),\"\",T32/'Combined scenario - input'!$D17),\"\")","v":4.509771879875129},{"$f":"IFERROR(IF(OR(U32=\"\",'Combined scenario - input'!$D17=\"\"),\"\",U32/'Combined scenario - input'!$D17),\"\")","v":4.3383076333640958},{"$f":"IFERROR(IF(OR(V32=\"\",'Combined scenario - input'!$D17=\"\"),\"\",V32/'Combined scenario - input'!$D17),\"\")","v":4.181984797634918},{"$f":"IFERROR(IF(OR(W32=\"\",'Combined scenario - input'!$D17=\"\"),\"\",W32/'Combined scenario - input'!$D17),\"\")","v":4.0443483752795775}]
[{"$f":"IFERROR('Combined scenario - input'!A18,\"\")","v":4},{"$f":"IFERROR('Combined scenario - input'!B18,\"\")","v":"SWITCHGEAR"},{"$f":"IFERROR('Combined scenario - input'!C18,\"\")","v":"> 33 kv & < = 66 kv ; switch"},{"$f":"IFERROR(repcalc('Combined scenario - input'!$CV18:$GH18,'Combined scenario - input'!$G18,'Combined scenario - input'!$E18,'Combined scenario - input'!$F18,20,TRUE,TRUE),\"\")","v":209.34763765964098},232.05232800985237,257.29890411480017,285.03022382670849,315.09313825840962,347.23424988207296,381.09900825431453,416.23426435366127,452.09441780853575,488.05131897699107,523.4080934424353,557.41700254686657,589.30131046286738,618.28088230025514,643.60089669350418,664.56265140242078,680.55502346656931,691.08478167237149,695.80370689108804,694.53041469986431,{"$f":"IFERROR(IF(OR(D33=\"\",'Combined scenario - input'!$D18=\"\"),\"\",D33/'Combined scenario - input'!$D18),\"\")","v":8.9520817843800238},{"$f":"IFERROR(IF(OR(E33=\"\",'Combined scenario - input'!$D18=\"\"),\"\",E33/'Combined scenario - input'!$D18),\"\")","v":9.9229752091941528},{"$f":"IFERROR(IF(OR(F33=\"\",'Combined scenario - input'!$D18=\"\"),\"\",F33/'Combined scenario - input'!$D18),\"\")","v":11.002564243938911},{"$f":"IFERROR(IF(OR(G33=\"\",'Combined scenario - input'!$D18=\"\"),\"\",G33/'Combined scenario - input'!$D18),\"\")","v":12.188405387527093},{"$f":"IFERROR(IF(OR(H33=\"\",'Combined scenario - input'!$D18=\"\"),\"\",H33/'Combined scenario - input'!$D18),\"\")","v":13.473949717895673},{"$f":"IFERROR(IF(OR(I33=\"\",'Combined scenario - input'!$D18=\"\"),\"\",I33/'Combined scenario - input'!$D18),\"\")","v":14.848361500672581},{"$f":"IFERROR(IF(OR(J33=\"\",'Combined scenario - input'!$D18=\"\"),\"\",J33/'Combined scenario - input'!$D18),\"\")","v":16.296479520754826},{"$f":"IFERROR(IF(OR(K33=\"\",'Combined scenario - input'!$D18=\"\"),\"\",K33/'Combined scenario - input'!$D18),\"\")","v":17.798926310375929},{"$f":"IFERROR(IF(OR(L33=\"\",'Combined scenario - input'!$D18=\"\"),\"\",L33/'Combined scenario - input'!$D18),\"\")","v":19.332371015638738},{"$f":"IFERROR(IF(OR(M33=\"\",'Combined scenario - input'!$D18=\"\"),\"\",M33/'Combined scenario - input'!$D18),\"\")","v":20.869952827267355},{"$f":"IFERROR(IF(OR(N33=\"\",'Combined scenario - input'!$D18=\"\"),\"\",N33/'Combined scenario - input'!$D18),\"\")","v":22.381872140926539},{"$f":"IFERROR(IF(OR(O33=\"\",'Combined scenario - input'!$D18=\"\"),\"\",O33/'Combined scenario - input'!$D18),\"\")","v":23.836154305769465},{"$f":"IFERROR(IF(OR(P33=\"\",'Combined scenario - input'!$D18=\"\"),\"\",P33/'Combined scenario - input'!$D18),\"\")","v":25.199584699794023},{"$f":"IFERROR(IF(OR(Q33=\"\",'Combined scenario - input'!$D18=\"\"),\"\",Q33/'Combined scenario - input'!$D18),\"\")","v":26.438803350956405},{"$f":"IFERROR(IF(OR(R33=\"\",'Combined scenario - input'!$D18=\"\"),\"\",R33/'Combined scenario - input'!$D18),\"\")","v":27.521532739088126},{"$f":"IFERROR(IF(OR(S33=\"\",'Combined scenario - input'!$D18=\"\"),\"\",S33/'Combined scenario - input'!$D18),\"\")","v":28.417895098826907},{"$f":"IFERROR(IF(OR(T33=\"\",'Combined scenario - input'!$D18=\"\"),\"\",T33/'Combined scenario - input'!$D18),\"\")","v":29.101757712444027},{"$f":"IFERROR(IF(OR(U33=\"\",'Combined scenario - input'!$D18=\"\"),\"\",U33/'Combined scenario - input'!$D18),\"\")","v":29.552029125495945},{"$f":"IFERROR(IF(OR(V33=\"\",'Combined scenario - input'!$D18=\"\"),\"\",V33/'Combined scenario - input'!$D18),\"\")","v":29.753818861289407},{"$f":"IFERROR(IF(OR(W33=\"\",'Combined scenario - input'!$D18=\"\"),\"\",W33/'Combined scenario - input'!$D18),\"\")","v":29.699370595435173}]
[{"$f":"IFERROR('Combined scenario - input'!A19,\"\")","v":5},{"$f":"IFERROR('Combined scenario - input'!B19,\"\")","v":"TRANSFORMERS"},{"$f":"IFERROR('Combined scenario - input'!C19,\"\")","v":"ground outdoor / indoor chamber mounted ; ˂ 22 kv ; > 600 kva ; multiple phase"},{"$f":"IFERROR(repcalc('Combined scenario - input'!$CV19:$GH19,'Combined scenario - input'!$G19,'Combined scenario - input'!$E19,'Combined scenario - input'!$F19,20,TRUE,TRUE),\"\")","v":62.080495391884178},72.127071499709231,82.775639174262452,93.85749661008596,105.17400026404755,116.50450762111444,127.61637673171023,138.27635149799897,148.26247819291319,157.37559190772933,165.44939931164893,172.35827373241133,178.02206580447984,182.40750163620683,185.52606410196211,187.42859734756436,188.19720196785221,187.93526120160777,186.75662457605895,184.77505153473999,{"$f":"IFERROR(IF(OR(D34=\"\",'Combined scenario - input'!$D19=\"\"),\"\",D34/'Combined scenario - input'!$D19),\"\")","v":0.77788110284130141},{"$f":"IFERROR(IF(OR(E34=\"\",'Combined scenario - input'!$D19=\"\"),\"\",E34/'Combined scenario - input'!$D19),\"\")","v":0.90376672365024369},{"$f":"IFERROR(IF(OR(F34=\"\",'Combined scenario - input'!$D19=\"\"),\"\",F34/'Combined scenario - input'!$D19),\"\")","v":1.0371954199593356},{"$f":"IFERROR(IF(OR(G34=\"\",'Combined scenario - input'!$D19=\"\"),\"\",G34/'Combined scenario - input'!$D19),\"\")","v":1.176053324189839},{"$f":"IFERROR(IF(OR(H34=\"\",'Combined scenario - input'!$D19=\"\"),\"\",H34/'Combined scenario - input'!$D19),\"\")","v":1.3178513927632749},{"$f":"IFERROR(IF(OR(I34=\"\",'Combined scenario - input'!$D19=\"\"),\"\",I34/'Combined scenario - input'!$D19),\"\")","v":1.4598249305552897},{"$f":"IFERROR(IF(OR(J34=\"\",'Combined scenario - input'!$D19=\"\"),\"\",J34/'Combined scenario - input'!$D19),\"\")","v":1.5990588871114488},{"$f":"IFERROR(IF(OR(K34=\"\",'Combined scenario - input'!$D19=\"\"),\"\",K34/'Combined scenario - input'!$D19),\"\")","v":1.7326305165760096},{"$f":"IFERROR(IF(OR(L34=\"\",'Combined scenario - input'!$D19=\"\"),\"\",L34/'Combined scenario - input'!$D19),\"\")","v":1.857758694073903},{"$f":"IFERROR(IF(OR(M34=\"\",'Combined scenario - input'!$D19=\"\"),\"\",M34/'Combined scenario - input'!$D19),\"\")","v":1.9719478432108493},{"$f":"IFERROR(IF(OR(N34=\"\",'Combined scenario - input'!$D19=\"\"),\"\",N34/'Combined scenario - input'!$D19),\"\")","v":2.0731142750803717},{"$f":"IFERROR(IF(OR(O34=\"\",'Combined scenario - input'!$D19=\"\"),\"\",O34/'Combined scenario - input'!$D19),\"\")","v":2.1596838621928689},{"$f":"IFERROR(IF(OR(P34=\"\",'Combined scenario - input'!$D19=\"\"),\"\",P34/'Combined scenario - input'!$D19),\"\")","v":2.2306523168656782},{"$f":"IFERROR(IF(OR(Q34=\"\",'Combined scenario - input'!$D19=\"\"),\"\",Q34/'Combined scenario - input'!$D19),\"\")","v":2.2856027105390755},{"$f":"IFERROR(IF(OR(R34=\"\",'Combined scenario - input'!$D19=\"\"),\"\",R34/'Combined scenario - input'!$D19),\"\")","v":2.3246789259401903},{"$f":"IFERROR(IF(OR(S34=\"\",'Combined scenario - input'!$D19=\"\"),\"\",S34/'Combined scenario - input'!$D19),\"\")","v":2.3485180504500569},{"$f":"IFERROR(IF(OR(T34=\"\",'Combined scenario - input'!$D19=\"\"),\"\",T34/'Combined scenario - input'!$D19),\"\")","v":2.3581488210472354},{"$f":"IFERROR(IF(OR(U34=\"\",'Combined scenario - input'!$D19=\"\"),\"\",U34/'Combined scenario - input'!$D19),\"\")","v":2.3548666505226756},{"$f":"IFERROR(IF(OR(V34=\"\",'Combined scenario - input'!$D19=\"\"),\"\",V34/'Combined scenario - input'!$D19),\"\")","v":2.3400980963682105},{"$f":"IFERROR(IF(OR(W34=\"\",'Combined scenario - input'!$D19=\"\"),\"\",W34/'Combined scenario - input'!$D19),\"\")","v":2.3152685873088594}]
[{"$f":"IFERROR('Combined scenario - input'!A20,\"\")","v":5},{"$f":"IFERROR('Combined scenario - input'!B20,\"\")","v":"TRANSFORMERS"},{"$f":"IFERROR('Combined scenario - input'!C20,\"\")","v":"ground outdoor / indoor chamber mounted ; > = 22 kv & < = 33 kv ; < = 15 mva"},{"$f":"IFERROR(repcalc('Combined scenario - input'!$CV20:$GH20,'Combined scenario - input'!$G20,'Combined scenario - input'!$E20,'Combined scenario - input'!$F20,20,TRUE,TRUE),\"\")","v":479.45000833219171},524.16110151806788,568.22701870168225,611.06564704890377,652.13391545571653,690.94184005055081,727.06277097671193,760.14010309990431,789.89113304341811,816.10899073209225,838.66360313454607,857.50245744561289,872.65155719664949,884.21647918915767,892.38293618286787,897.41583138278247,899.65554702847191,899.51020575855205,897.44290728041244,893.95345850230274,{"$f":"IFERROR(IF(OR(D35=\"\",'Combined scenario - input'!$D20=\"\"),\"\",D35/'Combined scenario - input'!$D20),\"\")","v":2.5195651336565996},{"$f":"IFERROR(IF(OR(E35=\"\",'Combined scenario - input'!$D20=\"\"),\"\",E35/'Combined scenario - input'!$D20),\"\")","v":2.7545270890660412},{"$f":"IFERROR(IF(OR(F35=\"\",'Combined scenario - input'!$D20=\"\"),\"\",F35/'Combined scenario - input'!$D20),\"\")","v":2.9860985701150264},{"$f":"IFERROR(IF(OR(G35=\"\",'Combined scenario - input'!$D20=\"\"),\"\",G35/'Combined scenario - input'!$D20),\"\")","v":3.2112205066706081},{"$f":"IFERROR(IF(OR(H35=\"\",'Combined scenario - input'!$D20=\"\"),\"\",H35/'Combined scenario - input'!$D20),\"\")","v":3.4270389973979314},{"$f":"IFERROR(IF(OR(I35=\"\",'Combined scenario - input'!$D20=\"\"),\"\",I35/'Combined scenario - input'!$D20),\"\")","v":3.6309791204961703},{"$f":"IFERROR(IF(OR(J35=\"\",'Combined scenario - input'!$D20=\"\"),\"\",J35/'Combined scenario - input'!$D20),\"\")","v":3.8207987817229099},{"$f":"IFERROR(IF(OR(K35=\"\",'Combined scenario - input'!$D20=\"\"),\"\",K35/'Combined scenario - input'!$D20),\"\")","v":3.9946239799367591},{"$f":"IFERROR(IF(OR(L35=\"\",'Combined scenario - input'!$D20=\"\"),\"\",L35/'Combined scenario - input'!$D20),\"\")","v":4.1509690762624523},{"$f":"IFERROR(IF(OR(M35=\"\",'Combined scenario - input'!$D20=\"\"),\"\",M35/'Combined scenario - input'!$D20),\"\")","v":4.2887469445773174},{"$f":"IFERROR(IF(OR(N35=\"\",'Combined scenario - input'!$D20=\"\"),\"\",N35/'Combined scenario - input'!$D20),\"\")","v":4.4072740360879461},{"$f":"IFERROR(IF(OR(O35=\"\",'Combined scenario - input'!$D20=\"\"),\"\",O35/'Combined scenario - input'!$D20),\"\")","v":4.5062743899419671},{"$f":"IFERROR(IF(OR(P35=\"\",'Combined scenario - input'!$D20=\"\"),\"\",P35/'Combined scenario - input'!$D20),\"\")","v":4.5858846576980836},{"$f":"IFERROR(IF(OR(Q35=\"\",'Combined scenario - input'!$D20=\"\"),\"\",Q35/'Combined scenario - input'!$D20),\"\")","v":4.6466596576342454},{"$f":"IFERROR(IF(OR(R35=\"\",'Combined scenario - input'!$D20=\"\"),\"\",R35/'Combined scenario - input'!$D20),\"\")","v":4.6895753317384834},{"$f":"IFERROR(IF(OR(S35=\"\",'Combined scenario - input'!$D20=\"\"),\"\",S35/'Combined scenario - input'!$D20),\"\")","v":4.7160237769291786},{"$f":"IFERROR(IF(OR(T35=\"\",'Combined scenario - input'!$D20=\"\"),\"\",T35/'Combined scenario - input'!$D20),\"\")","v":4.7277937411634356},{"$f":"IFERROR(IF(OR(U35=\"\",'Combined scenario - input'!$D20=\"\"),\"\",U35/'Combined scenario - input'!$D20),\"\")","v":4.7270299560141869},{"$f":"IFERROR(IF(OR(V35=\"\",'Combined scenario - input'!$D20=\"\"),\"\",V35/'Combined scenario - input'!$D20),\"\")","v":4.7161660638964236},{"$f":"IFERROR(IF(OR(W35=\"\",'Combined scenario - input'!$D20=\"\"),\"\",W35/'Combined scenario - input'!$D20),\"\")","v":4.6978286078025349}]
[{"$f":"IFERROR('Combined scenario - input'!A21,\"\")","v":5},{"$f":"IFERROR('Combined scenario - input'!B21,\"\")","v":"TRANSFORMERS"},{"$f":"IFERROR('Combined scenario - input'!C21,\"\")","v":"ground outdoor / indoor chamber mounted ; > 33 kv & < = 66 kv ; < = 15 mva"},{"$f":"IFERROR(repcalc('Combined scenario - input'!$CV21:$GH21,'Combined scenario - input'!$G21,'Combined scenario - input'!$E21,'Combined scenario - input'!$F21,20,TRUE,TRUE),\"\")","v":693.37865584840677},737.58130739299168,779.43147178788729,817.78650308754868,851.52427268929944,879.60331890500152,901.12229719278253,915.37443159148188,921.89273891186406,920.48225379248481,911.2363249205041,894.53523112869038,871.02678157786602,841.59007716076212,807.28505798350955,769.29168163035445,728.84343029544448,687.16023790961447,645.38582537671584,604.53385919528546,{"$f":"IFERROR(IF(OR(D36=\"\",'Combined scenario - input'!$D21=\"\"),\"\",D36/'Combined scenario - input'!$D21),\"\")","v":3.955926967636278},{"$f":"IFERROR(IF(OR(E36=\"\",'Combined scenario - input'!$D21=\"\"),\"\",E36/'Combined scenario - input'!$D21),\"\")","v":4.208115955300304},{"$f":"IFERROR(IF(OR(F36=\"\",'Combined scenario - input'!$D21=\"\"),\"\",F36/'Combined scenario - input'!$D21),\"\")","v":4.4468833193276947},{"$f":"IFERROR(IF(OR(G36=\"\",'Combined scenario - input'!$D21=\"\"),\"\",G36/'Combined scenario - input'!$D21),\"\")","v":4.6657099321503956},{"$f":"IFERROR(IF(OR(H36=\"\",'Combined scenario - input'!$D21=\"\"),\"\",H36/'Combined scenario - input'!$D21),\"\")","v":4.8581937236108645},{"$f":"IFERROR(IF(OR(I36=\"\",'Combined scenario - input'!$D21=\"\"),\"\",I36/'Combined scenario - input'!$D21),\"\")","v":5.0183928517687502},{"$f":"IFERROR(IF(OR(J36=\"\",'Combined scenario - input'!$D21=\"\"),\"\",J36/'Combined scenario - input'!$D21),\"\")","v":5.1411648837697239},{"$f":"IFERROR(IF(OR(K36=\"\",'Combined scenario - input'!$D21=\"\"),\"\",K36/'Combined scenario - input'!$D21),\"\")","v":5.2224774571214443},{"$f":"IFERROR(IF(OR(L36=\"\",'Combined scenario - input'!$D21=\"\"),\"\",L36/'Combined scenario - input'!$D21),\"\")","v":5.2596662968622487},{"$f":"IFERROR(IF(OR(M36=\"\",'Combined scenario - input'!$D21=\"\"),\"\",M36/'Combined scenario - input'!$D21),\"\")","v":5.2516190688806281},{"$f":"IFERROR(IF(OR(N36=\"\",'Combined scenario - input'!$D21=\"\"),\"\",N36/'Combined scenario - input'!$D21),\"\")","v":5.1988683545962937},{"$f":"IFERROR(IF(OR(O36=\"\",'Combined scenario - input'!$D21=\"\"),\"\",O36/'Combined scenario - input'!$D21),\"\")","v":5.1035837553909449},{"$f":"IFERROR(IF(OR(P36=\"\",'Combined scenario - input'!$D21=\"\"),\"\",P36/'Combined scenario - input'!$D21),\"\")","v":4.9694612110048153},{"$f":"IFERROR(IF(OR(Q36=\"\",'Combined scenario - input'!$D21=\"\"),\"\",Q36/'Combined scenario - input'!$D21),\"\")","v":4.8015162478021711},{"$f":"IFERROR(IF(OR(R36=\"\",'Combined scenario - input'!$D21=\"\"),\"\",R36/'Combined scenario - input'!$D21),\"\")","v":4.6057961324742447},{"$f":"IFERROR(IF(OR(S36=\"\",'Combined scenario - input'!$D21=\"\"),\"\",S36/'Combined scenario - input'!$D21),\"\")","v":4.3890328663435652},{"$f":"IFERROR(IF(OR(T36=\"\",'Combined scenario - input'!$D21=\"\"),\"\",T36/'Combined scenario - input'!$D21),\"\")","v":4.1582638242049459},{"$f":"IFERROR(IF(OR(U36=\"\",'Combined scenario - input'!$D21=\"\"),\"\",U36/'Combined scenario - input'!$D21),\"\")","v":3.9204490840691788},{"$f":"IFERROR(IF(OR(V36=\"\",'Combined scenario - input'!$D21=\"\"),\"\",V36/'Combined scenario - input'!$D21),\"\")","v":3.6821139064542128},{"$f":"IFERROR(IF(OR(W36=\"\",'Combined scenario - input'!$D21=\"\"),\"\",W36/'Combined scenario - input'!$D21),\"\")","v":3.4490415536568144}]
[{"$f":"IFERROR('Combined scenario - input'!A22,\"\")","v":5},{"$f":"IFERROR('Combined scenario - input'!B22,\"\")","v":"TRANSFORMERS"},{"$f":"IFERROR('Combined scenario - input'!C22,\"\")","v":"ground outdoor / indoor chamber mounted ; > 33 kv & < = 66 kv ; > 15 mva and < = 40 mva"},{"$f":"IFERROR(repcalc('Combined scenario - input'!$CV22:$GH22,'Combined scenario - input'!$G22,'Combined scenario - input'!$E22,'Combined scenario - input'!$F22,20,TRUE,TRUE),\"\")","v":230.90864779536659},256.5077740446049,283.21084559611609,310.6969110048571,338.56726570215125,366.36060644707999,393.57710208533223,419.70952345993197,444.27833330832982,466.86677856683957,487.15173170789922,504.92638078883863,520.11184163663609,532.75621880893766,543.02134498124497,551.15910598432117,557.48064200213457,562.32259164587572,566.01479489275823,568.85348309954622,{"$f":"IFERROR(IF(OR(D37=\"\",'Combined scenario - input'!$D22=\"\"),\"\",D37/'Combined scenario - input'!$D22),\"\")","v":0.68733020196335626},{"$f":"IFERROR(IF(OR(E37=\"\",'Combined scenario - input'!$D22=\"\"),\"\",E37/'Combined scenario - input'!$D22),\"\")","v":0.76352939494709982},{"$f":"IFERROR(IF(OR(F37=\"\",'Combined scenario - input'!$D22=\"\"),\"\",F37/'Combined scenario - input'!$D22),\"\")","v":0.84301462747423961},{"$f":"IFERROR(IF(OR(G37=\"\",'Combined scenario - input'!$D22=\"\"),\"\",G37/'Combined scenario - input'!$D22),\"\")","v":0.92483054501973694},{"$f":"IFERROR(IF(OR(H37=\"\",'Combined scenario - input'!$D22=\"\"),\"\",H37/'Combined scenario - input'!$D22),\"\")","v":1.0077903505782446},{"$f":"IFERROR(IF(OR(I37=\"\",'Combined scenario - input'!$D22=\"\"),\"\",I37/'Combined scenario - input'!$D22),\"\")","v":1.0905209138977168},{"$f":"IFERROR(IF(OR(J37=\"\",'Combined scenario - input'!$D22=\"\"),\"\",J37/'Combined scenario - input'!$D22),\"\")","v":1.1715344212842083},{"$f":"IFERROR(IF(OR(K37=\"\",'Combined scenario - input'!$D22=\"\"),\"\",K37/'Combined scenario - input'!$D22),\"\")","v":1.2493210379080817},{"$f":"IFERROR(IF(OR(L37=\"\",'Combined scenario - input'!$D22=\"\"),\"\",L37/'Combined scenario - input'!$D22),\"\")","v":1.3224533575346029},{"$f":"IFERROR(IF(OR(M37=\"\",'Combined scenario - input'!$D22=\"\"),\"\",M37/'Combined scenario - input'!$D22),\"\")","v":1.3896908594203217},{"$f":"IFERROR(IF(OR(N37=\"\",'Combined scenario - input'!$D22=\"\"),\"\",N37/'Combined scenario - input'!$D22),\"\")","v":1.4500717116420958},{"$f":"IFERROR(IF(OR(O37=\"\",'Combined scenario - input'!$D22=\"\"),\"\",O37/'Combined scenario - input'!$D22),\"\")","v":1.5029803110352928},{"$f":"IFERROR(IF(OR(P37=\"\",'Combined scenario - input'!$D22=\"\"),\"\",P37/'Combined scenario - input'!$D22),\"\")","v":1.5481818484011562},{"$f":"IFERROR(IF(OR(Q37=\"\",'Combined scenario - input'!$D22=\"\"),\"\",Q37/'Combined scenario - input'!$D22),\"\")","v":1.5858195133327913},{"$f":"IFERROR(IF(OR(R37=\"\",'Combined scenario - input'!$D22=\"\"),\"\",R37/'Combined scenario - input'!$D22),\"\")","v":1.6163750222431548},{"$f":"IFERROR(IF(OR(S37=\"\",'Combined scenario - input'!$D22=\"\"),\"\",S37/'Combined scenario - input'!$D22),\"\")","v":1.640598146700281},{"$f":"IFERROR(IF(OR(T37=\"\",'Combined scenario - input'!$D22=\"\"),\"\",T37/'Combined scenario - input'!$D22),\"\")","v":1.6594150367099305},{"$f":"IFERROR(IF(OR(U37=\"\",'Combined scenario - input'!$D22=\"\"),\"\",U37/'Combined scenario - input'!$D22),\"\")","v":1.6738277417268439},{"$f":"IFERROR(IF(OR(V37=\"\",'Combined scenario - input'!$D22=\"\"),\"\",V37/'Combined scenario - input'!$D22),\"\")","v":1.6848180741704279},{"$f":"IFERROR(IF(OR(W37=\"\",'Combined scenario - input'!$D22=\"\"),\"\",W37/'Combined scenario - input'!$D22),\"\")","v":1.6932678059457908}]
[{"$f":"IFERROR('Combined scenario - input'!A23,\"\")","v":5},{"$f":"IFERROR('Combined scenario - input'!B23,\"\")","v":"TRANSFORMERS"},{"$f":"IFERROR('Combined scenario - input'!C23,\"\")","v":"kiosk mounted ; < = 22 kv ; < = 60 kva ; multiple phase"},{"$f":"IFERROR(repcalc('Combined scenario - input'!$CV23:$GH23,'Combined scenario - input'!$G23,'Combined scenario - input'!$E23,'Combined scenario - input'!$F23,20,TRUE,TRUE),\"\")","v":0.56883043118707266},0.72880078474459309,0.92454009922361324,1.162090548053319,1.4483791044611298,1.7914413392184918,2.2007066025213997,2.6873364280392154,3.2645943635035692,3.9482089426035114,4.7566735667972129,5.7114098414908518,6.8367073121632886,8.1593460012050194,9.7078122405950147,11.511036229604386,13.596613657938116,15.988523960722384,18.704422181727015,21.752654977484752,{"$f":"IFERROR(IF(OR(D38=\"\",'Combined scenario - input'!$D23=\"\"),\"\",D38/'Combined scenario - input'!$D23),\"\")","v":1.5211924755843119E-2},{"$f":"IFERROR(IF(OR(E38=\"\",'Combined scenario - input'!$D23=\"\"),\"\",E38/'Combined scenario - input'!$D23),\"\")","v":1.948992545352788E-2},{"$f":"IFERROR(IF(OR(F38=\"\",'Combined scenario - input'!$D23=\"\"),\"\",F38/'Combined scenario - input'!$D23),\"\")","v":2.4724476139224103E-2},{"$f":"IFERROR(IF(OR(G38=\"\",'Combined scenario - input'!$D23=\"\"),\"\",G38/'Combined scenario - input'!$D23),\"\")","v":3.1077159391020511E-2},{"$f":"IFERROR(IF(OR(H38=\"\",'Combined scenario - input'!$D23=\"\"),\"\",H38/'Combined scenario - input'!$D23),\"\")","v":3.8733219509756188E-2},{"$f":"IFERROR(IF(OR(I38=\"\",'Combined scenario - input'!$D23=\"\"),\"\",I38/'Combined scenario - input'!$D23),\"\")","v":4.7907547421168706E-2},{"$f":"IFERROR(IF(OR(J38=\"\",'Combined scenario - input'!$D23=\"\"),\"\",J38/'Combined scenario - input'!$D23),\"\")","v":5.8852307140777819E-2},{"$f":"IFERROR(IF(OR(K38=\"\",'Combined scenario - input'!$D23=\"\"),\"\",K38/'Combined scenario - input'!$D23),\"\")","v":7.1865985530448179E-2},{"$f":"IFERROR(IF(OR(L38=\"\",'Combined scenario - input'!$D23=\"\"),\"\",L38/'Combined scenario - input'!$D23),\"\")","v":8.7303282477926708E-2},{"$f":"IFERROR(IF(OR(M38=\"\",'Combined scenario - input'!$D23=\"\"),\"\",M38/'Combined scenario - input'!$D23),\"\")","v":0.10558481765804036},{"$f":"IFERROR(IF(OR(N38=\"\",'Combined scenario - input'!$D23=\"\"),\"\",N38/'Combined scenario - input'!$D23),\"\")","v":0.12720515010989364},{"$f":"IFERROR(IF(OR(O38=\"\",'Combined scenario - input'!$D23=\"\"),\"\",O38/'Combined scenario - input'!$D23),\"\")","v":0.15273714624801388},{"$f":"IFERROR(IF(OR(P38=\"\",'Combined scenario - input'!$D23=\"\"),\"\",P38/'Combined scenario - input'!$D23),\"\")","v":0.1828303682581072},{"$f":"IFERROR(IF(OR(Q38=\"\",'Combined scenario - input'!$D23=\"\"),\"\",Q38/'Combined scenario - input'!$D23),\"\")","v":0.21820097980376996},{"$f":"IFERROR(IF(OR(R38=\"\",'Combined scenario - input'!$D23=\"\"),\"\",R38/'Combined scenario - input'!$D23),\"\")","v":0.2596107754636251},{"$f":"IFERROR(IF(OR(S38=\"\",'Combined scenario - input'!$D23=\"\"),\"\",S38/'Combined scenario - input'!$D23),\"\")","v":0.30783341991936919},{"$f":"IFERROR(IF(OR(T38=\"\",'Combined scenario - input'!$D23=\"\"),\"\",T38/'Combined scenario - input'!$D23),\"\")","v":0.36360688978470385},{"$f":"IFERROR(IF(OR(U38=\"\",'Combined scenario - input'!$D23=\"\"),\"\",U38/'Combined scenario - input'!$D23),\"\")","v":0.42757245413179484},{"$f":"IFERROR(IF(OR(V38=\"\",'Combined scenario - input'!$D23=\"\"),\"\",V38/'Combined scenario - input'!$D23),\"\")","v":0.50020225225323811},{"$f":"IFERROR(IF(OR(W38=\"\",'Combined scenario - input'!$D23=\"\"),\"\",W38/'Combined scenario - input'!$D23),\"\")","v":0.58171949427313696}]
[{"$f":"IFERROR('Combined scenario - input'!A24,\"\")","v":5},{"$f":"IFERROR('Combined scenario - input'!B24,\"\")","v":"TRANSFORMERS"},{"$f":"IFERROR('Combined scenario - input'!C24,\"\")","v":"kiosk mounted ; < = 22 kv ; < = 60 kva ; single phase"},{"$f":"IFERROR(repcalc('Combined scenario - input'!$CV24:$GH24,'Combined scenario - input'!$G24,'Combined scenario - input'!$E24,'Combined scenario - input'!$F24,20,TRUE,TRUE),\"\")","v":0.86575437393555732},1.0627978125142352,1.297989661159803,1.5789620356600775,1.9155061037214185,2.3202286322046417,2.8093068771639578,3.4033080081776244,4.1280157703974183,5.0151805862027521,6.1030823085545078,7.4367710760271963,9.0678359386921059,11.053548490626167,13.455244919263572,16.335848847102728,19.756501089816602,23.772349717713897,28.427659262444479,33.750511916518249,{"$f":"IFERROR(IF(OR(D39=\"\",'Combined scenario - input'!$D24=\"\"),\"\",D39/'Combined scenario - input'!$D24),\"\")","v":8.308137652607489E-2},{"$f":"IFERROR(IF(OR(E39=\"\",'Combined scenario - input'!$D24=\"\"),\"\",E39/'Combined scenario - input'!$D24),\"\")","v":0.10199048123914702},{"$f":"IFERROR(IF(OR(F39=\"\",'Combined scenario - input'!$D24=\"\"),\"\",F39/'Combined scenario - input'!$D24),\"\")","v":0.12456046543034499},{"$f":"IFERROR(IF(OR(G39=\"\",'Combined scenario - input'!$D24=\"\"),\"\",G39/'Combined scenario - input'!$D24),\"\")","v":0.15152373855037224},{"$f":"IFERROR(IF(OR(H39=\"\",'Combined scenario - input'!$D24=\"\"),\"\",H39/'Combined scenario - input'!$D24),\"\")","v":0.18381990161694486},{"$f":"IFERROR(IF(OR(I39=\"\",'Combined scenario - input'!$D24=\"\"),\"\",I39/'Combined scenario - input'!$D24),\"\")","v":0.22265875220761208},{"$f":"IFERROR(IF(OR(J39=\"\",'Combined scenario - input'!$D24=\"\"),\"\",J39/'Combined scenario - input'!$D24),\"\")","v":0.26959272683538726},{"$f":"IFERROR(IF(OR(K39=\"\",'Combined scenario - input'!$D24=\"\"),\"\",K39/'Combined scenario - input'!$D24),\"\")","v":0.32659553630237609},{"$f":"IFERROR(IF(OR(L39=\"\",'Combined scenario - input'!$D24=\"\"),\"\",L39/'Combined scenario - input'!$D24),\"\")","v":0.39614149561488843},{"$f":"IFERROR(IF(OR(M39=\"\",'Combined scenario - input'!$D24=\"\"),\"\",M39/'Combined scenario - input'!$D24),\"\")","v":0.48127750684582354},{"$f":"IFERROR(IF(OR(N39=\"\",'Combined scenario - input'!$D24=\"\"),\"\",N39/'Combined scenario - input'!$D24),\"\")","v":0.58567706327798008},{"$f":"IFERROR(IF(OR(O39=\"\",'Combined scenario - input'!$D24=\"\"),\"\",O39/'Combined scenario - input'!$D24),\"\")","v":0.71366336285079979},{"$f":"IFERROR(IF(OR(P39=\"\",'Combined scenario - input'!$D24=\"\"),\"\",P39/'Combined scenario - input'!$D24),\"\")","v":0.87018710454153569},{"$f":"IFERROR(IF(OR(Q39=\"\",'Combined scenario - input'!$D24=\"\"),\"\",Q39/'Combined scenario - input'!$D24),\"\")","v":1.0607443077928898},{"$f":"IFERROR(IF(OR(R39=\"\",'Combined scenario - input'!$D24=\"\"),\"\",R39/'Combined scenario - input'!$D24),\"\")","v":1.2912210472656565},{"$f":"IFERROR(IF(OR(S39=\"\",'Combined scenario - input'!$D24=\"\"),\"\",S39/'Combined scenario - input'!$D24),\"\")","v":1.5676557344661042},{"$f":"IFERROR(IF(OR(T39=\"\",'Combined scenario - input'!$D24=\"\"),\"\",T39/'Combined scenario - input'!$D24),\"\")","v":1.8959156953713987},{"$f":"IFERROR(IF(OR(U39=\"\",'Combined scenario - input'!$D24=\"\"),\"\",U39/'Combined scenario - input'!$D24),\"\")","v":2.2812931672857264},{"$f":"IFERROR(IF(OR(V39=\"\",'Combined scenario - input'!$D24=\"\"),\"\",V39/'Combined scenario - input'!$D24),\"\")","v":2.7280359580532854},{"$f":"IFERROR(IF(OR(W39=\"\",'Combined scenario - input'!$D24=\"\"),\"\",W39/'Combined scenario - input'!$D24),\"\")","v":3.2388389512112932}]
[{"$f":"IFERROR('Combined scenario - input'!A25,\"\")","v":5},{"$f":"IFERROR('Combined scenario - input'!B25,\"\")","v":"TRANSFORMERS"},{"$f":"IFERROR('Combined scenario - input'!C25,\"\")","v":"kiosk mounted ; < = 22 kv ; > 60 kva and < = 600 kva ; multiple phase"},{"$f":"IFERROR(repcalc('Combined scenario - input'!$CV25:$GH25,'Combined scenario - input'!$G25,'Combined scenario - input'!$E25,'Combined scenario - input'!$F25,20,TRUE,TRUE),\"\")","v":2916.767573175237},3116.7995055564429,3353.3965986523431,3619.0032310996949,3906.1097368409401,4207.542038564281,4516.6206765923771,4827.2010032039398,5133.621787550871,5430.6015440967394,5713.1283731493422,5976.3883466326779,6215.7689577571409,6426.958791965104,6606.1446950155669,6750.2866628063648,6857.4321746172664,6927.019071137066,6960.1116329954766,6959.5190807981498,{"$f":"IFERROR(IF(OR(D40=\"\",'Combined scenario - input'!$D25=\"\"),\"\",D40/'Combined scenario - input'!$D25),\"\")","v":120.05325974883181},{"$f":"IFERROR(IF(OR(E40=\"\",'Combined scenario - input'!$D25=\"\"),\"\",E40/'Combined scenario - input'!$D25),\"\")","v":128.28651280508379},{"$f":"IFERROR(IF(OR(F40=\"\",'Combined scenario - input'!$D25=\"\"),\"\",F40/'Combined scenario - input'!$D25),\"\")","v":138.02477667447374},{"$f":"IFERROR(IF(OR(G40=\"\",'Combined scenario - input'!$D25=\"\"),\"\",G40/'Combined scenario - input'!$D25),\"\")","v":148.95706429638454},{"$f":"IFERROR(IF(OR(H40=\"\",'Combined scenario - input'!$D25=\"\"),\"\",H40/'Combined scenario - input'!$D25),\"\")","v":160.77428011650238},{"$f":"IFERROR(IF(OR(I40=\"\",'Combined scenario - input'!$D25=\"\"),\"\",I40/'Combined scenario - input'!$D25),\"\")","v":173.18114131048014},{"$f":"IFERROR(IF(OR(J40=\"\",'Combined scenario - input'!$D25=\"\"),\"\",J40/'Combined scenario - input'!$D25),\"\")","v":185.90272336427682},{"$f":"IFERROR(IF(OR(K40=\"\",'Combined scenario - input'!$D25=\"\"),\"\",K40/'Combined scenario - input'!$D25),\"\")","v":198.68611446012085},{"$f":"IFERROR(IF(OR(L40=\"\",'Combined scenario - input'!$D25=\"\"),\"\",L40/'Combined scenario - input'!$D25),\"\")","v":211.29830007064459},{"$f":"IFERROR(IF(OR(M40=\"\",'Combined scenario - input'!$D25=\"\"),\"\",M40/'Combined scenario - input'!$D25),\"\")","v":223.52189586917206},{"$f":"IFERROR(IF(OR(N40=\"\",'Combined scenario - input'!$D25=\"\"),\"\",N40/'Combined scenario - input'!$D25),\"\")","v":235.15061359978711},{"$f":"IFERROR(IF(OR(O40=\"\",'Combined scenario - input'!$D25=\"\"),\"\",O40/'Combined scenario - input'!$D25),\"\")","v":245.98631345764707},{"$f":"IFERROR(IF(OR(P40=\"\",'Combined scenario - input'!$D25=\"\"),\"\",P40/'Combined scenario - input'!$D25),\"\")","v":255.83914607635111},{"$f":"IFERROR(IF(OR(Q40=\"\",'Combined scenario - input'!$D25=\"\"),\"\",Q40/'Combined scenario - input'!$D25),\"\")","v":264.5316549535259},{"$f":"IFERROR(IF(OR(R40=\"\",'Combined scenario - input'!$D25=\"\"),\"\",R40/'Combined scenario - input'!$D25),\"\")","v":271.90689182878646},{"$f":"IFERROR(IF(OR(S40=\"\",'Combined scenario - input'!$D25=\"\"),\"\",S40/'Combined scenario - input'!$D25),\"\")","v":277.83973106460473},{"$f":"IFERROR(IF(OR(T40=\"\",'Combined scenario - input'!$D25=\"\"),\"\",T40/'Combined scenario - input'!$D25),\"\")","v":282.24980750629823},{"$f":"IFERROR(IF(OR(U40=\"\",'Combined scenario - input'!$D25=\"\"),\"\",U40/'Combined scenario - input'!$D25),\"\")","v":285.11398284883751},{"$f":"IFERROR(IF(OR(V40=\"\",'Combined scenario - input'!$D25=\"\"),\"\",V40/'Combined scenario - input'!$D25),\"\")","v":286.47606255689499},{"$f":"IFERROR(IF(OR(W40=\"\",'Combined scenario - input'!$D25=\"\"),\"\",W40/'Combined scenario - input'!$D25),\"\")","v":286.45167328998366}]
[{"$f":"IFERROR('Combined scenario - input'!A26,\"\")","v":5},{"$f":"IFERROR('Combined scenario - input'!B26,\"\")","v":"TRANSFORMERS"},{"$f":"IFERROR('Combined scenario - input'!C26,\"\")","v":"kiosk mounted ; < = 22 kv ; > 60 kva and < = 600 kva ; single phase"},{"$f":"IFERROR(repcalc('Combined scenario - input'!$CV26:$GH26,'Combined scenario - input'!$G26,'Combined scenario - input'!$E26,'Combined scenario - input'!$F26,20,TRUE,TRUE),\"\")","v":90.021768544348632},100.4516504742294,110.06597597249669,118.410498964784,125.06934088461712,129.70299682858615,132.08116623671376,132.10584343519571,129.82129674553082,125.4094033560779,119.17096058199859,111.49565338610267,102.82492998153191,93.612836830128415,84.28977770464509,75.233264864794208,66.748260174710794,59.057990248513505,52.304503707943915,46.55699728954184,{"$f":"IFERROR(IF(OR(D41=\"\",'Combined scenario - input'!$D26=\"\"),\"\",D41/'Combined scenario - input'!$D26),\"\")","v":3.9711293868315667},{"$f":"IFERROR(IF(OR(E41=\"\",'Combined scenario - input'!$D26=\"\"),\"\",E41/'Combined scenario - input'!$D26),\"\")","v":4.4312226654092752},{"$f":"IFERROR(IF(OR(F41=\"\",'Combined scenario - input'!$D26=\"\"),\"\",F41/'Combined scenario - input'!$D26),\"\")","v":4.855339311172842},{"$f":"IFERROR(IF(OR(G41=\"\",'Combined scenario - input'!$D26=\"\"),\"\",G41/'Combined scenario - input'!$D26),\"\")","v":5.2234411715294176},{"$f":"IFERROR(IF(OR(H41=\"\",'Combined scenario - input'!$D26=\"\"),\"\",H41/'Combined scenario - input'!$D26),\"\")","v":5.5171825993829291},{"$f":"IFERROR(IF(OR(I41=\"\",'Combined scenario - input'!$D26=\"\"),\"\",I41/'Combined scenario - input'!$D26),\"\")","v":5.7215870182818662},{"$f":"IFERROR(IF(OR(J41=\"\",'Combined scenario - input'!$D26=\"\"),\"\",J41/'Combined scenario - input'!$D26),\"\")","v":5.8264951818981672},{"$f":"IFERROR(IF(OR(K41=\"\",'Combined scenario - input'!$D26=\"\"),\"\",K41/'Combined scenario - input'!$D26),\"\")","v":5.8275837669111148},{"$f":"IFERROR(IF(OR(L41=\"\",'Combined scenario - input'!$D26=\"\"),\"\",L41/'Combined scenario - input'!$D26),\"\")","v":5.7268055813498338},{"$f":"IFERROR(IF(OR(M41=\"\",'Combined scenario - input'!$D26=\"\"),\"\",M41/'Combined scenario - input'!$D26),\"\")","v":5.5321837718283602},{"$f":"IFERROR(IF(OR(N41=\"\",'Combined scenario - input'!$D26=\"\"),\"\",N41/'Combined scenario - input'!$D26),\"\")","v":5.256987407340044},{"$f":"IFERROR(IF(OR(O41=\"\",'Combined scenario - input'!$D26=\"\"),\"\",O41/'Combined scenario - input'!$D26),\"\")","v":4.9184066568011735},{"$f":"IFERROR(IF(OR(P41=\"\",'Combined scenario - input'!$D26=\"\"),\"\",P41/'Combined scenario - input'!$D26),\"\")","v":4.5359151208787676},{"$f":"IFERROR(IF(OR(Q41=\"\",'Combined scenario - input'!$D26=\"\"),\"\",Q41/'Combined scenario - input'!$D26),\"\")","v":4.1295421466603583},{"$f":"IFERROR(IF(OR(R41=\"\",'Combined scenario - input'!$D26=\"\"),\"\",R41/'Combined scenario - input'!$D26),\"\")","v":3.7182741315231542},{"$f":"IFERROR(IF(OR(S41=\"\",'Combined scenario - input'!$D26=\"\"),\"\",S41/'Combined scenario - input'!$D26),\"\")","v":3.3187642700519087},{"$f":"IFERROR(IF(OR(T41=\"\",'Combined scenario - input'!$D26=\"\"),\"\",T41/'Combined scenario - input'!$D26),\"\")","v":2.9444653419477107},{"$f":"IFERROR(IF(OR(U41=\"\",'Combined scenario - input'!$D26=\"\"),\"\",U41/'Combined scenario - input'!$D26),\"\")","v":2.6052245406348127},{"$f":"IFERROR(IF(OR(V41=\"\",'Combined scenario - input'!$D26=\"\"),\"\",V41/'Combined scenario - input'!$D26),\"\")","v":2.3073080555613696},{"$f":"IFERROR(IF(OR(W41=\"\",'Combined scenario - input'!$D26=\"\"),\"\",W41/'Combined scenario - input'!$D26),\"\")","v":2.0537683616830456}]
[{"$f":"IFERROR('Combined scenario - input'!A27,\"\")","v":5},{"$f":"IFERROR('Combined scenario - input'!B27,\"\")","v":"TRANSFORMERS"},{"$f":"IFERROR('Combined scenario - input'!C27,\"\")","v":"kiosk mounted ; < = 22 kv ; > 600 kva ; multiple phase"},{"$f":"IFERROR(repcalc('Combined scenario - input'!$CV27:$GH27,'Combined scenario - input'!$G27,'Combined scenario - input'!$E27,'Combined scenario - input'!$F27,20,TRUE,TRUE),\"\")","v":159.37694126687592},160.43259832204714,163.29536541577812,168.57851616425151,176.881919991888,188.78009679708148,204.81107132606888,225.46501367710485,251.17182351371713,282.28723136109534,319.07757897429991,361.70410474602261,410.20819038287749,464.49951421481029,524.34931046858208,589.390882026089,659.12911822765352,732.96003057842006,810.20028449344466,890.125468364943,{"$f":"IFERROR(IF(OR(D42=\"\",'Combined scenario - input'!$D27=\"\"),\"\",D42/'Combined scenario - input'!$D27),\"\")","v":3.43232131389404},{"$f":"IFERROR(IF(OR(E42=\"\",'Combined scenario - input'!$D27=\"\"),\"\",E42/'Combined scenario - input'!$D27),\"\")","v":3.4550558084942318},{"$f":"IFERROR(IF(OR(F42=\"\",'Combined scenario - input'!$D27=\"\"),\"\",F42/'Combined scenario - input'!$D27),\"\")","v":3.5167079925204883},{"$f":"IFERROR(IF(OR(G42=\"\",'Combined scenario - input'!$D27=\"\"),\"\",G42/'Combined scenario - input'!$D27),\"\")","v":3.6304852477141116},{"$f":"IFERROR(IF(OR(H42=\"\",'Combined scenario - input'!$D27=\"\"),\"\",H42/'Combined scenario - input'!$D27),\"\")","v":3.8093062848661741},{"$f":"IFERROR(IF(OR(I42=\"\",'Combined scenario - input'!$D27=\"\"),\"\",I42/'Combined scenario - input'!$D27),\"\")","v":4.0655438906347632},{"$f":"IFERROR(IF(OR(J42=\"\",'Combined scenario - input'!$D27=\"\"),\"\",J42/'Combined scenario - input'!$D27),\"\")","v":4.4107848967737837},{"$f":"IFERROR(IF(OR(K42=\"\",'Combined scenario - input'!$D27=\"\"),\"\",K42/'Combined scenario - input'!$D27),\"\")","v":4.8555855434915109},{"$f":"IFERROR(IF(OR(L42=\"\",'Combined scenario - input'!$D27=\"\"),\"\",L42/'Combined scenario - input'!$D27),\"\")","v":5.409204094663715},{"$f":"IFERROR(IF(OR(M42=\"\",'Combined scenario - input'!$D27=\"\"),\"\",M42/'Combined scenario - input'!$D27),\"\")","v":6.0793015171398386},{"$f":"IFERROR(IF(OR(N42=\"\",'Combined scenario - input'!$D27=\"\"),\"\",N42/'Combined scenario - input'!$D27),\"\")","v":6.8716137127097339},{"$f":"IFERROR(IF(OR(O42=\"\",'Combined scenario - input'!$D27=\"\"),\"\",O42/'Combined scenario - input'!$D27),\"\")","v":7.7896130906658305},{"$f":"IFERROR(IF(OR(P42=\"\",'Combined scenario - input'!$D27=\"\"),\"\",P42/'Combined scenario - input'!$D27),\"\")","v":8.8341908421207673},{"$f":"IFERROR(IF(OR(Q42=\"\",'Combined scenario - input'!$D27=\"\"),\"\",Q42/'Combined scenario - input'!$D27),\"\")","v":10.003401811202124},{"$f":"IFERROR(IF(OR(R42=\"\",'Combined scenario - input'!$D27=\"\"),\"\",R42/'Combined scenario - input'!$D27),\"\")","v":11.292319327632907},{"$f":"IFERROR(IF(OR(S42=\"\",'Combined scenario - input'!$D27=\"\"),\"\",S42/'Combined scenario - input'!$D27),\"\")","v":12.693046249428797},{"$f":"IFERROR(IF(OR(T42=\"\",'Combined scenario - input'!$D27=\"\"),\"\",T42/'Combined scenario - input'!$D27),\"\")","v":14.19491993708599},{"$f":"IFERROR(IF(OR(U42=\"\",'Combined scenario - input'!$D27=\"\"),\"\",U42/'Combined scenario - input'!$D27),\"\")","v":15.784932972042174},{"$f":"IFERROR(IF(OR(V42=\"\",'Combined scenario - input'!$D27=\"\"),\"\",V42/'Combined scenario - input'!$D27),\"\")","v":17.448369148541481},{"$f":"IFERROR(IF(OR(W42=\"\",'Combined scenario - input'!$D27=\"\"),\"\",W42/'Combined scenario - input'!$D27),\"\")","v":19.169627631345975}]
[{"$f":"IFERROR('Combined scenario - input'!A28,\"\")","v":""},{"$f":"IFERROR('Combined scenario - input'!B28,\"\")","v":"TRANSFORMERS"},{"$f":"IFERROR('Combined scenario - input'!C28,\"\")","v":"kiosk mounted ; > 22 kv ; > 60 kva and < ≈ 600 kva"},{"$f":"IFERROR(repcalc('Combined scenario - input'!$CV28:$GH28,'Combined scenario - input'!$G28,'Combined scenario - input'!$E28,'Combined scenario - input'!$F28,20,TRUE,TRUE),\"\")","v":""},"","","","","","","","","","","","","","","","","","","",{"$f":"IFERROR(IF(OR(D43=\"\",'Combined scenario - input'!$D28=\"\"),\"\",D43/'Combined scenario - input'!$D28),\"\")","v":""},{"$f":"IFERROR(IF(OR(E43=\"\",'Combined scenario - input'!$D28=\"\"),\"\",E43/'Combined scenario - input'!$D28),\"\")","v":""},{"$f":"IFERROR(IF(OR(F43=\"\",'Combined scenario - input'!$D28=\"\"),\"\",F43/'Combined scenario - input'!$D28),\"\")","v":""},{"$f":"IFERROR(IF(OR(G43=\"\",'Combined scenario - input'!$D28=\"\"),\"\",G43/'Combined scenario - input'!$D28),\"\")","v":""},{"$f":"IFERROR(IF(OR(H43=\"\",'Combined scenario - input'!$D28=\"\"),\"\",H43/'Combined scenario - input'!$D28),\"\")","v":""},{"$f":"IFERROR(IF(OR(I43=\"\",'Combined scenario - input'!$D28=\"\"),\"\",I43/'Combined scenario - input'!$D28),\"\")","v":""},{"$f":"IFERROR(IF(OR(J43=\"\",'Combined scenario - input'!$D28=\"\"),\"\",J43/'Combined scenario - input'!$D28),\"\")","v":""},{"$f":"IFERROR(IF(OR(K43=\"\",'Combined scenario - input'!$D28=\"\"),\"\",K43/'Combined scenario - input'!$D28),\"\")","v":""},{"$f":"IFERROR(IF(OR(L43=\"\",'Combined scenario - input'!$D28=\"\"),\"\",L43/'Combined scenario - input'!$D28),\"\")","v":""},{"$f":"IFERROR(IF(OR(M43=\"\",'Combined scenario - input'!$D28=\"\"),\"\",M43/'Combined scenario - input'!$D28),\"\")","v":""},{"$f":"IFERROR(IF(OR(N43=\"\",'Combined scenario - input'!$D28=\"\"),\"\",N43/'Combined scenario - input'!$D28),\"\")","v":""},{"$f":"IFERROR(IF(OR(O43=\"\",'Combined scenario - input'!$D28=\"\"),\"\",O43/'Combined scenario - input'!$D28),\"\")","v":""},{"$f":"IFERROR(IF(OR(P43=\"\",'Combined scenario - input'!$D28=\"\"),\"\",P43/'Combined scenario - input'!$D28),\"\")","v":""},{"$f":"IFERROR(IF(OR(Q43=\"\",'Combined scenario - input'!$D28=\"\"),\"\",Q43/'Combined scenario - input'!$D28),\"\")","v":""},{"$f":"IFERROR(IF(OR(R43=\"\",'Combined scenario - input'!$D28=\"\"),\"\",R43/'Combined scenario - input'!$D28),\"\")","v":""},{"$f":"IFERROR(IF(OR(S43=\"\",'Combined scenario - input'!$D28=\"\"),\"\",S43/'Combined scenario - input'!$D28),\"\")","v":""},{"$f":"IFERROR(IF(OR(T43=\"\",'Combined scenario - input'!$D28=\"\"),\"\",T43/'Combined scenario - input'!$D28),\"\")","v":""},{"$f":"IFERROR(IF(OR(U43=\"\",'Combined scenario - input'!$D28=\"\"),\"\",U43/'Combined scenario - input'!$D28),\"\")","v":""},{"$f":"IFERROR(IF(OR(V43=\"\",'Combined scenario - input'!$D28=\"\"),\"\",V43/'Combined scenario - input'!$D28),\"\")","v":""},{"$f":"IFERROR(IF(OR(W43=\"\",'Combined scenario - input'!$D28=\"\"),\"\",W43/'Combined scenario - input'!$D28),\"\")","v":""}]
[{"$f":"IFERROR('Combined scenario - input'!A29,\"\")","v":5},{"$f":"IFERROR('Combined scenario - input'!B29,\"\")","v":"TRANSFORMERS"},{"$f":"IFERROR('Combined scenario - input'!C29,\"\")","v":"pole mounted ; < = 22 kv ; < = 60 kva ; multiple phase"},{"$f":"IFERROR(repcalc('Combined scenario - input'!$CV29:$GH29,'Combined scenario - input'!$G29,'Combined scenario - input'!$E29,'Combined scenario - input'!$F29,20,TRUE,TRUE),\"\")","v":1284.0593098428599},1391.6391693863955,1501.7623036500056,1613.8190977933043,1727.1773012922381,1841.1960998004049,1955.2369898336433,2068.6704692000922,2180.8781991449609,2291.2509163249047,2399.1828732918375,2504.0639038261265,2605.2703320430933,2702.1559058941016,2794.0438026747197,2880.2206024665174,2959.9330168148049,3032.3881221340148,3096.7578643920542,3152.1886173670346,{"$f":"IFERROR(IF(OR(D44=\"\",'Combined scenario - input'!$D29=\"\"),\"\",D44/'Combined scenario - input'!$D29),\"\")","v":99.65037602546586},{"$f":"IFERROR(IF(OR(E44=\"\",'Combined scenario - input'!$D29=\"\"),\"\",E44/'Combined scenario - input'!$D29),\"\")","v":107.99919089258601},{"$f":"IFERROR(IF(OR(F44=\"\",'Combined scenario - input'!$D29=\"\"),\"\",F44/'Combined scenario - input'!$D29),\"\")","v":116.54537848248368},{"$f":"IFERROR(IF(OR(G44=\"\",'Combined scenario - input'!$D29=\"\"),\"\",G44/'Combined scenario - input'!$D29),\"\")","v":125.24162918289289},{"$f":"IFERROR(IF(OR(H44=\"\",'Combined scenario - input'!$D29=\"\"),\"\",H44/'Combined scenario - input'!$D29),\"\")","v":134.03887672251196},{"$f":"IFERROR(IF(OR(I44=\"\",'Combined scenario - input'!$D29=\"\"),\"\",I44/'Combined scenario - input'!$D29),\"\")","v":142.88739022824799},{"$f":"IFERROR(IF(OR(J44=\"\",'Combined scenario - input'!$D29=\"\"),\"\",J44/'Combined scenario - input'!$D29),\"\")","v":151.73761816318796},{"$f":"IFERROR(IF(OR(K44=\"\",'Combined scenario - input'!$D29=\"\"),\"\",K44/'Combined scenario - input'!$D29),\"\")","v":160.54070754239027},{"$f":"IFERROR(IF(OR(L44=\"\",'Combined scenario - input'!$D29=\"\"),\"\",L44/'Combined scenario - input'!$D29),\"\")","v":169.248671727735},{"$f":"IFERROR(IF(OR(M44=\"\",'Combined scenario - input'!$D29=\"\"),\"\",M44/'Combined scenario - input'!$D29),\"\")","v":177.81422838514501},{"$f":"IFERROR(IF(OR(N44=\"\",'Combined scenario - input'!$D29=\"\"),\"\",N44/'Combined scenario - input'!$D29),\"\")","v":186.19036803420488},{"$f":"IFERROR(IF(OR(O44=\"\",'Combined scenario - input'!$D29=\"\"),\"\",O44/'Combined scenario - input'!$D29),\"\")","v":194.32973827245291},{"$f":"IFERROR(IF(OR(P44=\"\",'Combined scenario - input'!$D29=\"\"),\"\",P44/'Combined scenario - input'!$D29),\"\")","v":202.18393826984186},{"$f":"IFERROR(IF(OR(Q44=\"\",'Combined scenario - input'!$D29=\"\"),\"\",Q44/'Combined scenario - input'!$D29),\"\")","v":209.70281515636009},{"$f":"IFERROR(IF(OR(R44=\"\",'Combined scenario - input'!$D29=\"\"),\"\",R44/'Combined scenario - input'!$D29),\"\")","v":216.83384360355726},{"$f":"IFERROR(IF(OR(S44=\"\",'Combined scenario - input'!$D29=\"\"),\"\",S44/'Combined scenario - input'!$D29),\"\")","v":223.52165812902092},{"$f":"IFERROR(IF(OR(T44=\"\",'Combined scenario - input'!$D29=\"\"),\"\",T44/'Combined scenario - input'!$D29),\"\")","v":229.70779922298385},{"$f":"IFERROR(IF(OR(U44=\"\",'Combined scenario - input'!$D29=\"\"),\"\",U44/'Combined scenario - input'!$D29),\"\")","v":235.33073146192191},{"$f":"IFERROR(IF(OR(V44=\"\",'Combined scenario - input'!$D29=\"\"),\"\",V44/'Combined scenario - input'!$D29),\"\")","v":240.32619309792761},{"$f":"IFERROR(IF(OR(W44=\"\",'Combined scenario - input'!$D29=\"\"),\"\",W44/'Combined scenario - input'!$D29),\"\")","v":244.62793783431948}]
[{"$f":"IFERROR('Combined scenario - input'!A30,\"\")","v":5},{"$f":"IFERROR('Combined scenario - input'!B30,\"\")","v":"TRANSFORMERS"},{"$f":"IFERROR('Combined scenario - input'!C30,\"\")","v":"pole mounted ; < = 22 kv ; < = 60 kva ; single phase"},{"$f":"IFERROR(repcalc('Combined scenario - input'!$CV30:$GH30,'Combined scenario - input'!$G30,'Combined scenario - input'!$E30,'Combined scenario - input'!$F30,20,TRUE,TRUE),\"\")","v":6530.0340841688785},6621.1427062790135,6681.3716753282133,6717.4441613226581,6736.4125207161151,6745.1688326090025,6750.0186993312564,6756.3429873893347,6768.3604863099199,6788.9936350050766,6819.8306398559398,6861.1710913877678,6912.1386897068214,6970.8436380431713,7034.5781330102709,7100.0305244359497,7163.5064794887485,7221.1482735289901,7269.1456715905824,7303.9334461784138,{"$f":"IFERROR(IF(OR(D45=\"\",'Combined scenario - input'!$D30=\"\"),\"\",D45/'Combined scenario - input'!$D30),\"\")","v":676.76646424961575},{"$f":"IFERROR(IF(OR(E45=\"\",'Combined scenario - input'!$D30=\"\"),\"\",E45/'Combined scenario - input'!$D30),\"\")","v":686.20887438919135},{"$f":"IFERROR(IF(OR(F45=\"\",'Combined scenario - input'!$D30=\"\"),\"\",F45/'Combined scenario - input'!$D30),\"\")","v":692.45094692716555},{"$f":"IFERROR(IF(OR(G45=\"\",'Combined scenario - input'!$D30=\"\"),\"\",G45/'Combined scenario - input'!$D30),\"\")","v":696.18946474935262},{"$f":"IFERROR(IF(OR(H45=\"\",'Combined scenario - input'!$D30=\"\"),\"\",H45/'Combined scenario - input'!$D30),\"\")","v":698.15532730900566},{"$f":"IFERROR(IF(OR(I45=\"\",'Combined scenario - input'!$D30=\"\"),\"\",I45/'Combined scenario - input'!$D30),\"\")","v":699.06282306832838},{"$f":"IFERROR(IF(OR(J45=\"\",'Combined scenario - input'!$D30=\"\"),\"\",J45/'Combined scenario - input'!$D30),\"\")","v":699.56545859999574},{"$f":"IFERROR(IF(OR(K45=\"\",'Combined scenario - input'!$D30=\"\"),\"\",K45/'Combined scenario - input'!$D30),\"\")","v":700.22090174359857},{"$f":"IFERROR(IF(OR(L45=\"\",'Combined scenario - input'!$D30=\"\"),\"\",L45/'Combined scenario - input'!$D30),\"\")","v":701.46638379603155},{"$f":"IFERROR(IF(OR(M45=\"\",'Combined scenario - input'!$D30=\"\"),\"\",M45/'Combined scenario - input'!$D30),\"\")","v":703.60478352086784},{"$f":"IFERROR(IF(OR(N45=\"\",'Combined scenario - input'!$D30=\"\"),\"\",N45/'Combined scenario - input'!$D30),\"\")","v":706.80070110291558},{"$f":"IFERROR(IF(OR(O45=\"\",'Combined scenario - input'!$D30=\"\"),\"\",O45/'Combined scenario - input'!$D30),\"\")","v":711.08518581663338},{"$f":"IFERROR(IF(OR(P45=\"\",'Combined scenario - input'!$D30=\"\"),\"\",P45/'Combined scenario - input'!$D30),\"\")","v":716.36741878220164},{"$f":"IFERROR(IF(OR(Q45=\"\",'Combined scenario - input'!$D30=\"\"),\"\",Q45/'Combined scenario - input'!$D30),\"\")","v":722.45154327641615},{"$f":"IFERROR(IF(OR(R45=\"\",'Combined scenario - input'!$D30=\"\"),\"\",R45/'Combined scenario - input'!$D30),\"\")","v":729.05692515553824},{"$f":"IFERROR(IF(OR(S45=\"\",'Combined scenario - input'!$D30=\"\"),\"\",S45/'Combined scenario - input'!$D30),\"\")","v":735.84034817460451},{"$f":"IFERROR(IF(OR(T45=\"\",'Combined scenario - input'!$D30=\"\"),\"\",T45/'Combined scenario - input'!$D30),\"\")","v":742.41893522518319},{"$f":"IFERROR(IF(OR(U45=\"\",'Combined scenario - input'!$D30=\"\"),\"\",U45/'Combined scenario - input'!$D30),\"\")","v":748.39287542867964},{"$f":"IFERROR(IF(OR(V45=\"\",'Combined scenario - input'!$D30=\"\"),\"\",V45/'Combined scenario - input'!$D30),\"\")","v":753.36727969068431},{"$f":"IFERROR(IF(OR(W45=\"\",'Combined scenario - input'!$D30=\"\"),\"\",W45/'Combined scenario - input'!$D30),\"\")","v":756.97265125589502}]
[{"$f":"IFERROR('Combined scenario - input'!A31,\"\")","v":5},{"$f":"IFERROR('Combined scenario - input'!B31,\"\")","v":"TRANSFORMERS"},{"$f":"IFERROR('Combined scenario - input'!C31,\"\")","v":"pole mounted ; < = 22 kv ; > 60 kva and < = 600 kva ; multiple phase"},{"$f":"IFERROR(repcalc('Combined scenario - input'!$CV31:$GH31,'Combined scenario - input'!$G31,'Combined scenario - input'!$E31,'Combined scenario - input'!$F31,20,TRUE,TRUE),\"\")","v":837.92183648994194},947.95706494509091,1065.3586405342437,1189.7371589696033,1320.6595648405992,1457.668882183506,1600.2975134965407,1748.0712112157496,1900.5020284649199,2057.0701796498515,2217.1965918996498,2380.2097620040599,2545.3120901376888,2711.5518993882865,2877.8076779985286,3042.7905854441192,3205.0699237806989,3363.1241710255863,3515.4174762088678,3660.4984766260031,{"$f":"IFERROR(IF(OR(D46=\"\",'Combined scenario - input'!$D31=\"\"),\"\",D46/'Combined scenario - input'!$D31),\"\")","v":53.851203163544575},{"$f":"IFERROR(IF(OR(E46=\"\",'Combined scenario - input'!$D31=\"\"),\"\",E46/'Combined scenario - input'!$D31),\"\")","v":60.922900289266153},{"$f":"IFERROR(IF(OR(F46=\"\",'Combined scenario - input'!$D31=\"\"),\"\",F46/'Combined scenario - input'!$D31),\"\")","v":68.46801467040639},{"$f":"IFERROR(IF(OR(G46=\"\",'Combined scenario - input'!$D31=\"\"),\"\",G46/'Combined scenario - input'!$D31),\"\")","v":76.461520238301475},{"$f":"IFERROR(IF(OR(H46=\"\",'Combined scenario - input'!$D31=\"\"),\"\",H46/'Combined scenario - input'!$D31),\"\")","v":84.875585572548999},{"$f":"IFERROR(IF(OR(I46=\"\",'Combined scenario - input'!$D31=\"\"),\"\",I46/'Combined scenario - input'!$D31),\"\")","v":93.680841936839954},{"$f":"IFERROR(IF(OR(J46=\"\",'Combined scenario - input'!$D31=\"\"),\"\",J46/'Combined scenario - input'!$D31),\"\")","v":102.84723797438816},{"$f":"IFERROR(IF(OR(K46=\"\",'Combined scenario - input'!$D31=\"\"),\"\",K46/'Combined scenario - input'!$D31),\"\")","v":112.34429494504855},{"$f":"IFERROR(IF(OR(L46=\"\",'Combined scenario - input'!$D31=\"\"),\"\",L46/'Combined scenario - input'!$D31),\"\")","v":122.14065368711927},{"$f":"IFERROR(IF(OR(M46=\"\",'Combined scenario - input'!$D31=\"\"),\"\",M46/'Combined scenario - input'!$D31),\"\")","v":132.20290884175208},{"$f":"IFERROR(IF(OR(N46=\"\",'Combined scenario - input'!$D31=\"\"),\"\",N46/'Combined scenario - input'!$D31),\"\")","v":142.49384480068969},{"$f":"IFERROR(IF(OR(O46=\"\",'Combined scenario - input'!$D31=\"\"),\"\",O46/'Combined scenario - input'!$D31),\"\")","v":152.97030568205187},{"$f":"IFERROR(IF(OR(P46=\"\",'Combined scenario - input'!$D31=\"\"),\"\",P46/'Combined scenario - input'!$D31),\"\")","v":163.58103168048453},{"$f":"IFERROR(IF(OR(Q46=\"\",'Combined scenario - input'!$D31=\"\"),\"\",Q46/'Combined scenario - input'!$D31),\"\")","v":174.2648608301385},{"$f":"IFERROR(IF(OR(R46=\"\",'Combined scenario - input'!$D31=\"\"),\"\",R46/'Combined scenario - input'!$D31),\"\")","v":184.94971629178622},{"$f":"IFERROR(IF(OR(S46=\"\",'Combined scenario - input'!$D31=\"\"),\"\",S46/'Combined scenario - input'!$D31),\"\")","v":195.55276741238009},{"$f":"IFERROR(IF(OR(T46=\"\",'Combined scenario - input'!$D31=\"\"),\"\",T46/'Combined scenario - input'!$D31),\"\")","v":205.9820667067107},{"$f":"IFERROR(IF(OR(U46=\"\",'Combined scenario - input'!$D31=\"\"),\"\",U46/'Combined scenario - input'!$D31),\"\")","v":216.13982964901552},{"$f":"IFERROR(IF(OR(V46=\"\",'Combined scenario - input'!$D31=\"\"),\"\",V46/'Combined scenario - input'!$D31),\"\")","v":225.92735082429286},{"$f":"IFERROR(IF(OR(W46=\"\",'Combined scenario - input'!$D31=\"\"),\"\",W46/'Combined scenario - input'!$D31),\"\")","v":235.2513546733407}]
[{"$f":"IFERROR('Combined scenario - input'!A32,\"\")","v":5},{"$f":"IFERROR('Combined scenario - input'!B32,\"\")","v":"TRANSFORMERS"},{"$f":"IFERROR('Combined scenario - input'!C32,\"\")","v":"pole mounted ; < = 22 kv ; > 60 kva and < = 600 kva ; single phase"},{"$f":"IFERROR(repcalc('Combined scenario - input'!$CV32:$GH32,'Combined scenario - input'!$G32,'Combined scenario - input'!$E32,'Combined scenario - input'!$F32,20,TRUE,TRUE),\"\")","v":29.140050327416386},31.83229924390599,34.503432693164882,37.134179503026409,39.711650381033216,42.230038855482327,44.690809620745803,47.102350774677944,49.479105241583994,51.84023411290886,54.207899028742091,56.605280837255002,59.054476486696231,61.574434051257732,64.179095104352101,66.875912001172111,69.664892567325097,72.538294281895489,75.481043687806562,78.47189595226827,{"$f":"IFERROR(IF(OR(D47=\"\",'Combined scenario - input'!$D32=\"\"),\"\",D47/'Combined scenario - input'!$D32),\"\")","v":2.0803818047218767},{"$f":"IFERROR(IF(OR(E47=\"\",'Combined scenario - input'!$D32=\"\"),\"\",E47/'Combined scenario - input'!$D32),\"\")","v":2.2725882558678294},{"$f":"IFERROR(IF(OR(F47=\"\",'Combined scenario - input'!$D32=\"\"),\"\",F47/'Combined scenario - input'!$D32),\"\")","v":2.4632872204675547},{"$f":"IFERROR(IF(OR(G47=\"\",'Combined scenario - input'!$D32=\"\"),\"\",G47/'Combined scenario - input'!$D32),\"\")","v":2.6511028808583954},{"$f":"IFERROR(IF(OR(H47=\"\",'Combined scenario - input'!$D32=\"\"),\"\",H47/'Combined scenario - input'!$D32),\"\")","v":2.8351150378916636},{"$f":"IFERROR(IF(OR(I47=\"\",'Combined scenario - input'!$D32=\"\"),\"\",I47/'Combined scenario - input'!$D32),\"\")","v":3.0149091528845231},{"$f":"IFERROR(IF(OR(J47=\"\",'Combined scenario - input'!$D32=\"\"),\"\",J47/'Combined scenario - input'!$D32),\"\")","v":3.1905897940682184},{"$f":"IFERROR(IF(OR(K47=\"\",'Combined scenario - input'!$D32=\"\"),\"\",K47/'Combined scenario - input'!$D32),\"\")","v":3.3627558089380778},{"$f":"IFERROR(IF(OR(L47=\"\",'Combined scenario - input'!$D32=\"\"),\"\",L47/'Combined scenario - input'!$D32),\"\")","v":3.5324383143451024},{"$f":"IFERROR(IF(OR(M47=\"\",'Combined scenario - input'!$D32=\"\"),\"\",M47/'Combined scenario - input'!$D32),\"\")","v":3.701005269011143},{"$f":"IFERROR(IF(OR(N47=\"\",'Combined scenario - input'!$D32=\"\"),\"\",N47/'Combined scenario - input'!$D32),\"\")","v":3.8700388484056001},{"$f":"IFERROR(IF(OR(O47=\"\",'Combined scenario - input'!$D32=\"\"),\"\",O47/'Combined scenario - input'!$D32),\"\")","v":4.041193991837492},{"$f":"IFERROR(IF(OR(P47=\"\",'Combined scenario - input'!$D32=\"\"),\"\",P47/'Combined scenario - input'!$D32),\"\")","v":4.2160482562622734},{"$f":"IFERROR(IF(OR(Q47=\"\",'Combined scenario - input'!$D32=\"\"),\"\",Q47/'Combined scenario - input'!$D32),\"\")","v":4.3959543925619977},{"$f":"IFERROR(IF(OR(R47=\"\",'Combined scenario - input'!$D32=\"\"),\"\",R47/'Combined scenario - input'!$D32),\"\")","v":4.5819077248809563},{"$f":"IFERROR(IF(OR(S47=\"\",'Combined scenario - input'!$D32=\"\"),\"\",S47/'Combined scenario - input'!$D32),\"\")","v":4.7744402956820551},{"$f":"IFERROR(IF(OR(T47=\"\",'Combined scenario - input'!$D32=\"\"),\"\",T47/'Combined scenario - input'!$D32),\"\")","v":4.9735526636551688},{"$f":"IFERROR(IF(OR(U47=\"\",'Combined scenario - input'!$D32=\"\"),\"\",U47/'Combined scenario - input'!$D32),\"\")","v":5.1786920706734438},{"$f":"IFERROR(IF(OR(V47=\"\",'Combined scenario - input'!$D32=\"\"),\"\",V47/'Combined scenario - input'!$D32),\"\")","v":5.3887823845585094},{"$f":"IFERROR(IF(OR(W47=\"\",'Combined scenario - input'!$D32=\"\"),\"\",W47/'Combined scenario - input'!$D32),\"\")","v":5.6023068830300611}]
[{"$f":"IFERROR('Combined scenario - input'!A33,\"\")","v":5},{"$f":"IFERROR('Combined scenario - input'!B33,\"\")","v":"TRANSFORMERS"},{"$f":"IFERROR('Combined scenario - input'!C33,\"\")","v":"pole mounted ; < = 22 kv ; > 600 kva ; multiple phase"},{"$f":"IFERROR(repcalc('Combined scenario - input'!$CV33:$GH33,'Combined scenario - input'!$G33,'Combined scenario - input'!$E33,'Combined scenario - input'!$F33,20,TRUE,TRUE),\"\")","v":1.3011511961622066},1.4667896911370453,1.6394622836122166,1.8197058282663654,2.0089425917255341,2.2094951853706899,2.424472582439773,2.6575200854158267,2.9124446843334497,3.1927470463000875,3.5011094901418756,3.838902602954231,4.2057787842164984,4.5994168856595907,5.015467473357524,5.4477239648573761,5.8885136921778702,6.3292691468181852,6.7612087084455696,7.1760337239953742,{"$f":"IFERROR(IF(OR(D48=\"\",'Combined scenario - input'!$D33=\"\"),\"\",D48/'Combined scenario - input'!$D33),\"\")","v":9.3356552206151938E-2},{"$f":"IFERROR(IF(OR(E48=\"\",'Combined scenario - input'!$D33=\"\"),\"\",E48/'Combined scenario - input'!$D33),\"\")","v":0.10524098104814734},{"$f":"IFERROR(IF(OR(F48=\"\",'Combined scenario - input'!$D33=\"\"),\"\",F48/'Combined scenario - input'!$D33),\"\")","v":0.11763010073041549},{"$f":"IFERROR(IF(OR(G48=\"\",'Combined scenario - input'!$D33=\"\"),\"\",G48/'Combined scenario - input'!$D33),\"\")","v":0.13056243014452087},{"$f":"IFERROR(IF(OR(H48=\"\",'Combined scenario - input'!$D33=\"\"),\"\",H48/'Combined scenario - input'!$D33),\"\")","v":0.14414001577738744},{"$f":"IFERROR(IF(OR(I48=\"\",'Combined scenario - input'!$D33=\"\"),\"\",I48/'Combined scenario - input'!$D33),\"\")","v":0.15852950312823264},{"$f":"IFERROR(IF(OR(J48=\"\",'Combined scenario - input'!$D33=\"\"),\"\",J48/'Combined scenario - input'!$D33),\"\")","v":0.1739539585272811},{"$f":"IFERROR(IF(OR(K48=\"\",'Combined scenario - input'!$D33=\"\"),\"\",K48/'Combined scenario - input'!$D33),\"\")","v":0.1906749294968878},{"$f":"IFERROR(IF(OR(L48=\"\",'Combined scenario - input'!$D33=\"\"),\"\",L48/'Combined scenario - input'!$D33),\"\")","v":0.20896556451123594},{"$f":"IFERROR(IF(OR(M48=\"\",'Combined scenario - input'!$D33=\"\"),\"\",M48/'Combined scenario - input'!$D33),\"\")","v":0.2290770336207674},{"$f":"IFERROR(IF(OR(N48=\"\",'Combined scenario - input'!$D33=\"\"),\"\",N48/'Combined scenario - input'!$D33),\"\")","v":0.25120179104468765},{"$f":"IFERROR(IF(OR(O48=\"\",'Combined scenario - input'!$D33=\"\"),\"\",O48/'Combined scenario - input'!$D33),\"\")","v":0.27543817530514825},{"$f":"IFERROR(IF(OR(P48=\"\",'Combined scenario - input'!$D33=\"\"),\"\",P48/'Combined scenario - input'!$D33),\"\")","v":0.30176124634426121},{"$f":"IFERROR(IF(OR(Q48=\"\",'Combined scenario - input'!$D33=\"\"),\"\",Q48/'Combined scenario - input'!$D33),\"\")","v":0.33000446363990998},{"$f":"IFERROR(IF(OR(R48=\"\",'Combined scenario - input'!$D33=\"\"),\"\",R48/'Combined scenario - input'!$D33),\"\")","v":0.35985575880482656},{"$f":"IFERROR(IF(OR(S48=\"\",'Combined scenario - input'!$D33=\"\"),\"\",S48/'Combined scenario - input'!$D33),\"\")","v":0.39086981453807229},{"$f":"IFERROR(IF(OR(T48=\"\",'Combined scenario - input'!$D33=\"\"),\"\",T48/'Combined scenario - input'!$D33),\"\")","v":0.42249612308077389},{"$f":"IFERROR(IF(OR(U48=\"\",'Combined scenario - input'!$D33=\"\"),\"\",U48/'Combined scenario - input'!$D33),\"\")","v":0.45411997258622766},{"$f":"IFERROR(IF(OR(V48=\"\",'Combined scenario - input'!$D33=\"\"),\"\",V48/'Combined scenario - input'!$D33),\"\")","v":0.48511128885593374},{"$f":"IFERROR(IF(OR(W48=\"\",'Combined scenario - input'!$D33=\"\"),\"\",W48/'Combined scenario - input'!$D33),\"\")","v":0.51487465020457546}]
[{"$f":"IFERROR('Combined scenario - input'!A34,\"\")","v":""},{"$f":"IFERROR('Combined scenario - input'!B34,\"\")","v":"TRANSFORMERS"},{"$f":"IFERROR('Combined scenario - input'!C34,\"\")","v":"pole mounted ; > = 22 kv & < = 33 kv ; < = 60kva"},{"$f":"IFERROR(repcalc('Combined scenario - input'!$CV34:$GH34,'Combined scenario - input'!$G34,'Combined scenario - input'!$E34,'Combined scenario - input'!$F34,20,TRUE,TRUE),\"\")","v":""},"","","","","","","","","","","","","","","","","","","",{"$f":"IFERROR(IF(OR(D49=\"\",'Combined scenario - input'!$D34=\"\"),\"\",D49/'Combined scenario - input'!$D34),\"\")","v":""},{"$f":"IFERROR(IF(OR(E49=\"\",'Combined scenario - input'!$D34=\"\"),\"\",E49/'Combined scenario - input'!$D34),\"\")","v":""},{"$f":"IFERROR(IF(OR(F49=\"\",'Combined scenario - input'!$D34=\"\"),\"\",F49/'Combined scenario - input'!$D34),\"\")","v":""},{"$f":"IFERROR(IF(OR(G49=\"\",'Combined scenario - input'!$D34=\"\"),\"\",G49/'Combined scenario - input'!$D34),\"\")","v":""},{"$f":"IFERROR(IF(OR(H49=\"\",'Combined scenario - input'!$D34=\"\"),\"\",H49/'Combined scenario - input'!$D34),\"\")","v":""},{"$f":"IFERROR(IF(OR(I49=\"\",'Combined scenario - input'!$D34=\"\"),\"\",I49/'Combined scenario - input'!$D34),\"\")","v":""},{"$f":"IFERROR(IF(OR(J49=\"\",'Combined scenario - input'!$D34=\"\"),\"\",J49/'Combined scenario - input'!$D34),\"\")","v":""},{"$f":"IFERROR(IF(OR(K49=\"\",'Combined scenario - input'!$D34=\"\"),\"\",K49/'Combined scenario - input'!$D34),\"\")","v":""},{"$f":"IFERROR(IF(OR(L49=\"\",'Combined scenario - input'!$D34=\"\"),\"\",L49/'Combined scenario - input'!$D34),\"\")","v":""},{"$f":"IFERROR(IF(OR(M49=\"\",'Combined scenario - input'!$D34=\"\"),\"\",M49/'Combined scenario - input'!$D34),\"\")","v":""},{"$f":"IFERROR(IF(OR(N49=\"\",'Combined scenario - input'!$D34=\"\"),\"\",N49/'Combined scenario - input'!$D34),\"\")","v":""},{"$f":"IFERROR(IF(OR(O49=\"\",'Combined scenario - input'!$D34=\"\"),\"\",O49/'Combined scenario - input'!$D34),\"\")","v":""},{"$f":"IFERROR(IF(OR(P49=\"\",'Combined scenario - input'!$D34=\"\"),\"\",P49/'Combined scenario - input'!$D34),\"\")","v":""},{"$f":"IFERROR(IF(OR(Q49=\"\",'Combined scenario - input'!$D34=\"\"),\"\",Q49/'Combined scenario - input'!$D34),\"\")","v":""},{"$f":"IFERROR(IF(OR(R49=\"\",'Combined scenario - input'!$D34=\"\"),\"\",R49/'Combined scenario - input'!$D34),\"\")","v":""},{"$f":"IFERROR(IF(OR(S49=\"\",'Combined scenario - input'!$D34=\"\"),\"\",S49/'Combined scenario - input'!$D34),\"\")","v":""},{"$f":"IFERROR(IF(OR(T49=\"\",'Combined scenario - input'!$D34=\"\"),\"\",T49/'Combined scenario - input'!$D34),\"\")","v":""},{"$f":"IFERROR(IF(OR(U49=\"\",'Combined scenario - input'!$D34=\"\"),\"\",U49/'Combined scenario - input'!$D34),\"\")","v":""},{"$f":"IFERROR(IF(OR(V49=\"\",'Combined scenario - input'!$D34=\"\"),\"\",V49/'Combined scenario - input'!$D34),\"\")","v":""},{"$f":"IFERROR(IF(OR(W49=\"\",'Combined scenario - input'!$D34=\"\"),\"\",W49/'Combined scenario - input'!$D34),\"\")","v":""}]
[{"$f":"IFERROR('Combined scenario - input'!A35,\"\")","v":""},{"$f":"IFERROR('Combined scenario - input'!B35,\"\")","v":"TRANSFORMERS"},{"$f":"IFERROR('Combined scenario - input'!C35,\"\")","v":"pole mounted ; > = 22 kv & < = 33 kv ; > 60 kva and < = 600 kva"},{"$f":"IFERROR(repcalc('Combined scenario - input'!$CV35:$GH35,'Combined scenario - input'!$G35,'Combined scenario - input'!$E35,'Combined scenario - input'!$F35,20,TRUE,TRUE),\"\")","v":""},"","","","","","","","","","","","","","","","","","","",{"$f":"IFERROR(IF(OR(D50=\"\",'Combined scenario - input'!$D35=\"\"),\"\",D50/'Combined scenario - input'!$D35),\"\")","v":""},{"$f":"IFERROR(IF(OR(E50=\"\",'Combined scenario - input'!$D35=\"\"),\"\",E50/'Combined scenario - input'!$D35),\"\")","v":""},{"$f":"IFERROR(IF(OR(F50=\"\",'Combined scenario - input'!$D35=\"\"),\"\",F50/'Combined scenario - input'!$D35),\"\")","v":""},{"$f":"IFERROR(IF(OR(G50=\"\",'Combined scenario - input'!$D35=\"\"),\"\",G50/'Combined scenario - input'!$D35),\"\")","v":""},{"$f":"IFERROR(IF(OR(H50=\"\",'Combined scenario - input'!$D35=\"\"),\"\",H50/'Combined scenario - input'!$D35),\"\")","v":""},{"$f":"IFERROR(IF(OR(I50=\"\",'Combined scenario - input'!$D35=\"\"),\"\",I50/'Combined scenario - input'!$D35),\"\")","v":""},{"$f":"IFERROR(IF(OR(J50=\"\",'Combined scenario - input'!$D35=\"\"),\"\",J50/'Combined scenario - input'!$D35),\"\")","v":""},{"$f":"IFERROR(IF(OR(K50=\"\",'Combined scenario - input'!$D35=\"\"),\"\",K50/'Combined scenario - input'!$D35),\"\")","v":""},{"$f":"IFERROR(IF(OR(L50=\"\",'Combined scenario - input'!$D35=\"\"),\"\",L50/'Combined scenario - input'!$D35),\"\")","v":""},{"$f":"IFERROR(IF(OR(M50=\"\",'Combined scenario - input'!$D35=\"\"),\"\",M50/'Combined scenario - input'!$D35),\"\")","v":""},{"$f":"IFERROR(IF(OR(N50=\"\",'Combined scenario - input'!$D35=\"\"),\"\",N50/'Combined scenario - input'!$D35),\"\")","v":""},{"$f":"IFERROR(IF(OR(O50=\"\",'Combined scenario - input'!$D35=\"\"),\"\",O50/'Combined scenario - input'!$D35),\"\")","v":""},{"$f":"IFERROR(IF(OR(P50=\"\",'Combined scenario - input'!$D35=\"\"),\"\",P50/'Combined scenario - input'!$D35),\"\")","v":""},{"$f":"IFERROR(IF(OR(Q50=\"\",'Combined scenario - input'!$D35=\"\"),\"\",Q50/'Combined scenario - input'!$D35),\"\")","v":""},{"$f":"IFERROR(IF(OR(R50=\"\",'Combined scenario - input'!$D35=\"\"),\"\",R50/'Combined scenario - input'!$D35),\"\")","v":""},{"$f":"IFERROR(IF(OR(S50=\"\",'Combined scenario - input'!$D35=\"\"),\"\",S50/'Combined scenario - input'!$D35),\"\")","v":""},{"$f":"IFERROR(IF(OR(T50=\"\",'Combined scenario - input'!$D35=\"\"),\"\",T50/'Combined scenario - input'!$D35),\"\")","v":""},{"$f":"IFERROR(IF(OR(U50=\"\",'Combined scenario - input'!$D35=\"\"),\"\",U50/'Combined scenario - input'!$D35),\"\")","v":""},{"$f":"IFERROR(IF(OR(V50=\"\",'Combined scenario - input'!$D35=\"\"),\"\",V50/'Combined scenario - input'!$D35),\"\")","v":""},{"$f":"IFERROR(IF(OR(W50=\"\",'Combined scenario - input'!$D35=\"\"),\"\",W50/'Combined scenario - input'!$D35),\"\")","v":""}]
[{"$f":"IFERROR('Combined scenario - input'!A36,\"\")","v":6},{"$f":"IFERROR('Combined scenario - input'!B36,\"\")","v":"UNDERGROUND CABLES"},{"$f":"IFERROR('Combined scenario - input'!C36,\"\")","v":"˂ = 1 kv"},{"$f":"IFERROR(repcalc('Combined scenario - input'!$CV36:$GH36,'Combined scenario - input'!$G36,'Combined scenario - input'!$E36,'Combined scenario - input'!$F36,20,TRUE,TRUE),\"\")","v":379.36446728552528},468.15209416408106,576.0511509301723,707.29873894993761,867.09185887459103,1061.7268424001873,1298.715567833073,1586.8614091158297,1936.2771747343131,2358.3284477269494,2865.489029523369,3471.1006760541295,4189.0367624735172,5033.2783761918563,6017.4207738713212,7154.1370751796194,8454.6333189447505,9928.1334278822924,11581.433276599522,13418.559369698931,{"$f":"IFERROR(IF(OR(D51=\"\",'Combined scenario - input'!$D36=\"\"),\"\",D51/'Combined scenario - input'!$D36),\"\")","v":1.3391537372388562},{"$f":"IFERROR(IF(OR(E51=\"\",'Combined scenario - input'!$D36=\"\"),\"\",E51/'Combined scenario - input'!$D36),\"\")","v":1.6525733972448575},{"$f":"IFERROR(IF(OR(F51=\"\",'Combined scenario - input'!$D36=\"\"),\"\",F51/'Combined scenario - input'!$D36),\"\")","v":2.0334562620707475},{"$f":"IFERROR(IF(OR(G51=\"\",'Combined scenario - input'!$D36=\"\"),\"\",G51/'Combined scenario - input'!$D36),\"\")","v":2.4967592679054236},{"$f":"IFERROR(IF(OR(H51=\"\",'Combined scenario - input'!$D36=\"\"),\"\",H51/'Combined scenario - input'!$D36),\"\")","v":3.0608277882476318},{"$f":"IFERROR(IF(OR(I51=\"\",'Combined scenario - input'!$D36=\"\"),\"\",I51/'Combined scenario - input'!$D36),\"\")","v":3.7478878269769638},{"$f":"IFERROR(IF(OR(J51=\"\",'Combined scenario - input'!$D36=\"\"),\"\",J51/'Combined scenario - input'!$D36),\"\")","v":4.5844562584322501},{"$f":"IFERROR(IF(OR(K51=\"\",'Combined scenario - input'!$D36=\"\"),\"\",K51/'Combined scenario - input'!$D36),\"\")","v":5.6016089269061142},{"$f":"IFERROR(IF(OR(L51=\"\",'Combined scenario - input'!$D36=\"\"),\"\",L51/'Combined scenario - input'!$D36),\"\")","v":6.8350439708528929},{"$f":"IFERROR(IF(OR(M51=\"\",'Combined scenario - input'!$D36=\"\"),\"\",M51/'Combined scenario - input'!$D36),\"\")","v":8.3248818135444687},{"$f":"IFERROR(IF(OR(N51=\"\",'Combined scenario - input'!$D36=\"\"),\"\",N51/'Combined scenario - input'!$D36),\"\")","v":10.115154880899878},{"$f":"IFERROR(IF(OR(O51=\"\",'Combined scenario - input'!$D36=\"\"),\"\",O51/'Combined scenario - input'!$D36),\"\")","v":12.25295947174641},{"$f":"IFERROR(IF(OR(P51=\"\",'Combined scenario - input'!$D36=\"\"),\"\",P51/'Combined scenario - input'!$D36),\"\")","v":14.787268496802128},{"$f":"IFERROR(IF(OR(Q51=\"\",'Combined scenario - input'!$D36=\"\"),\"\",Q51/'Combined scenario - input'!$D36),\"\")","v":17.767435090244746},{"$f":"IFERROR(IF(OR(R51=\"\",'Combined scenario - input'!$D36=\"\"),\"\",R51/'Combined scenario - input'!$D36),\"\")","v":21.241450406591557},{"$f":"IFERROR(IF(OR(S51=\"\",'Combined scenario - input'!$D36=\"\"),\"\",S51/'Combined scenario - input'!$D36),\"\")","v":25.254050463653936},{"$f":"IFERROR(IF(OR(T51=\"\",'Combined scenario - input'!$D36=\"\"),\"\",T51/'Combined scenario - input'!$D36),\"\")","v":29.844792494832085},{"$f":"IFERROR(IF(OR(U51=\"\",'Combined scenario - input'!$D36=\"\"),\"\",U51/'Combined scenario - input'!$D36),\"\")","v":35.046236878447559},{"$f":"IFERROR(IF(OR(V51=\"\",'Combined scenario - input'!$D36=\"\"),\"\",V51/'Combined scenario - input'!$D36),\"\")","v":40.882373001127043},{"$f":"IFERROR(IF(OR(W51=\"\",'Combined scenario - input'!$D36=\"\"),\"\",W51/'Combined scenario - input'!$D36),\"\")","v":47.367414394056048}]
[{"$f":"IFERROR('Combined scenario - input'!A37,\"\")","v":6},{"$f":"IFERROR('Combined scenario - input'!B37,\"\")","v":"UNDERGROUND CABLES"},{"$f":"IFERROR('Combined scenario - input'!C37,\"\")","v":"> 1 kv & < = 11 kv"},{"$f":"IFERROR(repcalc('Combined scenario - input'!$CV37:$GH37,'Combined scenario - input'!$G37,'Combined scenario - input'!$E37,'Combined scenario - input'!$F37,20,TRUE,TRUE),\"\")","v":797.12179479667702},968.8724562186793,1171.1923433583543,1408.8109887948135,1687.108542252038,2012.1204221050525,2390.494737047567,2829.3930116374695,3336.3292650448971,3918.9485817426284,4584.7533109395335,5340.7919933646508,6193.3319385287678,7147.5399825478689,8207.1964906706235,9374.4646945951517,10649.731102991484,12031.523749428776,13516.504771470038,15099.523973674724,{"$f":"IFERROR(IF(OR(D52=\"\",'Combined scenario - input'!$D37=\"\"),\"\",D52/'Combined scenario - input'!$D37),\"\")","v":1.5438703688381215},{"$f":"IFERROR(IF(OR(E52=\"\",'Combined scenario - input'!$D37=\"\"),\"\",E52/'Combined scenario - input'!$D37),\"\")","v":1.8765181006259757},{"$f":"IFERROR(IF(OR(F52=\"\",'Combined scenario - input'!$D37=\"\"),\"\",F52/'Combined scenario - input'!$D37),\"\")","v":2.2683724958019225},{"$f":"IFERROR(IF(OR(G52=\"\",'Combined scenario - input'!$D37=\"\"),\"\",G52/'Combined scenario - input'!$D37),\"\")","v":2.7285937419997821},{"$f":"IFERROR(IF(OR(H52=\"\",'Combined scenario - input'!$D37=\"\"),\"\",H52/'Combined scenario - input'!$D37),\"\")","v":3.2676021461199389},{"$f":"IFERROR(IF(OR(I52=\"\",'Combined scenario - input'!$D37=\"\"),\"\",I52/'Combined scenario - input'!$D37),\"\")","v":3.8970871433949581},{"$f":"IFERROR(IF(OR(J52=\"\",'Combined scenario - input'!$D37=\"\"),\"\",J52/'Combined scenario - input'!$D37),\"\")","v":4.6299248314149857},{"$f":"IFERROR(IF(OR(K52=\"\",'Combined scenario - input'!$D37=\"\"),\"\",K52/'Combined scenario - input'!$D37),\"\")","v":5.4799856947569099},{"$f":"IFERROR(IF(OR(L52=\"\",'Combined scenario - input'!$D37=\"\"),\"\",L52/'Combined scenario - input'!$D37),\"\")","v":6.4618229317191371},{"$f":"IFERROR(IF(OR(M52=\"\",'Combined scenario - input'!$D37=\"\"),\"\",M52/'Combined scenario - input'!$D37),\"\")","v":7.5902435886800657},{"$f":"IFERROR(IF(OR(N52=\"\",'Combined scenario - input'!$D37=\"\"),\"\",N52/'Combined scenario - input'!$D37),\"\")","v":8.8797782614857237},{"$f":"IFERROR(IF(OR(O52=\"\",'Combined scenario - input'!$D37=\"\"),\"\",O52/'Combined scenario - input'!$D37),\"\")","v":10.344078606942064},{"$f":"IFERROR(IF(OR(P52=\"\",'Combined scenario - input'!$D37=\"\"),\"\",P52/'Combined scenario - input'!$D37),\"\")","v":11.995283188452078},{"$f":"IFERROR(IF(OR(Q52=\"\",'Combined scenario - input'!$D37=\"\"),\"\",Q52/'Combined scenario - input'!$D37),\"\")","v":13.843399165815157},{"$f":"IFERROR(IF(OR(R52=\"\",'Combined scenario - input'!$D37=\"\"),\"\",R52/'Combined scenario - input'!$D37),\"\")","v":15.895748373572651},{"$f":"IFERROR(IF(OR(S52=\"\",'Combined scenario - input'!$D37=\"\"),\"\",S52/'Combined scenario - input'!$D37),\"\")","v":18.156520572111823},{"$f":"IFERROR(IF(OR(T52=\"\",'Combined scenario - input'!$D37=\"\"),\"\",T52/'Combined scenario - input'!$D37),\"\")","v":20.626464353789384},{"$f":"IFERROR(IF(OR(U52=\"\",'Combined scenario - input'!$D37=\"\"),\"\",U52/'Combined scenario - input'!$D37),\"\")","v":23.302728805016809},{"$f":"IFERROR(IF(OR(V52=\"\",'Combined scenario - input'!$D37=\"\"),\"\",V52/'Combined scenario - input'!$D37),\"\")","v":26.178849133405564},{"$f":"IFERROR(IF(OR(W52=\"\",'Combined scenario - input'!$D37=\"\"),\"\",W52/'Combined scenario - input'!$D37),\"\")","v":29.244850408918257}]
[{"$f":"IFERROR('Combined scenario - input'!A38,\"\")","v":6},{"$f":"IFERROR('Combined scenario - input'!B38,\"\")","v":"UNDERGROUND CABLES"},{"$f":"IFERROR('Combined scenario - input'!C38,\"\")","v":"> 11 kv & < = 22 kv"},{"$f":"IFERROR(repcalc('Combined scenario - input'!$CV38:$GH38,'Combined scenario - input'!$G38,'Combined scenario - input'!$E38,'Combined scenario - input'!$F38,20,TRUE,TRUE),\"\")","v":5.0740095968672128},6.3565767090654912,7.8815818842954695,9.6728757493198874,11.751361950221,14.13371236898935,16.831176274910639,19.848616481731849,23.183911027072643,26.827847105158536,30.764602107901915,34.972854389059435,39.427496805460891,44.10184583194728,48.970157923554844,54.010194778054377,59.205532655042738,64.54729873754161,70.035046759470632,75.676556395989408,{"$f":"IFERROR(IF(OR(D53=\"\",'Combined scenario - input'!$D38=\"\"),\"\",D53/'Combined scenario - input'!$D38),\"\")","v":3.5253228022347254E-2},{"$f":"IFERROR(IF(OR(E53=\"\",'Combined scenario - input'!$D38=\"\"),\"\",E53/'Combined scenario - input'!$D38),\"\")","v":4.4164253907715244E-2},{"$f":"IFERROR(IF(OR(F53=\"\",'Combined scenario - input'!$D38=\"\"),\"\",F53/'Combined scenario - input'!$D38),\"\")","v":5.4759692121083094E-2},{"$f":"IFERROR(IF(OR(G53=\"\",'Combined scenario - input'!$D38=\"\"),\"\",G53/'Combined scenario - input'!$D38),\"\")","v":6.7205252160568787E-2},{"$f":"IFERROR(IF(OR(H53=\"\",'Combined scenario - input'!$D38=\"\"),\"\",H53/'Combined scenario - input'!$D38),\"\")","v":8.1646168477894937E-2},{"$f":"IFERROR(IF(OR(I53=\"\",'Combined scenario - input'!$D38=\"\"),\"\",I53/'Combined scenario - input'!$D38),\"\")","v":9.8198274054090401E-2},{"$f":"IFERROR(IF(OR(J53=\"\",'Combined scenario - input'!$D38=\"\"),\"\",J53/'Combined scenario - input'!$D38),\"\")","v":0.11693972661582928},{"$f":"IFERROR(IF(OR(K53=\"\",'Combined scenario - input'!$D38=\"\"),\"\",K53/'Combined scenario - input'!$D38),\"\")","v":0.13790431204360307},{"$f":"IFERROR(IF(OR(L53=\"\",'Combined scenario - input'!$D38=\"\"),\"\",L53/'Combined scenario - input'!$D38),\"\")","v":0.16107728735708809},{"$f":"IFERROR(IF(OR(M53=\"\",'Combined scenario - input'!$D38=\"\"),\"\",M53/'Combined scenario - input'!$D38),\"\")","v":0.18639464378048423},{"$f":"IFERROR(IF(OR(N53=\"\",'Combined scenario - input'!$D38=\"\"),\"\",N53/'Combined scenario - input'!$D38),\"\")","v":0.21374644892202674},{"$f":"IFERROR(IF(OR(O53=\"\",'Combined scenario - input'!$D38=\"\"),\"\",O53/'Combined scenario - input'!$D38),\"\")","v":0.2429845641464847},{"$f":"IFERROR(IF(OR(P53=\"\",'Combined scenario - input'!$D38=\"\"),\"\",P53/'Combined scenario - input'!$D38),\"\")","v":0.27393454992506505},{"$f":"IFERROR(IF(OR(Q53=\"\",'Combined scenario - input'!$D38=\"\"),\"\",Q53/'Combined scenario - input'!$D38),\"\")","v":0.30641101433469159},{"$f":"IFERROR(IF(OR(R53=\"\",'Combined scenario - input'!$D38=\"\"),\"\",R53/'Combined scenario - input'!$D38),\"\")","v":0.34023509625116161},{"$f":"IFERROR(IF(OR(S53=\"\",'Combined scenario - input'!$D38=\"\"),\"\",S53/'Combined scenario - input'!$D38),\"\")","v":0.37525228829242369},{"$f":"IFERROR(IF(OR(T53=\"\",'Combined scenario - input'!$D38=\"\"),\"\",T53/'Combined scenario - input'!$D38),\"\")","v":0.41134848151675063},{"$f":"IFERROR(IF(OR(U53=\"\",'Combined scenario - input'!$D38=\"\"),\"\",U53/'Combined scenario - input'!$D38),\"\")","v":0.44846202932411822},{"$f":"IFERROR(IF(OR(V53=\"\",'Combined scenario - input'!$D38=\"\"),\"\",V53/'Combined scenario - input'!$D38),\"\")","v":0.48658983114492976},{"$f":"IFERROR(IF(OR(W53=\"\",'Combined scenario - input'!$D38=\"\"),\"\",W53/'Combined scenario - input'!$D38),\"\")","v":0.5257859386432796}]
[{"$f":"IFERROR('Combined scenario - input'!A39,\"\")","v":6},{"$f":"IFERROR('Combined scenario - input'!B39,\"\")","v":"UNDERGROUND CABLES"},{"$f":"IFERROR('Combined scenario - input'!C39,\"\")","v":"> 22 kv & < = 33 kv"},{"$f":"IFERROR(repcalc('Combined scenario - input'!$CV39:$GH39,'Combined scenario - input'!$G39,'Combined scenario - input'!$E39,'Combined scenario - input'!$F39,20,TRUE,TRUE),\"\")","v":1484.3713730346369},1505.7301165552838,1508.791819586145,1494.4340579982816,1464.3259064456452,1420.7916229097909,1366.6302481829387,1304.9106868001077,1238.7637407881246,1171.1916729622983,1104.912383118374,1042.2497694229046,985.07517943118887,934.79802854463219,892.39765503102933,858.48409732361108,833.37324533783305,817.16191003314123,809.79059700421897,811.08567522456758,{"$f":"IFERROR(IF(OR(D54=\"\",'Combined scenario - input'!$D39=\"\"),\"\",D54/'Combined scenario - input'!$D39),\"\")","v":2.0423623070359453},{"$f":"IFERROR(IF(OR(E54=\"\",'Combined scenario - input'!$D39=\"\"),\"\",E54/'Combined scenario - input'!$D39),\"\")","v":2.0717500286564694},{"$f":"IFERROR(IF(OR(F54=\"\",'Combined scenario - input'!$D39=\"\"),\"\",F54/'Combined scenario - input'!$D39),\"\")","v":2.0759626583117998},{"$f":"IFERROR(IF(OR(G54=\"\",'Combined scenario - input'!$D39=\"\"),\"\",G54/'Combined scenario - input'!$D39),\"\")","v":2.0562076619455523},{"$f":"IFERROR(IF(OR(H54=\"\",'Combined scenario - input'!$D39=\"\"),\"\",H54/'Combined scenario - input'!$D39),\"\")","v":2.0147815370668991},{"$f":"IFERROR(IF(OR(I54=\"\",'Combined scenario - input'!$D39=\"\"),\"\",I54/'Combined scenario - input'!$D39),\"\")","v":1.9548822548706444},{"$f":"IFERROR(IF(OR(J54=\"\",'Combined scenario - input'!$D39=\"\"),\"\",J54/'Combined scenario - input'!$D39),\"\")","v":1.880361045253655},{"$f":"IFERROR(IF(OR(K54=\"\",'Combined scenario - input'!$D39=\"\"),\"\",K54/'Combined scenario - input'!$D39),\"\")","v":1.7954404464971712},{"$f":"IFERROR(IF(OR(L54=\"\",'Combined scenario - input'!$D39=\"\"),\"\",L54/'Combined scenario - input'!$D39),\"\")","v":1.7044281622975461},{"$f":"IFERROR(IF(OR(M54=\"\",'Combined scenario - input'!$D39=\"\"),\"\",M54/'Combined scenario - input'!$D39),\"\")","v":1.6114550378874437},{"$f":"IFERROR(IF(OR(N54=\"\",'Combined scenario - input'!$D39=\"\"),\"\",N54/'Combined scenario - input'!$D39),\"\")","v":1.5202606604065581},{"$f":"IFERROR(IF(OR(O54=\"\",'Combined scenario - input'!$D39=\"\"),\"\",O54/'Combined scenario - input'!$D39),\"\")","v":1.4340425059764168},{"$f":"IFERROR(IF(OR(P54=\"\",'Combined scenario - input'!$D39=\"\"),\"\",P54/'Combined scenario - input'!$D39),\"\")","v":1.3553753815353218},{"$f":"IFERROR(IF(OR(Q54=\"\",'Combined scenario - input'!$D39=\"\"),\"\",Q54/'Combined scenario - input'!$D39),\"\")","v":1.2861985166743837},{"$f":"IFERROR(IF(OR(R54=\"\",'Combined scenario - input'!$D39=\"\"),\"\",R54/'Combined scenario - input'!$D39),\"\")","v":1.2278593932976039},{"$f":"IFERROR(IF(OR(S54=\"\",'Combined scenario - input'!$D39=\"\"),\"\",S54/'Combined scenario - input'!$D39),\"\")","v":1.1811973697518945},{"$f":"IFERROR(IF(OR(T54=\"\",'Combined scenario - input'!$D39=\"\"),\"\",T54/'Combined scenario - input'!$D39),\"\")","v":1.1466470823204788},{"$f":"IFERROR(IF(OR(U54=\"\",'Combined scenario - input'!$D39=\"\"),\"\",U54/'Combined scenario - input'!$D39),\"\")","v":1.1243417342286903},{"$f":"IFERROR(IF(OR(V54=\"\",'Combined scenario - input'!$D39=\"\"),\"\",V54/'Combined scenario - input'!$D39),\"\")","v":1.1141994664935913},{"$f":"IFERROR(IF(OR(W54=\"\",'Combined scenario - input'!$D39=\"\"),\"\",W54/'Combined scenario - input'!$D39),\"\")","v":1.1159813783452701}]
[{"$f":"IFERROR('Combined scenario - input'!A40,\"\")","v":6},{"$f":"IFERROR('Combined scenario - input'!B40,\"\")","v":"UNDERGROUND CABLES"},{"$f":"IFERROR('Combined scenario - input'!C40,\"\")","v":"> 33 kv & < = 66 kv"},{"$f":"IFERROR(repcalc('Combined scenario - input'!$CV40:$GH40,'Combined scenario - input'!$G40,'Combined scenario - input'!$E40,'Combined scenario - input'!$F40,20,TRUE,TRUE),\"\")","v":284.23444040867838},331.33870416919729,381.7272482733228,434.63040947499582,489.0744216191494,543.90344876219103,597.81672164363215,649.42020870568399,697.29092193234237,740.05060440567331,776.44430382547193,805.41834678267014,826.19162970912816,838.31404980510899,841.70638950030002,836.67706306180753,823.91278967472226,804.44235905344931,779.57502290737216,750.81744662891344,{"$f":"IFERROR(IF(OR(D55=\"\",'Combined scenario - input'!$D40=\"\"),\"\",D55/'Combined scenario - input'!$D40),\"\")","v":0.39108117954696869},{"$f":"IFERROR(IF(OR(E55=\"\",'Combined scenario - input'!$D40=\"\"),\"\",E55/'Combined scenario - input'!$D40),\"\")","v":0.4558924353774314},{"$f":"IFERROR(IF(OR(F55=\"\",'Combined scenario - input'!$D40=\"\"),\"\",F55/'Combined scenario - input'!$D40),\"\")","v":0.52522256734723116},{"$f":"IFERROR(IF(OR(G55=\"\",'Combined scenario - input'!$D40=\"\"),\"\",G55/'Combined scenario - input'!$D40),\"\")","v":0.59801258763740428},{"$f":"IFERROR(IF(OR(H55=\"\",'Combined scenario - input'!$D40=\"\"),\"\",H55/'Combined scenario - input'!$D40),\"\")","v":0.67292268107291808},{"$f":"IFERROR(IF(OR(I55=\"\",'Combined scenario - input'!$D40=\"\"),\"\",I55/'Combined scenario - input'!$D40),\"\")","v":0.74836252072670129},{"$f":"IFERROR(IF(OR(J55=\"\",'Combined scenario - input'!$D40=\"\"),\"\",J55/'Combined scenario - input'!$D40),\"\")","v":0.82254236438461936},{"$f":"IFERROR(IF(OR(K55=\"\",'Combined scenario - input'!$D40=\"\"),\"\",K55/'Combined scenario - input'!$D40),\"\")","v":0.89354414924906811},{"$f":"IFERROR(IF(OR(L55=\"\",'Combined scenario - input'!$D40=\"\"),\"\",L55/'Combined scenario - input'!$D40),\"\")","v":0.95940997102463588},{"$f":"IFERROR(IF(OR(M55=\"\",'Combined scenario - input'!$D40=\"\"),\"\",M55/'Combined scenario - input'!$D40),\"\")","v":1.0182434714079114},{"$f":"IFERROR(IF(OR(N55=\"\",'Combined scenario - input'!$D40=\"\"),\"\",N55/'Combined scenario - input'!$D40),\"\")","v":1.0683179482260912},{"$f":"IFERROR(IF(OR(O55=\"\",'Combined scenario - input'!$D40=\"\"),\"\",O55/'Combined scenario - input'!$D40),\"\")","v":1.1081836410663162},{"$f":"IFERROR(IF(OR(P55=\"\",'Combined scenario - input'!$D40=\"\"),\"\",P55/'Combined scenario - input'!$D40),\"\")","v":1.1367658212492004},{"$f":"IFERROR(IF(OR(Q55=\"\",'Combined scenario - input'!$D40=\"\"),\"\",Q55/'Combined scenario - input'!$D40),\"\")","v":1.1534451875613321},{"$f":"IFERROR(IF(OR(R55=\"\",'Combined scenario - input'!$D40=\"\"),\"\",R55/'Combined scenario - input'!$D40),\"\")","v":1.1581127437079826},{"$f":"IFERROR(IF(OR(S55=\"\",'Combined scenario - input'!$D40=\"\"),\"\",S55/'Combined scenario - input'!$D40),\"\")","v":1.1511928401485674},{"$f":"IFERROR(IF(OR(T55=\"\",'Combined scenario - input'!$D40=\"\"),\"\",T55/'Combined scenario - input'!$D40),\"\")","v":1.1336303410893265},{"$f":"IFERROR(IF(OR(U55=\"\",'Combined scenario - input'!$D40=\"\"),\"\",U55/'Combined scenario - input'!$D40),\"\")","v":1.1068407692038558},{"$f":"IFERROR(IF(OR(V55=\"\",'Combined scenario - input'!$D40=\"\"),\"\",V55/'Combined scenario - input'!$D40),\"\")","v":1.0726255377976412},{"$f":"IFERROR(IF(OR(W55=\"\",'Combined scenario - input'!$D40=\"\"),\"\",W55/'Combined scenario - input'!$D40),\"\")","v":1.0330576837553196}]
[{"$f":"IFERROR('Combined scenario - input'!A41,\"\")","v":""},{"$f":"IFERROR('Combined scenario - input'!B41,\"\")","v":""},{"$f":"IFERROR('Combined scenario - input'!C41,\"\")","v":""},{"$f":"IFERROR(repcalc('Combined scenario - input'!$CV41:$GH41,'Combined scenario - input'!$G41,'Combined scenario - input'!$E41,'Combined scenario - input'!$F41,20,TRUE,TRUE),\"\")","v":""},"","","","","","","","","","","","","","","","","","","",{"$f":"IFERROR(IF(OR(D56=\"\",'Combined scenario - input'!$D41=\"\"),\"\",D56/'Combined scenario - input'!$D41),\"\")","v":""},{"$f":"IFERROR(IF(OR(E56=\"\",'Combined scenario - input'!$D41=\"\"),\"\",E56/'Combined scenario - input'!$D41),\"\")","v":""},{"$f":"IFERROR(IF(OR(F56=\"\",'Combined scenario - input'!$D41=\"\"),\"\",F56/'Combined scenario - input'!$D41),\"\")","v":""},{"$f":"IFERROR(IF(OR(G56=\"\",'Combined scenario - input'!$D41=\"\"),\"\",G56/'Combined scenario - input'!$D41),\"\")","v":""},{"$f":"IFERROR(IF(OR(H56=\"\",'Combined scenario - input'!$D41=\"\"),\"\",H56/'Combined scenario - input'!$D41),\"\")","v":""},{"$f":"IFERROR(IF(OR(I56=\"\",'Combined scenario - input'!$D41=\"\"),\"\",I56/'Combined scenario - input'!$D41),\"\")","v":""},{"$f":"IFERROR(IF(OR(J56=\"\",'Combined scenario - input'!$D41=\"\"),\"\",J56/'Combined scenario - input'!$D41),\"\")","v":""},{"$f":"IFERROR(IF(OR(K56=\"\",'Combined scenario - input'!$D41=\"\"),\"\",K56/'Combined scenario - input'!$D41),\"\")","v":""},{"$f":"IFERROR(IF(OR(L56=\"\",'Combined scenario - input'!$D41=\"\"),\"\",L56/'Combined scenario - input'!$D41),\"\")","v":""},{"$f":"IFERROR(IF(OR(M56=\"\",'Combined scenario - input'!$D41=\"\"),\"\",M56/'Combined scenario - input'!$D41),\"\")","v":""},{"$f":"IFERROR(IF(OR(N56=\"\",'Combined scenario - input'!$D41=\"\"),\"\",N56/'Combined scenario - input'!$D41),\"\")","v":""},{"$f":"IFERROR(IF(OR(O56=\"\",'Combined scenario - input'!$D41=\"\"),\"\",O56/'Combined scenario - input'!$D41),\"\")","v":""},{"$f":"IFERROR(IF(OR(P56=\"\",'Combined scenario - input'!$D41=\"\"),\"\",P56/'Combined scenario - input'!$D41),\"\")","v":""},{"$f":"IFERROR(IF(OR(Q56=\"\",'Combined scenario - input'!$D41=\"\"),\"\",Q56/'Combined scenario - input'!$D41),\"\")","v":""},{"$f":"IFERROR(IF(OR(R56=\"\",'Combined scenario - input'!$D41=\"\"),\"\",R56/'Combined scenario - input'!$D41),\"\")","v":""},{"$f":"IFERROR(IF(OR(S56=\"\",'Combined scenario - input'!$D41=\"\"),\"\",S56/'Combined scenario - input'!$D41),\"\")","v":""},{"$f":"IFERROR(IF(OR(T56=\"\",'Combined scenario - input'!$D41=\"\"),\"\",T56/'Combined scenario - input'!$D41),\"\")","v":""},{"$f":"IFERROR(IF(OR(U56=\"\",'Combined scenario - input'!$D41=\"\"),\"\",U56/'Combined scenario - input'!$D41),\"\")","v":""},{"$f":"IFERROR(IF(OR(V56=\"\",'Combined scenario - input'!$D41=\"\"),\"\",V56/'Combined scenario - input'!$D41),\"\")","v":""},{"$f":"IFERROR(IF(OR(W56=\"\",'Combined scenario - input'!$D41=\"\"),\"\",W56/'Combined scenario - input'!$D41),\"\")","v":""}]
[{"$f":"IFERROR('Combined scenario - input'!A42,\"\")","v":""},{"$f":"IFERROR('Combined scenario - input'!B42,\"\")","v":""},{"$f":"IFERROR('Combined scenario - input'!C42,\"\")","v":""},{"$f":"IFERROR(repcalc('Combined scenario - input'!$CV42:$GH42,'Combined scenario - input'!$G42,'Combined scenario - input'!$E42,'Combined scenario - input'!$F42,20,TRUE,TRUE),\"\")","v":""},"","","","","","","","","","","","","","","","","","","",{"$f":"IFERROR(IF(OR(D57=\"\",'Combined scenario - input'!$D42=\"\"),\"\",D57/'Combined scenario - input'!$D42),\"\")","v":""},{"$f":"IFERROR(IF(OR(E57=\"\",'Combined scenario - input'!$D42=\"\"),\"\",E57/'Combined scenario - input'!$D42),\"\")","v":""},{"$f":"IFERROR(IF(OR(F57=\"\",'Combined scenario - input'!$D42=\"\"),\"\",F57/'Combined scenario - input'!$D42),\"\")","v":""},{"$f":"IFERROR(IF(OR(G57=\"\",'Combined scenario - input'!$D42=\"\"),\"\",G57/'Combined scenario - input'!$D42),\"\")","v":""},{"$f":"IFERROR(IF(OR(H57=\"\",'Combined scenario - input'!$D42=\"\"),\"\",H57/'Combined scenario - input'!$D42),\"\")","v":""},{"$f":"IFERROR(IF(OR(I57=\"\",'Combined scenario - input'!$D42=\"\"),\"\",I57/'Combined scenario - input'!$D42),\"\")","v":""},{"$f":"IFERROR(IF(OR(J57=\"\",'Combined scenario - input'!$D42=\"\"),\"\",J57/'Combined scenario - input'!$D42),\"\")","v":""},{"$f":"IFERROR(IF(OR(K57=\"\",'Combined scenario - input'!$D42=\"\"),\"\",K57/'Combined scenario - input'!$D42),\"\")","v":""},{"$f":"IFERROR(IF(OR(L57=\"\",'Combined scenario - input'!$D42=\"\"),\"\",L57/'Combined scenario - input'!$D42),\"\")","v":""},{"$f":"IFERROR(IF(OR(M57=\"\",'Combined scenario - input'!$D42=\"\"),\"\",M57/'Combined scenario - input'!$D42),\"\")","v":""},{"$f":"IFERROR(IF(OR(N57=\"\",'Combined scenario - input'!$D42=\"\"),\"\",N57/'Combined scenario - input'!$D42),\"\")","v":""},{"$f":"IFERROR(IF(OR(O57=\"\",'Combined scenario - input'!$D42=\"\"),\"\",O57/'Combined scenario - input'!$D42),\"\")","v":""},{"$f":"IFERROR(IF(OR(P57=\"\",'Combined scenario - input'!$D42=\"\"),\"\",P57/'Combined scenario - input'!$D42),\"\")","v":""},{"$f":"IFERROR(IF(OR(Q57=\"\",'Combined scenario - input'!$D42=\"\"),\"\",Q57/'Combined scenario - input'!$D42),\"\")","v":""},{"$f":"IFERROR(IF(OR(R57=\"\",'Combined scenario - input'!$D42=\"\"),\"\",R57/'Combined scenario - input'!$D42),\"\")","v":""},{"$f":"IFERROR(IF(OR(S57=\"\",'Combined scenario - input'!$D42=\"\"),\"\",S57/'Combined scenario - input'!$D42),\"\")","v":""},{"$f":"IFERROR(IF(OR(T57=\"\",'Combined scenario - input'!$D42=\"\"),\"\",T57/'Combined scenario - input'!$D42),\"\")","v":""},{"$f":"IFERROR(IF(OR(U57=\"\",'Combined scenario - input'!$D42=\"\"),\"\",U57/'Combined scenario - input'!$D42),\"\")","v":""},{"$f":"IFERROR(IF(OR(V57=\"\",'Combined scenario - input'!$D42=\"\"),\"\",V57/'Combined scenario - input'!$D42),\"\")","v":""},{"$f":"IFERROR(IF(OR(W57=\"\",'Combined scenario - input'!$D42=\"\"),\"\",W57/'Combined scenario - input'!$D42),\"\")","v":""}]
[{"$f":"IFERROR('Combined scenario - input'!A43,\"\")","v":""},{"$f":"IFERROR('Combined scenario - input'!B43,\"\")","v":""},{"$f":"IFERROR('Combined scenario - input'!C43,\"\")","v":""},{"$f":"IFERROR(repcalc('Combined scenario - input'!$CV43:$GH43,'Combined scenario - input'!$G43,'Combined scenario - input'!$E43,'Combined scenario - input'!$F43,20,TRUE,TRUE),\"\")","v":""},"","","","","","","","","","","","","","","","","","","",{"$f":"IFERROR(IF(OR(D58=\"\",'Combined scenario - input'!$D43=\"\"),\"\",D58/'Combined scenario - input'!$D43),\"\")","v":""},{"$f":"IFERROR(IF(OR(E58=\"\",'Combined scenario - input'!$D43=\"\"),\"\",E58/'Combined scenario - input'!$D43),\"\")","v":""},{"$f":"IFERROR(IF(OR(F58=\"\",'Combined scenario - input'!$D43=\"\"),\"\",F58/'Combined scenario - input'!$D43),\"\")","v":""},{"$f":"IFERROR(IF(OR(G58=\"\",'Combined scenario - input'!$D43=\"\"),\"\",G58/'Combined scenario - input'!$D43),\"\")","v":""},{"$f":"IFERROR(IF(OR(H58=\"\",'Combined scenario - input'!$D43=\"\"),\"\",H58/'Combined scenario - input'!$D43),\"\")","v":""},{"$f":"IFERROR(IF(OR(I58=\"\",'Combined scenario - input'!$D43=\"\"),\"\",I58/'Combined scenario - input'!$D43),\"\")","v":""},{"$f":"IFERROR(IF(OR(J58=\"\",'Combined scenario - input'!$D43=\"\"),\"\",J58/'Combined scenario - input'!$D43),\"\")","v":""},{"$f":"IFERROR(IF(OR(K58=\"\",'Combined scenario - input'!$D43=\"\"),\"\",K58/'Combined scenario - input'!$D43),\"\")","v":""},{"$f":"IFERROR(IF(OR(L58=\"\",'Combined scenario - input'!$D43=\"\"),\"\",L58/'Combined scenario - input'!$D43),\"\")","v":""},{"$f":"IFERROR(IF(OR(M58=\"\",'Combined scenario - input'!$D43=\"\"),\"\",M58/'Combined scenario - input'!$D43),\"\")","v":""},{"$f":"IFERROR(IF(OR(N58=\"\",'Combined scenario - input'!$D43=\"\"),\"\",N58/'Combined scenario - input'!$D43),\"\")","v":""},{"$f":"IFERROR(IF(OR(O58=\"\",'Combined scenario - input'!$D43=\"\"),\"\",O58/'Combined scenario - input'!$D43),\"\")","v":""},{"$f":"IFERROR(IF(OR(P58=\"\",'Combined scenario - input'!$D43=\"\"),\"\",P58/'Combined scenario - input'!$D43),\"\")","v":""},{"$f":"IFERROR(IF(OR(Q58=\"\",'Combined scenario - input'!$D43=\"\"),\"\",Q58/'Combined scenario - input'!$D43),\"\")","v":""},{"$f":"IFERROR(IF(OR(R58=\"\",'Combined scenario - input'!$D43=\"\"),\"\",R58/'Combined scenario - input'!$D43),\"\")","v":""},{"$f":"IFERROR(IF(OR(S58=\"\",'Combined scenario - input'!$D43=\"\"),\"\",S58/'Combined scenario - input'!$D43),\"\")","v":""},{"$f":"IFERROR(IF(OR(T58=\"\",'Combined scenario - input'!$D43=\"\"),\"\",T58/'Combined scenario - input'!$D43),\"\")","v":""},{"$f":"IFERROR(IF(OR(U58=\"\",'Combined scenario - input'!$D43=\"\"),\"\",U58/'Combined scenario - input'!$D43),\"\")","v":""},{"$f":"IFERROR(IF(OR(V58=\"\",'Combined scenario - input'!$D43=\"\"),\"\",V58/'Combined scenario - input'!$D43),\"\")","v":""},{"$f":"IFERROR(IF(OR(W58=\"\",'Combined scenario - input'!$D43=\"\"),\"\",W58/'Combined scenario - input'!$D43),\"\")","v":""}]
[{"$f":"IFERROR('Combined scenario - input'!A44,\"\")","v":""},{"$f":"IFERROR('Combined scenario - input'!B44,\"\")","v":""},{"$f":"IFERROR('Combined scenario - input'!C44,\"\")","v":""},{"$f":"IFERROR(repcalc('Combined scenario - input'!$CV44:$GH44,'Combined scenario - input'!$G44,'Combined scenario - input'!$E44,'Combined scenario - input'!$F44,20,TRUE,TRUE),\"\")","v":""},"","","","","","","","","","","","","","","","","","","",{"$f":"IFERROR(IF(OR(D59=\"\",'Combined scenario - input'!$D44=\"\"),\"\",D59/'Combined scenario - input'!$D44),\"\")","v":""},{"$f":"IFERROR(IF(OR(E59=\"\",'Combined scenario - input'!$D44=\"\"),\"\",E59/'Combined scenario - input'!$D44),\"\")","v":""},{"$f":"IFERROR(IF(OR(F59=\"\",'Combined scenario - input'!$D44=\"\"),\"\",F59/'Combined scenario - input'!$D44),\"\")","v":""},{"$f":"IFERROR(IF(OR(G59=\"\",'Combined scenario - input'!$D44=\"\"),\"\",G59/'Combined scenario - input'!$D44),\"\")","v":""},{"$f":"IFERROR(IF(OR(H59=\"\",'Combined scenario - input'!$D44=\"\"),\"\",H59/'Combined scenario - input'!$D44),\"\")","v":""},{"$f":"IFERROR(IF(OR(I59=\"\",'Combined scenario - input'!$D44=\"\"),\"\",I59/'Combined scenario - input'!$D44),\"\")","v":""},{"$f":"IFERROR(IF(OR(J59=\"\",'Combined scenario - input'!$D44=\"\"),\"\",J59/'Combined scenario - input'!$D44),\"\")","v":""},{"$f":"IFERROR(IF(OR(K59=\"\",'Combined scenario - input'!$D44=\"\"),\"\",K59/'Combined scenario - input'!$D44),\"\")","v":""},{"$f":"IFERROR(IF(OR(L59=\"\",'Combined scenario - input'!$D44=\"\"),\"\",L59/'Combined scenario - input'!$D44),\"\")","v":""},{"$f":"IFERROR(IF(OR(M59=\"\",'Combined scenario - input'!$D44=\"\"),\"\",M59/'Combined scenario - input'!$D44),\"\")","v":""},{"$f":"IFERROR(IF(OR(N59=\"\",'Combined scenario - input'!$D44=\"\"),\"\",N59/'Combined scenario - input'!$D44),\"\")","v":""},{"$f":"IFERROR(IF(OR(O59=\"\",'Combined scenario - input'!$D44=\"\"),\"\",O59/'Combined scenario - input'!$D44),\"\")","v":""},{"$f":"IFERROR(IF(OR(P59=\"\",'Combined scenario - input'!$D44=\"\"),\"\",P59/'Combined scenario - input'!$D44),\"\")","v":""},{"$f":"IFERROR(IF(OR(Q59=\"\",'Combined scenario - input'!$D44=\"\"),\"\",Q59/'Combined scenario - input'!$D44),\"\")","v":""},{"$f":"IFERROR(IF(OR(R59=\"\",'Combined scenario - input'!$D44=\"\"),\"\",R59/'Combined scenario - input'!$D44),\"\")","v":""},{"$f":"IFERROR(IF(OR(S59=\"\",'Combined scenario - input'!$D44=\"\"),\"\",S59/'Combined scenario - input'!$D44),\"\")","v":""},{"$f":"IFERROR(IF(OR(T59=\"\",'Combined scenario - input'!$D44=\"\"),\"\",T59/'Combined scenario - input'!$D44),\"\")","v":""},{"$f":"IFERROR(IF(OR(U59=\"\",'Combined scenario - input'!$D44=\"\"),\"\",U59/'Combined scenario - input'!$D44),\"\")","v":""},{"$f":"IFERROR(IF(OR(V59=\"\",'Combined scenario - input'!$D44=\"\"),\"\",V59/'Combined scenario - input'!$D44),\"\")","v":""},{"$f":"IFERROR(IF(OR(W59=\"\",'Combined scenario - input'!$D44=\"\"),\"\",W59/'Combined scenario - input'!$D44),\"\")","v":""}]
[{"$f":"IFERROR('Combined scenario - input'!A45,\"\")","v":""},{"$f":"IFERROR('Combined scenario - input'!B45,\"\")","v":""},{"$f":"IFERROR('Combined scenario - input'!C45,\"\")","v":""},{"$f":"IFERROR(repcalc('Combined scenario - input'!$CV45:$GH45,'Combined scenario - input'!$G45,'Combined scenario - input'!$E45,'Combined scenario - input'!$F45,20,TRUE,TRUE),\"\")","v":""},"","","","","","","","","","","","","","","","","","","",{"$f":"IFERROR(IF(OR(D60=\"\",'Combined scenario - input'!$D45=\"\"),\"\",D60/'Combined scenario - input'!$D45),\"\")","v":""},{"$f":"IFERROR(IF(OR(E60=\"\",'Combined scenario - input'!$D45=\"\"),\"\",E60/'Combined scenario - input'!$D45),\"\")","v":""},{"$f":"IFERROR(IF(OR(F60=\"\",'Combined scenario - input'!$D45=\"\"),\"\",F60/'Combined scenario - input'!$D45),\"\")","v":""},{"$f":"IFERROR(IF(OR(G60=\"\",'Combined scenario - input'!$D45=\"\"),\"\",G60/'Combined scenario - input'!$D45),\"\")","v":""},{"$f":"IFERROR(IF(OR(H60=\"\",'Combined scenario - input'!$D45=\"\"),\"\",H60/'Combined scenario - input'!$D45),\"\")","v":""},{"$f":"IFERROR(IF(OR(I60=\"\",'Combined scenario - input'!$D45=\"\"),\"\",I60/'Combined scenario - input'!$D45),\"\")","v":""},{"$f":"IFERROR(IF(OR(J60=\"\",'Combined scenario - input'!$D45=\"\"),\"\",J60/'Combined scenario - input'!$D45),\"\")","v":""},{"$f":"IFERROR(IF(OR(K60=\"\",'Combined scenario - input'!$D45=\"\"),\"\",K60/'Combined scenario - input'!$D45),\"\")","v":""},{"$f":"IFERROR(IF(OR(L60=\"\",'Combined scenario - input'!$D45=\"\"),\"\",L60/'Combined scenario - input'!$D45),\"\")","v":""},{"$f":"IFERROR(IF(OR(M60=\"\",'Combined scenario - input'!$D45=\"\"),\"\",M60/'Combined scenario - input'!$D45),\"\")","v":""},{"$f":"IFERROR(IF(OR(N60=\"\",'Combined scenario - input'!$D45=\"\"),\"\",N60/'Combined scenario - input'!$D45),\"\")","v":""},{"$f":"IFERROR(IF(OR(O60=\"\",'Combined scenario - input'!$D45=\"\"),\"\",O60/'Combined scenario - input'!$D45),\"\")","v":""},{"$f":"IFERROR(IF(OR(P60=\"\",'Combined scenario - input'!$D45=\"\"),\"\",P60/'Combined scenario - input'!$D45),\"\")","v":""},{"$f":"IFERROR(IF(OR(Q60=\"\",'Combined scenario - input'!$D45=\"\"),\"\",Q60/'Combined scenario - input'!$D45),\"\")","v":""},{"$f":"IFERROR(IF(OR(R60=\"\",'Combined scenario - input'!$D45=\"\"),\"\",R60/'Combined scenario - input'!$D45),\"\")","v":""},{"$f":"IFERROR(IF(OR(S60=\"\",'Combined scenario - input'!$D45=\"\"),\"\",S60/'Combined scenario - input'!$D45),\"\")","v":""},{"$f":"IFERROR(IF(OR(T60=\"\",'Combined scenario - input'!$D45=\"\"),\"\",T60/'Combined scenario - input'!$D45),\"\")","v":""},{"$f":"IFERROR(IF(OR(U60=\"\",'Combined scenario - input'!$D45=\"\"),\"\",U60/'Combined scenario - input'!$D45),\"\")","v":""},{"$f":"IFERROR(IF(OR(V60=\"\",'Combined scenario - input'!$D45=\"\"),\"\",V60/'Combined scenario - input'!$D45),\"\")","v":""},{"$f":"IFERROR(IF(OR(W60=\"\",'Combined scenario - input'!$D45=\"\"),\"\",W60/'Combined scenario - input'!$D45),\"\")","v":""}]
[{"$f":"IFERROR('Combined scenario - input'!A46,\"\")","v":""},{"$f":"IFERROR('Combined scenario - input'!B46,\"\")","v":""},{"$f":"IFERROR('Combined scenario - input'!C46,\"\")","v":""},{"$f":"IFERROR(repcalc('Combined scenario - input'!$CV46:$GH46,'Combined scenario - input'!$G46,'Combined scenario - input'!$E46,'Combined scenario - input'!$F46,20,TRUE,TRUE),\"\")","v":""},"","","","","","","","","","","","","","","","","","","",{"$f":"IFERROR(IF(OR(D61=\"\",'Combined scenario - input'!$D46=\"\"),\"\",D61/'Combined scenario - input'!$D46),\"\")","v":""},{"$f":"IFERROR(IF(OR(E61=\"\",'Combined scenario - input'!$D46=\"\"),\"\",E61/'Combined scenario - input'!$D46),\"\")","v":""},{"$f":"IFERROR(IF(OR(F61=\"\",'Combined scenario - input'!$D46=\"\"),\"\",F61/'Combined scenario - input'!$D46),\"\")","v":""},{"$f":"IFERROR(IF(OR(G61=\"\",'Combined scenario - input'!$D46=\"\"),\"\",G61/'Combined scenario - input'!$D46),\"\")","v":""},{"$f":"IFERROR(IF(OR(H61=\"\",'Combined scenario - input'!$D46=\"\"),\"\",H61/'Combined scenario - input'!$D46),\"\")","v":""},{"$f":"IFERROR(IF(OR(I61=\"\",'Combined scenario - input'!$D46=\"\"),\"\",I61/'Combined scenario - input'!$D46),\"\")","v":""},{"$f":"IFERROR(IF(OR(J61=\"\",'Combined scenario - input'!$D46=\"\"),\"\",J61/'Combined scenario - input'!$D46),\"\")","v":""},{"$f":"IFERROR(IF(OR(K61=\"\",'Combined scenario - input'!$D46=\"\"),\"\",K61/'Combined scenario - input'!$D46),\"\")","v":""},{"$f":"IFERROR(IF(OR(L61=\"\",'Combined scenario - input'!$D46=\"\"),\"\",L61/'Combined scenario - input'!$D46),\"\")","v":""},{"$f":"IFERROR(IF(OR(M61=\"\",'Combined scenario - input'!$D46=\"\"),\"\",M61/'Combined scenario - input'!$D46),\"\")","v":""},{"$f":"IFERROR(IF(OR(N61=\"\",'Combined scenario - input'!$D46=\"\"),\"\",N61/'Combined scenario - input'!$D46),\"\")","v":""},{"$f":"IFERROR(IF(OR(O61=\"\",'Combined scenario - input'!$D46=\"\"),\"\",O61/'Combined scenario - input'!$D46),\"\")","v":""},{"$f":"IFERROR(IF(OR(P61=\"\",'Combined scenario - input'!$D46=\"\"),\"\",P61/'Combined scenario - input'!$D46),\"\")","v":""},{"$f":"IFERROR(IF(OR(Q61=\"\",'Combined scenario - input'!$D46=\"\"),\"\",Q61/'Combined scenario - input'!$D46),\"\")","v":""},{"$f":"IFERROR(IF(OR(R61=\"\",'Combined scenario - input'!$D46=\"\"),\"\",R61/'Combined scenario - input'!$D46),\"\")","v":""},{"$f":"IFERROR(IF(OR(S61=\"\",'Combined scenario - input'!$D46=\"\"),\"\",S61/'Combined scenario - input'!$D46),\"\")","v":""},{"$f":"IFERROR(IF(OR(T61=\"\",'Combined scenario - input'!$D46=\"\"),\"\",T61/'Combined scenario - input'!$D46),\"\")","v":""},{"$f":"IFERROR(IF(OR(U61=\"\",'Combined scenario - input'!$D46=\"\"),\"\",U61/'Combined scenario - input'!$D46),\"\")","v":""},{"$f":"IFERROR(IF(OR(V61=\"\",'Combined scenario - input'!$D46=\"\"),\"\",V61/'Combined scenario - input'!$D46),\"\")","v":""},{"$f":"IFERROR(IF(OR(W61=\"\",'Combined scenario - input'!$D46=\"\"),\"\",W61/'Combined scenario - input'!$D46),\"\")","v":""}]
[{"$f":"IFERROR('Combined scenario - input'!A47,\"\")","v":""},{"$f":"IFERROR('Combined scenario - input'!B47,\"\")","v":""},{"$f":"IFERROR('Combined scenario - input'!C47,\"\")","v":""},{"$f":"IFERROR(repcalc('Combined scenario - input'!$CV47:$GH47,'Combined scenario - input'!$G47,'Combined scenario - input'!$E47,'Combined scenario - input'!$F47,20,TRUE,TRUE),\"\")","v":""},"","","","","","","","","","","","","","","","","","","",{"$f":"IFERROR(IF(OR(D62=\"\",'Combined scenario - input'!$D47=\"\"),\"\",D62/'Combined scenario - input'!$D47),\"\")","v":""},{"$f":"IFERROR(IF(OR(E62=\"\",'Combined scenario - input'!$D47=\"\"),\"\",E62/'Combined scenario - input'!$D47),\"\")","v":""},{"$f":"IFERROR(IF(OR(F62=\"\",'Combined scenario - input'!$D47=\"\"),\"\",F62/'Combined scenario - input'!$D47),\"\")","v":""},{"$f":"IFERROR(IF(OR(G62=\"\",'Combined scenario - input'!$D47=\"\"),\"\",G62/'Combined scenario - input'!$D47),\"\")","v":""},{"$f":"IFERROR(IF(OR(H62=\"\",'Combined scenario - input'!$D47=\"\"),\"\",H62/'Combined scenario - input'!$D47),\"\")","v":""},{"$f":"IFERROR(IF(OR(I62=\"\",'Combined scenario - input'!$D47=\"\"),\"\",I62/'Combined scenario - input'!$D47),\"\")","v":""},{"$f":"IFERROR(IF(OR(J62=\"\",'Combined scenario - input'!$D47=\"\"),\"\",J62/'Combined scenario - input'!$D47),\"\")","v":""},{"$f":"IFERROR(IF(OR(K62=\"\",'Combined scenario - input'!$D47=\"\"),\"\",K62/'Combined scenario - input'!$D47),\"\")","v":""},{"$f":"IFERROR(IF(OR(L62=\"\",'Combined scenario - input'!$D47=\"\"),\"\",L62/'Combined scenario - input'!$D47),\"\")","v":""},{"$f":"IFERROR(IF(OR(M62=\"\",'Combined scenario - input'!$D47=\"\"),\"\",M62/'Combined scenario - input'!$D47),\"\")","v":""},{"$f":"IFERROR(IF(OR(N62=\"\",'Combined scenario - input'!$D47=\"\"),\"\",N62/'Combined scenario - input'!$D47),\"\")","v":""},{"$f":"IFERROR(IF(OR(O62=\"\",'Combined scenario - input'!$D47=\"\"),\"\",O62/'Combined scenario - input'!$D47),\"\")","v":""},{"$f":"IFERROR(IF(OR(P62=\"\",'Combined scenario - input'!$D47=\"\"),\"\",P62/'Combined scenario - input'!$D47),\"\")","v":""},{"$f":"IFERROR(IF(OR(Q62=\"\",'Combined scenario - input'!$D47=\"\"),\"\",Q62/'Combined scenario - input'!$D47),\"\")","v":""},{"$f":"IFERROR(IF(OR(R62=\"\",'Combined scenario - input'!$D47=\"\"),\"\",R62/'Combined scenario - input'!$D47),\"\")","v":""},{"$f":"IFERROR(IF(OR(S62=\"\",'Combined scenario - input'!$D47=\"\"),\"\",S62/'Combined scenario - input'!$D47),\"\")","v":""},{"$f":"IFERROR(IF(OR(T62=\"\",'Combined scenario - input'!$D47=\"\"),\"\",T62/'Combined scenario - input'!$D47),\"\")","v":""},{"$f":"IFERROR(IF(OR(U62=\"\",'Combined scenario - input'!$D47=\"\"),\"\",U62/'Combined scenario - input'!$D47),\"\")","v":""},{"$f":"IFERROR(IF(OR(V62=\"\",'Combined scenario - input'!$D47=\"\"),\"\",V62/'Combined scenario - input'!$D47),\"\")","v":""},{"$f":"IFERROR(IF(OR(W62=\"\",'Combined scenario - input'!$D47=\"\"),\"\",W62/'Combined scenario - input'!$D47),\"\")","v":""}]
[{"$f":"IFERROR('Combined scenario - input'!A48,\"\")","v":""},{"$f":"IFERROR('Combined scenario - input'!B48,\"\")","v":""},{"$f":"IFERROR('Combined scenario - input'!C48,\"\")","v":""},{"$f":"IFERROR(repcalc('Combined scenario - input'!$CV48:$GH48,'Combined scenario - input'!$G48,'Combined scenario - input'!$E48,'Combined scenario - input'!$F48,20,TRUE,TRUE),\"\")","v":""},"","","","","","","","","","","","","","","","","","","",{"$f":"IFERROR(IF(OR(D63=\"\",'Combined scenario - input'!$D48=\"\"),\"\",D63/'Combined scenario - input'!$D48),\"\")","v":""},{"$f":"IFERROR(IF(OR(E63=\"\",'Combined scenario - input'!$D48=\"\"),\"\",E63/'Combined scenario - input'!$D48),\"\")","v":""},{"$f":"IFERROR(IF(OR(F63=\"\",'Combined scenario - input'!$D48=\"\"),\"\",F63/'Combined scenario - input'!$D48),\"\")","v":""},{"$f":"IFERROR(IF(OR(G63=\"\",'Combined scenario - input'!$D48=\"\"),\"\",G63/'Combined scenario - input'!$D48),\"\")","v":""},{"$f":"IFERROR(IF(OR(H63=\"\",'Combined scenario - input'!$D48=\"\"),\"\",H63/'Combined scenario - input'!$D48),\"\")","v":""},{"$f":"IFERROR(IF(OR(I63=\"\",'Combined scenario - input'!$D48=\"\"),\"\",I63/'Combined scenario - input'!$D48),\"\")","v":""},{"$f":"IFERROR(IF(OR(J63=\"\",'Combined scenario - input'!$D48=\"\"),\"\",J63/'Combined scenario - input'!$D48),\"\")","v":""},{"$f":"IFERROR(IF(OR(K63=\"\",'Combined scenario - input'!$D48=\"\"),\"\",K63/'Combined scenario - input'!$D48),\"\")","v":""},{"$f":"IFERROR(IF(OR(L63=\"\",'Combined scenario - input'!$D48=\"\"),\"\",L63/'Combined scenario - input'!$D48),\"\")","v":""},{"$f":"IFERROR(IF(OR(M63=\"\",'Combined scenario - input'!$D48=\"\"),\"\",M63/'Combined scenario - input'!$D48),\"\")","v":""},{"$f":"IFERROR(IF(OR(N63=\"\",'Combined scenario - input'!$D48=\"\"),\"\",N63/'Combined scenario - input'!$D48),\"\")","v":""},{"$f":"IFERROR(IF(OR(O63=\"\",'Combined scenario - input'!$D48=\"\"),\"\",O63/'Combined scenario - input'!$D48),\"\")","v":""},{"$f":"IFERROR(IF(OR(P63=\"\",'Combined scenario - input'!$D48=\"\"),\"\",P63/'Combined scenario - input'!$D48),\"\")","v":""},{"$f":"IFERROR(IF(OR(Q63=\"\",'Combined scenario - input'!$D48=\"\"),\"\",Q63/'Combined scenario - input'!$D48),\"\")","v":""},{"$f":"IFERROR(IF(OR(R63=\"\",'Combined scenario - input'!$D48=\"\"),\"\",R63/'Combined scenario - input'!$D48),\"\")","v":""},{"$f":"IFERROR(IF(OR(S63=\"\",'Combined scenario - input'!$D48=\"\"),\"\",S63/'Combined scenario - input'!$D48),\"\")","v":""},{"$f":"IFERROR(IF(OR(T63=\"\",'Combined scenario - input'!$D48=\"\"),\"\",T63/'Combined scenario - input'!$D48),\"\")","v":""},{"$f":"IFERROR(IF(OR(U63=\"\",'Combined scenario - input'!$D48=\"\"),\"\",U63/'Combined scenario - input'!$D48),\"\")","v":""},{"$f":"IFERROR(IF(OR(V63=\"\",'Combined scenario - input'!$D48=\"\"),\"\",V63/'Combined scenario - input'!$D48),\"\")","v":""},{"$f":"IFERROR(IF(OR(W63=\"\",'Combined scenario - input'!$D48=\"\"),\"\",W63/'Combined scenario - input'!$D48),\"\")","v":""}]
[{"$f":"IFERROR('Combined scenario - input'!A49,\"\")","v":""},{"$f":"IFERROR('Combined scenario - input'!B49,\"\")","v":""},{"$f":"IFERROR('Combined scenario - input'!C49,\"\")","v":""},{"$f":"IFERROR(repcalc('Combined scenario - input'!$CV49:$GH49,'Combined scenario - input'!$G49,'Combined scenario - input'!$E49,'Combined scenario - input'!$F49,20,TRUE,TRUE),\"\")","v":""},"","","","","","","","","","","","","","","","","","","",{"$f":"IFERROR(IF(OR(D64=\"\",'Combined scenario - input'!$D49=\"\"),\"\",D64/'Combined scenario - input'!$D49),\"\")","v":""},{"$f":"IFERROR(IF(OR(E64=\"\",'Combined scenario - input'!$D49=\"\"),\"\",E64/'Combined scenario - input'!$D49),\"\")","v":""},{"$f":"IFERROR(IF(OR(F64=\"\",'Combined scenario - input'!$D49=\"\"),\"\",F64/'Combined scenario - input'!$D49),\"\")","v":""},{"$f":"IFERROR(IF(OR(G64=\"\",'Combined scenario - input'!$D49=\"\"),\"\",G64/'Combined scenario - input'!$D49),\"\")","v":""},{"$f":"IFERROR(IF(OR(H64=\"\",'Combined scenario - input'!$D49=\"\"),\"\",H64/'Combined scenario - input'!$D49),\"\")","v":""},{"$f":"IFERROR(IF(OR(I64=\"\",'Combined scenario - input'!$D49=\"\"),\"\",I64/'Combined scenario - input'!$D49),\"\")","v":""},{"$f":"IFERROR(IF(OR(J64=\"\",'Combined scenario - input'!$D49=\"\"),\"\",J64/'Combined scenario - input'!$D49),\"\")","v":""},{"$f":"IFERROR(IF(OR(K64=\"\",'Combined scenario - input'!$D49=\"\"),\"\",K64/'Combined scenario - input'!$D49),\"\")","v":""},{"$f":"IFERROR(IF(OR(L64=\"\",'Combined scenario - input'!$D49=\"\"),\"\",L64/'Combined scenario - input'!$D49),\"\")","v":""},{"$f":"IFERROR(IF(OR(M64=\"\",'Combined scenario - input'!$D49=\"\"),\"\",M64/'Combined scenario - input'!$D49),\"\")","v":""},{"$f":"IFERROR(IF(OR(N64=\"\",'Combined scenario - input'!$D49=\"\"),\"\",N64/'Combined scenario - input'!$D49),\"\")","v":""},{"$f":"IFERROR(IF(OR(O64=\"\",'Combined scenario - input'!$D49=\"\"),\"\",O64/'Combined scenario - input'!$D49),\"\")","v":""},{"$f":"IFERROR(IF(OR(P64=\"\",'Combined scenario - input'!$D49=\"\"),\"\",P64/'Combined scenario - input'!$D49),\"\")","v":""},{"$f":"IFERROR(IF(OR(Q64=\"\",'Combined scenario - input'!$D49=\"\"),\"\",Q64/'Combined scenario - input'!$D49),\"\")","v":""},{"$f":"IFERROR(IF(OR(R64=\"\",'Combined scenario - input'!$D49=\"\"),\"\",R64/'Combined scenario - input'!$D49),\"\")","v":""},{"$f":"IFERROR(IF(OR(S64=\"\",'Combined scenario - input'!$D49=\"\"),\"\",S64/'Combined scenario - input'!$D49),\"\")","v":""},{"$f":"IFERROR(IF(OR(T64=\"\",'Combined scenario - input'!$D49=\"\"),\"\",T64/'Combined scenario - input'!$D49),\"\")","v":""},{"$f":"IFERROR(IF(OR(U64=\"\",'Combined scenario - input'!$D49=\"\"),\"\",U64/'Combined scenario - input'!$D49),\"\")","v":""},{"$f":"IFERROR(IF(OR(V64=\"\",'Combined scenario - input'!$D49=\"\"),\"\",V64/'Combined scenario - input'!$D49),\"\")","v":""},{"$f":"IFERROR(IF(OR(W64=\"\",'Combined scenario - input'!$D49=\"\"),\"\",W64/'Combined scenario - input'!$D49),\"\")","v":""}]
[{"$f":"IFERROR('Combined scenario - input'!A50,\"\")","v":""},{"$f":"IFERROR('Combined scenario - input'!B50,\"\")","v":""},{"$f":"IFERROR('Combined scenario - input'!C50,\"\")","v":""},{"$f":"IFERROR(repcalc('Combined scenario - input'!$CV50:$GH50,'Combined scenario - input'!$G50,'Combined scenario - input'!$E50,'Combined scenario - input'!$F50,20,TRUE,TRUE),\"\")","v":""},"","","","","","","","","","","","","","","","","","","",{"$f":"IFERROR(IF(OR(D65=\"\",'Combined scenario - input'!$D50=\"\"),\"\",D65/'Combined scenario - input'!$D50),\"\")","v":""},{"$f":"IFERROR(IF(OR(E65=\"\",'Combined scenario - input'!$D50=\"\"),\"\",E65/'Combined scenario - input'!$D50),\"\")","v":""},{"$f":"IFERROR(IF(OR(F65=\"\",'Combined scenario - input'!$D50=\"\"),\"\",F65/'Combined scenario - input'!$D50),\"\")","v":""},{"$f":"IFERROR(IF(OR(G65=\"\",'Combined scenario - input'!$D50=\"\"),\"\",G65/'Combined scenario - input'!$D50),\"\")","v":""},{"$f":"IFERROR(IF(OR(H65=\"\",'Combined scenario - input'!$D50=\"\"),\"\",H65/'Combined scenario - input'!$D50),\"\")","v":""},{"$f":"IFERROR(IF(OR(I65=\"\",'Combined scenario - input'!$D50=\"\"),\"\",I65/'Combined scenario - input'!$D50),\"\")","v":""},{"$f":"IFERROR(IF(OR(J65=\"\",'Combined scenario - input'!$D50=\"\"),\"\",J65/'Combined scenario - input'!$D50),\"\")","v":""},{"$f":"IFERROR(IF(OR(K65=\"\",'Combined scenario - input'!$D50=\"\"),\"\",K65/'Combined scenario - input'!$D50),\"\")","v":""},{"$f":"IFERROR(IF(OR(L65=\"\",'Combined scenario - input'!$D50=\"\"),\"\",L65/'Combined scenario - input'!$D50),\"\")","v":""},{"$f":"IFERROR(IF(OR(M65=\"\",'Combined scenario - input'!$D50=\"\"),\"\",M65/'Combined scenario - input'!$D50),\"\")","v":""},{"$f":"IFERROR(IF(OR(N65=\"\",'Combined scenario - input'!$D50=\"\"),\"\",N65/'Combined scenario - input'!$D50),\"\")","v":""},{"$f":"IFERROR(IF(OR(O65=\"\",'Combined scenario - input'!$D50=\"\"),\"\",O65/'Combined scenario - input'!$D50),\"\")","v":""},{"$f":"IFERROR(IF(OR(P65=\"\",'Combined scenario - input'!$D50=\"\"),\"\",P65/'Combined scenario - input'!$D50),\"\")","v":""},{"$f":"IFERROR(IF(OR(Q65=\"\",'Combined scenario - input'!$D50=\"\"),\"\",Q65/'Combined scenario - input'!$D50),\"\")","v":""},{"$f":"IFERROR(IF(OR(R65=\"\",'Combined scenario - input'!$D50=\"\"),\"\",R65/'Combined scenario - input'!$D50),\"\")","v":""},{"$f":"IFERROR(IF(OR(S65=\"\",'Combined scenario - input'!$D50=\"\"),\"\",S65/'Combined scenario - input'!$D50),\"\")","v":""},{"$f":"IFERROR(IF(OR(T65=\"\",'Combined scenario - input'!$D50=\"\"),\"\",T65/'Combined scenario - input'!$D50),\"\")","v":""},{"$f":"IFERROR(IF(OR(U65=\"\",'Combined scenario - input'!$D50=\"\"),\"\",U65/'Combined scenario - input'!$D50),\"\")","v":""},{"$f":"IFERROR(IF(OR(V65=\"\",'Combined scenario - input'!$D50=\"\"),\"\",V65/'Combined scenario - input'!$D50),\"\")","v":""},{"$f":"IFERROR(IF(OR(W65=\"\",'Combined scenario - input'!$D50=\"\"),\"\",W65/'Combined scenario - input'!$D50),\"\")","v":""}]
[{"$f":"IFERROR('Combined scenario - input'!A51,\"\")","v":""},{"$f":"IFERROR('Combined scenario - input'!B51,\"\")","v":""},{"$f":"IFERROR('Combined scenario - input'!C51,\"\")","v":""},{"$f":"IFERROR(repcalc('Combined scenario - input'!$CV51:$GH51,'Combined scenario - input'!$G51,'Combined scenario - input'!$E51,'Combined scenario - input'!$F51,20,TRUE,TRUE),\"\")","v":""},"","","","","","","","","","","","","","","","","","","",{"$f":"IFERROR(IF(OR(D66=\"\",'Combined scenario - input'!$D51=\"\"),\"\",D66/'Combined scenario - input'!$D51),\"\")","v":""},{"$f":"IFERROR(IF(OR(E66=\"\",'Combined scenario - input'!$D51=\"\"),\"\",E66/'Combined scenario - input'!$D51),\"\")","v":""},{"$f":"IFERROR(IF(OR(F66=\"\",'Combined scenario - input'!$D51=\"\"),\"\",F66/'Combined scenario - input'!$D51),\"\")","v":""},{"$f":"IFERROR(IF(OR(G66=\"\",'Combined scenario - input'!$D51=\"\"),\"\",G66/'Combined scenario - input'!$D51),\"\")","v":""},{"$f":"IFERROR(IF(OR(H66=\"\",'Combined scenario - input'!$D51=\"\"),\"\",H66/'Combined scenario - input'!$D51),\"\")","v":""},{"$f":"IFERROR(IF(OR(I66=\"\",'Combined scenario - input'!$D51=\"\"),\"\",I66/'Combined scenario - input'!$D51),\"\")","v":""},{"$f":"IFERROR(IF(OR(J66=\"\",'Combined scenario - input'!$D51=\"\"),\"\",J66/'Combined scenario - input'!$D51),\"\")","v":""},{"$f":"IFERROR(IF(OR(K66=\"\",'Combined scenario - input'!$D51=\"\"),\"\",K66/'Combined scenario - input'!$D51),\"\")","v":""},{"$f":"IFERROR(IF(OR(L66=\"\",'Combined scenario - input'!$D51=\"\"),\"\",L66/'Combined scenario - input'!$D51),\"\")","v":""},{"$f":"IFERROR(IF(OR(M66=\"\",'Combined scenario - input'!$D51=\"\"),\"\",M66/'Combined scenario - input'!$D51),\"\")","v":""},{"$f":"IFERROR(IF(OR(N66=\"\",'Combined scenario - input'!$D51=\"\"),\"\",N66/'Combined scenario - input'!$D51),\"\")","v":""},{"$f":"IFERROR(IF(OR(O66=\"\",'Combined scenario - input'!$D51=\"\"),\"\",O66/'Combined scenario - input'!$D51),\"\")","v":""},{"$f":"IFERROR(IF(OR(P66=\"\",'Combined scenario - input'!$D51=\"\"),\"\",P66/'Combined scenario - input'!$D51),\"\")","v":""},{"$f":"IFERROR(IF(OR(Q66=\"\",'Combined scenario - input'!$D51=\"\"),\"\",Q66/'Combined scenario - input'!$D51),\"\")","v":""},{"$f":"IFERROR(IF(OR(R66=\"\",'Combined scenario - input'!$D51=\"\"),\"\",R66/'Combined scenario - input'!$D51),\"\")","v":""},{"$f":"IFERROR(IF(OR(S66=\"\",'Combined scenario - input'!$D51=\"\"),\"\",S66/'Combined scenario - input'!$D51),\"\")","v":""},{"$f":"IFERROR(IF(OR(T66=\"\",'Combined scenario - input'!$D51=\"\"),\"\",T66/'Combined scenario - input'!$D51),\"\")","v":""},{"$f":"IFERROR(IF(OR(U66=\"\",'Combined scenario - input'!$D51=\"\"),\"\",U66/'Combined scenario - input'!$D51),\"\")","v":""},{"$f":"IFERROR(IF(OR(V66=\"\",'Combined scenario - input'!$D51=\"\"),\"\",V66/'Combined scenario - input'!$D51),\"\")","v":""},{"$f":"IFERROR(IF(OR(W66=\"\",'Combined scenario - input'!$D51=\"\"),\"\",W66/'Combined scenario - input'!$D51),\"\")","v":""}]
[{"$f":"IFERROR('Combined scenario - input'!A52,\"\")","v":""},{"$f":"IFERROR('Combined scenario - input'!B52,\"\")","v":""},{"$f":"IFERROR('Combined scenario - input'!C52,\"\")","v":""},{"$f":"IFERROR(repcalc('Combined scenario - input'!$CV52:$GH52,'Combined scenario - input'!$G52,'Combined scenario - input'!$E52,'Combined scenario - input'!$F52,20,TRUE,TRUE),\"\")","v":""},"","","","","","","","","","","","","","","","","","","",{"$f":"IFERROR(IF(OR(D67=\"\",'Combined scenario - input'!$D52=\"\"),\"\",D67/'Combined scenario - input'!$D52),\"\")","v":""},{"$f":"IFERROR(IF(OR(E67=\"\",'Combined scenario - input'!$D52=\"\"),\"\",E67/'Combined scenario - input'!$D52),\"\")","v":""},{"$f":"IFERROR(IF(OR(F67=\"\",'Combined scenario - input'!$D52=\"\"),\"\",F67/'Combined scenario - input'!$D52),\"\")","v":""},{"$f":"IFERROR(IF(OR(G67=\"\",'Combined scenario - input'!$D52=\"\"),\"\",G67/'Combined scenario - input'!$D52),\"\")","v":""},{"$f":"IFERROR(IF(OR(H67=\"\",'Combined scenario - input'!$D52=\"\"),\"\",H67/'Combined scenario - input'!$D52),\"\")","v":""},{"$f":"IFERROR(IF(OR(I67=\"\",'Combined scenario - input'!$D52=\"\"),\"\",I67/'Combined scenario - input'!$D52),\"\")","v":""},{"$f":"IFERROR(IF(OR(J67=\"\",'Combined scenario - input'!$D52=\"\"),\"\",J67/'Combined scenario - input'!$D52),\"\")","v":""},{"$f":"IFERROR(IF(OR(K67=\"\",'Combined scenario - input'!$D52=\"\"),\"\",K67/'Combined scenario - input'!$D52),\"\")","v":""},{"$f":"IFERROR(IF(OR(L67=\"\",'Combined scenario - input'!$D52=\"\"),\"\",L67/'Combined scenario - input'!$D52),\"\")","v":""},{"$f":"IFERROR(IF(OR(M67=\"\",'Combined scenario - input'!$D52=\"\"),\"\",M67/'Combined scenario - input'!$D52),\"\")","v":""},{"$f":"IFERROR(IF(OR(N67=\"\",'Combined scenario - input'!$D52=\"\"),\"\",N67/'Combined scenario - input'!$D52),\"\")","v":""},{"$f":"IFERROR(IF(OR(O67=\"\",'Combined scenario - input'!$D52=\"\"),\"\",O67/'Combined scenario - input'!$D52),\"\")","v":""},{"$f":"IFERROR(IF(OR(P67=\"\",'Combined scenario - input'!$D52=\"\"),\"\",P67/'Combined scenario - input'!$D52),\"\")","v":""},{"$f":"IFERROR(IF(OR(Q67=\"\",'Combined scenario - input'!$D52=\"\"),\"\",Q67/'Combined scenario - input'!$D52),\"\")","v":""},{"$f":"IFERROR(IF(OR(R67=\"\",'Combined scenario - input'!$D52=\"\"),\"\",R67/'Combined scenario - input'!$D52),\"\")","v":""},{"$f":"IFERROR(IF(OR(S67=\"\",'Combined scenario - input'!$D52=\"\"),\"\",S67/'Combined scenario - input'!$D52),\"\")","v":""},{"$f":"IFERROR(IF(OR(T67=\"\",'Combined scenario - input'!$D52=\"\"),\"\",T67/'Combined scenario - input'!$D52),\"\")","v":""},{"$f":"IFERROR(IF(OR(U67=\"\",'Combined scenario - input'!$D52=\"\"),\"\",U67/'Combined scenario - input'!$D52),\"\")","v":""},{"$f":"IFERROR(IF(OR(V67=\"\",'Combined scenario - input'!$D52=\"\"),\"\",V67/'Combined scenario - input'!$D52),\"\")","v":""},{"$f":"IFERROR(IF(OR(W67=\"\",'Combined scenario - input'!$D52=\"\"),\"\",W67/'Combined scenario - input'!$D52),\"\")","v":""}]
[{"$f":"IFERROR('Combined scenario - input'!A53,\"\")","v":""},{"$f":"IFERROR('Combined scenario - input'!B53,\"\")","v":""},{"$f":"IFERROR('Combined scenario - input'!C53,\"\")","v":""},{"$f":"IFERROR(repcalc('Combined scenario - input'!$CV53:$GH53,'Combined scenario - input'!$G53,'Combined scenario - input'!$E53,'Combined scenario - input'!$F53,20,TRUE,TRUE),\"\")","v":""},"","","","","","","","","","","","","","","","","","","",{"$f":"IFERROR(IF(OR(D68=\"\",'Combined scenario - input'!$D53=\"\"),\"\",D68/'Combined scenario - input'!$D53),\"\")","v":""},{"$f":"IFERROR(IF(OR(E68=\"\",'Combined scenario - input'!$D53=\"\"),\"\",E68/'Combined scenario - input'!$D53),\"\")","v":""},{"$f":"IFERROR(IF(OR(F68=\"\",'Combined scenario - input'!$D53=\"\"),\"\",F68/'Combined scenario - input'!$D53),\"\")","v":""},{"$f":"IFERROR(IF(OR(G68=\"\",'Combined scenario - input'!$D53=\"\"),\"\",G68/'Combined scenario - input'!$D53),\"\")","v":""},{"$f":"IFERROR(IF(OR(H68=\"\",'Combined scenario - input'!$D53=\"\"),\"\",H68/'Combined scenario - input'!$D53),\"\")","v":""},{"$f":"IFERROR(IF(OR(I68=\"\",'Combined scenario - input'!$D53=\"\"),\"\",I68/'Combined scenario - input'!$D53),\"\")","v":""},{"$f":"IFERROR(IF(OR(J68=\"\",'Combined scenario - input'!$D53=\"\"),\"\",J68/'Combined scenario - input'!$D53),\"\")","v":""},{"$f":"IFERROR(IF(OR(K68=\"\",'Combined scenario - input'!$D53=\"\"),\"\",K68/'Combined scenario - input'!$D53),\"\")","v":""},{"$f":"IFERROR(IF(OR(L68=\"\",'Combined scenario - input'!$D53=\"\"),\"\",L68/'Combined scenario - input'!$D53),\"\")","v":""},{"$f":"IFERROR(IF(OR(M68=\"\",'Combined scenario - input'!$D53=\"\"),\"\",M68/'Combined scenario - input'!$D53),\"\")","v":""},{"$f":"IFERROR(IF(OR(N68=\"\",'Combined scenario - input'!$D53=\"\"),\"\",N68/'Combined scenario - input'!$D53),\"\")","v":""},{"$f":"IFERROR(IF(OR(O68=\"\",'Combined scenario - input'!$D53=\"\"),\"\",O68/'Combined scenario - input'!$D53),\"\")","v":""},{"$f":"IFERROR(IF(OR(P68=\"\",'Combined scenario - input'!$D53=\"\"),\"\",P68/'Combined scenario - input'!$D53),\"\")","v":""},{"$f":"IFERROR(IF(OR(Q68=\"\",'Combined scenario - input'!$D53=\"\"),\"\",Q68/'Combined scenario - input'!$D53),\"\")","v":""},{"$f":"IFERROR(IF(OR(R68=\"\",'Combined scenario - input'!$D53=\"\"),\"\",R68/'Combined scenario - input'!$D53),\"\")","v":""},{"$f":"IFERROR(IF(OR(S68=\"\",'Combined scenario - input'!$D53=\"\"),\"\",S68/'Combined scenario - input'!$D53),\"\")","v":""},{"$f":"IFERROR(IF(OR(T68=\"\",'Combined scenario - input'!$D53=\"\"),\"\",T68/'Combined scenario - input'!$D53),\"\")","v":""},{"$f":"IFERROR(IF(OR(U68=\"\",'Combined scenario - input'!$D53=\"\"),\"\",U68/'Combined scenario - input'!$D53),\"\")","v":""},{"$f":"IFERROR(IF(OR(V68=\"\",'Combined scenario - input'!$D53=\"\"),\"\",V68/'Combined scenario - input'!$D53),\"\")","v":""},{"$f":"IFERROR(IF(OR(W68=\"\",'Combined scenario - input'!$D53=\"\"),\"\",W68/'Combined scenario - input'!$D53),\"\")","v":""}]
[{"$f":"IFERROR('Combined scenario - input'!A54,\"\")","v":""},{"$f":"IFERROR('Combined scenario - input'!B54,\"\")","v":""},{"$f":"IFERROR('Combined scenario - input'!C54,\"\")","v":""},{"$f":"IFERROR(repcalc('Combined scenario - input'!$CV54:$GH54,'Combined scenario - input'!$G54,'Combined scenario - input'!$E54,'Combined scenario - input'!$F54,20,TRUE,TRUE),\"\")","v":""},"","","","","","","","","","","","","","","","","","","",{"$f":"IFERROR(IF(OR(D69=\"\",'Combined scenario - input'!$D54=\"\"),\"\",D69/'Combined scenario - input'!$D54),\"\")","v":""},{"$f":"IFERROR(IF(OR(E69=\"\",'Combined scenario - input'!$D54=\"\"),\"\",E69/'Combined scenario - input'!$D54),\"\")","v":""},{"$f":"IFERROR(IF(OR(F69=\"\",'Combined scenario - input'!$D54=\"\"),\"\",F69/'Combined scenario - input'!$D54),\"\")","v":""},{"$f":"IFERROR(IF(OR(G69=\"\",'Combined scenario - input'!$D54=\"\"),\"\",G69/'Combined scenario - input'!$D54),\"\")","v":""},{"$f":"IFERROR(IF(OR(H69=\"\",'Combined scenario - input'!$D54=\"\"),\"\",H69/'Combined scenario - input'!$D54),\"\")","v":""},{"$f":"IFERROR(IF(OR(I69=\"\",'Combined scenario - input'!$D54=\"\"),\"\",I69/'Combined scenario - input'!$D54),\"\")","v":""},{"$f":"IFERROR(IF(OR(J69=\"\",'Combined scenario - input'!$D54=\"\"),\"\",J69/'Combined scenario - input'!$D54),\"\")","v":""},{"$f":"IFERROR(IF(OR(K69=\"\",'Combined scenario - input'!$D54=\"\"),\"\",K69/'Combined scenario - input'!$D54),\"\")","v":""},{"$f":"IFERROR(IF(OR(L69=\"\",'Combined scenario - input'!$D54=\"\"),\"\",L69/'Combined scenario - input'!$D54),\"\")","v":""},{"$f":"IFERROR(IF(OR(M69=\"\",'Combined scenario - input'!$D54=\"\"),\"\",M69/'Combined scenario - input'!$D54),\"\")","v":""},{"$f":"IFERROR(IF(OR(N69=\"\",'Combined scenario - input'!$D54=\"\"),\"\",N69/'Combined scenario - input'!$D54),\"\")","v":""},{"$f":"IFERROR(IF(OR(O69=\"\",'Combined scenario - input'!$D54=\"\"),\"\",O69/'Combined scenario - input'!$D54),\"\")","v":""},{"$f":"IFERROR(IF(OR(P69=\"\",'Combined scenario - input'!$D54=\"\"),\"\",P69/'Combined scenario - input'!$D54),\"\")","v":""},{"$f":"IFERROR(IF(OR(Q69=\"\",'Combined scenario - input'!$D54=\"\"),\"\",Q69/'Combined scenario - input'!$D54),\"\")","v":""},{"$f":"IFERROR(IF(OR(R69=\"\",'Combined scenario - input'!$D54=\"\"),\"\",R69/'Combined scenario - input'!$D54),\"\")","v":""},{"$f":"IFERROR(IF(OR(S69=\"\",'Combined scenario - input'!$D54=\"\"),\"\",S69/'Combined scenario - input'!$D54),\"\")","v":""},{"$f":"IFERROR(IF(OR(T69=\"\",'Combined scenario - input'!$D54=\"\"),\"\",T69/'Combined scenario - input'!$D54),\"\")","v":""},{"$f":"IFERROR(IF(OR(U69=\"\",'Combined scenario - input'!$D54=\"\"),\"\",U69/'Combined scenario - input'!$D54),\"\")","v":""},{"$f":"IFERROR(IF(OR(V69=\"\",'Combined scenario - input'!$D54=\"\"),\"\",V69/'Combined scenario - input'!$D54),\"\")","v":""},{"$f":"IFERROR(IF(OR(W69=\"\",'Combined scenario - input'!$D54=\"\"),\"\",W69/'Combined scenario - input'!$D54),\"\")","v":""}]
[{"$f":"IFERROR('Combined scenario - input'!A55,\"\")","v":""},{"$f":"IFERROR('Combined scenario - input'!B55,\"\")","v":""},{"$f":"IFERROR('Combined scenario - input'!C55,\"\")","v":""},{"$f":"IFERROR(repcalc('Combined scenario - input'!$CV55:$GH55,'Combined scenario - input'!$G55,'Combined scenario - input'!$E55,'Combined scenario - input'!$F55,20,TRUE,TRUE),\"\")","v":""},"","","","","","","","","","","","","","","","","","","",{"$f":"IFERROR(IF(OR(D70=\"\",'Combined scenario - input'!$D55=\"\"),\"\",D70/'Combined scenario - input'!$D55),\"\")","v":""},{"$f":"IFERROR(IF(OR(E70=\"\",'Combined scenario - input'!$D55=\"\"),\"\",E70/'Combined scenario - input'!$D55),\"\")","v":""},{"$f":"IFERROR(IF(OR(F70=\"\",'Combined scenario - input'!$D55=\"\"),\"\",F70/'Combined scenario - input'!$D55),\"\")","v":""},{"$f":"IFERROR(IF(OR(G70=\"\",'Combined scenario - input'!$D55=\"\"),\"\",G70/'Combined scenario - input'!$D55),\"\")","v":""},{"$f":"IFERROR(IF(OR(H70=\"\",'Combined scenario - input'!$D55=\"\"),\"\",H70/'Combined scenario - input'!$D55),\"\")","v":""},{"$f":"IFERROR(IF(OR(I70=\"\",'Combined scenario - input'!$D55=\"\"),\"\",I70/'Combined scenario - input'!$D55),\"\")","v":""},{"$f":"IFERROR(IF(OR(J70=\"\",'Combined scenario - input'!$D55=\"\"),\"\",J70/'Combined scenario - input'!$D55),\"\")","v":""},{"$f":"IFERROR(IF(OR(K70=\"\",'Combined scenario - input'!$D55=\"\"),\"\",K70/'Combined scenario - input'!$D55),\"\")","v":""},{"$f":"IFERROR(IF(OR(L70=\"\",'Combined scenario - input'!$D55=\"\"),\"\",L70/'Combined scenario - input'!$D55),\"\")","v":""},{"$f":"IFERROR(IF(OR(M70=\"\",'Combined scenario - input'!$D55=\"\"),\"\",M70/'Combined scenario - input'!$D55),\"\")","v":""},{"$f":"IFERROR(IF(OR(N70=\"\",'Combined scenario - input'!$D55=\"\"),\"\",N70/'Combined scenario - input'!$D55),\"\")","v":""},{"$f":"IFERROR(IF(OR(O70=\"\",'Combined scenario - input'!$D55=\"\"),\"\",O70/'Combined scenario - input'!$D55),\"\")","v":""},{"$f":"IFERROR(IF(OR(P70=\"\",'Combined scenario - input'!$D55=\"\"),\"\",P70/'Combined scenario - input'!$D55),\"\")","v":""},{"$f":"IFERROR(IF(OR(Q70=\"\",'Combined scenario - input'!$D55=\"\"),\"\",Q70/'Combined scenario - input'!$D55),\"\")","v":""},{"$f":"IFERROR(IF(OR(R70=\"\",'Combined scenario - input'!$D55=\"\"),\"\",R70/'Combined scenario - input'!$D55),\"\")","v":""},{"$f":"IFERROR(IF(OR(S70=\"\",'Combined scenario - input'!$D55=\"\"),\"\",S70/'Combined scenario - input'!$D55),\"\")","v":""},{"$f":"IFERROR(IF(OR(T70=\"\",'Combined scenario - input'!$D55=\"\"),\"\",T70/'Combined scenario - input'!$D55),\"\")","v":""},{"$f":"IFERROR(IF(OR(U70=\"\",'Combined scenario - input'!$D55=\"\"),\"\",U70/'Combined scenario - input'!$D55),\"\")","v":""},{"$f":"IFERROR(IF(OR(V70=\"\",'Combined scenario - input'!$D55=\"\"),\"\",V70/'Combined scenario - input'!$D55),\"\")","v":""},{"$f":"IFERROR(IF(OR(W70=\"\",'Combined scenario - input'!$D55=\"\"),\"\",W70/'Combined scenario - input'!$D55),\"\")","v":""}]
[{"$f":"IFERROR('Combined scenario - input'!A56,\"\")","v":""},{"$f":"IFERROR('Combined scenario - input'!B56,\"\")","v":""},{"$f":"IFERROR('Combined scenario - input'!C56,\"\")","v":""},{"$f":"IFERROR(repcalc('Combined scenario - input'!$CV56:$GH56,'Combined scenario - input'!$G56,'Combined scenario - input'!$E56,'Combined scenario - input'!$F56,20,TRUE,TRUE),\"\")","v":""},"","","","","","","","","","","","","","","","","","","",{"$f":"IFERROR(IF(OR(D71=\"\",'Combined scenario - input'!$D56=\"\"),\"\",D71/'Combined scenario - input'!$D56),\"\")","v":""},{"$f":"IFERROR(IF(OR(E71=\"\",'Combined scenario - input'!$D56=\"\"),\"\",E71/'Combined scenario - input'!$D56),\"\")","v":""},{"$f":"IFERROR(IF(OR(F71=\"\",'Combined scenario - input'!$D56=\"\"),\"\",F71/'Combined scenario - input'!$D56),\"\")","v":""},{"$f":"IFERROR(IF(OR(G71=\"\",'Combined scenario - input'!$D56=\"\"),\"\",G71/'Combined scenario - input'!$D56),\"\")","v":""},{"$f":"IFERROR(IF(OR(H71=\"\",'Combined scenario - input'!$D56=\"\"),\"\",H71/'Combined scenario - input'!$D56),\"\")","v":""},{"$f":"IFERROR(IF(OR(I71=\"\",'Combined scenario - input'!$D56=\"\"),\"\",I71/'Combined scenario - input'!$D56),\"\")","v":""},{"$f":"IFERROR(IF(OR(J71=\"\",'Combined scenario - input'!$D56=\"\"),\"\",J71/'Combined scenario - input'!$D56),\"\")","v":""},{"$f":"IFERROR(IF(OR(K71=\"\",'Combined scenario - input'!$D56=\"\"),\"\",K71/'Combined scenario - input'!$D56),\"\")","v":""},{"$f":"IFERROR(IF(OR(L71=\"\",'Combined scenario - input'!$D56=\"\"),\"\",L71/'Combined scenario - input'!$D56),\"\")","v":""},{"$f":"IFERROR(IF(OR(M71=\"\",'Combined scenario - input'!$D56=\"\"),\"\",M71/'Combined scenario - input'!$D56),\"\")","v":""},{"$f":"IFERROR(IF(OR(N71=\"\",'Combined scenario - input'!$D56=\"\"),\"\",N71/'Combined scenario - input'!$D56),\"\")","v":""},{"$f":"IFERROR(IF(OR(O71=\"\",'Combined scenario - input'!$D56=\"\"),\"\",O71/'Combined scenario - input'!$D56),\"\")","v":""},{"$f":"IFERROR(IF(OR(P71=\"\",'Combined scenario - input'!$D56=\"\"),\"\",P71/'Combined scenario - input'!$D56),\"\")","v":""},{"$f":"IFERROR(IF(OR(Q71=\"\",'Combined scenario - input'!$D56=\"\"),\"\",Q71/'Combined scenario - input'!$D56),\"\")","v":""},{"$f":"IFERROR(IF(OR(R71=\"\",'Combined scenario - input'!$D56=\"\"),\"\",R71/'Combined scenario - input'!$D56),\"\")","v":""},{"$f":"IFERROR(IF(OR(S71=\"\",'Combined scenario - input'!$D56=\"\"),\"\",S71/'Combined scenario - input'!$D56),\"\")","v":""},{"$f":"IFERROR(IF(OR(T71=\"\",'Combined scenario - input'!$D56=\"\"),\"\",T71/'Combined scenario - input'!$D56),\"\")","v":""},{"$f":"IFERROR(IF(OR(U71=\"\",'Combined scenario - input'!$D56=\"\"),\"\",U71/'Combined scenario - input'!$D56),\"\")","v":""},{"$f":"IFERROR(IF(OR(V71=\"\",'Combined scenario - input'!$D56=\"\"),\"\",V71/'Combined scenario - input'!$D56),\"\")","v":""},{"$f":"IFERROR(IF(OR(W71=\"\",'Combined scenario - input'!$D56=\"\"),\"\",W71/'Combined scenario - input'!$D56),\"\")","v":""}]
[{"$f":"IFERROR('Combined scenario - input'!A57,\"\")","v":""},{"$f":"IFERROR('Combined scenario - input'!B57,\"\")","v":""},{"$f":"IFERROR('Combined scenario - input'!C57,\"\")","v":""},{"$f":"IFERROR(repcalc('Combined scenario - input'!$CV57:$GH57,'Combined scenario - input'!$G57,'Combined scenario - input'!$E57,'Combined scenario - input'!$F57,20,TRUE,TRUE),\"\")","v":""},"","","","","","","","","","","","","","","","","","","",{"$f":"IFERROR(IF(OR(D72=\"\",'Combined scenario - input'!$D57=\"\"),\"\",D72/'Combined scenario - input'!$D57),\"\")","v":""},{"$f":"IFERROR(IF(OR(E72=\"\",'Combined scenario - input'!$D57=\"\"),\"\",E72/'Combined scenario - input'!$D57),\"\")","v":""},{"$f":"IFERROR(IF(OR(F72=\"\",'Combined scenario - input'!$D57=\"\"),\"\",F72/'Combined scenario - input'!$D57),\"\")","v":""},{"$f":"IFERROR(IF(OR(G72=\"\",'Combined scenario - input'!$D57=\"\"),\"\",G72/'Combined scenario - input'!$D57),\"\")","v":""},{"$f":"IFERROR(IF(OR(H72=\"\",'Combined scenario - input'!$D57=\"\"),\"\",H72/'Combined scenario - input'!$D57),\"\")","v":""},{"$f":"IFERROR(IF(OR(I72=\"\",'Combined scenario - input'!$D57=\"\"),\"\",I72/'Combined scenario - input'!$D57),\"\")","v":""},{"$f":"IFERROR(IF(OR(J72=\"\",'Combined scenario - input'!$D57=\"\"),\"\",J72/'Combined scenario - input'!$D57),\"\")","v":""},{"$f":"IFERROR(IF(OR(K72=\"\",'Combined scenario - input'!$D57=\"\"),\"\",K72/'Combined scenario - input'!$D57),\"\")","v":""},{"$f":"IFERROR(IF(OR(L72=\"\",'Combined scenario - input'!$D57=\"\"),\"\",L72/'Combined scenario - input'!$D57),\"\")","v":""},{"$f":"IFERROR(IF(OR(M72=\"\",'Combined scenario - input'!$D57=\"\"),\"\",M72/'Combined scenario - input'!$D57),\"\")","v":""},{"$f":"IFERROR(IF(OR(N72=\"\",'Combined scenario - input'!$D57=\"\"),\"\",N72/'Combined scenario - input'!$D57),\"\")","v":""},{"$f":"IFERROR(IF(OR(O72=\"\",'Combined scenario - input'!$D57=\"\"),\"\",O72/'Combined scenario - input'!$D57),\"\")","v":""},{"$f":"IFERROR(IF(OR(P72=\"\",'Combined scenario - input'!$D57=\"\"),\"\",P72/'Combined scenario - input'!$D57),\"\")","v":""},{"$f":"IFERROR(IF(OR(Q72=\"\",'Combined scenario - input'!$D57=\"\"),\"\",Q72/'Combined scenario - input'!$D57),\"\")","v":""},{"$f":"IFERROR(IF(OR(R72=\"\",'Combined scenario - input'!$D57=\"\"),\"\",R72/'Combined scenario - input'!$D57),\"\")","v":""},{"$f":"IFERROR(IF(OR(S72=\"\",'Combined scenario - input'!$D57=\"\"),\"\",S72/'Combined scenario - input'!$D57),\"\")","v":""},{"$f":"IFERROR(IF(OR(T72=\"\",'Combined scenario - input'!$D57=\"\"),\"\",T72/'Combined scenario - input'!$D57),\"\")","v":""},{"$f":"IFERROR(IF(OR(U72=\"\",'Combined scenario - input'!$D57=\"\"),\"\",U72/'Combined scenario - input'!$D57),\"\")","v":""},{"$f":"IFERROR(IF(OR(V72=\"\",'Combined scenario - input'!$D57=\"\"),\"\",V72/'Combined scenario - input'!$D57),\"\")","v":""},{"$f":"IFERROR(IF(OR(W72=\"\",'Combined scenario - input'!$D57=\"\"),\"\",W72/'Combined scenario - input'!$D57),\"\")","v":""}]
[{"$f":"IFERROR('Combined scenario - input'!A58,\"\")","v":""},{"$f":"IFERROR('Combined scenario - input'!B58,\"\")","v":""},{"$f":"IFERROR('Combined scenario - input'!C58,\"\")","v":""},{"$f":"IFERROR(repcalc('Combined scenario - input'!$CV58:$GH58,'Combined scenario - input'!$G58,'Combined scenario - input'!$E58,'Combined scenario - input'!$F58,20,TRUE,TRUE),\"\")","v":""},"","","","","","","","","","","","","","","","","","","",{"$f":"IFERROR(IF(OR(D73=\"\",'Combined scenario - input'!$D58=\"\"),\"\",D73/'Combined scenario - input'!$D58),\"\")","v":""},{"$f":"IFERROR(IF(OR(E73=\"\",'Combined scenario - input'!$D58=\"\"),\"\",E73/'Combined scenario - input'!$D58),\"\")","v":""},{"$f":"IFERROR(IF(OR(F73=\"\",'Combined scenario - input'!$D58=\"\"),\"\",F73/'Combined scenario - input'!$D58),\"\")","v":""},{"$f":"IFERROR(IF(OR(G73=\"\",'Combined scenario - input'!$D58=\"\"),\"\",G73/'Combined scenario - input'!$D58),\"\")","v":""},{"$f":"IFERROR(IF(OR(H73=\"\",'Combined scenario - input'!$D58=\"\"),\"\",H73/'Combined scenario - input'!$D58),\"\")","v":""},{"$f":"IFERROR(IF(OR(I73=\"\",'Combined scenario - input'!$D58=\"\"),\"\",I73/'Combined scenario - input'!$D58),\"\")","v":""},{"$f":"IFERROR(IF(OR(J73=\"\",'Combined scenario - input'!$D58=\"\"),\"\",J73/'Combined scenario - input'!$D58),\"\")","v":""},{"$f":"IFERROR(IF(OR(K73=\"\",'Combined scenario - input'!$D58=\"\"),\"\",K73/'Combined scenario - input'!$D58),\"\")","v":""},{"$f":"IFERROR(IF(OR(L73=\"\",'Combined scenario - input'!$D58=\"\"),\"\",L73/'Combined scenario - input'!$D58),\"\")","v":""},{"$f":"IFERROR(IF(OR(M73=\"\",'Combined scenario - input'!$D58=\"\"),\"\",M73/'Combined scenario - input'!$D58),\"\")","v":""},{"$f":"IFERROR(IF(OR(N73=\"\",'Combined scenario - input'!$D58=\"\"),\"\",N73/'Combined scenario - input'!$D58),\"\")","v":""},{"$f":"IFERROR(IF(OR(O73=\"\",'Combined scenario - input'!$D58=\"\"),\"\",O73/'Combined scenario - input'!$D58),\"\")","v":""},{"$f":"IFERROR(IF(OR(P73=\"\",'Combined scenario - input'!$D58=\"\"),\"\",P73/'Combined scenario - input'!$D58),\"\")","v":""},{"$f":"IFERROR(IF(OR(Q73=\"\",'Combined scenario - input'!$D58=\"\"),\"\",Q73/'Combined scenario - input'!$D58),\"\")","v":""},{"$f":"IFERROR(IF(OR(R73=\"\",'Combined scenario - input'!$D58=\"\"),\"\",R73/'Combined scenario - input'!$D58),\"\")","v":""},{"$f":"IFERROR(IF(OR(S73=\"\",'Combined scenario - input'!$D58=\"\"),\"\",S73/'Combined scenario - input'!$D58),\"\")","v":""},{"$f":"IFERROR(IF(OR(T73=\"\",'Combined scenario - input'!$D58=\"\"),\"\",T73/'Combined scenario - input'!$D58),\"\")","v":""},{"$f":"IFERROR(IF(OR(U73=\"\",'Combined scenario - input'!$D58=\"\"),\"\",U73/'Combined scenario - input'!$D58),\"\")","v":""},{"$f":"IFERROR(IF(OR(V73=\"\",'Combined scenario - input'!$D58=\"\"),\"\",V73/'Combined scenario - input'!$D58),\"\")","v":""},{"$f":"IFERROR(IF(OR(W73=\"\",'Combined scenario - input'!$D58=\"\"),\"\",W73/'Combined scenario - input'!$D58),\"\")","v":""}]
[{"$f":"IFERROR('Combined scenario - input'!A59,\"\")","v":""},{"$f":"IFERROR('Combined scenario - input'!B59,\"\")","v":""},{"$f":"IFERROR('Combined scenario - input'!C59,\"\")","v":""},{"$f":"IFERROR(repcalc('Combined scenario - input'!$CV59:$GH59,'Combined scenario - input'!$G59,'Combined scenario - input'!$E59,'Combined scenario - input'!$F59,20,TRUE,TRUE),\"\")","v":""},"","","","","","","","","","","","","","","","","","","",{"$f":"IFERROR(IF(OR(D74=\"\",'Combined scenario - input'!$D59=\"\"),\"\",D74/'Combined scenario - input'!$D59),\"\")","v":""},{"$f":"IFERROR(IF(OR(E74=\"\",'Combined scenario - input'!$D59=\"\"),\"\",E74/'Combined scenario - input'!$D59),\"\")","v":""},{"$f":"IFERROR(IF(OR(F74=\"\",'Combined scenario - input'!$D59=\"\"),\"\",F74/'Combined scenario - input'!$D59),\"\")","v":""},{"$f":"IFERROR(IF(OR(G74=\"\",'Combined scenario - input'!$D59=\"\"),\"\",G74/'Combined scenario - input'!$D59),\"\")","v":""},{"$f":"IFERROR(IF(OR(H74=\"\",'Combined scenario - input'!$D59=\"\"),\"\",H74/'Combined scenario - input'!$D59),\"\")","v":""},{"$f":"IFERROR(IF(OR(I74=\"\",'Combined scenario - input'!$D59=\"\"),\"\",I74/'Combined scenario - input'!$D59),\"\")","v":""},{"$f":"IFERROR(IF(OR(J74=\"\",'Combined scenario - input'!$D59=\"\"),\"\",J74/'Combined scenario - input'!$D59),\"\")","v":""},{"$f":"IFERROR(IF(OR(K74=\"\",'Combined scenario - input'!$D59=\"\"),\"\",K74/'Combined scenario - input'!$D59),\"\")","v":""},{"$f":"IFERROR(IF(OR(L74=\"\",'Combined scenario - input'!$D59=\"\"),\"\",L74/'Combined scenario - input'!$D59),\"\")","v":""},{"$f":"IFERROR(IF(OR(M74=\"\",'Combined scenario - input'!$D59=\"\"),\"\",M74/'Combined scenario - input'!$D59),\"\")","v":""},{"$f":"IFERROR(IF(OR(N74=\"\",'Combined scenario - input'!$D59=\"\"),\"\",N74/'Combined scenario - input'!$D59),\"\")","v":""},{"$f":"IFERROR(IF(OR(O74=\"\",'Combined scenario - input'!$D59=\"\"),\"\",O74/'Combined scenario - input'!$D59),\"\")","v":""},{"$f":"IFERROR(IF(OR(P74=\"\",'Combined scenario - input'!$D59=\"\"),\"\",P74/'Combined scenario - input'!$D59),\"\")","v":""},{"$f":"IFERROR(IF(OR(Q74=\"\",'Combined scenario - input'!$D59=\"\"),\"\",Q74/'Combined scenario - input'!$D59),\"\")","v":""},{"$f":"IFERROR(IF(OR(R74=\"\",'Combined scenario - input'!$D59=\"\"),\"\",R74/'Combined scenario - input'!$D59),\"\")","v":""},{"$f":"IFERROR(IF(OR(S74=\"\",'Combined scenario - input'!$D59=\"\"),\"\",S74/'Combined scenario - input'!$D59),\"\")","v":""},{"$f":"IFERROR(IF(OR(T74=\"\",'Combined scenario - input'!$D59=\"\"),\"\",T74/'Combined scenario - input'!$D59),\"\")","v":""},{"$f":"IFERROR(IF(OR(U74=\"\",'Combined scenario - input'!$D59=\"\"),\"\",U74/'Combined scenario - input'!$D59),\"\")","v":""},{"$f":"IFERROR(IF(OR(V74=\"\",'Combined scenario - input'!$D59=\"\"),\"\",V74/'Combined scenario - input'!$D59),\"\")","v":""},{"$f":"IFERROR(IF(OR(W74=\"\",'Combined scenario - input'!$D59=\"\"),\"\",W74/'Combined scenario - input'!$D59),\"\")","v":""}]
[{"$f":"IFERROR('Combined scenario - input'!A60,\"\")","v":""},{"$f":"IFERROR('Combined scenario - input'!B60,\"\")","v":""},{"$f":"IFERROR('Combined scenario - input'!C60,\"\")","v":""},{"$f":"IFERROR(repcalc('Combined scenario - input'!$CV60:$GH60,'Combined scenario - input'!$G60,'Combined scenario - input'!$E60,'Combined scenario - input'!$F60,20,TRUE,TRUE),\"\")","v":""},"","","","","","","","","","","","","","","","","","","",{"$f":"IFERROR(IF(OR(D75=\"\",'Combined scenario - input'!$D60=\"\"),\"\",D75/'Combined scenario - input'!$D60),\"\")","v":""},{"$f":"IFERROR(IF(OR(E75=\"\",'Combined scenario - input'!$D60=\"\"),\"\",E75/'Combined scenario - input'!$D60),\"\")","v":""},{"$f":"IFERROR(IF(OR(F75=\"\",'Combined scenario - input'!$D60=\"\"),\"\",F75/'Combined scenario - input'!$D60),\"\")","v":""},{"$f":"IFERROR(IF(OR(G75=\"\",'Combined scenario - input'!$D60=\"\"),\"\",G75/'Combined scenario - input'!$D60),\"\")","v":""},{"$f":"IFERROR(IF(OR(H75=\"\",'Combined scenario - input'!$D60=\"\"),\"\",H75/'Combined scenario - input'!$D60),\"\")","v":""},{"$f":"IFERROR(IF(OR(I75=\"\",'Combined scenario - input'!$D60=\"\"),\"\",I75/'Combined scenario - input'!$D60),\"\")","v":""},{"$f":"IFERROR(IF(OR(J75=\"\",'Combined scenario - input'!$D60=\"\"),\"\",J75/'Combined scenario - input'!$D60),\"\")","v":""},{"$f":"IFERROR(IF(OR(K75=\"\",'Combined scenario - input'!$D60=\"\"),\"\",K75/'Combined scenario - input'!$D60),\"\")","v":""},{"$f":"IFERROR(IF(OR(L75=\"\",'Combined scenario - input'!$D60=\"\"),\"\",L75/'Combined scenario - input'!$D60),\"\")","v":""},{"$f":"IFERROR(IF(OR(M75=\"\",'Combined scenario - input'!$D60=\"\"),\"\",M75/'Combined scenario - input'!$D60),\"\")","v":""},{"$f":"IFERROR(IF(OR(N75=\"\",'Combined scenario - input'!$D60=\"\"),\"\",N75/'Combined scenario - input'!$D60),\"\")","v":""},{"$f":"IFERROR(IF(OR(O75=\"\",'Combined scenario - input'!$D60=\"\"),\"\",O75/'Combined scenario - input'!$D60),\"\")","v":""},{"$f":"IFERROR(IF(OR(P75=\"\",'Combined scenario - input'!$D60=\"\"),\"\",P75/'Combined scenario - input'!$D60),\"\")","v":""},{"$f":"IFERROR(IF(OR(Q75=\"\",'Combined scenario - input'!$D60=\"\"),\"\",Q75/'Combined scenario - input'!$D60),\"\")","v":""},{"$f":"IFERROR(IF(OR(R75=\"\",'Combined scenario - input'!$D60=\"\"),\"\",R75/'Combined scenario - input'!$D60),\"\")","v":""},{"$f":"IFERROR(IF(OR(S75=\"\",'Combined scenario - input'!$D60=\"\"),\"\",S75/'Combined scenario - input'!$D60),\"\")","v":""},{"$f":"IFERROR(IF(OR(T75=\"\",'Combined scenario - input'!$D60=\"\"),\"\",T75/'Combined scenario - input'!$D60),\"\")","v":""},{"$f":"IFERROR(IF(OR(U75=\"\",'Combined scenario - input'!$D60=\"\"),\"\",U75/'Combined scenario - input'!$D60),\"\")","v":""},{"$f":"IFERROR(IF(OR(V75=\"\",'Combined scenario - input'!$D60=\"\"),\"\",V75/'Combined scenario - input'!$D60),\"\")","v":""},{"$f":"IFERROR(IF(OR(W75=\"\",'Combined scenario - input'!$D60=\"\"),\"\",W75/'Combined scenario - input'!$D60),\"\")","v":""}]
[{"$f":"IFERROR('Combined scenario - input'!A61,\"\")","v":""},{"$f":"IFERROR('Combined scenario - input'!B61,\"\")","v":""},{"$f":"IFERROR('Combined scenario - input'!C61,\"\")","v":""},{"$f":"IFERROR(repcalc('Combined scenario - input'!$CV61:$GH61,'Combined scenario - input'!$G61,'Combined scenario - input'!$E61,'Combined scenario - input'!$F61,20,TRUE,TRUE),\"\")","v":""},"","","","","","","","","","","","","","","","","","","",{"$f":"IFERROR(IF(OR(D76=\"\",'Combined scenario - input'!$D61=\"\"),\"\",D76/'Combined scenario - input'!$D61),\"\")","v":""},{"$f":"IFERROR(IF(OR(E76=\"\",'Combined scenario - input'!$D61=\"\"),\"\",E76/'Combined scenario - input'!$D61),\"\")","v":""},{"$f":"IFERROR(IF(OR(F76=\"\",'Combined scenario - input'!$D61=\"\"),\"\",F76/'Combined scenario - input'!$D61),\"\")","v":""},{"$f":"IFERROR(IF(OR(G76=\"\",'Combined scenario - input'!$D61=\"\"),\"\",G76/'Combined scenario - input'!$D61),\"\")","v":""},{"$f":"IFERROR(IF(OR(H76=\"\",'Combined scenario - input'!$D61=\"\"),\"\",H76/'Combined scenario - input'!$D61),\"\")","v":""},{"$f":"IFERROR(IF(OR(I76=\"\",'Combined scenario - input'!$D61=\"\"),\"\",I76/'Combined scenario - input'!$D61),\"\")","v":""},{"$f":"IFERROR(IF(OR(J76=\"\",'Combined scenario - input'!$D61=\"\"),\"\",J76/'Combined scenario - input'!$D61),\"\")","v":""},{"$f":"IFERROR(IF(OR(K76=\"\",'Combined scenario - input'!$D61=\"\"),\"\",K76/'Combined scenario - input'!$D61),\"\")","v":""},{"$f":"IFERROR(IF(OR(L76=\"\",'Combined scenario - input'!$D61=\"\"),\"\",L76/'Combined scenario - input'!$D61),\"\")","v":""},{"$f":"IFERROR(IF(OR(M76=\"\",'Combined scenario - input'!$D61=\"\"),\"\",M76/'Combined scenario - input'!$D61),\"\")","v":""},{"$f":"IFERROR(IF(OR(N76=\"\",'Combined scenario - input'!$D61=\"\"),\"\",N76/'Combined scenario - input'!$D61),\"\")","v":""},{"$f":"IFERROR(IF(OR(O76=\"\",'Combined scenario - input'!$D61=\"\"),\"\",O76/'Combined scenario - input'!$D61),\"\")","v":""},{"$f":"IFERROR(IF(OR(P76=\"\",'Combined scenario - input'!$D61=\"\"),\"\",P76/'Combined scenario - input'!$D61),\"\")","v":""},{"$f":"IFERROR(IF(OR(Q76=\"\",'Combined scenario - input'!$D61=\"\"),\"\",Q76/'Combined scenario - input'!$D61),\"\")","v":""},{"$f":"IFERROR(IF(OR(R76=\"\",'Combined scenario - input'!$D61=\"\"),\"\",R76/'Combined scenario - input'!$D61),\"\")","v":""},{"$f":"IFERROR(IF(OR(S76=\"\",'Combined scenario - input'!$D61=\"\"),\"\",S76/'Combined scenario - input'!$D61),\"\")","v":""},{"$f":"IFERROR(IF(OR(T76=\"\",'Combined scenario - input'!$D61=\"\"),\"\",T76/'Combined scenario - input'!$D61),\"\")","v":""},{"$f":"IFERROR(IF(OR(U76=\"\",'Combined scenario - input'!$D61=\"\"),\"\",U76/'Combined scenario - input'!$D61),\"\")","v":""},{"$f":"IFERROR(IF(OR(V76=\"\",'Combined scenario - input'!$D61=\"\"),\"\",V76/'Combined scenario - input'!$D61),\"\")","v":""},{"$f":"IFERROR(IF(OR(W76=\"\",'Combined scenario - input'!$D61=\"\"),\"\",W76/'Combined scenario - input'!$D61),\"\")","v":""}]
[{"$f":"IFERROR('Combined scenario - input'!A62,\"\")","v":""},{"$f":"IFERROR('Combined scenario - input'!B62,\"\")","v":""},{"$f":"IFERROR('Combined scenario - input'!C62,\"\")","v":""},{"$f":"IFERROR(repcalc('Combined scenario - input'!$CV62:$GH62,'Combined scenario - input'!$G62,'Combined scenario - input'!$E62,'Combined scenario - input'!$F62,20,TRUE,TRUE),\"\")","v":""},"","","","","","","","","","","","","","","","","","","",{"$f":"IFERROR(IF(OR(D77=\"\",'Combined scenario - input'!$D62=\"\"),\"\",D77/'Combined scenario - input'!$D62),\"\")","v":""},{"$f":"IFERROR(IF(OR(E77=\"\",'Combined scenario - input'!$D62=\"\"),\"\",E77/'Combined scenario - input'!$D62),\"\")","v":""},{"$f":"IFERROR(IF(OR(F77=\"\",'Combined scenario - input'!$D62=\"\"),\"\",F77/'Combined scenario - input'!$D62),\"\")","v":""},{"$f":"IFERROR(IF(OR(G77=\"\",'Combined scenario - input'!$D62=\"\"),\"\",G77/'Combined scenario - input'!$D62),\"\")","v":""},{"$f":"IFERROR(IF(OR(H77=\"\",'Combined scenario - input'!$D62=\"\"),\"\",H77/'Combined scenario - input'!$D62),\"\")","v":""},{"$f":"IFERROR(IF(OR(I77=\"\",'Combined scenario - input'!$D62=\"\"),\"\",I77/'Combined scenario - input'!$D62),\"\")","v":""},{"$f":"IFERROR(IF(OR(J77=\"\",'Combined scenario - input'!$D62=\"\"),\"\",J77/'Combined scenario - input'!$D62),\"\")","v":""},{"$f":"IFERROR(IF(OR(K77=\"\",'Combined scenario - input'!$D62=\"\"),\"\",K77/'Combined scenario - input'!$D62),\"\")","v":""},{"$f":"IFERROR(IF(OR(L77=\"\",'Combined scenario - input'!$D62=\"\"),\"\",L77/'Combined scenario - input'!$D62),\"\")","v":""},{"$f":"IFERROR(IF(OR(M77=\"\",'Combined scenario - input'!$D62=\"\"),\"\",M77/'Combined scenario - input'!$D62),\"\")","v":""},{"$f":"IFERROR(IF(OR(N77=\"\",'Combined scenario - input'!$D62=\"\"),\"\",N77/'Combined scenario - input'!$D62),\"\")","v":""},{"$f":"IFERROR(IF(OR(O77=\"\",'Combined scenario - input'!$D62=\"\"),\"\",O77/'Combined scenario - input'!$D62),\"\")","v":""},{"$f":"IFERROR(IF(OR(P77=\"\",'Combined scenario - input'!$D62=\"\"),\"\",P77/'Combined scenario - input'!$D62),\"\")","v":""},{"$f":"IFERROR(IF(OR(Q77=\"\",'Combined scenario - input'!$D62=\"\"),\"\",Q77/'Combined scenario - input'!$D62),\"\")","v":""},{"$f":"IFERROR(IF(OR(R77=\"\",'Combined scenario - input'!$D62=\"\"),\"\",R77/'Combined scenario - input'!$D62),\"\")","v":""},{"$f":"IFERROR(IF(OR(S77=\"\",'Combined scenario - input'!$D62=\"\"),\"\",S77/'Combined scenario - input'!$D62),\"\")","v":""},{"$f":"IFERROR(IF(OR(T77=\"\",'Combined scenario - input'!$D62=\"\"),\"\",T77/'Combined scenario - input'!$D62),\"\")","v":""},{"$f":"IFERROR(IF(OR(U77=\"\",'Combined scenario - input'!$D62=\"\"),\"\",U77/'Combined scenario - input'!$D62),\"\")","v":""},{"$f":"IFERROR(IF(OR(V77=\"\",'Combined scenario - input'!$D62=\"\"),\"\",V77/'Combined scenario - input'!$D62),\"\")","v":""},{"$f":"IFERROR(IF(OR(W77=\"\",'Combined scenario - input'!$D62=\"\"),\"\",W77/'Combined scenario - input'!$D62),\"\")","v":""}]
[{"$f":"IFERROR('Combined scenario - input'!A63,\"\")","v":""},{"$f":"IFERROR('Combined scenario - input'!B63,\"\")","v":""},{"$f":"IFERROR('Combined scenario - input'!C63,\"\")","v":""},{"$f":"IFERROR(repcalc('Combined scenario - input'!$CV63:$GH63,'Combined scenario - input'!$G63,'Combined scenario - input'!$E63,'Combined scenario - input'!$F63,20,TRUE,TRUE),\"\")","v":""},"","","","","","","","","","","","","","","","","","","",{"$f":"IFERROR(IF(OR(D78=\"\",'Combined scenario - input'!$D63=\"\"),\"\",D78/'Combined scenario - input'!$D63),\"\")","v":""},{"$f":"IFERROR(IF(OR(E78=\"\",'Combined scenario - input'!$D63=\"\"),\"\",E78/'Combined scenario - input'!$D63),\"\")","v":""},{"$f":"IFERROR(IF(OR(F78=\"\",'Combined scenario - input'!$D63=\"\"),\"\",F78/'Combined scenario - input'!$D63),\"\")","v":""},{"$f":"IFERROR(IF(OR(G78=\"\",'Combined scenario - input'!$D63=\"\"),\"\",G78/'Combined scenario - input'!$D63),\"\")","v":""},{"$f":"IFERROR(IF(OR(H78=\"\",'Combined scenario - input'!$D63=\"\"),\"\",H78/'Combined scenario - input'!$D63),\"\")","v":""},{"$f":"IFERROR(IF(OR(I78=\"\",'Combined scenario - input'!$D63=\"\"),\"\",I78/'Combined scenario - input'!$D63),\"\")","v":""},{"$f":"IFERROR(IF(OR(J78=\"\",'Combined scenario - input'!$D63=\"\"),\"\",J78/'Combined scenario - input'!$D63),\"\")","v":""},{"$f":"IFERROR(IF(OR(K78=\"\",'Combined scenario - input'!$D63=\"\"),\"\",K78/'Combined scenario - input'!$D63),\"\")","v":""},{"$f":"IFERROR(IF(OR(L78=\"\",'Combined scenario - input'!$D63=\"\"),\"\",L78/'Combined scenario - input'!$D63),\"\")","v":""},{"$f":"IFERROR(IF(OR(M78=\"\",'Combined scenario - input'!$D63=\"\"),\"\",M78/'Combined scenario - input'!$D63),\"\")","v":""},{"$f":"IFERROR(IF(OR(N78=\"\",'Combined scenario - input'!$D63=\"\"),\"\",N78/'Combined scenario - input'!$D63),\"\")","v":""},{"$f":"IFERROR(IF(OR(O78=\"\",'Combined scenario - input'!$D63=\"\"),\"\",O78/'Combined scenario - input'!$D63),\"\")","v":""},{"$f":"IFERROR(IF(OR(P78=\"\",'Combined scenario - input'!$D63=\"\"),\"\",P78/'Combined scenario - input'!$D63),\"\")","v":""},{"$f":"IFERROR(IF(OR(Q78=\"\",'Combined scenario - input'!$D63=\"\"),\"\",Q78/'Combined scenario - input'!$D63),\"\")","v":""},{"$f":"IFERROR(IF(OR(R78=\"\",'Combined scenario - input'!$D63=\"\"),\"\",R78/'Combined scenario - input'!$D63),\"\")","v":""},{"$f":"IFERROR(IF(OR(S78=\"\",'Combined scenario - input'!$D63=\"\"),\"\",S78/'Combined scenario - input'!$D63),\"\")","v":""},{"$f":"IFERROR(IF(OR(T78=\"\",'Combined scenario - input'!$D63=\"\"),\"\",T78/'Combined scenario - input'!$D63),\"\")","v":""},{"$f":"IFERROR(IF(OR(U78=\"\",'Combined scenario - input'!$D63=\"\"),\"\",U78/'Combined scenario - input'!$D63),\"\")","v":""},{"$f":"IFERROR(IF(OR(V78=\"\",'Combined scenario - input'!$D63=\"\"),\"\",V78/'Combined scenario - input'!$D63),\"\")","v":""},{"$f":"IFERROR(IF(OR(W78=\"\",'Combined scenario - input'!$D63=\"\"),\"\",W78/'Combined scenario - input'!$D63),\"\")","v":""}]
[{"$f":"IFERROR('Combined scenario - input'!A64,\"\")","v":""},{"$f":"IFERROR('Combined scenario - input'!B64,\"\")","v":""},{"$f":"IFERROR('Combined scenario - input'!C64,\"\")","v":""},{"$f":"IFERROR(repcalc('Combined scenario - input'!$CV64:$GH64,'Combined scenario - input'!$G64,'Combined scenario - input'!$E64,'Combined scenario - input'!$F64,20,TRUE,TRUE),\"\")","v":""},"","","","","","","","","","","","","","","","","","","",{"$f":"IFERROR(IF(OR(D79=\"\",'Combined scenario - input'!$D64=\"\"),\"\",D79/'Combined scenario - input'!$D64),\"\")","v":""},{"$f":"IFERROR(IF(OR(E79=\"\",'Combined scenario - input'!$D64=\"\"),\"\",E79/'Combined scenario - input'!$D64),\"\")","v":""},{"$f":"IFERROR(IF(OR(F79=\"\",'Combined scenario - input'!$D64=\"\"),\"\",F79/'Combined scenario - input'!$D64),\"\")","v":""},{"$f":"IFERROR(IF(OR(G79=\"\",'Combined scenario - input'!$D64=\"\"),\"\",G79/'Combined scenario - input'!$D64),\"\")","v":""},{"$f":"IFERROR(IF(OR(H79=\"\",'Combined scenario - input'!$D64=\"\"),\"\",H79/'Combined scenario - input'!$D64),\"\")","v":""},{"$f":"IFERROR(IF(OR(I79=\"\",'Combined scenario - input'!$D64=\"\"),\"\",I79/'Combined scenario - input'!$D64),\"\")","v":""},{"$f":"IFERROR(IF(OR(J79=\"\",'Combined scenario - input'!$D64=\"\"),\"\",J79/'Combined scenario - input'!$D64),\"\")","v":""},{"$f":"IFERROR(IF(OR(K79=\"\",'Combined scenario - input'!$D64=\"\"),\"\",K79/'Combined scenario - input'!$D64),\"\")","v":""},{"$f":"IFERROR(IF(OR(L79=\"\",'Combined scenario - input'!$D64=\"\"),\"\",L79/'Combined scenario - input'!$D64),\"\")","v":""},{"$f":"IFERROR(IF(OR(M79=\"\",'Combined scenario - input'!$D64=\"\"),\"\",M79/'Combined scenario - input'!$D64),\"\")","v":""},{"$f":"IFERROR(IF(OR(N79=\"\",'Combined scenario - input'!$D64=\"\"),\"\",N79/'Combined scenario - input'!$D64),\"\")","v":""},{"$f":"IFERROR(IF(OR(O79=\"\",'Combined scenario - input'!$D64=\"\"),\"\",O79/'Combined scenario - input'!$D64),\"\")","v":""},{"$f":"IFERROR(IF(OR(P79=\"\",'Combined scenario - input'!$D64=\"\"),\"\",P79/'Combined scenario - input'!$D64),\"\")","v":""},{"$f":"IFERROR(IF(OR(Q79=\"\",'Combined scenario - input'!$D64=\"\"),\"\",Q79/'Combined scenario - input'!$D64),\"\")","v":""},{"$f":"IFERROR(IF(OR(R79=\"\",'Combined scenario - input'!$D64=\"\"),\"\",R79/'Combined scenario - input'!$D64),\"\")","v":""},{"$f":"IFERROR(IF(OR(S79=\"\",'Combined scenario - input'!$D64=\"\"),\"\",S79/'Combined scenario - input'!$D64),\"\")","v":""},{"$f":"IFERROR(IF(OR(T79=\"\",'Combined scenario - input'!$D64=\"\"),\"\",T79/'Combined scenario - input'!$D64),\"\")","v":""},{"$f":"IFERROR(IF(OR(U79=\"\",'Combined scenario - input'!$D64=\"\"),\"\",U79/'Combined scenario - input'!$D64),\"\")","v":""},{"$f":"IFERROR(IF(OR(V79=\"\",'Combined scenario - input'!$D64=\"\"),\"\",V79/'Combined scenario - input'!$D64),\"\")","v":""},{"$f":"IFERROR(IF(OR(W79=\"\",'Combined scenario - input'!$D64=\"\"),\"\",W79/'Combined scenario - input'!$D64),\"\")","v":""}]
[{"$f":"IFERROR('Combined scenario - input'!A65,\"\")","v":""},{"$f":"IFERROR('Combined scenario - input'!B65,\"\")","v":""},{"$f":"IFERROR('Combined scenario - input'!C65,\"\")","v":""},{"$f":"IFERROR(repcalc('Combined scenario - input'!$CV65:$GH65,'Combined scenario - input'!$G65,'Combined scenario - input'!$E65,'Combined scenario - input'!$F65,20,TRUE,TRUE),\"\")","v":""},"","","","","","","","","","","","","","","","","","","",{"$f":"IFERROR(IF(OR(D80=\"\",'Combined scenario - input'!$D65=\"\"),\"\",D80/'Combined scenario - input'!$D65),\"\")","v":""},{"$f":"IFERROR(IF(OR(E80=\"\",'Combined scenario - input'!$D65=\"\"),\"\",E80/'Combined scenario - input'!$D65),\"\")","v":""},{"$f":"IFERROR(IF(OR(F80=\"\",'Combined scenario - input'!$D65=\"\"),\"\",F80/'Combined scenario - input'!$D65),\"\")","v":""},{"$f":"IFERROR(IF(OR(G80=\"\",'Combined scenario - input'!$D65=\"\"),\"\",G80/'Combined scenario - input'!$D65),\"\")","v":""},{"$f":"IFERROR(IF(OR(H80=\"\",'Combined scenario - input'!$D65=\"\"),\"\",H80/'Combined scenario - input'!$D65),\"\")","v":""},{"$f":"IFERROR(IF(OR(I80=\"\",'Combined scenario - input'!$D65=\"\"),\"\",I80/'Combined scenario - input'!$D65),\"\")","v":""},{"$f":"IFERROR(IF(OR(J80=\"\",'Combined scenario - input'!$D65=\"\"),\"\",J80/'Combined scenario - input'!$D65),\"\")","v":""},{"$f":"IFERROR(IF(OR(K80=\"\",'Combined scenario - input'!$D65=\"\"),\"\",K80/'Combined scenario - input'!$D65),\"\")","v":""},{"$f":"IFERROR(IF(OR(L80=\"\",'Combined scenario - input'!$D65=\"\"),\"\",L80/'Combined scenario - input'!$D65),\"\")","v":""},{"$f":"IFERROR(IF(OR(M80=\"\",'Combined scenario - input'!$D65=\"\"),\"\",M80/'Combined scenario - input'!$D65),\"\")","v":""},{"$f":"IFERROR(IF(OR(N80=\"\",'Combined scenario - input'!$D65=\"\"),\"\",N80/'Combined scenario - input'!$D65),\"\")","v":""},{"$f":"IFERROR(IF(OR(O80=\"\",'Combined scenario - input'!$D65=\"\"),\"\",O80/'Combined scenario - input'!$D65),\"\")","v":""},{"$f":"IFERROR(IF(OR(P80=\"\",'Combined scenario - input'!$D65=\"\"),\"\",P80/'Combined scenario - input'!$D65),\"\")","v":""},{"$f":"IFERROR(IF(OR(Q80=\"\",'Combined scenario - input'!$D65=\"\"),\"\",Q80/'Combined scenario - input'!$D65),\"\")","v":""},{"$f":"IFERROR(IF(OR(R80=\"\",'Combined scenario - input'!$D65=\"\"),\"\",R80/'Combined scenario - input'!$D65),\"\")","v":""},{"$f":"IFERROR(IF(OR(S80=\"\",'Combined scenario - input'!$D65=\"\"),\"\",S80/'Combined scenario - input'!$D65),\"\")","v":""},{"$f":"IFERROR(IF(OR(T80=\"\",'Combined scenario - input'!$D65=\"\"),\"\",T80/'Combined scenario - input'!$D65),\"\")","v":""},{"$f":"IFERROR(IF(OR(U80=\"\",'Combined scenario - input'!$D65=\"\"),\"\",U80/'Combined scenario - input'!$D65),\"\")","v":""},{"$f":"IFERROR(IF(OR(V80=\"\",'Combined scenario - input'!$D65=\"\"),\"\",V80/'Combined scenario - input'!$D65),\"\")","v":""},{"$f":"IFERROR(IF(OR(W80=\"\",'Combined scenario - input'!$D65=\"\"),\"\",W80/'Combined scenario - input'!$D65),\"\")","v":""}]
[{"$f":"IFERROR('Combined scenario - input'!A66,\"\")","v":""},{"$f":"IFERROR('Combined scenario - input'!B66,\"\")","v":""},{"$f":"IFERROR('Combined scenario - input'!C66,\"\")","v":""},{"$f":"IFERROR(repcalc('Combined scenario - input'!$CV66:$GH66,'Combined scenario - input'!$G66,'Combined scenario - input'!$E66,'Combined scenario - input'!$F66,20,TRUE,TRUE),\"\")","v":""},"","","","","","","","","","","","","","","","","","","",{"$f":"IFERROR(IF(OR(D81=\"\",'Combined scenario - input'!$D66=\"\"),\"\",D81/'Combined scenario - input'!$D66),\"\")","v":""},{"$f":"IFERROR(IF(OR(E81=\"\",'Combined scenario - input'!$D66=\"\"),\"\",E81/'Combined scenario - input'!$D66),\"\")","v":""},{"$f":"IFERROR(IF(OR(F81=\"\",'Combined scenario - input'!$D66=\"\"),\"\",F81/'Combined scenario - input'!$D66),\"\")","v":""},{"$f":"IFERROR(IF(OR(G81=\"\",'Combined scenario - input'!$D66=\"\"),\"\",G81/'Combined scenario - input'!$D66),\"\")","v":""},{"$f":"IFERROR(IF(OR(H81=\"\",'Combined scenario - input'!$D66=\"\"),\"\",H81/'Combined scenario - input'!$D66),\"\")","v":""},{"$f":"IFERROR(IF(OR(I81=\"\",'Combined scenario - input'!$D66=\"\"),\"\",I81/'Combined scenario - input'!$D66),\"\")","v":""},{"$f":"IFERROR(IF(OR(J81=\"\",'Combined scenario - input'!$D66=\"\"),\"\",J81/'Combined scenario - input'!$D66),\"\")","v":""},{"$f":"IFERROR(IF(OR(K81=\"\",'Combined scenario - input'!$D66=\"\"),\"\",K81/'Combined scenario - input'!$D66),\"\")","v":""},{"$f":"IFERROR(IF(OR(L81=\"\",'Combined scenario - input'!$D66=\"\"),\"\",L81/'Combined scenario - input'!$D66),\"\")","v":""},{"$f":"IFERROR(IF(OR(M81=\"\",'Combined scenario - input'!$D66=\"\"),\"\",M81/'Combined scenario - input'!$D66),\"\")","v":""},{"$f":"IFERROR(IF(OR(N81=\"\",'Combined scenario - input'!$D66=\"\"),\"\",N81/'Combined scenario - input'!$D66),\"\")","v":""},{"$f":"IFERROR(IF(OR(O81=\"\",'Combined scenario - input'!$D66=\"\"),\"\",O81/'Combined scenario - input'!$D66),\"\")","v":""},{"$f":"IFERROR(IF(OR(P81=\"\",'Combined scenario - input'!$D66=\"\"),\"\",P81/'Combined scenario - input'!$D66),\"\")","v":""},{"$f":"IFERROR(IF(OR(Q81=\"\",'Combined scenario - input'!$D66=\"\"),\"\",Q81/'Combined scenario - input'!$D66),\"\")","v":""},{"$f":"IFERROR(IF(OR(R81=\"\",'Combined scenario - input'!$D66=\"\"),\"\",R81/'Combined scenario - input'!$D66),\"\")","v":""},{"$f":"IFERROR(IF(OR(S81=\"\",'Combined scenario - input'!$D66=\"\"),\"\",S81/'Combined scenario - input'!$D66),\"\")","v":""},{"$f":"IFERROR(IF(OR(T81=\"\",'Combined scenario - input'!$D66=\"\"),\"\",T81/'Combined scenario - input'!$D66),\"\")","v":""},{"$f":"IFERROR(IF(OR(U81=\"\",'Combined scenario - input'!$D66=\"\"),\"\",U81/'Combined scenario - input'!$D66),\"\")","v":""},{"$f":"IFERROR(IF(OR(V81=\"\",'Combined scenario - input'!$D66=\"\"),\"\",V81/'Combined scenario - input'!$D66),\"\")","v":""},{"$f":"IFERROR(IF(OR(W81=\"\",'Combined scenario - input'!$D66=\"\"),\"\",W81/'Combined scenario - input'!$D66),\"\")","v":""}]
[{"$f":"IFERROR('Combined scenario - input'!A67,\"\")","v":""},{"$f":"IFERROR('Combined scenario - input'!B67,\"\")","v":""},{"$f":"IFERROR('Combined scenario - input'!C67,\"\")","v":""},{"$f":"IFERROR(repcalc('Combined scenario - input'!$CV67:$GH67,'Combined scenario - input'!$G67,'Combined scenario - input'!$E67,'Combined scenario - input'!$F67,20,TRUE,TRUE),\"\")","v":""},"","","","","","","","","","","","","","","","","","","",{"$f":"IFERROR(IF(OR(D82=\"\",'Combined scenario - input'!$D67=\"\"),\"\",D82/'Combined scenario - input'!$D67),\"\")","v":""},{"$f":"IFERROR(IF(OR(E82=\"\",'Combined scenario - input'!$D67=\"\"),\"\",E82/'Combined scenario - input'!$D67),\"\")","v":""},{"$f":"IFERROR(IF(OR(F82=\"\",'Combined scenario - input'!$D67=\"\"),\"\",F82/'Combined scenario - input'!$D67),\"\")","v":""},{"$f":"IFERROR(IF(OR(G82=\"\",'Combined scenario - input'!$D67=\"\"),\"\",G82/'Combined scenario - input'!$D67),\"\")","v":""},{"$f":"IFERROR(IF(OR(H82=\"\",'Combined scenario - input'!$D67=\"\"),\"\",H82/'Combined scenario - input'!$D67),\"\")","v":""},{"$f":"IFERROR(IF(OR(I82=\"\",'Combined scenario - input'!$D67=\"\"),\"\",I82/'Combined scenario - input'!$D67),\"\")","v":""},{"$f":"IFERROR(IF(OR(J82=\"\",'Combined scenario - input'!$D67=\"\"),\"\",J82/'Combined scenario - input'!$D67),\"\")","v":""},{"$f":"IFERROR(IF(OR(K82=\"\",'Combined scenario - input'!$D67=\"\"),\"\",K82/'Combined scenario - input'!$D67),\"\")","v":""},{"$f":"IFERROR(IF(OR(L82=\"\",'Combined scenario - input'!$D67=\"\"),\"\",L82/'Combined scenario - input'!$D67),\"\")","v":""},{"$f":"IFERROR(IF(OR(M82=\"\",'Combined scenario - input'!$D67=\"\"),\"\",M82/'Combined scenario - input'!$D67),\"\")","v":""},{"$f":"IFERROR(IF(OR(N82=\"\",'Combined scenario - input'!$D67=\"\"),\"\",N82/'Combined scenario - input'!$D67),\"\")","v":""},{"$f":"IFERROR(IF(OR(O82=\"\",'Combined scenario - input'!$D67=\"\"),\"\",O82/'Combined scenario - input'!$D67),\"\")","v":""},{"$f":"IFERROR(IF(OR(P82=\"\",'Combined scenario - input'!$D67=\"\"),\"\",P82/'Combined scenario - input'!$D67),\"\")","v":""},{"$f":"IFERROR(IF(OR(Q82=\"\",'Combined scenario - input'!$D67=\"\"),\"\",Q82/'Combined scenario - input'!$D67),\"\")","v":""},{"$f":"IFERROR(IF(OR(R82=\"\",'Combined scenario - input'!$D67=\"\"),\"\",R82/'Combined scenario - input'!$D67),\"\")","v":""},{"$f":"IFERROR(IF(OR(S82=\"\",'Combined scenario - input'!$D67=\"\"),\"\",S82/'Combined scenario - input'!$D67),\"\")","v":""},{"$f":"IFERROR(IF(OR(T82=\"\",'Combined scenario - input'!$D67=\"\"),\"\",T82/'Combined scenario - input'!$D67),\"\")","v":""},{"$f":"IFERROR(IF(OR(U82=\"\",'Combined scenario - input'!$D67=\"\"),\"\",U82/'Combined scenario - input'!$D67),\"\")","v":""},{"$f":"IFERROR(IF(OR(V82=\"\",'Combined scenario - input'!$D67=\"\"),\"\",V82/'Combined scenario - input'!$D67),\"\")","v":""},{"$f":"IFERROR(IF(OR(W82=\"\",'Combined scenario - input'!$D67=\"\"),\"\",W82/'Combined scenario - input'!$D67),\"\")","v":""}]
[{"$f":"IFERROR('Combined scenario - input'!A68,\"\")","v":""},{"$f":"IFERROR('Combined scenario - input'!B68,\"\")","v":""},{"$f":"IFERROR('Combined scenario - input'!C68,\"\")","v":""},{"$f":"IFERROR(repcalc('Combined scenario - input'!$CV68:$GH68,'Combined scenario - input'!$G68,'Combined scenario - input'!$E68,'Combined scenario - input'!$F68,20,TRUE,TRUE),\"\")","v":""},"","","","","","","","","","","","","","","","","","","",{"$f":"IFERROR(IF(OR(D83=\"\",'Combined scenario - input'!$D68=\"\"),\"\",D83/'Combined scenario - input'!$D68),\"\")","v":""},{"$f":"IFERROR(IF(OR(E83=\"\",'Combined scenario - input'!$D68=\"\"),\"\",E83/'Combined scenario - input'!$D68),\"\")","v":""},{"$f":"IFERROR(IF(OR(F83=\"\",'Combined scenario - input'!$D68=\"\"),\"\",F83/'Combined scenario - input'!$D68),\"\")","v":""},{"$f":"IFERROR(IF(OR(G83=\"\",'Combined scenario - input'!$D68=\"\"),\"\",G83/'Combined scenario - input'!$D68),\"\")","v":""},{"$f":"IFERROR(IF(OR(H83=\"\",'Combined scenario - input'!$D68=\"\"),\"\",H83/'Combined scenario - input'!$D68),\"\")","v":""},{"$f":"IFERROR(IF(OR(I83=\"\",'Combined scenario - input'!$D68=\"\"),\"\",I83/'Combined scenario - input'!$D68),\"\")","v":""},{"$f":"IFERROR(IF(OR(J83=\"\",'Combined scenario - input'!$D68=\"\"),\"\",J83/'Combined scenario - input'!$D68),\"\")","v":""},{"$f":"IFERROR(IF(OR(K83=\"\",'Combined scenario - input'!$D68=\"\"),\"\",K83/'Combined scenario - input'!$D68),\"\")","v":""},{"$f":"IFERROR(IF(OR(L83=\"\",'Combined scenario - input'!$D68=\"\"),\"\",L83/'Combined scenario - input'!$D68),\"\")","v":""},{"$f":"IFERROR(IF(OR(M83=\"\",'Combined scenario - input'!$D68=\"\"),\"\",M83/'Combined scenario - input'!$D68),\"\")","v":""},{"$f":"IFERROR(IF(OR(N83=\"\",'Combined scenario - input'!$D68=\"\"),\"\",N83/'Combined scenario - input'!$D68),\"\")","v":""},{"$f":"IFERROR(IF(OR(O83=\"\",'Combined scenario - input'!$D68=\"\"),\"\",O83/'Combined scenario - input'!$D68),\"\")","v":""},{"$f":"IFERROR(IF(OR(P83=\"\",'Combined scenario - input'!$D68=\"\"),\"\",P83/'Combined scenario - input'!$D68),\"\")","v":""},{"$f":"IFERROR(IF(OR(Q83=\"\",'Combined scenario - input'!$D68=\"\"),\"\",Q83/'Combined scenario - input'!$D68),\"\")","v":""},{"$f":"IFERROR(IF(OR(R83=\"\",'Combined scenario - input'!$D68=\"\"),\"\",R83/'Combined scenario - input'!$D68),\"\")","v":""},{"$f":"IFERROR(IF(OR(S83=\"\",'Combined scenario - input'!$D68=\"\"),\"\",S83/'Combined scenario - input'!$D68),\"\")","v":""},{"$f":"IFERROR(IF(OR(T83=\"\",'Combined scenario - input'!$D68=\"\"),\"\",T83/'Combined scenario - input'!$D68),\"\")","v":""},{"$f":"IFERROR(IF(OR(U83=\"\",'Combined scenario - input'!$D68=\"\"),\"\",U83/'Combined scenario - input'!$D68),\"\")","v":""},{"$f":"IFERROR(IF(OR(V83=\"\",'Combined scenario - input'!$D68=\"\"),\"\",V83/'Combined scenario - input'!$D68),\"\")","v":""},{"$f":"IFERROR(IF(OR(W83=\"\",'Combined scenario - input'!$D68=\"\"),\"\",W83/'Combined scenario - input'!$D68),\"\")","v":""}]
[{"$f":"IFERROR('Combined scenario - input'!A69,\"\")","v":""},{"$f":"IFERROR('Combined scenario - input'!B69,\"\")","v":""},{"$f":"IFERROR('Combined scenario - input'!C69,\"\")","v":""},{"$f":"IFERROR(repcalc('Combined scenario - input'!$CV69:$GH69,'Combined scenario - input'!$G69,'Combined scenario - input'!$E69,'Combined scenario - input'!$F69,20,TRUE,TRUE),\"\")","v":""},"","","","","","","","","","","","","","","","","","","",{"$f":"IFERROR(IF(OR(D84=\"\",'Combined scenario - input'!$D69=\"\"),\"\",D84/'Combined scenario - input'!$D69),\"\")","v":""},{"$f":"IFERROR(IF(OR(E84=\"\",'Combined scenario - input'!$D69=\"\"),\"\",E84/'Combined scenario - input'!$D69),\"\")","v":""},{"$f":"IFERROR(IF(OR(F84=\"\",'Combined scenario - input'!$D69=\"\"),\"\",F84/'Combined scenario - input'!$D69),\"\")","v":""},{"$f":"IFERROR(IF(OR(G84=\"\",'Combined scenario - input'!$D69=\"\"),\"\",G84/'Combined scenario - input'!$D69),\"\")","v":""},{"$f":"IFERROR(IF(OR(H84=\"\",'Combined scenario - input'!$D69=\"\"),\"\",H84/'Combined scenario - input'!$D69),\"\")","v":""},{"$f":"IFERROR(IF(OR(I84=\"\",'Combined scenario - input'!$D69=\"\"),\"\",I84/'Combined scenario - input'!$D69),\"\")","v":""},{"$f":"IFERROR(IF(OR(J84=\"\",'Combined scenario - input'!$D69=\"\"),\"\",J84/'Combined scenario - input'!$D69),\"\")","v":""},{"$f":"IFERROR(IF(OR(K84=\"\",'Combined scenario - input'!$D69=\"\"),\"\",K84/'Combined scenario - input'!$D69),\"\")","v":""},{"$f":"IFERROR(IF(OR(L84=\"\",'Combined scenario - input'!$D69=\"\"),\"\",L84/'Combined scenario - input'!$D69),\"\")","v":""},{"$f":"IFERROR(IF(OR(M84=\"\",'Combined scenario - input'!$D69=\"\"),\"\",M84/'Combined scenario - input'!$D69),\"\")","v":""},{"$f":"IFERROR(IF(OR(N84=\"\",'Combined scenario - input'!$D69=\"\"),\"\",N84/'Combined scenario - input'!$D69),\"\")","v":""},{"$f":"IFERROR(IF(OR(O84=\"\",'Combined scenario - input'!$D69=\"\"),\"\",O84/'Combined scenario - input'!$D69),\"\")","v":""},{"$f":"IFERROR(IF(OR(P84=\"\",'Combined scenario - input'!$D69=\"\"),\"\",P84/'Combined scenario - input'!$D69),\"\")","v":""},{"$f":"IFERROR(IF(OR(Q84=\"\",'Combined scenario - input'!$D69=\"\"),\"\",Q84/'Combined scenario - input'!$D69),\"\")","v":""},{"$f":"IFERROR(IF(OR(R84=\"\",'Combined scenario - input'!$D69=\"\"),\"\",R84/'Combined scenario - input'!$D69),\"\")","v":""},{"$f":"IFERROR(IF(OR(S84=\"\",'Combined scenario - input'!$D69=\"\"),\"\",S84/'Combined scenario - input'!$D69),\"\")","v":""},{"$f":"IFERROR(IF(OR(T84=\"\",'Combined scenario - input'!$D69=\"\"),\"\",T84/'Combined scenario - input'!$D69),\"\")","v":""},{"$f":"IFERROR(IF(OR(U84=\"\",'Combined scenario - input'!$D69=\"\"),\"\",U84/'Combined scenario - input'!$D69),\"\")","v":""},{"$f":"IFERROR(IF(OR(V84=\"\",'Combined scenario - input'!$D69=\"\"),\"\",V84/'Combined scenario - input'!$D69),\"\")","v":""},{"$f":"IFERROR(IF(OR(W84=\"\",'Combined scenario - input'!$D69=\"\"),\"\",W84/'Combined scenario - input'!$D69),\"\")","v":""}]
[{"$f":"IFERROR('Combined scenario - input'!A70,\"\")","v":""},{"$f":"IFERROR('Combined scenario - input'!B70,\"\")","v":""},{"$f":"IFERROR('Combined scenario - input'!C70,\"\")","v":""},{"$f":"IFERROR(repcalc('Combined scenario - input'!$CV70:$GH70,'Combined scenario - input'!$G70,'Combined scenario - input'!$E70,'Combined scenario - input'!$F70,20,TRUE,TRUE),\"\")","v":""},"","","","","","","","","","","","","","","","","","","",{"$f":"IFERROR(IF(OR(D85=\"\",'Combined scenario - input'!$D70=\"\"),\"\",D85/'Combined scenario - input'!$D70),\"\")","v":""},{"$f":"IFERROR(IF(OR(E85=\"\",'Combined scenario - input'!$D70=\"\"),\"\",E85/'Combined scenario - input'!$D70),\"\")","v":""},{"$f":"IFERROR(IF(OR(F85=\"\",'Combined scenario - input'!$D70=\"\"),\"\",F85/'Combined scenario - input'!$D70),\"\")","v":""},{"$f":"IFERROR(IF(OR(G85=\"\",'Combined scenario - input'!$D70=\"\"),\"\",G85/'Combined scenario - input'!$D70),\"\")","v":""},{"$f":"IFERROR(IF(OR(H85=\"\",'Combined scenario - input'!$D70=\"\"),\"\",H85/'Combined scenario - input'!$D70),\"\")","v":""},{"$f":"IFERROR(IF(OR(I85=\"\",'Combined scenario - input'!$D70=\"\"),\"\",I85/'Combined scenario - input'!$D70),\"\")","v":""},{"$f":"IFERROR(IF(OR(J85=\"\",'Combined scenario - input'!$D70=\"\"),\"\",J85/'Combined scenario - input'!$D70),\"\")","v":""},{"$f":"IFERROR(IF(OR(K85=\"\",'Combined scenario - input'!$D70=\"\"),\"\",K85/'Combined scenario - input'!$D70),\"\")","v":""},{"$f":"IFERROR(IF(OR(L85=\"\",'Combined scenario - input'!$D70=\"\"),\"\",L85/'Combined scenario - input'!$D70),\"\")","v":""},{"$f":"IFERROR(IF(OR(M85=\"\",'Combined scenario - input'!$D70=\"\"),\"\",M85/'Combined scenario - input'!$D70),\"\")","v":""},{"$f":"IFERROR(IF(OR(N85=\"\",'Combined scenario - input'!$D70=\"\"),\"\",N85/'Combined scenario - input'!$D70),\"\")","v":""},{"$f":"IFERROR(IF(OR(O85=\"\",'Combined scenario - input'!$D70=\"\"),\"\",O85/'Combined scenario - input'!$D70),\"\")","v":""},{"$f":"IFERROR(IF(OR(P85=\"\",'Combined scenario - input'!$D70=\"\"),\"\",P85/'Combined scenario - input'!$D70),\"\")","v":""},{"$f":"IFERROR(IF(OR(Q85=\"\",'Combined scenario - input'!$D70=\"\"),\"\",Q85/'Combined scenario - input'!$D70),\"\")","v":""},{"$f":"IFERROR(IF(OR(R85=\"\",'Combined scenario - input'!$D70=\"\"),\"\",R85/'Combined scenario - input'!$D70),\"\")","v":""},{"$f":"IFERROR(IF(OR(S85=\"\",'Combined scenario - input'!$D70=\"\"),\"\",S85/'Combined scenario - input'!$D70),\"\")","v":""},{"$f":"IFERROR(IF(OR(T85=\"\",'Combined scenario - input'!$D70=\"\"),\"\",T85/'Combined scenario - input'!$D70),\"\")","v":""},{"$f":"IFERROR(IF(OR(U85=\"\",'Combined scenario - input'!$D70=\"\"),\"\",U85/'Combined scenario - input'!$D70),\"\")","v":""},{"$f":"IFERROR(IF(OR(V85=\"\",'Combined scenario - input'!$D70=\"\"),\"\",V85/'Combined scenario - input'!$D70),\"\")","v":""},{"$f":"IFERROR(IF(OR(W85=\"\",'Combined scenario - input'!$D70=\"\"),\"\",W85/'Combined scenario - input'!$D70),\"\")","v":""}]
[{"$f":"IFERROR('Combined scenario - input'!A71,\"\")","v":""},{"$f":"IFERROR('Combined scenario - input'!B71,\"\")","v":""},{"$f":"IFERROR('Combined scenario - input'!C71,\"\")","v":""},{"$f":"IFERROR(repcalc('Combined scenario - input'!$CV71:$GH71,'Combined scenario - input'!$G71,'Combined scenario - input'!$E71,'Combined scenario - input'!$F71,20,TRUE,TRUE),\"\")","v":""},"","","","","","","","","","","","","","","","","","","",{"$f":"IFERROR(IF(OR(D86=\"\",'Combined scenario - input'!$D71=\"\"),\"\",D86/'Combined scenario - input'!$D71),\"\")","v":""},{"$f":"IFERROR(IF(OR(E86=\"\",'Combined scenario - input'!$D71=\"\"),\"\",E86/'Combined scenario - input'!$D71),\"\")","v":""},{"$f":"IFERROR(IF(OR(F86=\"\",'Combined scenario - input'!$D71=\"\"),\"\",F86/'Combined scenario - input'!$D71),\"\")","v":""},{"$f":"IFERROR(IF(OR(G86=\"\",'Combined scenario - input'!$D71=\"\"),\"\",G86/'Combined scenario - input'!$D71),\"\")","v":""},{"$f":"IFERROR(IF(OR(H86=\"\",'Combined scenario - input'!$D71=\"\"),\"\",H86/'Combined scenario - input'!$D71),\"\")","v":""},{"$f":"IFERROR(IF(OR(I86=\"\",'Combined scenario - input'!$D71=\"\"),\"\",I86/'Combined scenario - input'!$D71),\"\")","v":""},{"$f":"IFERROR(IF(OR(J86=\"\",'Combined scenario - input'!$D71=\"\"),\"\",J86/'Combined scenario - input'!$D71),\"\")","v":""},{"$f":"IFERROR(IF(OR(K86=\"\",'Combined scenario - input'!$D71=\"\"),\"\",K86/'Combined scenario - input'!$D71),\"\")","v":""},{"$f":"IFERROR(IF(OR(L86=\"\",'Combined scenario - input'!$D71=\"\"),\"\",L86/'Combined scenario - input'!$D71),\"\")","v":""},{"$f":"IFERROR(IF(OR(M86=\"\",'Combined scenario - input'!$D71=\"\"),\"\",M86/'Combined scenario - input'!$D71),\"\")","v":""},{"$f":"IFERROR(IF(OR(N86=\"\",'Combined scenario - input'!$D71=\"\"),\"\",N86/'Combined scenario - input'!$D71),\"\")","v":""},{"$f":"IFERROR(IF(OR(O86=\"\",'Combined scenario - input'!$D71=\"\"),\"\",O86/'Combined scenario - input'!$D71),\"\")","v":""},{"$f":"IFERROR(IF(OR(P86=\"\",'Combined scenario - input'!$D71=\"\"),\"\",P86/'Combined scenario - input'!$D71),\"\")","v":""},{"$f":"IFERROR(IF(OR(Q86=\"\",'Combined scenario - input'!$D71=\"\"),\"\",Q86/'Combined scenario - input'!$D71),\"\")","v":""},{"$f":"IFERROR(IF(OR(R86=\"\",'Combined scenario - input'!$D71=\"\"),\"\",R86/'Combined scenario - input'!$D71),\"\")","v":""},{"$f":"IFERROR(IF(OR(S86=\"\",'Combined scenario - input'!$D71=\"\"),\"\",S86/'Combined scenario - input'!$D71),\"\")","v":""},{"$f":"IFERROR(IF(OR(T86=\"\",'Combined scenario - input'!$D71=\"\"),\"\",T86/'Combined scenario - input'!$D71),\"\")","v":""},{"$f":"IFERROR(IF(OR(U86=\"\",'Combined scenario - input'!$D71=\"\"),\"\",U86/'Combined scenario - input'!$D71),\"\")","v":""},{"$f":"IFERROR(IF(OR(V86=\"\",'Combined scenario - input'!$D71=\"\"),\"\",V86/'Combined scenario - input'!$D71),\"\")","v":""},{"$f":"IFERROR(IF(OR(W86=\"\",'Combined scenario - input'!$D71=\"\"),\"\",W86/'Combined scenario - input'!$D71),\"\")","v":""}]
[{"$f":"IFERROR('Combined scenario - input'!A72,\"\")","v":""},{"$f":"IFERROR('Combined scenario - input'!B72,\"\")","v":""},{"$f":"IFERROR('Combined scenario - input'!C72,\"\")","v":""},{"$f":"IFERROR(repcalc('Combined scenario - input'!$CV72:$GH72,'Combined scenario - input'!$G72,'Combined scenario - input'!$E72,'Combined scenario - input'!$F72,20,TRUE,TRUE),\"\")","v":""},"","","","","","","","","","","","","","","","","","","",{"$f":"IFERROR(IF(OR(D87=\"\",'Combined scenario - input'!$D72=\"\"),\"\",D87/'Combined scenario - input'!$D72),\"\")","v":""},{"$f":"IFERROR(IF(OR(E87=\"\",'Combined scenario - input'!$D72=\"\"),\"\",E87/'Combined scenario - input'!$D72),\"\")","v":""},{"$f":"IFERROR(IF(OR(F87=\"\",'Combined scenario - input'!$D72=\"\"),\"\",F87/'Combined scenario - input'!$D72),\"\")","v":""},{"$f":"IFERROR(IF(OR(G87=\"\",'Combined scenario - input'!$D72=\"\"),\"\",G87/'Combined scenario - input'!$D72),\"\")","v":""},{"$f":"IFERROR(IF(OR(H87=\"\",'Combined scenario - input'!$D72=\"\"),\"\",H87/'Combined scenario - input'!$D72),\"\")","v":""},{"$f":"IFERROR(IF(OR(I87=\"\",'Combined scenario - input'!$D72=\"\"),\"\",I87/'Combined scenario - input'!$D72),\"\")","v":""},{"$f":"IFERROR(IF(OR(J87=\"\",'Combined scenario - input'!$D72=\"\"),\"\",J87/'Combined scenario - input'!$D72),\"\")","v":""},{"$f":"IFERROR(IF(OR(K87=\"\",'Combined scenario - input'!$D72=\"\"),\"\",K87/'Combined scenario - input'!$D72),\"\")","v":""},{"$f":"IFERROR(IF(OR(L87=\"\",'Combined scenario - input'!$D72=\"\"),\"\",L87/'Combined scenario - input'!$D72),\"\")","v":""},{"$f":"IFERROR(IF(OR(M87=\"\",'Combined scenario - input'!$D72=\"\"),\"\",M87/'Combined scenario - input'!$D72),\"\")","v":""},{"$f":"IFERROR(IF(OR(N87=\"\",'Combined scenario - input'!$D72=\"\"),\"\",N87/'Combined scenario - input'!$D72),\"\")","v":""},{"$f":"IFERROR(IF(OR(O87=\"\",'Combined scenario - input'!$D72=\"\"),\"\",O87/'Combined scenario - input'!$D72),\"\")","v":""},{"$f":"IFERROR(IF(OR(P87=\"\",'Combined scenario - input'!$D72=\"\"),\"\",P87/'Combined scenario - input'!$D72),\"\")","v":""},{"$f":"IFERROR(IF(OR(Q87=\"\",'Combined scenario - input'!$D72=\"\"),\"\",Q87/'Combined scenario - input'!$D72),\"\")","v":""},{"$f":"IFERROR(IF(OR(R87=\"\",'Combined scenario - input'!$D72=\"\"),\"\",R87/'Combined scenario - input'!$D72),\"\")","v":""},{"$f":"IFERROR(IF(OR(S87=\"\",'Combined scenario - input'!$D72=\"\"),\"\",S87/'Combined scenario - input'!$D72),\"\")","v":""},{"$f":"IFERROR(IF(OR(T87=\"\",'Combined scenario - input'!$D72=\"\"),\"\",T87/'Combined scenario - input'!$D72),\"\")","v":""},{"$f":"IFERROR(IF(OR(U87=\"\",'Combined scenario - input'!$D72=\"\"),\"\",U87/'Combined scenario - input'!$D72),\"\")","v":""},{"$f":"IFERROR(IF(OR(V87=\"\",'Combined scenario - input'!$D72=\"\"),\"\",V87/'Combined scenario - input'!$D72),\"\")","v":""},{"$f":"IFERROR(IF(OR(W87=\"\",'Combined scenario - input'!$D72=\"\"),\"\",W87/'Combined scenario - input'!$D72),\"\")","v":""}]
[{"$f":"IFERROR('Combined scenario - input'!A73,\"\")","v":""},{"$f":"IFERROR('Combined scenario - input'!B73,\"\")","v":""},{"$f":"IFERROR('Combined scenario - input'!C73,\"\")","v":""},{"$f":"IFERROR(repcalc('Combined scenario - input'!$CV73:$GH73,'Combined scenario - input'!$G73,'Combined scenario - input'!$E73,'Combined scenario - input'!$F73,20,TRUE,TRUE),\"\")","v":""},"","","","","","","","","","","","","","","","","","","",{"$f":"IFERROR(IF(OR(D88=\"\",'Combined scenario - input'!$D73=\"\"),\"\",D88/'Combined scenario - input'!$D73),\"\")","v":""},{"$f":"IFERROR(IF(OR(E88=\"\",'Combined scenario - input'!$D73=\"\"),\"\",E88/'Combined scenario - input'!$D73),\"\")","v":""},{"$f":"IFERROR(IF(OR(F88=\"\",'Combined scenario - input'!$D73=\"\"),\"\",F88/'Combined scenario - input'!$D73),\"\")","v":""},{"$f":"IFERROR(IF(OR(G88=\"\",'Combined scenario - input'!$D73=\"\"),\"\",G88/'Combined scenario - input'!$D73),\"\")","v":""},{"$f":"IFERROR(IF(OR(H88=\"\",'Combined scenario - input'!$D73=\"\"),\"\",H88/'Combined scenario - input'!$D73),\"\")","v":""},{"$f":"IFERROR(IF(OR(I88=\"\",'Combined scenario - input'!$D73=\"\"),\"\",I88/'Combined scenario - input'!$D73),\"\")","v":""},{"$f":"IFERROR(IF(OR(J88=\"\",'Combined scenario - input'!$D73=\"\"),\"\",J88/'Combined scenario - input'!$D73),\"\")","v":""},{"$f":"IFERROR(IF(OR(K88=\"\",'Combined scenario - input'!$D73=\"\"),\"\",K88/'Combined scenario - input'!$D73),\"\")","v":""},{"$f":"IFERROR(IF(OR(L88=\"\",'Combined scenario - input'!$D73=\"\"),\"\",L88/'Combined scenario - input'!$D73),\"\")","v":""},{"$f":"IFERROR(IF(OR(M88=\"\",'Combined scenario - input'!$D73=\"\"),\"\",M88/'Combined scenario - input'!$D73),\"\")","v":""},{"$f":"IFERROR(IF(OR(N88=\"\",'Combined scenario - input'!$D73=\"\"),\"\",N88/'Combined scenario - input'!$D73),\"\")","v":""},{"$f":"IFERROR(IF(OR(O88=\"\",'Combined scenario - input'!$D73=\"\"),\"\",O88/'Combined scenario - input'!$D73),\"\")","v":""},{"$f":"IFERROR(IF(OR(P88=\"\",'Combined scenario - input'!$D73=\"\"),\"\",P88/'Combined scenario - input'!$D73),\"\")","v":""},{"$f":"IFERROR(IF(OR(Q88=\"\",'Combined scenario - input'!$D73=\"\"),\"\",Q88/'Combined scenario - input'!$D73),\"\")","v":""},{"$f":"IFERROR(IF(OR(R88=\"\",'Combined scenario - input'!$D73=\"\"),\"\",R88/'Combined scenario - input'!$D73),\"\")","v":""},{"$f":"IFERROR(IF(OR(S88=\"\",'Combined scenario - input'!$D73=\"\"),\"\",S88/'Combined scenario - input'!$D73),\"\")","v":""},{"$f":"IFERROR(IF(OR(T88=\"\",'Combined scenario - input'!$D73=\"\"),\"\",T88/'Combined scenario - input'!$D73),\"\")","v":""},{"$f":"IFERROR(IF(OR(U88=\"\",'Combined scenario - input'!$D73=\"\"),\"\",U88/'Combined scenario - input'!$D73),\"\")","v":""},{"$f":"IFERROR(IF(OR(V88=\"\",'Combined scenario - input'!$D73=\"\"),\"\",V88/'Combined scenario - input'!$D73),\"\")","v":""},{"$f":"IFERROR(IF(OR(W88=\"\",'Combined scenario - input'!$D73=\"\"),\"\",W88/'Combined scenario - input'!$D73),\"\")","v":""}]
[{"$f":"IFERROR('Combined scenario - input'!A74,\"\")","v":""},{"$f":"IFERROR('Combined scenario - input'!B74,\"\")","v":""},{"$f":"IFERROR('Combined scenario - input'!C74,\"\")","v":""},{"$f":"IFERROR(repcalc('Combined scenario - input'!$CV74:$GH74,'Combined scenario - input'!$G74,'Combined scenario - input'!$E74,'Combined scenario - input'!$F74,20,TRUE,TRUE),\"\")","v":""},"","","","","","","","","","","","","","","","","","","",{"$f":"IFERROR(IF(OR(D89=\"\",'Combined scenario - input'!$D74=\"\"),\"\",D89/'Combined scenario - input'!$D74),\"\")","v":""},{"$f":"IFERROR(IF(OR(E89=\"\",'Combined scenario - input'!$D74=\"\"),\"\",E89/'Combined scenario - input'!$D74),\"\")","v":""},{"$f":"IFERROR(IF(OR(F89=\"\",'Combined scenario - input'!$D74=\"\"),\"\",F89/'Combined scenario - input'!$D74),\"\")","v":""},{"$f":"IFERROR(IF(OR(G89=\"\",'Combined scenario - input'!$D74=\"\"),\"\",G89/'Combined scenario - input'!$D74),\"\")","v":""},{"$f":"IFERROR(IF(OR(H89=\"\",'Combined scenario - input'!$D74=\"\"),\"\",H89/'Combined scenario - input'!$D74),\"\")","v":""},{"$f":"IFERROR(IF(OR(I89=\"\",'Combined scenario - input'!$D74=\"\"),\"\",I89/'Combined scenario - input'!$D74),\"\")","v":""},{"$f":"IFERROR(IF(OR(J89=\"\",'Combined scenario - input'!$D74=\"\"),\"\",J89/'Combined scenario - input'!$D74),\"\")","v":""},{"$f":"IFERROR(IF(OR(K89=\"\",'Combined scenario - input'!$D74=\"\"),\"\",K89/'Combined scenario - input'!$D74),\"\")","v":""},{"$f":"IFERROR(IF(OR(L89=\"\",'Combined scenario - input'!$D74=\"\"),\"\",L89/'Combined scenario - input'!$D74),\"\")","v":""},{"$f":"IFERROR(IF(OR(M89=\"\",'Combined scenario - input'!$D74=\"\"),\"\",M89/'Combined scenario - input'!$D74),\"\")","v":""},{"$f":"IFERROR(IF(OR(N89=\"\",'Combined scenario - input'!$D74=\"\"),\"\",N89/'Combined scenario - input'!$D74),\"\")","v":""},{"$f":"IFERROR(IF(OR(O89=\"\",'Combined scenario - input'!$D74=\"\"),\"\",O89/'Combined scenario - input'!$D74),\"\")","v":""},{"$f":"IFERROR(IF(OR(P89=\"\",'Combined scenario - input'!$D74=\"\"),\"\",P89/'Combined scenario - input'!$D74),\"\")","v":""},{"$f":"IFERROR(IF(OR(Q89=\"\",'Combined scenario - input'!$D74=\"\"),\"\",Q89/'Combined scenario - input'!$D74),\"\")","v":""},{"$f":"IFERROR(IF(OR(R89=\"\",'Combined scenario - input'!$D74=\"\"),\"\",R89/'Combined scenario - input'!$D74),\"\")","v":""},{"$f":"IFERROR(IF(OR(S89=\"\",'Combined scenario - input'!$D74=\"\"),\"\",S89/'Combined scenario - input'!$D74),\"\")","v":""},{"$f":"IFERROR(IF(OR(T89=\"\",'Combined scenario - input'!$D74=\"\"),\"\",T89/'Combined scenario - input'!$D74),\"\")","v":""},{"$f":"IFERROR(IF(OR(U89=\"\",'Combined scenario - input'!$D74=\"\"),\"\",U89/'Combined scenario - input'!$D74),\"\")","v":""},{"$f":"IFERROR(IF(OR(V89=\"\",'Combined scenario - input'!$D74=\"\"),\"\",V89/'Combined scenario - input'!$D74),\"\")","v":""},{"$f":"IFERROR(IF(OR(W89=\"\",'Combined scenario - input'!$D74=\"\"),\"\",W89/'Combined scenario - input'!$D74),\"\")","v":""}]
[{"$f":"IFERROR('Combined scenario - input'!A75,\"\")","v":""},{"$f":"IFERROR('Combined scenario - input'!B75,\"\")","v":""},{"$f":"IFERROR('Combined scenario - input'!C75,\"\")","v":""},{"$f":"IFERROR(repcalc('Combined scenario - input'!$CV75:$GH75,'Combined scenario - input'!$G75,'Combined scenario - input'!$E75,'Combined scenario - input'!$F75,20,TRUE,TRUE),\"\")","v":""},"","","","","","","","","","","","","","","","","","","",{"$f":"IFERROR(IF(OR(D90=\"\",'Combined scenario - input'!$D75=\"\"),\"\",D90/'Combined scenario - input'!$D75),\"\")","v":""},{"$f":"IFERROR(IF(OR(E90=\"\",'Combined scenario - input'!$D75=\"\"),\"\",E90/'Combined scenario - input'!$D75),\"\")","v":""},{"$f":"IFERROR(IF(OR(F90=\"\",'Combined scenario - input'!$D75=\"\"),\"\",F90/'Combined scenario - input'!$D75),\"\")","v":""},{"$f":"IFERROR(IF(OR(G90=\"\",'Combined scenario - input'!$D75=\"\"),\"\",G90/'Combined scenario - input'!$D75),\"\")","v":""},{"$f":"IFERROR(IF(OR(H90=\"\",'Combined scenario - input'!$D75=\"\"),\"\",H90/'Combined scenario - input'!$D75),\"\")","v":""},{"$f":"IFERROR(IF(OR(I90=\"\",'Combined scenario - input'!$D75=\"\"),\"\",I90/'Combined scenario - input'!$D75),\"\")","v":""},{"$f":"IFERROR(IF(OR(J90=\"\",'Combined scenario - input'!$D75=\"\"),\"\",J90/'Combined scenario - input'!$D75),\"\")","v":""},{"$f":"IFERROR(IF(OR(K90=\"\",'Combined scenario - input'!$D75=\"\"),\"\",K90/'Combined scenario - input'!$D75),\"\")","v":""},{"$f":"IFERROR(IF(OR(L90=\"\",'Combined scenario - input'!$D75=\"\"),\"\",L90/'Combined scenario - input'!$D75),\"\")","v":""},{"$f":"IFERROR(IF(OR(M90=\"\",'Combined scenario - input'!$D75=\"\"),\"\",M90/'Combined scenario - input'!$D75),\"\")","v":""},{"$f":"IFERROR(IF(OR(N90=\"\",'Combined scenario - input'!$D75=\"\"),\"\",N90/'Combined scenario - input'!$D75),\"\")","v":""},{"$f":"IFERROR(IF(OR(O90=\"\",'Combined scenario - input'!$D75=\"\"),\"\",O90/'Combined scenario - input'!$D75),\"\")","v":""},{"$f":"IFERROR(IF(OR(P90=\"\",'Combined scenario - input'!$D75=\"\"),\"\",P90/'Combined scenario - input'!$D75),\"\")","v":""},{"$f":"IFERROR(IF(OR(Q90=\"\",'Combined scenario - input'!$D75=\"\"),\"\",Q90/'Combined scenario - input'!$D75),\"\")","v":""},{"$f":"IFERROR(IF(OR(R90=\"\",'Combined scenario - input'!$D75=\"\"),\"\",R90/'Combined scenario - input'!$D75),\"\")","v":""},{"$f":"IFERROR(IF(OR(S90=\"\",'Combined scenario - input'!$D75=\"\"),\"\",S90/'Combined scenario - input'!$D75),\"\")","v":""},{"$f":"IFERROR(IF(OR(T90=\"\",'Combined scenario - input'!$D75=\"\"),\"\",T90/'Combined scenario - input'!$D75),\"\")","v":""},{"$f":"IFERROR(IF(OR(U90=\"\",'Combined scenario - input'!$D75=\"\"),\"\",U90/'Combined scenario - input'!$D75),\"\")","v":""},{"$f":"IFERROR(IF(OR(V90=\"\",'Combined scenario - input'!$D75=\"\"),\"\",V90/'Combined scenario - input'!$D75),\"\")","v":""},{"$f":"IFERROR(IF(OR(W90=\"\",'Combined scenario - input'!$D75=\"\"),\"\",W90/'Combined scenario - input'!$D75),\"\")","v":""}]
[{"$f":"IFERROR('Combined scenario - input'!A76,\"\")","v":""},{"$f":"IFERROR('Combined scenario - input'!B76,\"\")","v":""},{"$f":"IFERROR('Combined scenario - input'!C76,\"\")","v":""},{"$f":"IFERROR(repcalc('Combined scenario - input'!$CV76:$GH76,'Combined scenario - input'!$G76,'Combined scenario - input'!$E76,'Combined scenario - input'!$F76,20,TRUE,TRUE),\"\")","v":""},"","","","","","","","","","","","","","","","","","","",{"$f":"IFERROR(IF(OR(D91=\"\",'Combined scenario - input'!$D76=\"\"),\"\",D91/'Combined scenario - input'!$D76),\"\")","v":""},{"$f":"IFERROR(IF(OR(E91=\"\",'Combined scenario - input'!$D76=\"\"),\"\",E91/'Combined scenario - input'!$D76),\"\")","v":""},{"$f":"IFERROR(IF(OR(F91=\"\",'Combined scenario - input'!$D76=\"\"),\"\",F91/'Combined scenario - input'!$D76),\"\")","v":""},{"$f":"IFERROR(IF(OR(G91=\"\",'Combined scenario - input'!$D76=\"\"),\"\",G91/'Combined scenario - input'!$D76),\"\")","v":""},{"$f":"IFERROR(IF(OR(H91=\"\",'Combined scenario - input'!$D76=\"\"),\"\",H91/'Combined scenario - input'!$D76),\"\")","v":""},{"$f":"IFERROR(IF(OR(I91=\"\",'Combined scenario - input'!$D76=\"\"),\"\",I91/'Combined scenario - input'!$D76),\"\")","v":""},{"$f":"IFERROR(IF(OR(J91=\"\",'Combined scenario - input'!$D76=\"\"),\"\",J91/'Combined scenario - input'!$D76),\"\")","v":""},{"$f":"IFERROR(IF(OR(K91=\"\",'Combined scenario - input'!$D76=\"\"),\"\",K91/'Combined scenario - input'!$D76),\"\")","v":""},{"$f":"IFERROR(IF(OR(L91=\"\",'Combined scenario - input'!$D76=\"\"),\"\",L91/'Combined scenario - input'!$D76),\"\")","v":""},{"$f":"IFERROR(IF(OR(M91=\"\",'Combined scenario - input'!$D76=\"\"),\"\",M91/'Combined scenario - input'!$D76),\"\")","v":""},{"$f":"IFERROR(IF(OR(N91=\"\",'Combined scenario - input'!$D76=\"\"),\"\",N91/'Combined scenario - input'!$D76),\"\")","v":""},{"$f":"IFERROR(IF(OR(O91=\"\",'Combined scenario - input'!$D76=\"\"),\"\",O91/'Combined scenario - input'!$D76),\"\")","v":""},{"$f":"IFERROR(IF(OR(P91=\"\",'Combined scenario - input'!$D76=\"\"),\"\",P91/'Combined scenario - input'!$D76),\"\")","v":""},{"$f":"IFERROR(IF(OR(Q91=\"\",'Combined scenario - input'!$D76=\"\"),\"\",Q91/'Combined scenario - input'!$D76),\"\")","v":""},{"$f":"IFERROR(IF(OR(R91=\"\",'Combined scenario - input'!$D76=\"\"),\"\",R91/'Combined scenario - input'!$D76),\"\")","v":""},{"$f":"IFERROR(IF(OR(S91=\"\",'Combined scenario - input'!$D76=\"\"),\"\",S91/'Combined scenario - input'!$D76),\"\")","v":""},{"$f":"IFERROR(IF(OR(T91=\"\",'Combined scenario - input'!$D76=\"\"),\"\",T91/'Combined scenario - input'!$D76),\"\")","v":""},{"$f":"IFERROR(IF(OR(U91=\"\",'Combined scenario - input'!$D76=\"\"),\"\",U91/'Combined scenario - input'!$D76),\"\")","v":""},{"$f":"IFERROR(IF(OR(V91=\"\",'Combined scenario - input'!$D76=\"\"),\"\",V91/'Combined scenario - input'!$D76),\"\")","v":""},{"$f":"IFERROR(IF(OR(W91=\"\",'Combined scenario - input'!$D76=\"\"),\"\",W91/'Combined scenario - input'!$D76),\"\")","v":""}]
[{"$f":"IFERROR('Combined scenario - input'!A77,\"\")","v":""},{"$f":"IFERROR('Combined scenario - input'!B77,\"\")","v":""},{"$f":"IFERROR('Combined scenario - input'!C77,\"\")","v":""},{"$f":"IFERROR(repcalc('Combined scenario - input'!$CV77:$GH77,'Combined scenario - input'!$G77,'Combined scenario - input'!$E77,'Combined scenario - input'!$F77,20,TRUE,TRUE),\"\")","v":""},"","","","","","","","","","","","","","","","","","","",{"$f":"IFERROR(IF(OR(D92=\"\",'Combined scenario - input'!$D77=\"\"),\"\",D92/'Combined scenario - input'!$D77),\"\")","v":""},{"$f":"IFERROR(IF(OR(E92=\"\",'Combined scenario - input'!$D77=\"\"),\"\",E92/'Combined scenario - input'!$D77),\"\")","v":""},{"$f":"IFERROR(IF(OR(F92=\"\",'Combined scenario - input'!$D77=\"\"),\"\",F92/'Combined scenario - input'!$D77),\"\")","v":""},{"$f":"IFERROR(IF(OR(G92=\"\",'Combined scenario - input'!$D77=\"\"),\"\",G92/'Combined scenario - input'!$D77),\"\")","v":""},{"$f":"IFERROR(IF(OR(H92=\"\",'Combined scenario - input'!$D77=\"\"),\"\",H92/'Combined scenario - input'!$D77),\"\")","v":""},{"$f":"IFERROR(IF(OR(I92=\"\",'Combined scenario - input'!$D77=\"\"),\"\",I92/'Combined scenario - input'!$D77),\"\")","v":""},{"$f":"IFERROR(IF(OR(J92=\"\",'Combined scenario - input'!$D77=\"\"),\"\",J92/'Combined scenario - input'!$D77),\"\")","v":""},{"$f":"IFERROR(IF(OR(K92=\"\",'Combined scenario - input'!$D77=\"\"),\"\",K92/'Combined scenario - input'!$D77),\"\")","v":""},{"$f":"IFERROR(IF(OR(L92=\"\",'Combined scenario - input'!$D77=\"\"),\"\",L92/'Combined scenario - input'!$D77),\"\")","v":""},{"$f":"IFERROR(IF(OR(M92=\"\",'Combined scenario - input'!$D77=\"\"),\"\",M92/'Combined scenario - input'!$D77),\"\")","v":""},{"$f":"IFERROR(IF(OR(N92=\"\",'Combined scenario - input'!$D77=\"\"),\"\",N92/'Combined scenario - input'!$D77),\"\")","v":""},{"$f":"IFERROR(IF(OR(O92=\"\",'Combined scenario - input'!$D77=\"\"),\"\",O92/'Combined scenario - input'!$D77),\"\")","v":""},{"$f":"IFERROR(IF(OR(P92=\"\",'Combined scenario - input'!$D77=\"\"),\"\",P92/'Combined scenario - input'!$D77),\"\")","v":""},{"$f":"IFERROR(IF(OR(Q92=\"\",'Combined scenario - input'!$D77=\"\"),\"\",Q92/'Combined scenario - input'!$D77),\"\")","v":""},{"$f":"IFERROR(IF(OR(R92=\"\",'Combined scenario - input'!$D77=\"\"),\"\",R92/'Combined scenario - input'!$D77),\"\")","v":""},{"$f":"IFERROR(IF(OR(S92=\"\",'Combined scenario - input'!$D77=\"\"),\"\",S92/'Combined scenario - input'!$D77),\"\")","v":""},{"$f":"IFERROR(IF(OR(T92=\"\",'Combined scenario - input'!$D77=\"\"),\"\",T92/'Combined scenario - input'!$D77),\"\")","v":""},{"$f":"IFERROR(IF(OR(U92=\"\",'Combined scenario - input'!$D77=\"\"),\"\",U92/'Combined scenario - input'!$D77),\"\")","v":""},{"$f":"IFERROR(IF(OR(V92=\"\",'Combined scenario - input'!$D77=\"\"),\"\",V92/'Combined scenario - input'!$D77),\"\")","v":""},{"$f":"IFERROR(IF(OR(W92=\"\",'Combined scenario - input'!$D77=\"\"),\"\",W92/'Combined scenario - input'!$D77),\"\")","v":""}]
[{"$f":"IFERROR('Combined scenario - input'!A78,\"\")","v":""},{"$f":"IFERROR('Combined scenario - input'!B78,\"\")","v":""},{"$f":"IFERROR('Combined scenario - input'!C78,\"\")","v":""},{"$f":"IFERROR(repcalc('Combined scenario - input'!$CV78:$GH78,'Combined scenario - input'!$G78,'Combined scenario - input'!$E78,'Combined scenario - input'!$F78,20,TRUE,TRUE),\"\")","v":""},"","","","","","","","","","","","","","","","","","","",{"$f":"IFERROR(IF(OR(D93=\"\",'Combined scenario - input'!$D78=\"\"),\"\",D93/'Combined scenario - input'!$D78),\"\")","v":""},{"$f":"IFERROR(IF(OR(E93=\"\",'Combined scenario - input'!$D78=\"\"),\"\",E93/'Combined scenario - input'!$D78),\"\")","v":""},{"$f":"IFERROR(IF(OR(F93=\"\",'Combined scenario - input'!$D78=\"\"),\"\",F93/'Combined scenario - input'!$D78),\"\")","v":""},{"$f":"IFERROR(IF(OR(G93=\"\",'Combined scenario - input'!$D78=\"\"),\"\",G93/'Combined scenario - input'!$D78),\"\")","v":""},{"$f":"IFERROR(IF(OR(H93=\"\",'Combined scenario - input'!$D78=\"\"),\"\",H93/'Combined scenario - input'!$D78),\"\")","v":""},{"$f":"IFERROR(IF(OR(I93=\"\",'Combined scenario - input'!$D78=\"\"),\"\",I93/'Combined scenario - input'!$D78),\"\")","v":""},{"$f":"IFERROR(IF(OR(J93=\"\",'Combined scenario - input'!$D78=\"\"),\"\",J93/'Combined scenario - input'!$D78),\"\")","v":""},{"$f":"IFERROR(IF(OR(K93=\"\",'Combined scenario - input'!$D78=\"\"),\"\",K93/'Combined scenario - input'!$D78),\"\")","v":""},{"$f":"IFERROR(IF(OR(L93=\"\",'Combined scenario - input'!$D78=\"\"),\"\",L93/'Combined scenario - input'!$D78),\"\")","v":""},{"$f":"IFERROR(IF(OR(M93=\"\",'Combined scenario - input'!$D78=\"\"),\"\",M93/'Combined scenario - input'!$D78),\"\")","v":""},{"$f":"IFERROR(IF(OR(N93=\"\",'Combined scenario - input'!$D78=\"\"),\"\",N93/'Combined scenario - input'!$D78),\"\")","v":""},{"$f":"IFERROR(IF(OR(O93=\"\",'Combined scenario - input'!$D78=\"\"),\"\",O93/'Combined scenario - input'!$D78),\"\")","v":""},{"$f":"IFERROR(IF(OR(P93=\"\",'Combined scenario - input'!$D78=\"\"),\"\",P93/'Combined scenario - input'!$D78),\"\")","v":""},{"$f":"IFERROR(IF(OR(Q93=\"\",'Combined scenario - input'!$D78=\"\"),\"\",Q93/'Combined scenario - input'!$D78),\"\")","v":""},{"$f":"IFERROR(IF(OR(R93=\"\",'Combined scenario - input'!$D78=\"\"),\"\",R93/'Combined scenario - input'!$D78),\"\")","v":""},{"$f":"IFERROR(IF(OR(S93=\"\",'Combined scenario - input'!$D78=\"\"),\"\",S93/'Combined scenario - input'!$D78),\"\")","v":""},{"$f":"IFERROR(IF(OR(T93=\"\",'Combined scenario - input'!$D78=\"\"),\"\",T93/'Combined scenario - input'!$D78),\"\")","v":""},{"$f":"IFERROR(IF(OR(U93=\"\",'Combined scenario - input'!$D78=\"\"),\"\",U93/'Combined scenario - input'!$D78),\"\")","v":""},{"$f":"IFERROR(IF(OR(V93=\"\",'Combined scenario - input'!$D78=\"\"),\"\",V93/'Combined scenario - input'!$D78),\"\")","v":""},{"$f":"IFERROR(IF(OR(W93=\"\",'Combined scenario - input'!$D78=\"\"),\"\",W93/'Combined scenario - input'!$D78),\"\")","v":""}]
[{"$f":"IFERROR('Combined scenario - input'!A79,\"\")","v":""},{"$f":"IFERROR('Combined scenario - input'!B79,\"\")","v":""},{"$f":"IFERROR('Combined scenario - input'!C79,\"\")","v":""},{"$f":"IFERROR(repcalc('Combined scenario - input'!$CV79:$GH79,'Combined scenario - input'!$G79,'Combined scenario - input'!$E79,'Combined scenario - input'!$F79,20,TRUE,TRUE),\"\")","v":""},"","","","","","","","","","","","","","","","","","","",{"$f":"IFERROR(IF(OR(D94=\"\",'Combined scenario - input'!$D79=\"\"),\"\",D94/'Combined scenario - input'!$D79),\"\")","v":""},{"$f":"IFERROR(IF(OR(E94=\"\",'Combined scenario - input'!$D79=\"\"),\"\",E94/'Combined scenario - input'!$D79),\"\")","v":""},{"$f":"IFERROR(IF(OR(F94=\"\",'Combined scenario - input'!$D79=\"\"),\"\",F94/'Combined scenario - input'!$D79),\"\")","v":""},{"$f":"IFERROR(IF(OR(G94=\"\",'Combined scenario - input'!$D79=\"\"),\"\",G94/'Combined scenario - input'!$D79),\"\")","v":""},{"$f":"IFERROR(IF(OR(H94=\"\",'Combined scenario - input'!$D79=\"\"),\"\",H94/'Combined scenario - input'!$D79),\"\")","v":""},{"$f":"IFERROR(IF(OR(I94=\"\",'Combined scenario - input'!$D79=\"\"),\"\",I94/'Combined scenario - input'!$D79),\"\")","v":""},{"$f":"IFERROR(IF(OR(J94=\"\",'Combined scenario - input'!$D79=\"\"),\"\",J94/'Combined scenario - input'!$D79),\"\")","v":""},{"$f":"IFERROR(IF(OR(K94=\"\",'Combined scenario - input'!$D79=\"\"),\"\",K94/'Combined scenario - input'!$D79),\"\")","v":""},{"$f":"IFERROR(IF(OR(L94=\"\",'Combined scenario - input'!$D79=\"\"),\"\",L94/'Combined scenario - input'!$D79),\"\")","v":""},{"$f":"IFERROR(IF(OR(M94=\"\",'Combined scenario - input'!$D79=\"\"),\"\",M94/'Combined scenario - input'!$D79),\"\")","v":""},{"$f":"IFERROR(IF(OR(N94=\"\",'Combined scenario - input'!$D79=\"\"),\"\",N94/'Combined scenario - input'!$D79),\"\")","v":""},{"$f":"IFERROR(IF(OR(O94=\"\",'Combined scenario - input'!$D79=\"\"),\"\",O94/'Combined scenario - input'!$D79),\"\")","v":""},{"$f":"IFERROR(IF(OR(P94=\"\",'Combined scenario - input'!$D79=\"\"),\"\",P94/'Combined scenario - input'!$D79),\"\")","v":""},{"$f":"IFERROR(IF(OR(Q94=\"\",'Combined scenario - input'!$D79=\"\"),\"\",Q94/'Combined scenario - input'!$D79),\"\")","v":""},{"$f":"IFERROR(IF(OR(R94=\"\",'Combined scenario - input'!$D79=\"\"),\"\",R94/'Combined scenario - input'!$D79),\"\")","v":""},{"$f":"IFERROR(IF(OR(S94=\"\",'Combined scenario - input'!$D79=\"\"),\"\",S94/'Combined scenario - input'!$D79),\"\")","v":""},{"$f":"IFERROR(IF(OR(T94=\"\",'Combined scenario - input'!$D79=\"\"),\"\",T94/'Combined scenario - input'!$D79),\"\")","v":""},{"$f":"IFERROR(IF(OR(U94=\"\",'Combined scenario - input'!$D79=\"\"),\"\",U94/'Combined scenario - input'!$D79),\"\")","v":""},{"$f":"IFERROR(IF(OR(V94=\"\",'Combined scenario - input'!$D79=\"\"),\"\",V94/'Combined scenario - input'!$D79),\"\")","v":""},{"$f":"IFERROR(IF(OR(W94=\"\",'Combined scenario - input'!$D79=\"\"),\"\",W94/'Combined scenario - input'!$D79),\"\")","v":""}]
[{"$f":"IFERROR('Combined scenario - input'!A80,\"\")","v":""},{"$f":"IFERROR('Combined scenario - input'!B80,\"\")","v":""},{"$f":"IFERROR('Combined scenario - input'!C80,\"\")","v":""},{"$f":"IFERROR(repcalc('Combined scenario - input'!$CV80:$GH80,'Combined scenario - input'!$G80,'Combined scenario - input'!$E80,'Combined scenario - input'!$F80,20,TRUE,TRUE),\"\")","v":""},"","","","","","","","","","","","","","","","","","","",{"$f":"IFERROR(IF(OR(D95=\"\",'Combined scenario - input'!$D80=\"\"),\"\",D95/'Combined scenario - input'!$D80),\"\")","v":""},{"$f":"IFERROR(IF(OR(E95=\"\",'Combined scenario - input'!$D80=\"\"),\"\",E95/'Combined scenario - input'!$D80),\"\")","v":""},{"$f":"IFERROR(IF(OR(F95=\"\",'Combined scenario - input'!$D80=\"\"),\"\",F95/'Combined scenario - input'!$D80),\"\")","v":""},{"$f":"IFERROR(IF(OR(G95=\"\",'Combined scenario - input'!$D80=\"\"),\"\",G95/'Combined scenario - input'!$D80),\"\")","v":""},{"$f":"IFERROR(IF(OR(H95=\"\",'Combined scenario - input'!$D80=\"\"),\"\",H95/'Combined scenario - input'!$D80),\"\")","v":""},{"$f":"IFERROR(IF(OR(I95=\"\",'Combined scenario - input'!$D80=\"\"),\"\",I95/'Combined scenario - input'!$D80),\"\")","v":""},{"$f":"IFERROR(IF(OR(J95=\"\",'Combined scenario - input'!$D80=\"\"),\"\",J95/'Combined scenario - input'!$D80),\"\")","v":""},{"$f":"IFERROR(IF(OR(K95=\"\",'Combined scenario - input'!$D80=\"\"),\"\",K95/'Combined scenario - input'!$D80),\"\")","v":""},{"$f":"IFERROR(IF(OR(L95=\"\",'Combined scenario - input'!$D80=\"\"),\"\",L95/'Combined scenario - input'!$D80),\"\")","v":""},{"$f":"IFERROR(IF(OR(M95=\"\",'Combined scenario - input'!$D80=\"\"),\"\",M95/'Combined scenario - input'!$D80),\"\")","v":""},{"$f":"IFERROR(IF(OR(N95=\"\",'Combined scenario - input'!$D80=\"\"),\"\",N95/'Combined scenario - input'!$D80),\"\")","v":""},{"$f":"IFERROR(IF(OR(O95=\"\",'Combined scenario - input'!$D80=\"\"),\"\",O95/'Combined scenario - input'!$D80),\"\")","v":""},{"$f":"IFERROR(IF(OR(P95=\"\",'Combined scenario - input'!$D80=\"\"),\"\",P95/'Combined scenario - input'!$D80),\"\")","v":""},{"$f":"IFERROR(IF(OR(Q95=\"\",'Combined scenario - input'!$D80=\"\"),\"\",Q95/'Combined scenario - input'!$D80),\"\")","v":""},{"$f":"IFERROR(IF(OR(R95=\"\",'Combined scenario - input'!$D80=\"\"),\"\",R95/'Combined scenario - input'!$D80),\"\")","v":""},{"$f":"IFERROR(IF(OR(S95=\"\",'Combined scenario - input'!$D80=\"\"),\"\",S95/'Combined scenario - input'!$D80),\"\")","v":""},{"$f":"IFERROR(IF(OR(T95=\"\",'Combined scenario - input'!$D80=\"\"),\"\",T95/'Combined scenario - input'!$D80),\"\")","v":""},{"$f":"IFERROR(IF(OR(U95=\"\",'Combined scenario - input'!$D80=\"\"),\"\",U95/'Combined scenario - input'!$D80),\"\")","v":""},{"$f":"IFERROR(IF(OR(V95=\"\",'Combined scenario - input'!$D80=\"\"),\"\",V95/'Combined scenario - input'!$D80),\"\")","v":""},{"$f":"IFERROR(IF(OR(W95=\"\",'Combined scenario - input'!$D80=\"\"),\"\",W95/'Combined scenario - input'!$D80),\"\")","v":""}]
[{"$f":"IFERROR('Combined scenario - input'!A81,\"\")","v":""},{"$f":"IFERROR('Combined scenario - input'!B81,\"\")","v":""},{"$f":"IFERROR('Combined scenario - input'!C81,\"\")","v":""},{"$f":"IFERROR(repcalc('Combined scenario - input'!$CV81:$GH81,'Combined scenario - input'!$G81,'Combined scenario - input'!$E81,'Combined scenario - input'!$F81,20,TRUE,TRUE),\"\")","v":""},"","","","","","","","","","","","","","","","","","","",{"$f":"IFERROR(IF(OR(D96=\"\",'Combined scenario - input'!$D81=\"\"),\"\",D96/'Combined scenario - input'!$D81),\"\")","v":""},{"$f":"IFERROR(IF(OR(E96=\"\",'Combined scenario - input'!$D81=\"\"),\"\",E96/'Combined scenario - input'!$D81),\"\")","v":""},{"$f":"IFERROR(IF(OR(F96=\"\",'Combined scenario - input'!$D81=\"\"),\"\",F96/'Combined scenario - input'!$D81),\"\")","v":""},{"$f":"IFERROR(IF(OR(G96=\"\",'Combined scenario - input'!$D81=\"\"),\"\",G96/'Combined scenario - input'!$D81),\"\")","v":""},{"$f":"IFERROR(IF(OR(H96=\"\",'Combined scenario - input'!$D81=\"\"),\"\",H96/'Combined scenario - input'!$D81),\"\")","v":""},{"$f":"IFERROR(IF(OR(I96=\"\",'Combined scenario - input'!$D81=\"\"),\"\",I96/'Combined scenario - input'!$D81),\"\")","v":""},{"$f":"IFERROR(IF(OR(J96=\"\",'Combined scenario - input'!$D81=\"\"),\"\",J96/'Combined scenario - input'!$D81),\"\")","v":""},{"$f":"IFERROR(IF(OR(K96=\"\",'Combined scenario - input'!$D81=\"\"),\"\",K96/'Combined scenario - input'!$D81),\"\")","v":""},{"$f":"IFERROR(IF(OR(L96=\"\",'Combined scenario - input'!$D81=\"\"),\"\",L96/'Combined scenario - input'!$D81),\"\")","v":""},{"$f":"IFERROR(IF(OR(M96=\"\",'Combined scenario - input'!$D81=\"\"),\"\",M96/'Combined scenario - input'!$D81),\"\")","v":""},{"$f":"IFERROR(IF(OR(N96=\"\",'Combined scenario - input'!$D81=\"\"),\"\",N96/'Combined scenario - input'!$D81),\"\")","v":""},{"$f":"IFERROR(IF(OR(O96=\"\",'Combined scenario - input'!$D81=\"\"),\"\",O96/'Combined scenario - input'!$D81),\"\")","v":""},{"$f":"IFERROR(IF(OR(P96=\"\",'Combined scenario - input'!$D81=\"\"),\"\",P96/'Combined scenario - input'!$D81),\"\")","v":""},{"$f":"IFERROR(IF(OR(Q96=\"\",'Combined scenario - input'!$D81=\"\"),\"\",Q96/'Combined scenario - input'!$D81),\"\")","v":""},{"$f":"IFERROR(IF(OR(R96=\"\",'Combined scenario - input'!$D81=\"\"),\"\",R96/'Combined scenario - input'!$D81),\"\")","v":""},{"$f":"IFERROR(IF(OR(S96=\"\",'Combined scenario - input'!$D81=\"\"),\"\",S96/'Combined scenario - input'!$D81),\"\")","v":""},{"$f":"IFERROR(IF(OR(T96=\"\",'Combined scenario - input'!$D81=\"\"),\"\",T96/'Combined scenario - input'!$D81),\"\")","v":""},{"$f":"IFERROR(IF(OR(U96=\"\",'Combined scenario - input'!$D81=\"\"),\"\",U96/'Combined scenario - input'!$D81),\"\")","v":""},{"$f":"IFERROR(IF(OR(V96=\"\",'Combined scenario - input'!$D81=\"\"),\"\",V96/'Combined scenario - input'!$D81),\"\")","v":""},{"$f":"IFERROR(IF(OR(W96=\"\",'Combined scenario - input'!$D81=\"\"),\"\",W96/'Combined scenario - input'!$D81),\"\")","v":""}]
[{"$f":"IFERROR('Combined scenario - input'!A82,\"\")","v":""},{"$f":"IFERROR('Combined scenario - input'!B82,\"\")","v":""},{"$f":"IFERROR('Combined scenario - input'!C82,\"\")","v":""},{"$f":"IFERROR(repcalc('Combined scenario - input'!$CV82:$GH82,'Combined scenario - input'!$G82,'Combined scenario - input'!$E82,'Combined scenario - input'!$F82,20,TRUE,TRUE),\"\")","v":""},"","","","","","","","","","","","","","","","","","","",{"$f":"IFERROR(IF(OR(D97=\"\",'Combined scenario - input'!$D82=\"\"),\"\",D97/'Combined scenario - input'!$D82),\"\")","v":""},{"$f":"IFERROR(IF(OR(E97=\"\",'Combined scenario - input'!$D82=\"\"),\"\",E97/'Combined scenario - input'!$D82),\"\")","v":""},{"$f":"IFERROR(IF(OR(F97=\"\",'Combined scenario - input'!$D82=\"\"),\"\",F97/'Combined scenario - input'!$D82),\"\")","v":""},{"$f":"IFERROR(IF(OR(G97=\"\",'Combined scenario - input'!$D82=\"\"),\"\",G97/'Combined scenario - input'!$D82),\"\")","v":""},{"$f":"IFERROR(IF(OR(H97=\"\",'Combined scenario - input'!$D82=\"\"),\"\",H97/'Combined scenario - input'!$D82),\"\")","v":""},{"$f":"IFERROR(IF(OR(I97=\"\",'Combined scenario - input'!$D82=\"\"),\"\",I97/'Combined scenario - input'!$D82),\"\")","v":""},{"$f":"IFERROR(IF(OR(J97=\"\",'Combined scenario - input'!$D82=\"\"),\"\",J97/'Combined scenario - input'!$D82),\"\")","v":""},{"$f":"IFERROR(IF(OR(K97=\"\",'Combined scenario - input'!$D82=\"\"),\"\",K97/'Combined scenario - input'!$D82),\"\")","v":""},{"$f":"IFERROR(IF(OR(L97=\"\",'Combined scenario - input'!$D82=\"\"),\"\",L97/'Combined scenario - input'!$D82),\"\")","v":""},{"$f":"IFERROR(IF(OR(M97=\"\",'Combined scenario - input'!$D82=\"\"),\"\",M97/'Combined scenario - input'!$D82),\"\")","v":""},{"$f":"IFERROR(IF(OR(N97=\"\",'Combined scenario - input'!$D82=\"\"),\"\",N97/'Combined scenario - input'!$D82),\"\")","v":""},{"$f":"IFERROR(IF(OR(O97=\"\",'Combined scenario - input'!$D82=\"\"),\"\",O97/'Combined scenario - input'!$D82),\"\")","v":""},{"$f":"IFERROR(IF(OR(P97=\"\",'Combined scenario - input'!$D82=\"\"),\"\",P97/'Combined scenario - input'!$D82),\"\")","v":""},{"$f":"IFERROR(IF(OR(Q97=\"\",'Combined scenario - input'!$D82=\"\"),\"\",Q97/'Combined scenario - input'!$D82),\"\")","v":""},{"$f":"IFERROR(IF(OR(R97=\"\",'Combined scenario - input'!$D82=\"\"),\"\",R97/'Combined scenario - input'!$D82),\"\")","v":""},{"$f":"IFERROR(IF(OR(S97=\"\",'Combined scenario - input'!$D82=\"\"),\"\",S97/'Combined scenario - input'!$D82),\"\")","v":""},{"$f":"IFERROR(IF(OR(T97=\"\",'Combined scenario - input'!$D82=\"\"),\"\",T97/'Combined scenario - input'!$D82),\"\")","v":""},{"$f":"IFERROR(IF(OR(U97=\"\",'Combined scenario - input'!$D82=\"\"),\"\",U97/'Combined scenario - input'!$D82),\"\")","v":""},{"$f":"IFERROR(IF(OR(V97=\"\",'Combined scenario - input'!$D82=\"\"),\"\",V97/'Combined scenario - input'!$D82),\"\")","v":""},{"$f":"IFERROR(IF(OR(W97=\"\",'Combined scenario - input'!$D82=\"\"),\"\",W97/'Combined scenario - input'!$D82),\"\")","v":""}]
[{"$f":"IFERROR('Combined scenario - input'!A83,\"\")","v":""},{"$f":"IFERROR('Combined scenario - input'!B83,\"\")","v":""},{"$f":"IFERROR('Combined scenario - input'!C83,\"\")","v":""},{"$f":"IFERROR(repcalc('Combined scenario - input'!$CV83:$GH83,'Combined scenario - input'!$G83,'Combined scenario - input'!$E83,'Combined scenario - input'!$F83,20,TRUE,TRUE),\"\")","v":""},"","","","","","","","","","","","","","","","","","","",{"$f":"IFERROR(IF(OR(D98=\"\",'Combined scenario - input'!$D83=\"\"),\"\",D98/'Combined scenario - input'!$D83),\"\")","v":""},{"$f":"IFERROR(IF(OR(E98=\"\",'Combined scenario - input'!$D83=\"\"),\"\",E98/'Combined scenario - input'!$D83),\"\")","v":""},{"$f":"IFERROR(IF(OR(F98=\"\",'Combined scenario - input'!$D83=\"\"),\"\",F98/'Combined scenario - input'!$D83),\"\")","v":""},{"$f":"IFERROR(IF(OR(G98=\"\",'Combined scenario - input'!$D83=\"\"),\"\",G98/'Combined scenario - input'!$D83),\"\")","v":""},{"$f":"IFERROR(IF(OR(H98=\"\",'Combined scenario - input'!$D83=\"\"),\"\",H98/'Combined scenario - input'!$D83),\"\")","v":""},{"$f":"IFERROR(IF(OR(I98=\"\",'Combined scenario - input'!$D83=\"\"),\"\",I98/'Combined scenario - input'!$D83),\"\")","v":""},{"$f":"IFERROR(IF(OR(J98=\"\",'Combined scenario - input'!$D83=\"\"),\"\",J98/'Combined scenario - input'!$D83),\"\")","v":""},{"$f":"IFERROR(IF(OR(K98=\"\",'Combined scenario - input'!$D83=\"\"),\"\",K98/'Combined scenario - input'!$D83),\"\")","v":""},{"$f":"IFERROR(IF(OR(L98=\"\",'Combined scenario - input'!$D83=\"\"),\"\",L98/'Combined scenario - input'!$D83),\"\")","v":""},{"$f":"IFERROR(IF(OR(M98=\"\",'Combined scenario - input'!$D83=\"\"),\"\",M98/'Combined scenario - input'!$D83),\"\")","v":""},{"$f":"IFERROR(IF(OR(N98=\"\",'Combined scenario - input'!$D83=\"\"),\"\",N98/'Combined scenario - input'!$D83),\"\")","v":""},{"$f":"IFERROR(IF(OR(O98=\"\",'Combined scenario - input'!$D83=\"\"),\"\",O98/'Combined scenario - input'!$D83),\"\")","v":""},{"$f":"IFERROR(IF(OR(P98=\"\",'Combined scenario - input'!$D83=\"\"),\"\",P98/'Combined scenario - input'!$D83),\"\")","v":""},{"$f":"IFERROR(IF(OR(Q98=\"\",'Combined scenario - input'!$D83=\"\"),\"\",Q98/'Combined scenario - input'!$D83),\"\")","v":""},{"$f":"IFERROR(IF(OR(R98=\"\",'Combined scenario - input'!$D83=\"\"),\"\",R98/'Combined scenario - input'!$D83),\"\")","v":""},{"$f":"IFERROR(IF(OR(S98=\"\",'Combined scenario - input'!$D83=\"\"),\"\",S98/'Combined scenario - input'!$D83),\"\")","v":""},{"$f":"IFERROR(IF(OR(T98=\"\",'Combined scenario - input'!$D83=\"\"),\"\",T98/'Combined scenario - input'!$D83),\"\")","v":""},{"$f":"IFERROR(IF(OR(U98=\"\",'Combined scenario - input'!$D83=\"\"),\"\",U98/'Combined scenario - input'!$D83),\"\")","v":""},{"$f":"IFERROR(IF(OR(V98=\"\",'Combined scenario - input'!$D83=\"\"),\"\",V98/'Combined scenario - input'!$D83),\"\")","v":""},{"$f":"IFERROR(IF(OR(W98=\"\",'Combined scenario - input'!$D83=\"\"),\"\",W98/'Combined scenario - input'!$D83),\"\")","v":""}]
[{"$f":"IFERROR('Combined scenario - input'!A84,\"\")","v":""},{"$f":"IFERROR('Combined scenario - input'!B84,\"\")","v":""},{"$f":"IFERROR('Combined scenario - input'!C84,\"\")","v":""},{"$f":"IFERROR(repcalc('Combined scenario - input'!$CV84:$GH84,'Combined scenario - input'!$G84,'Combined scenario - input'!$E84,'Combined scenario - input'!$F84,20,TRUE,TRUE),\"\")","v":""},"","","","","","","","","","","","","","","","","","","",{"$f":"IFERROR(IF(OR(D99=\"\",'Combined scenario - input'!$D84=\"\"),\"\",D99/'Combined scenario - input'!$D84),\"\")","v":""},{"$f":"IFERROR(IF(OR(E99=\"\",'Combined scenario - input'!$D84=\"\"),\"\",E99/'Combined scenario - input'!$D84),\"\")","v":""},{"$f":"IFERROR(IF(OR(F99=\"\",'Combined scenario - input'!$D84=\"\"),\"\",F99/'Combined scenario - input'!$D84),\"\")","v":""},{"$f":"IFERROR(IF(OR(G99=\"\",'Combined scenario - input'!$D84=\"\"),\"\",G99/'Combined scenario - input'!$D84),\"\")","v":""},{"$f":"IFERROR(IF(OR(H99=\"\",'Combined scenario - input'!$D84=\"\"),\"\",H99/'Combined scenario - input'!$D84),\"\")","v":""},{"$f":"IFERROR(IF(OR(I99=\"\",'Combined scenario - input'!$D84=\"\"),\"\",I99/'Combined scenario - input'!$D84),\"\")","v":""},{"$f":"IFERROR(IF(OR(J99=\"\",'Combined scenario - input'!$D84=\"\"),\"\",J99/'Combined scenario - input'!$D84),\"\")","v":""},{"$f":"IFERROR(IF(OR(K99=\"\",'Combined scenario - input'!$D84=\"\"),\"\",K99/'Combined scenario - input'!$D84),\"\")","v":""},{"$f":"IFERROR(IF(OR(L99=\"\",'Combined scenario - input'!$D84=\"\"),\"\",L99/'Combined scenario - input'!$D84),\"\")","v":""},{"$f":"IFERROR(IF(OR(M99=\"\",'Combined scenario - input'!$D84=\"\"),\"\",M99/'Combined scenario - input'!$D84),\"\")","v":""},{"$f":"IFERROR(IF(OR(N99=\"\",'Combined scenario - input'!$D84=\"\"),\"\",N99/'Combined scenario - input'!$D84),\"\")","v":""},{"$f":"IFERROR(IF(OR(O99=\"\",'Combined scenario - input'!$D84=\"\"),\"\",O99/'Combined scenario - input'!$D84),\"\")","v":""},{"$f":"IFERROR(IF(OR(P99=\"\",'Combined scenario - input'!$D84=\"\"),\"\",P99/'Combined scenario - input'!$D84),\"\")","v":""},{"$f":"IFERROR(IF(OR(Q99=\"\",'Combined scenario - input'!$D84=\"\"),\"\",Q99/'Combined scenario - input'!$D84),\"\")","v":""},{"$f":"IFERROR(IF(OR(R99=\"\",'Combined scenario - input'!$D84=\"\"),\"\",R99/'Combined scenario - input'!$D84),\"\")","v":""},{"$f":"IFERROR(IF(OR(S99=\"\",'Combined scenario - input'!$D84=\"\"),\"\",S99/'Combined scenario - input'!$D84),\"\")","v":""},{"$f":"IFERROR(IF(OR(T99=\"\",'Combined scenario - input'!$D84=\"\"),\"\",T99/'Combined scenario - input'!$D84),\"\")","v":""},{"$f":"IFERROR(IF(OR(U99=\"\",'Combined scenario - input'!$D84=\"\"),\"\",U99/'Combined scenario - input'!$D84),\"\")","v":""},{"$f":"IFERROR(IF(OR(V99=\"\",'Combined scenario - input'!$D84=\"\"),\"\",V99/'Combined scenario - input'!$D84),\"\")","v":""},{"$f":"IFERROR(IF(OR(W99=\"\",'Combined scenario - input'!$D84=\"\"),\"\",W99/'Combined scenario - input'!$D84),\"\")","v":""}]
[{"$f":"IFERROR('Combined scenario - input'!A85,\"\")","v":""},{"$f":"IFERROR('Combined scenario - input'!B85,\"\")","v":""},{"$f":"IFERROR('Combined scenario - input'!C85,\"\")","v":""},{"$f":"IFERROR(repcalc('Combined scenario - input'!$CV85:$GH85,'Combined scenario - input'!$G85,'Combined scenario - input'!$E85,'Combined scenario - input'!$F85,20,TRUE,TRUE),\"\")","v":""},"","","","","","","","","","","","","","","","","","","",{"$f":"IFERROR(IF(OR(D100=\"\",'Combined scenario - input'!$D85=\"\"),\"\",D100/'Combined scenario - input'!$D85),\"\")","v":""},{"$f":"IFERROR(IF(OR(E100=\"\",'Combined scenario - input'!$D85=\"\"),\"\",E100/'Combined scenario - input'!$D85),\"\")","v":""},{"$f":"IFERROR(IF(OR(F100=\"\",'Combined scenario - input'!$D85=\"\"),\"\",F100/'Combined scenario - input'!$D85),\"\")","v":""},{"$f":"IFERROR(IF(OR(G100=\"\",'Combined scenario - input'!$D85=\"\"),\"\",G100/'Combined scenario - input'!$D85),\"\")","v":""},{"$f":"IFERROR(IF(OR(H100=\"\",'Combined scenario - input'!$D85=\"\"),\"\",H100/'Combined scenario - input'!$D85),\"\")","v":""},{"$f":"IFERROR(IF(OR(I100=\"\",'Combined scenario - input'!$D85=\"\"),\"\",I100/'Combined scenario - input'!$D85),\"\")","v":""},{"$f":"IFERROR(IF(OR(J100=\"\",'Combined scenario - input'!$D85=\"\"),\"\",J100/'Combined scenario - input'!$D85),\"\")","v":""},{"$f":"IFERROR(IF(OR(K100=\"\",'Combined scenario - input'!$D85=\"\"),\"\",K100/'Combined scenario - input'!$D85),\"\")","v":""},{"$f":"IFERROR(IF(OR(L100=\"\",'Combined scenario - input'!$D85=\"\"),\"\",L100/'Combined scenario - input'!$D85),\"\")","v":""},{"$f":"IFERROR(IF(OR(M100=\"\",'Combined scenario - input'!$D85=\"\"),\"\",M100/'Combined scenario - input'!$D85),\"\")","v":""},{"$f":"IFERROR(IF(OR(N100=\"\",'Combined scenario - input'!$D85=\"\"),\"\",N100/'Combined scenario - input'!$D85),\"\")","v":""},{"$f":"IFERROR(IF(OR(O100=\"\",'Combined scenario - input'!$D85=\"\"),\"\",O100/'Combined scenario - input'!$D85),\"\")","v":""},{"$f":"IFERROR(IF(OR(P100=\"\",'Combined scenario - input'!$D85=\"\"),\"\",P100/'Combined scenario - input'!$D85),\"\")","v":""},{"$f":"IFERROR(IF(OR(Q100=\"\",'Combined scenario - input'!$D85=\"\"),\"\",Q100/'Combined scenario - input'!$D85),\"\")","v":""},{"$f":"IFERROR(IF(OR(R100=\"\",'Combined scenario - input'!$D85=\"\"),\"\",R100/'Combined scenario - input'!$D85),\"\")","v":""},{"$f":"IFERROR(IF(OR(S100=\"\",'Combined scenario - input'!$D85=\"\"),\"\",S100/'Combined scenario - input'!$D85),\"\")","v":""},{"$f":"IFERROR(IF(OR(T100=\"\",'Combined scenario - input'!$D85=\"\"),\"\",T100/'Combined scenario - input'!$D85),\"\")","v":""},{"$f":"IFERROR(IF(OR(U100=\"\",'Combined scenario - input'!$D85=\"\"),\"\",U100/'Combined scenario - input'!$D85),\"\")","v":""},{"$f":"IFERROR(IF(OR(V100=\"\",'Combined scenario - input'!$D85=\"\"),\"\",V100/'Combined scenario - input'!$D85),\"\")","v":""},{"$f":"IFERROR(IF(OR(W100=\"\",'Combined scenario - input'!$D85=\"\"),\"\",W100/'Combined scenario - input'!$D85),\"\")","v":""}]
[{"$f":"IFERROR('Combined scenario - input'!A86,\"\")","v":""},{"$f":"IFERROR('Combined scenario - input'!B86,\"\")","v":""},{"$f":"IFERROR('Combined scenario - input'!C86,\"\")","v":""},{"$f":"IFERROR(repcalc('Combined scenario - input'!$CV86:$GH86,'Combined scenario - input'!$G86,'Combined scenario - input'!$E86,'Combined scenario - input'!$F86,20,TRUE,TRUE),\"\")","v":""},"","","","","","","","","","","","","","","","","","","",{"$f":"IFERROR(IF(OR(D101=\"\",'Combined scenario - input'!$D86=\"\"),\"\",D101/'Combined scenario - input'!$D86),\"\")","v":""},{"$f":"IFERROR(IF(OR(E101=\"\",'Combined scenario - input'!$D86=\"\"),\"\",E101/'Combined scenario - input'!$D86),\"\")","v":""},{"$f":"IFERROR(IF(OR(F101=\"\",'Combined scenario - input'!$D86=\"\"),\"\",F101/'Combined scenario - input'!$D86),\"\")","v":""},{"$f":"IFERROR(IF(OR(G101=\"\",'Combined scenario - input'!$D86=\"\"),\"\",G101/'Combined scenario - input'!$D86),\"\")","v":""},{"$f":"IFERROR(IF(OR(H101=\"\",'Combined scenario - input'!$D86=\"\"),\"\",H101/'Combined scenario - input'!$D86),\"\")","v":""},{"$f":"IFERROR(IF(OR(I101=\"\",'Combined scenario - input'!$D86=\"\"),\"\",I101/'Combined scenario - input'!$D86),\"\")","v":""},{"$f":"IFERROR(IF(OR(J101=\"\",'Combined scenario - input'!$D86=\"\"),\"\",J101/'Combined scenario - input'!$D86),\"\")","v":""},{"$f":"IFERROR(IF(OR(K101=\"\",'Combined scenario - input'!$D86=\"\"),\"\",K101/'Combined scenario - input'!$D86),\"\")","v":""},{"$f":"IFERROR(IF(OR(L101=\"\",'Combined scenario - input'!$D86=\"\"),\"\",L101/'Combined scenario - input'!$D86),\"\")","v":""},{"$f":"IFERROR(IF(OR(M101=\"\",'Combined scenario - input'!$D86=\"\"),\"\",M101/'Combined scenario - input'!$D86),\"\")","v":""},{"$f":"IFERROR(IF(OR(N101=\"\",'Combined scenario - input'!$D86=\"\"),\"\",N101/'Combined scenario - input'!$D86),\"\")","v":""},{"$f":"IFERROR(IF(OR(O101=\"\",'Combined scenario - input'!$D86=\"\"),\"\",O101/'Combined scenario - input'!$D86),\"\")","v":""},{"$f":"IFERROR(IF(OR(P101=\"\",'Combined scenario - input'!$D86=\"\"),\"\",P101/'Combined scenario - input'!$D86),\"\")","v":""},{"$f":"IFERROR(IF(OR(Q101=\"\",'Combined scenario - input'!$D86=\"\"),\"\",Q101/'Combined scenario - input'!$D86),\"\")","v":""},{"$f":"IFERROR(IF(OR(R101=\"\",'Combined scenario - input'!$D86=\"\"),\"\",R101/'Combined scenario - input'!$D86),\"\")","v":""},{"$f":"IFERROR(IF(OR(S101=\"\",'Combined scenario - input'!$D86=\"\"),\"\",S101/'Combined scenario - input'!$D86),\"\")","v":""},{"$f":"IFERROR(IF(OR(T101=\"\",'Combined scenario - input'!$D86=\"\"),\"\",T101/'Combined scenario - input'!$D86),\"\")","v":""},{"$f":"IFERROR(IF(OR(U101=\"\",'Combined scenario - input'!$D86=\"\"),\"\",U101/'Combined scenario - input'!$D86),\"\")","v":""},{"$f":"IFERROR(IF(OR(V101=\"\",'Combined scenario - input'!$D86=\"\"),\"\",V101/'Combined scenario - input'!$D86),\"\")","v":""},{"$f":"IFERROR(IF(OR(W101=\"\",'Combined scenario - input'!$D86=\"\"),\"\",W101/'Combined scenario - input'!$D86),\"\")","v":""}]
[{"$f":"IFERROR('Combined scenario - input'!A87,\"\")","v":""},{"$f":"IFERROR('Combined scenario - input'!B87,\"\")","v":""},{"$f":"IFERROR('Combined scenario - input'!C87,\"\")","v":""},{"$f":"IFERROR(repcalc('Combined scenario - input'!$CV87:$GH87,'Combined scenario - input'!$G87,'Combined scenario - input'!$E87,'Combined scenario - input'!$F87,20,TRUE,TRUE),\"\")","v":""},"","","","","","","","","","","","","","","","","","","",{"$f":"IFERROR(IF(OR(D102=\"\",'Combined scenario - input'!$D87=\"\"),\"\",D102/'Combined scenario - input'!$D87),\"\")","v":""},{"$f":"IFERROR(IF(OR(E102=\"\",'Combined scenario - input'!$D87=\"\"),\"\",E102/'Combined scenario - input'!$D87),\"\")","v":""},{"$f":"IFERROR(IF(OR(F102=\"\",'Combined scenario - input'!$D87=\"\"),\"\",F102/'Combined scenario - input'!$D87),\"\")","v":""},{"$f":"IFERROR(IF(OR(G102=\"\",'Combined scenario - input'!$D87=\"\"),\"\",G102/'Combined scenario - input'!$D87),\"\")","v":""},{"$f":"IFERROR(IF(OR(H102=\"\",'Combined scenario - input'!$D87=\"\"),\"\",H102/'Combined scenario - input'!$D87),\"\")","v":""},{"$f":"IFERROR(IF(OR(I102=\"\",'Combined scenario - input'!$D87=\"\"),\"\",I102/'Combined scenario - input'!$D87),\"\")","v":""},{"$f":"IFERROR(IF(OR(J102=\"\",'Combined scenario - input'!$D87=\"\"),\"\",J102/'Combined scenario - input'!$D87),\"\")","v":""},{"$f":"IFERROR(IF(OR(K102=\"\",'Combined scenario - input'!$D87=\"\"),\"\",K102/'Combined scenario - input'!$D87),\"\")","v":""},{"$f":"IFERROR(IF(OR(L102=\"\",'Combined scenario - input'!$D87=\"\"),\"\",L102/'Combined scenario - input'!$D87),\"\")","v":""},{"$f":"IFERROR(IF(OR(M102=\"\",'Combined scenario - input'!$D87=\"\"),\"\",M102/'Combined scenario - input'!$D87),\"\")","v":""},{"$f":"IFERROR(IF(OR(N102=\"\",'Combined scenario - input'!$D87=\"\"),\"\",N102/'Combined scenario - input'!$D87),\"\")","v":""},{"$f":"IFERROR(IF(OR(O102=\"\",'Combined scenario - input'!$D87=\"\"),\"\",O102/'Combined scenario - input'!$D87),\"\")","v":""},{"$f":"IFERROR(IF(OR(P102=\"\",'Combined scenario - input'!$D87=\"\"),\"\",P102/'Combined scenario - input'!$D87),\"\")","v":""},{"$f":"IFERROR(IF(OR(Q102=\"\",'Combined scenario - input'!$D87=\"\"),\"\",Q102/'Combined scenario - input'!$D87),\"\")","v":""},{"$f":"IFERROR(IF(OR(R102=\"\",'Combined scenario - input'!$D87=\"\"),\"\",R102/'Combined scenario - input'!$D87),\"\")","v":""},{"$f":"IFERROR(IF(OR(S102=\"\",'Combined scenario - input'!$D87=\"\"),\"\",S102/'Combined scenario - input'!$D87),\"\")","v":""},{"$f":"IFERROR(IF(OR(T102=\"\",'Combined scenario - input'!$D87=\"\"),\"\",T102/'Combined scenario - input'!$D87),\"\")","v":""},{"$f":"IFERROR(IF(OR(U102=\"\",'Combined scenario - input'!$D87=\"\"),\"\",U102/'Combined scenario - input'!$D87),\"\")","v":""},{"$f":"IFERROR(IF(OR(V102=\"\",'Combined scenario - input'!$D87=\"\"),\"\",V102/'Combined scenario - input'!$D87),\"\")","v":""},{"$f":"IFERROR(IF(OR(W102=\"\",'Combined scenario - input'!$D87=\"\"),\"\",W102/'Combined scenario - input'!$D87),\"\")","v":""}]
[{"$f":"IFERROR('Combined scenario - input'!A88,\"\")","v":""},{"$f":"IFERROR('Combined scenario - input'!B88,\"\")","v":""},{"$f":"IFERROR('Combined scenario - input'!C88,\"\")","v":""},{"$f":"IFERROR(repcalc('Combined scenario - input'!$CV88:$GH88,'Combined scenario - input'!$G88,'Combined scenario - input'!$E88,'Combined scenario - input'!$F88,20,TRUE,TRUE),\"\")","v":""},"","","","","","","","","","","","","","","","","","","",{"$f":"IFERROR(IF(OR(D103=\"\",'Combined scenario - input'!$D88=\"\"),\"\",D103/'Combined scenario - input'!$D88),\"\")","v":""},{"$f":"IFERROR(IF(OR(E103=\"\",'Combined scenario - input'!$D88=\"\"),\"\",E103/'Combined scenario - input'!$D88),\"\")","v":""},{"$f":"IFERROR(IF(OR(F103=\"\",'Combined scenario - input'!$D88=\"\"),\"\",F103/'Combined scenario - input'!$D88),\"\")","v":""},{"$f":"IFERROR(IF(OR(G103=\"\",'Combined scenario - input'!$D88=\"\"),\"\",G103/'Combined scenario - input'!$D88),\"\")","v":""},{"$f":"IFERROR(IF(OR(H103=\"\",'Combined scenario - input'!$D88=\"\"),\"\",H103/'Combined scenario - input'!$D88),\"\")","v":""},{"$f":"IFERROR(IF(OR(I103=\"\",'Combined scenario - input'!$D88=\"\"),\"\",I103/'Combined scenario - input'!$D88),\"\")","v":""},{"$f":"IFERROR(IF(OR(J103=\"\",'Combined scenario - input'!$D88=\"\"),\"\",J103/'Combined scenario - input'!$D88),\"\")","v":""},{"$f":"IFERROR(IF(OR(K103=\"\",'Combined scenario - input'!$D88=\"\"),\"\",K103/'Combined scenario - input'!$D88),\"\")","v":""},{"$f":"IFERROR(IF(OR(L103=\"\",'Combined scenario - input'!$D88=\"\"),\"\",L103/'Combined scenario - input'!$D88),\"\")","v":""},{"$f":"IFERROR(IF(OR(M103=\"\",'Combined scenario - input'!$D88=\"\"),\"\",M103/'Combined scenario - input'!$D88),\"\")","v":""},{"$f":"IFERROR(IF(OR(N103=\"\",'Combined scenario - input'!$D88=\"\"),\"\",N103/'Combined scenario - input'!$D88),\"\")","v":""},{"$f":"IFERROR(IF(OR(O103=\"\",'Combined scenario - input'!$D88=\"\"),\"\",O103/'Combined scenario - input'!$D88),\"\")","v":""},{"$f":"IFERROR(IF(OR(P103=\"\",'Combined scenario - input'!$D88=\"\"),\"\",P103/'Combined scenario - input'!$D88),\"\")","v":""},{"$f":"IFERROR(IF(OR(Q103=\"\",'Combined scenario - input'!$D88=\"\"),\"\",Q103/'Combined scenario - input'!$D88),\"\")","v":""},{"$f":"IFERROR(IF(OR(R103=\"\",'Combined scenario - input'!$D88=\"\"),\"\",R103/'Combined scenario - input'!$D88),\"\")","v":""},{"$f":"IFERROR(IF(OR(S103=\"\",'Combined scenario - input'!$D88=\"\"),\"\",S103/'Combined scenario - input'!$D88),\"\")","v":""},{"$f":"IFERROR(IF(OR(T103=\"\",'Combined scenario - input'!$D88=\"\"),\"\",T103/'Combined scenario - input'!$D88),\"\")","v":""},{"$f":"IFERROR(IF(OR(U103=\"\",'Combined scenario - input'!$D88=\"\"),\"\",U103/'Combined scenario - input'!$D88),\"\")","v":""},{"$f":"IFERROR(IF(OR(V103=\"\",'Combined scenario - input'!$D88=\"\"),\"\",V103/'Combined scenario - input'!$D88),\"\")","v":""},{"$f":"IFERROR(IF(OR(W103=\"\",'Combined scenario - input'!$D88=\"\"),\"\",W103/'Combined scenario - input'!$D88),\"\")","v":""}]
[{"$f":"IFERROR('Combined scenario - input'!A89,\"\")","v":""},{"$f":"IFERROR('Combined scenario - input'!B89,\"\")","v":""},{"$f":"IFERROR('Combined scenario - input'!C89,\"\")","v":""},{"$f":"IFERROR(repcalc('Combined scenario - input'!$CV89:$GH89,'Combined scenario - input'!$G89,'Combined scenario - input'!$E89,'Combined scenario - input'!$F89,20,TRUE,TRUE),\"\")","v":""},"","","","","","","","","","","","","","","","","","","",{"$f":"IFERROR(IF(OR(D104=\"\",'Combined scenario - input'!$D89=\"\"),\"\",D104/'Combined scenario - input'!$D89),\"\")","v":""},{"$f":"IFERROR(IF(OR(E104=\"\",'Combined scenario - input'!$D89=\"\"),\"\",E104/'Combined scenario - input'!$D89),\"\")","v":""},{"$f":"IFERROR(IF(OR(F104=\"\",'Combined scenario - input'!$D89=\"\"),\"\",F104/'Combined scenario - input'!$D89),\"\")","v":""},{"$f":"IFERROR(IF(OR(G104=\"\",'Combined scenario - input'!$D89=\"\"),\"\",G104/'Combined scenario - input'!$D89),\"\")","v":""},{"$f":"IFERROR(IF(OR(H104=\"\",'Combined scenario - input'!$D89=\"\"),\"\",H104/'Combined scenario - input'!$D89),\"\")","v":""},{"$f":"IFERROR(IF(OR(I104=\"\",'Combined scenario - input'!$D89=\"\"),\"\",I104/'Combined scenario - input'!$D89),\"\")","v":""},{"$f":"IFERROR(IF(OR(J104=\"\",'Combined scenario - input'!$D89=\"\"),\"\",J104/'Combined scenario - input'!$D89),\"\")","v":""},{"$f":"IFERROR(IF(OR(K104=\"\",'Combined scenario - input'!$D89=\"\"),\"\",K104/'Combined scenario - input'!$D89),\"\")","v":""},{"$f":"IFERROR(IF(OR(L104=\"\",'Combined scenario - input'!$D89=\"\"),\"\",L104/'Combined scenario - input'!$D89),\"\")","v":""},{"$f":"IFERROR(IF(OR(M104=\"\",'Combined scenario - input'!$D89=\"\"),\"\",M104/'Combined scenario - input'!$D89),\"\")","v":""},{"$f":"IFERROR(IF(OR(N104=\"\",'Combined scenario - input'!$D89=\"\"),\"\",N104/'Combined scenario - input'!$D89),\"\")","v":""},{"$f":"IFERROR(IF(OR(O104=\"\",'Combined scenario - input'!$D89=\"\"),\"\",O104/'Combined scenario - input'!$D89),\"\")","v":""},{"$f":"IFERROR(IF(OR(P104=\"\",'Combined scenario - input'!$D89=\"\"),\"\",P104/'Combined scenario - input'!$D89),\"\")","v":""},{"$f":"IFERROR(IF(OR(Q104=\"\",'Combined scenario - input'!$D89=\"\"),\"\",Q104/'Combined scenario - input'!$D89),\"\")","v":""},{"$f":"IFERROR(IF(OR(R104=\"\",'Combined scenario - input'!$D89=\"\"),\"\",R104/'Combined scenario - input'!$D89),\"\")","v":""},{"$f":"IFERROR(IF(OR(S104=\"\",'Combined scenario - input'!$D89=\"\"),\"\",S104/'Combined scenario - input'!$D89),\"\")","v":""},{"$f":"IFERROR(IF(OR(T104=\"\",'Combined scenario - input'!$D89=\"\"),\"\",T104/'Combined scenario - input'!$D89),\"\")","v":""},{"$f":"IFERROR(IF(OR(U104=\"\",'Combined scenario - input'!$D89=\"\"),\"\",U104/'Combined scenario - input'!$D89),\"\")","v":""},{"$f":"IFERROR(IF(OR(V104=\"\",'Combined scenario - input'!$D89=\"\"),\"\",V104/'Combined scenario - input'!$D89),\"\")","v":""},{"$f":"IFERROR(IF(OR(W104=\"\",'Combined scenario - input'!$D89=\"\"),\"\",W104/'Combined scenario - input'!$D89),\"\")","v":""}]
[{"$f":"IFERROR('Combined scenario - input'!A90,\"\")","v":""},{"$f":"IFERROR('Combined scenario - input'!B90,\"\")","v":""},{"$f":"IFERROR('Combined scenario - input'!C90,\"\")","v":""},{"$f":"IFERROR(repcalc('Combined scenario - input'!$CV90:$GH90,'Combined scenario - input'!$G90,'Combined scenario - input'!$E90,'Combined scenario - input'!$F90,20,TRUE,TRUE),\"\")","v":""},"","","","","","","","","","","","","","","","","","","",{"$f":"IFERROR(IF(OR(D105=\"\",'Combined scenario - input'!$D90=\"\"),\"\",D105/'Combined scenario - input'!$D90),\"\")","v":""},{"$f":"IFERROR(IF(OR(E105=\"\",'Combined scenario - input'!$D90=\"\"),\"\",E105/'Combined scenario - input'!$D90),\"\")","v":""},{"$f":"IFERROR(IF(OR(F105=\"\",'Combined scenario - input'!$D90=\"\"),\"\",F105/'Combined scenario - input'!$D90),\"\")","v":""},{"$f":"IFERROR(IF(OR(G105=\"\",'Combined scenario - input'!$D90=\"\"),\"\",G105/'Combined scenario - input'!$D90),\"\")","v":""},{"$f":"IFERROR(IF(OR(H105=\"\",'Combined scenario - input'!$D90=\"\"),\"\",H105/'Combined scenario - input'!$D90),\"\")","v":""},{"$f":"IFERROR(IF(OR(I105=\"\",'Combined scenario - input'!$D90=\"\"),\"\",I105/'Combined scenario - input'!$D90),\"\")","v":""},{"$f":"IFERROR(IF(OR(J105=\"\",'Combined scenario - input'!$D90=\"\"),\"\",J105/'Combined scenario - input'!$D90),\"\")","v":""},{"$f":"IFERROR(IF(OR(K105=\"\",'Combined scenario - input'!$D90=\"\"),\"\",K105/'Combined scenario - input'!$D90),\"\")","v":""},{"$f":"IFERROR(IF(OR(L105=\"\",'Combined scenario - input'!$D90=\"\"),\"\",L105/'Combined scenario - input'!$D90),\"\")","v":""},{"$f":"IFERROR(IF(OR(M105=\"\",'Combined scenario - input'!$D90=\"\"),\"\",M105/'Combined scenario - input'!$D90),\"\")","v":""},{"$f":"IFERROR(IF(OR(N105=\"\",'Combined scenario - input'!$D90=\"\"),\"\",N105/'Combined scenario - input'!$D90),\"\")","v":""},{"$f":"IFERROR(IF(OR(O105=\"\",'Combined scenario - input'!$D90=\"\"),\"\",O105/'Combined scenario - input'!$D90),\"\")","v":""},{"$f":"IFERROR(IF(OR(P105=\"\",'Combined scenario - input'!$D90=\"\"),\"\",P105/'Combined scenario - input'!$D90),\"\")","v":""},{"$f":"IFERROR(IF(OR(Q105=\"\",'Combined scenario - input'!$D90=\"\"),\"\",Q105/'Combined scenario - input'!$D90),\"\")","v":""},{"$f":"IFERROR(IF(OR(R105=\"\",'Combined scenario - input'!$D90=\"\"),\"\",R105/'Combined scenario - input'!$D90),\"\")","v":""},{"$f":"IFERROR(IF(OR(S105=\"\",'Combined scenario - input'!$D90=\"\"),\"\",S105/'Combined scenario - input'!$D90),\"\")","v":""},{"$f":"IFERROR(IF(OR(T105=\"\",'Combined scenario - input'!$D90=\"\"),\"\",T105/'Combined scenario - input'!$D90),\"\")","v":""},{"$f":"IFERROR(IF(OR(U105=\"\",'Combined scenario - input'!$D90=\"\"),\"\",U105/'Combined scenario - input'!$D90),\"\")","v":""},{"$f":"IFERROR(IF(OR(V105=\"\",'Combined scenario - input'!$D90=\"\"),\"\",V105/'Combined scenario - input'!$D90),\"\")","v":""},{"$f":"IFERROR(IF(OR(W105=\"\",'Combined scenario - input'!$D90=\"\"),\"\",W105/'Combined scenario - input'!$D90),\"\")","v":""}]
[{"$f":"IFERROR('Combined scenario - input'!A91,\"\")","v":""},{"$f":"IFERROR('Combined scenario - input'!B91,\"\")","v":""},{"$f":"IFERROR('Combined scenario - input'!C91,\"\")","v":""},{"$f":"IFERROR(repcalc('Combined scenario - input'!$CV91:$GH91,'Combined scenario - input'!$G91,'Combined scenario - input'!$E91,'Combined scenario - input'!$F91,20,TRUE,TRUE),\"\")","v":""},"","","","","","","","","","","","","","","","","","","",{"$f":"IFERROR(IF(OR(D106=\"\",'Combined scenario - input'!$D91=\"\"),\"\",D106/'Combined scenario - input'!$D91),\"\")","v":""},{"$f":"IFERROR(IF(OR(E106=\"\",'Combined scenario - input'!$D91=\"\"),\"\",E106/'Combined scenario - input'!$D91),\"\")","v":""},{"$f":"IFERROR(IF(OR(F106=\"\",'Combined scenario - input'!$D91=\"\"),\"\",F106/'Combined scenario - input'!$D91),\"\")","v":""},{"$f":"IFERROR(IF(OR(G106=\"\",'Combined scenario - input'!$D91=\"\"),\"\",G106/'Combined scenario - input'!$D91),\"\")","v":""},{"$f":"IFERROR(IF(OR(H106=\"\",'Combined scenario - input'!$D91=\"\"),\"\",H106/'Combined scenario - input'!$D91),\"\")","v":""},{"$f":"IFERROR(IF(OR(I106=\"\",'Combined scenario - input'!$D91=\"\"),\"\",I106/'Combined scenario - input'!$D91),\"\")","v":""},{"$f":"IFERROR(IF(OR(J106=\"\",'Combined scenario - input'!$D91=\"\"),\"\",J106/'Combined scenario - input'!$D91),\"\")","v":""},{"$f":"IFERROR(IF(OR(K106=\"\",'Combined scenario - input'!$D91=\"\"),\"\",K106/'Combined scenario - input'!$D91),\"\")","v":""},{"$f":"IFERROR(IF(OR(L106=\"\",'Combined scenario - input'!$D91=\"\"),\"\",L106/'Combined scenario - input'!$D91),\"\")","v":""},{"$f":"IFERROR(IF(OR(M106=\"\",'Combined scenario - input'!$D91=\"\"),\"\",M106/'Combined scenario - input'!$D91),\"\")","v":""},{"$f":"IFERROR(IF(OR(N106=\"\",'Combined scenario - input'!$D91=\"\"),\"\",N106/'Combined scenario - input'!$D91),\"\")","v":""},{"$f":"IFERROR(IF(OR(O106=\"\",'Combined scenario - input'!$D91=\"\"),\"\",O106/'Combined scenario - input'!$D91),\"\")","v":""},{"$f":"IFERROR(IF(OR(P106=\"\",'Combined scenario - input'!$D91=\"\"),\"\",P106/'Combined scenario - input'!$D91),\"\")","v":""},{"$f":"IFERROR(IF(OR(Q106=\"\",'Combined scenario - input'!$D91=\"\"),\"\",Q106/'Combined scenario - input'!$D91),\"\")","v":""},{"$f":"IFERROR(IF(OR(R106=\"\",'Combined scenario - input'!$D91=\"\"),\"\",R106/'Combined scenario - input'!$D91),\"\")","v":""},{"$f":"IFERROR(IF(OR(S106=\"\",'Combined scenario - input'!$D91=\"\"),\"\",S106/'Combined scenario - input'!$D91),\"\")","v":""},{"$f":"IFERROR(IF(OR(T106=\"\",'Combined scenario - input'!$D91=\"\"),\"\",T106/'Combined scenario - input'!$D91),\"\")","v":""},{"$f":"IFERROR(IF(OR(U106=\"\",'Combined scenario - input'!$D91=\"\"),\"\",U106/'Combined scenario - input'!$D91),\"\")","v":""},{"$f":"IFERROR(IF(OR(V106=\"\",'Combined scenario - input'!$D91=\"\"),\"\",V106/'Combined scenario - input'!$D91),\"\")","v":""},{"$f":"IFERROR(IF(OR(W106=\"\",'Combined scenario - input'!$D91=\"\"),\"\",W106/'Combined scenario - input'!$D91),\"\")","v":""}]
[{"$f":"IFERROR('Combined scenario - input'!A92,\"\")","v":""},{"$f":"IFERROR('Combined scenario - input'!B92,\"\")","v":""},{"$f":"IFERROR('Combined scenario - input'!C92,\"\")","v":""},{"$f":"IFERROR(repcalc('Combined scenario - input'!$CV92:$GH92,'Combined scenario - input'!$G92,'Combined scenario - input'!$E92,'Combined scenario - input'!$F92,20,TRUE,TRUE),\"\")","v":""},"","","","","","","","","","","","","","","","","","","",{"$f":"IFERROR(IF(OR(D107=\"\",'Combined scenario - input'!$D92=\"\"),\"\",D107/'Combined scenario - input'!$D92),\"\")","v":""},{"$f":"IFERROR(IF(OR(E107=\"\",'Combined scenario - input'!$D92=\"\"),\"\",E107/'Combined scenario - input'!$D92),\"\")","v":""},{"$f":"IFERROR(IF(OR(F107=\"\",'Combined scenario - input'!$D92=\"\"),\"\",F107/'Combined scenario - input'!$D92),\"\")","v":""},{"$f":"IFERROR(IF(OR(G107=\"\",'Combined scenario - input'!$D92=\"\"),\"\",G107/'Combined scenario - input'!$D92),\"\")","v":""},{"$f":"IFERROR(IF(OR(H107=\"\",'Combined scenario - input'!$D92=\"\"),\"\",H107/'Combined scenario - input'!$D92),\"\")","v":""},{"$f":"IFERROR(IF(OR(I107=\"\",'Combined scenario - input'!$D92=\"\"),\"\",I107/'Combined scenario - input'!$D92),\"\")","v":""},{"$f":"IFERROR(IF(OR(J107=\"\",'Combined scenario - input'!$D92=\"\"),\"\",J107/'Combined scenario - input'!$D92),\"\")","v":""},{"$f":"IFERROR(IF(OR(K107=\"\",'Combined scenario - input'!$D92=\"\"),\"\",K107/'Combined scenario - input'!$D92),\"\")","v":""},{"$f":"IFERROR(IF(OR(L107=\"\",'Combined scenario - input'!$D92=\"\"),\"\",L107/'Combined scenario - input'!$D92),\"\")","v":""},{"$f":"IFERROR(IF(OR(M107=\"\",'Combined scenario - input'!$D92=\"\"),\"\",M107/'Combined scenario - input'!$D92),\"\")","v":""},{"$f":"IFERROR(IF(OR(N107=\"\",'Combined scenario - input'!$D92=\"\"),\"\",N107/'Combined scenario - input'!$D92),\"\")","v":""},{"$f":"IFERROR(IF(OR(O107=\"\",'Combined scenario - input'!$D92=\"\"),\"\",O107/'Combined scenario - input'!$D92),\"\")","v":""},{"$f":"IFERROR(IF(OR(P107=\"\",'Combined scenario - input'!$D92=\"\"),\"\",P107/'Combined scenario - input'!$D92),\"\")","v":""},{"$f":"IFERROR(IF(OR(Q107=\"\",'Combined scenario - input'!$D92=\"\"),\"\",Q107/'Combined scenario - input'!$D92),\"\")","v":""},{"$f":"IFERROR(IF(OR(R107=\"\",'Combined scenario - input'!$D92=\"\"),\"\",R107/'Combined scenario - input'!$D92),\"\")","v":""},{"$f":"IFERROR(IF(OR(S107=\"\",'Combined scenario - input'!$D92=\"\"),\"\",S107/'Combined scenario - input'!$D92),\"\")","v":""},{"$f":"IFERROR(IF(OR(T107=\"\",'Combined scenario - input'!$D92=\"\"),\"\",T107/'Combined scenario - input'!$D92),\"\")","v":""},{"$f":"IFERROR(IF(OR(U107=\"\",'Combined scenario - input'!$D92=\"\"),\"\",U107/'Combined scenario - input'!$D92),\"\")","v":""},{"$f":"IFERROR(IF(OR(V107=\"\",'Combined scenario - input'!$D92=\"\"),\"\",V107/'Combined scenario - input'!$D92),\"\")","v":""},{"$f":"IFERROR(IF(OR(W107=\"\",'Combined scenario - input'!$D92=\"\"),\"\",W107/'Combined scenario - input'!$D92),\"\")","v":""}]
[{"$f":"IFERROR('Combined scenario - input'!A93,\"\")","v":""},{"$f":"IFERROR('Combined scenario - input'!B93,\"\")","v":""},{"$f":"IFERROR('Combined scenario - input'!C93,\"\")","v":""},{"$f":"IFERROR(repcalc('Combined scenario - input'!$CV93:$GH93,'Combined scenario - input'!$G93,'Combined scenario - input'!$E93,'Combined scenario - input'!$F93,20,TRUE,TRUE),\"\")","v":""},"","","","","","","","","","","","","","","","","","","",{"$f":"IFERROR(IF(OR(D108=\"\",'Combined scenario - input'!$D93=\"\"),\"\",D108/'Combined scenario - input'!$D93),\"\")","v":""},{"$f":"IFERROR(IF(OR(E108=\"\",'Combined scenario - input'!$D93=\"\"),\"\",E108/'Combined scenario - input'!$D93),\"\")","v":""},{"$f":"IFERROR(IF(OR(F108=\"\",'Combined scenario - input'!$D93=\"\"),\"\",F108/'Combined scenario - input'!$D93),\"\")","v":""},{"$f":"IFERROR(IF(OR(G108=\"\",'Combined scenario - input'!$D93=\"\"),\"\",G108/'Combined scenario - input'!$D93),\"\")","v":""},{"$f":"IFERROR(IF(OR(H108=\"\",'Combined scenario - input'!$D93=\"\"),\"\",H108/'Combined scenario - input'!$D93),\"\")","v":""},{"$f":"IFERROR(IF(OR(I108=\"\",'Combined scenario - input'!$D93=\"\"),\"\",I108/'Combined scenario - input'!$D93),\"\")","v":""},{"$f":"IFERROR(IF(OR(J108=\"\",'Combined scenario - input'!$D93=\"\"),\"\",J108/'Combined scenario - input'!$D93),\"\")","v":""},{"$f":"IFERROR(IF(OR(K108=\"\",'Combined scenario - input'!$D93=\"\"),\"\",K108/'Combined scenario - input'!$D93),\"\")","v":""},{"$f":"IFERROR(IF(OR(L108=\"\",'Combined scenario - input'!$D93=\"\"),\"\",L108/'Combined scenario - input'!$D93),\"\")","v":""},{"$f":"IFERROR(IF(OR(M108=\"\",'Combined scenario - input'!$D93=\"\"),\"\",M108/'Combined scenario - input'!$D93),\"\")","v":""},{"$f":"IFERROR(IF(OR(N108=\"\",'Combined scenario - input'!$D93=\"\"),\"\",N108/'Combined scenario - input'!$D93),\"\")","v":""},{"$f":"IFERROR(IF(OR(O108=\"\",'Combined scenario - input'!$D93=\"\"),\"\",O108/'Combined scenario - input'!$D93),\"\")","v":""},{"$f":"IFERROR(IF(OR(P108=\"\",'Combined scenario - input'!$D93=\"\"),\"\",P108/'Combined scenario - input'!$D93),\"\")","v":""},{"$f":"IFERROR(IF(OR(Q108=\"\",'Combined scenario - input'!$D93=\"\"),\"\",Q108/'Combined scenario - input'!$D93),\"\")","v":""},{"$f":"IFERROR(IF(OR(R108=\"\",'Combined scenario - input'!$D93=\"\"),\"\",R108/'Combined scenario - input'!$D93),\"\")","v":""},{"$f":"IFERROR(IF(OR(S108=\"\",'Combined scenario - input'!$D93=\"\"),\"\",S108/'Combined scenario - input'!$D93),\"\")","v":""},{"$f":"IFERROR(IF(OR(T108=\"\",'Combined scenario - input'!$D93=\"\"),\"\",T108/'Combined scenario - input'!$D93),\"\")","v":""},{"$f":"IFERROR(IF(OR(U108=\"\",'Combined scenario - input'!$D93=\"\"),\"\",U108/'Combined scenario - input'!$D93),\"\")","v":""},{"$f":"IFERROR(IF(OR(V108=\"\",'Combined scenario - input'!$D93=\"\"),\"\",V108/'Combined scenario - input'!$D93),\"\")","v":""},{"$f":"IFERROR(IF(OR(W108=\"\",'Combined scenario - input'!$D93=\"\"),\"\",W108/'Combined scenario - input'!$D93),\"\")","v":""}]
[{"$f":"IFERROR('Combined scenario - input'!A94,\"\")","v":""},{"$f":"IFERROR('Combined scenario - input'!B94,\"\")","v":""},{"$f":"IFERROR('Combined scenario - input'!C94,\"\")","v":""},{"$f":"IFERROR(repcalc('Combined scenario - input'!$CV94:$GH94,'Combined scenario - input'!$G94,'Combined scenario - input'!$E94,'Combined scenario - input'!$F94,20,TRUE,TRUE),\"\")","v":""},"","","","","","","","","","","","","","","","","","","",{"$f":"IFERROR(IF(OR(D109=\"\",'Combined scenario - input'!$D94=\"\"),\"\",D109/'Combined scenario - input'!$D94),\"\")","v":""},{"$f":"IFERROR(IF(OR(E109=\"\",'Combined scenario - input'!$D94=\"\"),\"\",E109/'Combined scenario - input'!$D94),\"\")","v":""},{"$f":"IFERROR(IF(OR(F109=\"\",'Combined scenario - input'!$D94=\"\"),\"\",F109/'Combined scenario - input'!$D94),\"\")","v":""},{"$f":"IFERROR(IF(OR(G109=\"\",'Combined scenario - input'!$D94=\"\"),\"\",G109/'Combined scenario - input'!$D94),\"\")","v":""},{"$f":"IFERROR(IF(OR(H109=\"\",'Combined scenario - input'!$D94=\"\"),\"\",H109/'Combined scenario - input'!$D94),\"\")","v":""},{"$f":"IFERROR(IF(OR(I109=\"\",'Combined scenario - input'!$D94=\"\"),\"\",I109/'Combined scenario - input'!$D94),\"\")","v":""},{"$f":"IFERROR(IF(OR(J109=\"\",'Combined scenario - input'!$D94=\"\"),\"\",J109/'Combined scenario - input'!$D94),\"\")","v":""},{"$f":"IFERROR(IF(OR(K109=\"\",'Combined scenario - input'!$D94=\"\"),\"\",K109/'Combined scenario - input'!$D94),\"\")","v":""},{"$f":"IFERROR(IF(OR(L109=\"\",'Combined scenario - input'!$D94=\"\"),\"\",L109/'Combined scenario - input'!$D94),\"\")","v":""},{"$f":"IFERROR(IF(OR(M109=\"\",'Combined scenario - input'!$D94=\"\"),\"\",M109/'Combined scenario - input'!$D94),\"\")","v":""},{"$f":"IFERROR(IF(OR(N109=\"\",'Combined scenario - input'!$D94=\"\"),\"\",N109/'Combined scenario - input'!$D94),\"\")","v":""},{"$f":"IFERROR(IF(OR(O109=\"\",'Combined scenario - input'!$D94=\"\"),\"\",O109/'Combined scenario - input'!$D94),\"\")","v":""},{"$f":"IFERROR(IF(OR(P109=\"\",'Combined scenario - input'!$D94=\"\"),\"\",P109/'Combined scenario - input'!$D94),\"\")","v":""},{"$f":"IFERROR(IF(OR(Q109=\"\",'Combined scenario - input'!$D94=\"\"),\"\",Q109/'Combined scenario - input'!$D94),\"\")","v":""},{"$f":"IFERROR(IF(OR(R109=\"\",'Combined scenario - input'!$D94=\"\"),\"\",R109/'Combined scenario - input'!$D94),\"\")","v":""},{"$f":"IFERROR(IF(OR(S109=\"\",'Combined scenario - input'!$D94=\"\"),\"\",S109/'Combined scenario - input'!$D94),\"\")","v":""},{"$f":"IFERROR(IF(OR(T109=\"\",'Combined scenario - input'!$D94=\"\"),\"\",T109/'Combined scenario - input'!$D94),\"\")","v":""},{"$f":"IFERROR(IF(OR(U109=\"\",'Combined scenario - input'!$D94=\"\"),\"\",U109/'Combined scenario - input'!$D94),\"\")","v":""},{"$f":"IFERROR(IF(OR(V109=\"\",'Combined scenario - input'!$D94=\"\"),\"\",V109/'Combined scenario - input'!$D94),\"\")","v":""},{"$f":"IFERROR(IF(OR(W109=\"\",'Combined scenario - input'!$D94=\"\"),\"\",W109/'Combined scenario - input'!$D94),\"\")","v":""}]
[{"$f":"IFERROR('Combined scenario - input'!A95,\"\")","v":""},{"$f":"IFERROR('Combined scenario - input'!B95,\"\")","v":""},{"$f":"IFERROR('Combined scenario - input'!C95,\"\")","v":""},{"$f":"IFERROR(repcalc('Combined scenario - input'!$CV95:$GH95,'Combined scenario - input'!$G95,'Combined scenario - input'!$E95,'Combined scenario - input'!$F95,20,TRUE,TRUE),\"\")","v":""},"","","","","","","","","","","","","","","","","","","",{"$f":"IFERROR(IF(OR(D110=\"\",'Combined scenario - input'!$D95=\"\"),\"\",D110/'Combined scenario - input'!$D95),\"\")","v":""},{"$f":"IFERROR(IF(OR(E110=\"\",'Combined scenario - input'!$D95=\"\"),\"\",E110/'Combined scenario - input'!$D95),\"\")","v":""},{"$f":"IFERROR(IF(OR(F110=\"\",'Combined scenario - input'!$D95=\"\"),\"\",F110/'Combined scenario - input'!$D95),\"\")","v":""},{"$f":"IFERROR(IF(OR(G110=\"\",'Combined scenario - input'!$D95=\"\"),\"\",G110/'Combined scenario - input'!$D95),\"\")","v":""},{"$f":"IFERROR(IF(OR(H110=\"\",'Combined scenario - input'!$D95=\"\"),\"\",H110/'Combined scenario - input'!$D95),\"\")","v":""},{"$f":"IFERROR(IF(OR(I110=\"\",'Combined scenario - input'!$D95=\"\"),\"\",I110/'Combined scenario - input'!$D95),\"\")","v":""},{"$f":"IFERROR(IF(OR(J110=\"\",'Combined scenario - input'!$D95=\"\"),\"\",J110/'Combined scenario - input'!$D95),\"\")","v":""},{"$f":"IFERROR(IF(OR(K110=\"\",'Combined scenario - input'!$D95=\"\"),\"\",K110/'Combined scenario - input'!$D95),\"\")","v":""},{"$f":"IFERROR(IF(OR(L110=\"\",'Combined scenario - input'!$D95=\"\"),\"\",L110/'Combined scenario - input'!$D95),\"\")","v":""},{"$f":"IFERROR(IF(OR(M110=\"\",'Combined scenario - input'!$D95=\"\"),\"\",M110/'Combined scenario - input'!$D95),\"\")","v":""},{"$f":"IFERROR(IF(OR(N110=\"\",'Combined scenario - input'!$D95=\"\"),\"\",N110/'Combined scenario - input'!$D95),\"\")","v":""},{"$f":"IFERROR(IF(OR(O110=\"\",'Combined scenario - input'!$D95=\"\"),\"\",O110/'Combined scenario - input'!$D95),\"\")","v":""},{"$f":"IFERROR(IF(OR(P110=\"\",'Combined scenario - input'!$D95=\"\"),\"\",P110/'Combined scenario - input'!$D95),\"\")","v":""},{"$f":"IFERROR(IF(OR(Q110=\"\",'Combined scenario - input'!$D95=\"\"),\"\",Q110/'Combined scenario - input'!$D95),\"\")","v":""},{"$f":"IFERROR(IF(OR(R110=\"\",'Combined scenario - input'!$D95=\"\"),\"\",R110/'Combined scenario - input'!$D95),\"\")","v":""},{"$f":"IFERROR(IF(OR(S110=\"\",'Combined scenario - input'!$D95=\"\"),\"\",S110/'Combined scenario - input'!$D95),\"\")","v":""},{"$f":"IFERROR(IF(OR(T110=\"\",'Combined scenario - input'!$D95=\"\"),\"\",T110/'Combined scenario - input'!$D95),\"\")","v":""},{"$f":"IFERROR(IF(OR(U110=\"\",'Combined scenario - input'!$D95=\"\"),\"\",U110/'Combined scenario - input'!$D95),\"\")","v":""},{"$f":"IFERROR(IF(OR(V110=\"\",'Combined scenario - input'!$D95=\"\"),\"\",V110/'Combined scenario - input'!$D95),\"\")","v":""},{"$f":"IFERROR(IF(OR(W110=\"\",'Combined scenario - input'!$D95=\"\"),\"\",W110/'Combined scenario - input'!$D95),\"\")","v":""}]
[{"$f":"IFERROR('Combined scenario - input'!A96,\"\")","v":""},{"$f":"IFERROR('Combined scenario - input'!B96,\"\")","v":""},{"$f":"IFERROR('Combined scenario - input'!C96,\"\")","v":""},{"$f":"IFERROR(repcalc('Combined scenario - input'!$CV96:$GH96,'Combined scenario - input'!$G96,'Combined scenario - input'!$E96,'Combined scenario - input'!$F96,20,TRUE,TRUE),\"\")","v":""},"","","","","","","","","","","","","","","","","","","",{"$f":"IFERROR(IF(OR(D111=\"\",'Combined scenario - input'!$D96=\"\"),\"\",D111/'Combined scenario - input'!$D96),\"\")","v":""},{"$f":"IFERROR(IF(OR(E111=\"\",'Combined scenario - input'!$D96=\"\"),\"\",E111/'Combined scenario - input'!$D96),\"\")","v":""},{"$f":"IFERROR(IF(OR(F111=\"\",'Combined scenario - input'!$D96=\"\"),\"\",F111/'Combined scenario - input'!$D96),\"\")","v":""},{"$f":"IFERROR(IF(OR(G111=\"\",'Combined scenario - input'!$D96=\"\"),\"\",G111/'Combined scenario - input'!$D96),\"\")","v":""},{"$f":"IFERROR(IF(OR(H111=\"\",'Combined scenario - input'!$D96=\"\"),\"\",H111/'Combined scenario - input'!$D96),\"\")","v":""},{"$f":"IFERROR(IF(OR(I111=\"\",'Combined scenario - input'!$D96=\"\"),\"\",I111/'Combined scenario - input'!$D96),\"\")","v":""},{"$f":"IFERROR(IF(OR(J111=\"\",'Combined scenario - input'!$D96=\"\"),\"\",J111/'Combined scenario - input'!$D96),\"\")","v":""},{"$f":"IFERROR(IF(OR(K111=\"\",'Combined scenario - input'!$D96=\"\"),\"\",K111/'Combined scenario - input'!$D96),\"\")","v":""},{"$f":"IFERROR(IF(OR(L111=\"\",'Combined scenario - input'!$D96=\"\"),\"\",L111/'Combined scenario - input'!$D96),\"\")","v":""},{"$f":"IFERROR(IF(OR(M111=\"\",'Combined scenario - input'!$D96=\"\"),\"\",M111/'Combined scenario - input'!$D96),\"\")","v":""},{"$f":"IFERROR(IF(OR(N111=\"\",'Combined scenario - input'!$D96=\"\"),\"\",N111/'Combined scenario - input'!$D96),\"\")","v":""},{"$f":"IFERROR(IF(OR(O111=\"\",'Combined scenario - input'!$D96=\"\"),\"\",O111/'Combined scenario - input'!$D96),\"\")","v":""},{"$f":"IFERROR(IF(OR(P111=\"\",'Combined scenario - input'!$D96=\"\"),\"\",P111/'Combined scenario - input'!$D96),\"\")","v":""},{"$f":"IFERROR(IF(OR(Q111=\"\",'Combined scenario - input'!$D96=\"\"),\"\",Q111/'Combined scenario - input'!$D96),\"\")","v":""},{"$f":"IFERROR(IF(OR(R111=\"\",'Combined scenario - input'!$D96=\"\"),\"\",R111/'Combined scenario - input'!$D96),\"\")","v":""},{"$f":"IFERROR(IF(OR(S111=\"\",'Combined scenario - input'!$D96=\"\"),\"\",S111/'Combined scenario - input'!$D96),\"\")","v":""},{"$f":"IFERROR(IF(OR(T111=\"\",'Combined scenario - input'!$D96=\"\"),\"\",T111/'Combined scenario - input'!$D96),\"\")","v":""},{"$f":"IFERROR(IF(OR(U111=\"\",'Combined scenario - input'!$D96=\"\"),\"\",U111/'Combined scenario - input'!$D96),\"\")","v":""},{"$f":"IFERROR(IF(OR(V111=\"\",'Combined scenario - input'!$D96=\"\"),\"\",V111/'Combined scenario - input'!$D96),\"\")","v":""},{"$f":"IFERROR(IF(OR(W111=\"\",'Combined scenario - input'!$D96=\"\"),\"\",W111/'Combined scenario - input'!$D96),\"\")","v":""}]
[{"$f":"IFERROR('Combined scenario - input'!A97,\"\")","v":""},{"$f":"IFERROR('Combined scenario - input'!B97,\"\")","v":""},{"$f":"IFERROR('Combined scenario - input'!C97,\"\")","v":""},{"$f":"IFERROR(repcalc('Combined scenario - input'!$CV97:$GH97,'Combined scenario - input'!$G97,'Combined scenario - input'!$E97,'Combined scenario - input'!$F97,20,TRUE,TRUE),\"\")","v":""},"","","","","","","","","","","","","","","","","","","",{"$f":"IFERROR(IF(OR(D112=\"\",'Combined scenario - input'!$D97=\"\"),\"\",D112/'Combined scenario - input'!$D97),\"\")","v":""},{"$f":"IFERROR(IF(OR(E112=\"\",'Combined scenario - input'!$D97=\"\"),\"\",E112/'Combined scenario - input'!$D97),\"\")","v":""},{"$f":"IFERROR(IF(OR(F112=\"\",'Combined scenario - input'!$D97=\"\"),\"\",F112/'Combined scenario - input'!$D97),\"\")","v":""},{"$f":"IFERROR(IF(OR(G112=\"\",'Combined scenario - input'!$D97=\"\"),\"\",G112/'Combined scenario - input'!$D97),\"\")","v":""},{"$f":"IFERROR(IF(OR(H112=\"\",'Combined scenario - input'!$D97=\"\"),\"\",H112/'Combined scenario - input'!$D97),\"\")","v":""},{"$f":"IFERROR(IF(OR(I112=\"\",'Combined scenario - input'!$D97=\"\"),\"\",I112/'Combined scenario - input'!$D97),\"\")","v":""},{"$f":"IFERROR(IF(OR(J112=\"\",'Combined scenario - input'!$D97=\"\"),\"\",J112/'Combined scenario - input'!$D97),\"\")","v":""},{"$f":"IFERROR(IF(OR(K112=\"\",'Combined scenario - input'!$D97=\"\"),\"\",K112/'Combined scenario - input'!$D97),\"\")","v":""},{"$f":"IFERROR(IF(OR(L112=\"\",'Combined scenario - input'!$D97=\"\"),\"\",L112/'Combined scenario - input'!$D97),\"\")","v":""},{"$f":"IFERROR(IF(OR(M112=\"\",'Combined scenario - input'!$D97=\"\"),\"\",M112/'Combined scenario - input'!$D97),\"\")","v":""},{"$f":"IFERROR(IF(OR(N112=\"\",'Combined scenario - input'!$D97=\"\"),\"\",N112/'Combined scenario - input'!$D97),\"\")","v":""},{"$f":"IFERROR(IF(OR(O112=\"\",'Combined scenario - input'!$D97=\"\"),\"\",O112/'Combined scenario - input'!$D97),\"\")","v":""},{"$f":"IFERROR(IF(OR(P112=\"\",'Combined scenario - input'!$D97=\"\"),\"\",P112/'Combined scenario - input'!$D97),\"\")","v":""},{"$f":"IFERROR(IF(OR(Q112=\"\",'Combined scenario - input'!$D97=\"\"),\"\",Q112/'Combined scenario - input'!$D97),\"\")","v":""},{"$f":"IFERROR(IF(OR(R112=\"\",'Combined scenario - input'!$D97=\"\"),\"\",R112/'Combined scenario - input'!$D97),\"\")","v":""},{"$f":"IFERROR(IF(OR(S112=\"\",'Combined scenario - input'!$D97=\"\"),\"\",S112/'Combined scenario - input'!$D97),\"\")","v":""},{"$f":"IFERROR(IF(OR(T112=\"\",'Combined scenario - input'!$D97=\"\"),\"\",T112/'Combined scenario - input'!$D97),\"\")","v":""},{"$f":"IFERROR(IF(OR(U112=\"\",'Combined scenario - input'!$D97=\"\"),\"\",U112/'Combined scenario - input'!$D97),\"\")","v":""},{"$f":"IFERROR(IF(OR(V112=\"\",'Combined scenario - input'!$D97=\"\"),\"\",V112/'Combined scenario - input'!$D97),\"\")","v":""},{"$f":"IFERROR(IF(OR(W112=\"\",'Combined scenario - input'!$D97=\"\"),\"\",W112/'Combined scenario - input'!$D97),\"\")","v":""}]
[{"$f":"IFERROR('Combined scenario - input'!A98,\"\")","v":""},{"$f":"IFERROR('Combined scenario - input'!B98,\"\")","v":""},{"$f":"IFERROR('Combined scenario - input'!C98,\"\")","v":""},{"$f":"IFERROR(repcalc('Combined scenario - input'!$CV98:$GH98,'Combined scenario - input'!$G98,'Combined scenario - input'!$E98,'Combined scenario - input'!$F98,20,TRUE,TRUE),\"\")","v":""},"","","","","","","","","","","","","","","","","","","",{"$f":"IFERROR(IF(OR(D113=\"\",'Combined scenario - input'!$D98=\"\"),\"\",D113/'Combined scenario - input'!$D98),\"\")","v":""},{"$f":"IFERROR(IF(OR(E113=\"\",'Combined scenario - input'!$D98=\"\"),\"\",E113/'Combined scenario - input'!$D98),\"\")","v":""},{"$f":"IFERROR(IF(OR(F113=\"\",'Combined scenario - input'!$D98=\"\"),\"\",F113/'Combined scenario - input'!$D98),\"\")","v":""},{"$f":"IFERROR(IF(OR(G113=\"\",'Combined scenario - input'!$D98=\"\"),\"\",G113/'Combined scenario - input'!$D98),\"\")","v":""},{"$f":"IFERROR(IF(OR(H113=\"\",'Combined scenario - input'!$D98=\"\"),\"\",H113/'Combined scenario - input'!$D98),\"\")","v":""},{"$f":"IFERROR(IF(OR(I113=\"\",'Combined scenario - input'!$D98=\"\"),\"\",I113/'Combined scenario - input'!$D98),\"\")","v":""},{"$f":"IFERROR(IF(OR(J113=\"\",'Combined scenario - input'!$D98=\"\"),\"\",J113/'Combined scenario - input'!$D98),\"\")","v":""},{"$f":"IFERROR(IF(OR(K113=\"\",'Combined scenario - input'!$D98=\"\"),\"\",K113/'Combined scenario - input'!$D98),\"\")","v":""},{"$f":"IFERROR(IF(OR(L113=\"\",'Combined scenario - input'!$D98=\"\"),\"\",L113/'Combined scenario - input'!$D98),\"\")","v":""},{"$f":"IFERROR(IF(OR(M113=\"\",'Combined scenario - input'!$D98=\"\"),\"\",M113/'Combined scenario - input'!$D98),\"\")","v":""},{"$f":"IFERROR(IF(OR(N113=\"\",'Combined scenario - input'!$D98=\"\"),\"\",N113/'Combined scenario - input'!$D98),\"\")","v":""},{"$f":"IFERROR(IF(OR(O113=\"\",'Combined scenario - input'!$D98=\"\"),\"\",O113/'Combined scenario - input'!$D98),\"\")","v":""},{"$f":"IFERROR(IF(OR(P113=\"\",'Combined scenario - input'!$D98=\"\"),\"\",P113/'Combined scenario - input'!$D98),\"\")","v":""},{"$f":"IFERROR(IF(OR(Q113=\"\",'Combined scenario - input'!$D98=\"\"),\"\",Q113/'Combined scenario - input'!$D98),\"\")","v":""},{"$f":"IFERROR(IF(OR(R113=\"\",'Combined scenario - input'!$D98=\"\"),\"\",R113/'Combined scenario - input'!$D98),\"\")","v":""},{"$f":"IFERROR(IF(OR(S113=\"\",'Combined scenario - input'!$D98=\"\"),\"\",S113/'Combined scenario - input'!$D98),\"\")","v":""},{"$f":"IFERROR(IF(OR(T113=\"\",'Combined scenario - input'!$D98=\"\"),\"\",T113/'Combined scenario - input'!$D98),\"\")","v":""},{"$f":"IFERROR(IF(OR(U113=\"\",'Combined scenario - input'!$D98=\"\"),\"\",U113/'Combined scenario - input'!$D98),\"\")","v":""},{"$f":"IFERROR(IF(OR(V113=\"\",'Combined scenario - input'!$D98=\"\"),\"\",V113/'Combined scenario - input'!$D98),\"\")","v":""},{"$f":"IFERROR(IF(OR(W113=\"\",'Combined scenario - input'!$D98=\"\"),\"\",W113/'Combined scenario - input'!$D98),\"\")","v":""}]
[{"$f":"IFERROR('Combined scenario - input'!A99,\"\")","v":""},{"$f":"IFERROR('Combined scenario - input'!B99,\"\")","v":""},{"$f":"IFERROR('Combined scenario - input'!C99,\"\")","v":""},{"$f":"IFERROR(repcalc('Combined scenario - input'!$CV99:$GH99,'Combined scenario - input'!$G99,'Combined scenario - input'!$E99,'Combined scenario - input'!$F99,20,TRUE,TRUE),\"\")","v":""},"","","","","","","","","","","","","","","","","","","",{"$f":"IFERROR(IF(OR(D114=\"\",'Combined scenario - input'!$D99=\"\"),\"\",D114/'Combined scenario - input'!$D99),\"\")","v":""},{"$f":"IFERROR(IF(OR(E114=\"\",'Combined scenario - input'!$D99=\"\"),\"\",E114/'Combined scenario - input'!$D99),\"\")","v":""},{"$f":"IFERROR(IF(OR(F114=\"\",'Combined scenario - input'!$D99=\"\"),\"\",F114/'Combined scenario - input'!$D99),\"\")","v":""},{"$f":"IFERROR(IF(OR(G114=\"\",'Combined scenario - input'!$D99=\"\"),\"\",G114/'Combined scenario - input'!$D99),\"\")","v":""},{"$f":"IFERROR(IF(OR(H114=\"\",'Combined scenario - input'!$D99=\"\"),\"\",H114/'Combined scenario - input'!$D99),\"\")","v":""},{"$f":"IFERROR(IF(OR(I114=\"\",'Combined scenario - input'!$D99=\"\"),\"\",I114/'Combined scenario - input'!$D99),\"\")","v":""},{"$f":"IFERROR(IF(OR(J114=\"\",'Combined scenario - input'!$D99=\"\"),\"\",J114/'Combined scenario - input'!$D99),\"\")","v":""},{"$f":"IFERROR(IF(OR(K114=\"\",'Combined scenario - input'!$D99=\"\"),\"\",K114/'Combined scenario - input'!$D99),\"\")","v":""},{"$f":"IFERROR(IF(OR(L114=\"\",'Combined scenario - input'!$D99=\"\"),\"\",L114/'Combined scenario - input'!$D99),\"\")","v":""},{"$f":"IFERROR(IF(OR(M114=\"\",'Combined scenario - input'!$D99=\"\"),\"\",M114/'Combined scenario - input'!$D99),\"\")","v":""},{"$f":"IFERROR(IF(OR(N114=\"\",'Combined scenario - input'!$D99=\"\"),\"\",N114/'Combined scenario - input'!$D99),\"\")","v":""},{"$f":"IFERROR(IF(OR(O114=\"\",'Combined scenario - input'!$D99=\"\"),\"\",O114/'Combined scenario - input'!$D99),\"\")","v":""},{"$f":"IFERROR(IF(OR(P114=\"\",'Combined scenario - input'!$D99=\"\"),\"\",P114/'Combined scenario - input'!$D99),\"\")","v":""},{"$f":"IFERROR(IF(OR(Q114=\"\",'Combined scenario - input'!$D99=\"\"),\"\",Q114/'Combined scenario - input'!$D99),\"\")","v":""},{"$f":"IFERROR(IF(OR(R114=\"\",'Combined scenario - input'!$D99=\"\"),\"\",R114/'Combined scenario - input'!$D99),\"\")","v":""},{"$f":"IFERROR(IF(OR(S114=\"\",'Combined scenario - input'!$D99=\"\"),\"\",S114/'Combined scenario - input'!$D99),\"\")","v":""},{"$f":"IFERROR(IF(OR(T114=\"\",'Combined scenario - input'!$D99=\"\"),\"\",T114/'Combined scenario - input'!$D99),\"\")","v":""},{"$f":"IFERROR(IF(OR(U114=\"\",'Combined scenario - input'!$D99=\"\"),\"\",U114/'Combined scenario - input'!$D99),\"\")","v":""},{"$f":"IFERROR(IF(OR(V114=\"\",'Combined scenario - input'!$D99=\"\"),\"\",V114/'Combined scenario - input'!$D99),\"\")","v":""},{"$f":"IFERROR(IF(OR(W114=\"\",'Combined scenario - input'!$D99=\"\"),\"\",W114/'Combined scenario - input'!$D99),\"\")","v":""}]
[{"$f":"IFERROR('Combined scenario - input'!A100,\"\")","v":""},{"$f":"IFERROR('Combined scenario - input'!B100,\"\")","v":""},{"$f":"IFERROR('Combined scenario - input'!C100,\"\")","v":""},{"$f":"IFERROR(repcalc('Combined scenario - input'!$CV100:$GH100,'Combined scenario - input'!$G100,'Combined scenario - input'!$E100,'Combined scenario - input'!$F100,20,TRUE,TRUE),\"\")","v":""},"","","","","","","","","","","","","","","","","","","",{"$f":"IFERROR(IF(OR(D115=\"\",'Combined scenario - input'!$D100=\"\"),\"\",D115/'Combined scenario - input'!$D100),\"\")","v":""},{"$f":"IFERROR(IF(OR(E115=\"\",'Combined scenario - input'!$D100=\"\"),\"\",E115/'Combined scenario - input'!$D100),\"\")","v":""},{"$f":"IFERROR(IF(OR(F115=\"\",'Combined scenario - input'!$D100=\"\"),\"\",F115/'Combined scenario - input'!$D100),\"\")","v":""},{"$f":"IFERROR(IF(OR(G115=\"\",'Combined scenario - input'!$D100=\"\"),\"\",G115/'Combined scenario - input'!$D100),\"\")","v":""},{"$f":"IFERROR(IF(OR(H115=\"\",'Combined scenario - input'!$D100=\"\"),\"\",H115/'Combined scenario - input'!$D100),\"\")","v":""},{"$f":"IFERROR(IF(OR(I115=\"\",'Combined scenario - input'!$D100=\"\"),\"\",I115/'Combined scenario - input'!$D100),\"\")","v":""},{"$f":"IFERROR(IF(OR(J115=\"\",'Combined scenario - input'!$D100=\"\"),\"\",J115/'Combined scenario - input'!$D100),\"\")","v":""},{"$f":"IFERROR(IF(OR(K115=\"\",'Combined scenario - input'!$D100=\"\"),\"\",K115/'Combined scenario - input'!$D100),\"\")","v":""},{"$f":"IFERROR(IF(OR(L115=\"\",'Combined scenario - input'!$D100=\"\"),\"\",L115/'Combined scenario - input'!$D100),\"\")","v":""},{"$f":"IFERROR(IF(OR(M115=\"\",'Combined scenario - input'!$D100=\"\"),\"\",M115/'Combined scenario - input'!$D100),\"\")","v":""},{"$f":"IFERROR(IF(OR(N115=\"\",'Combined scenario - input'!$D100=\"\"),\"\",N115/'Combined scenario - input'!$D100),\"\")","v":""},{"$f":"IFERROR(IF(OR(O115=\"\",'Combined scenario - input'!$D100=\"\"),\"\",O115/'Combined scenario - input'!$D100),\"\")","v":""},{"$f":"IFERROR(IF(OR(P115=\"\",'Combined scenario - input'!$D100=\"\"),\"\",P115/'Combined scenario - input'!$D100),\"\")","v":""},{"$f":"IFERROR(IF(OR(Q115=\"\",'Combined scenario - input'!$D100=\"\"),\"\",Q115/'Combined scenario - input'!$D100),\"\")","v":""},{"$f":"IFERROR(IF(OR(R115=\"\",'Combined scenario - input'!$D100=\"\"),\"\",R115/'Combined scenario - input'!$D100),\"\")","v":""},{"$f":"IFERROR(IF(OR(S115=\"\",'Combined scenario - input'!$D100=\"\"),\"\",S115/'Combined scenario - input'!$D100),\"\")","v":""},{"$f":"IFERROR(IF(OR(T115=\"\",'Combined scenario - input'!$D100=\"\"),\"\",T115/'Combined scenario - input'!$D100),\"\")","v":""},{"$f":"IFERROR(IF(OR(U115=\"\",'Combined scenario - input'!$D100=\"\"),\"\",U115/'Combined scenario - input'!$D100),\"\")","v":""},{"$f":"IFERROR(IF(OR(V115=\"\",'Combined scenario - input'!$D100=\"\"),\"\",V115/'Combined scenario - input'!$D100),\"\")","v":""},{"$f":"IFERROR(IF(OR(W115=\"\",'Combined scenario - input'!$D100=\"\"),\"\",W115/'Combined scenario - input'!$D100),\"\")","v":""}]
[{"$f":"IFERROR('Combined scenario - input'!A101,\"\")","v":""},{"$f":"IFERROR('Combined scenario - input'!B101,\"\")","v":""},{"$f":"IFERROR('Combined scenario - input'!C101,\"\")","v":""},{"$f":"IFERROR(repcalc('Combined scenario - input'!$CV101:$GH101,'Combined scenario - input'!$G101,'Combined scenario - input'!$E101,'Combined scenario - input'!$F101,20,TRUE,TRUE),\"\")","v":""},"","","","","","","","","","","","","","","","","","","",{"$f":"IFERROR(IF(OR(D116=\"\",'Combined scenario - input'!$D101=\"\"),\"\",D116/'Combined scenario - input'!$D101),\"\")","v":""},{"$f":"IFERROR(IF(OR(E116=\"\",'Combined scenario - input'!$D101=\"\"),\"\",E116/'Combined scenario - input'!$D101),\"\")","v":""},{"$f":"IFERROR(IF(OR(F116=\"\",'Combined scenario - input'!$D101=\"\"),\"\",F116/'Combined scenario - input'!$D101),\"\")","v":""},{"$f":"IFERROR(IF(OR(G116=\"\",'Combined scenario - input'!$D101=\"\"),\"\",G116/'Combined scenario - input'!$D101),\"\")","v":""},{"$f":"IFERROR(IF(OR(H116=\"\",'Combined scenario - input'!$D101=\"\"),\"\",H116/'Combined scenario - input'!$D101),\"\")","v":""},{"$f":"IFERROR(IF(OR(I116=\"\",'Combined scenario - input'!$D101=\"\"),\"\",I116/'Combined scenario - input'!$D101),\"\")","v":""},{"$f":"IFERROR(IF(OR(J116=\"\",'Combined scenario - input'!$D101=\"\"),\"\",J116/'Combined scenario - input'!$D101),\"\")","v":""},{"$f":"IFERROR(IF(OR(K116=\"\",'Combined scenario - input'!$D101=\"\"),\"\",K116/'Combined scenario - input'!$D101),\"\")","v":""},{"$f":"IFERROR(IF(OR(L116=\"\",'Combined scenario - input'!$D101=\"\"),\"\",L116/'Combined scenario - input'!$D101),\"\")","v":""},{"$f":"IFERROR(IF(OR(M116=\"\",'Combined scenario - input'!$D101=\"\"),\"\",M116/'Combined scenario - input'!$D101),\"\")","v":""},{"$f":"IFERROR(IF(OR(N116=\"\",'Combined scenario - input'!$D101=\"\"),\"\",N116/'Combined scenario - input'!$D101),\"\")","v":""},{"$f":"IFERROR(IF(OR(O116=\"\",'Combined scenario - input'!$D101=\"\"),\"\",O116/'Combined scenario - input'!$D101),\"\")","v":""},{"$f":"IFERROR(IF(OR(P116=\"\",'Combined scenario - input'!$D101=\"\"),\"\",P116/'Combined scenario - input'!$D101),\"\")","v":""},{"$f":"IFERROR(IF(OR(Q116=\"\",'Combined scenario - input'!$D101=\"\"),\"\",Q116/'Combined scenario - input'!$D101),\"\")","v":""},{"$f":"IFERROR(IF(OR(R116=\"\",'Combined scenario - input'!$D101=\"\"),\"\",R116/'Combined scenario - input'!$D101),\"\")","v":""},{"$f":"IFERROR(IF(OR(S116=\"\",'Combined scenario - input'!$D101=\"\"),\"\",S116/'Combined scenario - input'!$D101),\"\")","v":""},{"$f":"IFERROR(IF(OR(T116=\"\",'Combined scenario - input'!$D101=\"\"),\"\",T116/'Combined scenario - input'!$D101),\"\")","v":""},{"$f":"IFERROR(IF(OR(U116=\"\",'Combined scenario - input'!$D101=\"\"),\"\",U116/'Combined scenario - input'!$D101),\"\")","v":""},{"$f":"IFERROR(IF(OR(V116=\"\",'Combined scenario - input'!$D101=\"\"),\"\",V116/'Combined scenario - input'!$D101),\"\")","v":""},{"$f":"IFERROR(IF(OR(W116=\"\",'Combined scenario - input'!$D101=\"\"),\"\",W116/'Combined scenario - input'!$D101),\"\")","v":""}]
[{"$f":"IFERROR('Combined scenario - input'!A102,\"\")","v":""},{"$f":"IFERROR('Combined scenario - input'!B102,\"\")","v":""},{"$f":"IFERROR('Combined scenario - input'!C102,\"\")","v":""},{"$f":"IFERROR(repcalc('Combined scenario - input'!$CV102:$GH102,'Combined scenario - input'!$G102,'Combined scenario - input'!$E102,'Combined scenario - input'!$F102,20,TRUE,TRUE),\"\")","v":""},"","","","","","","","","","","","","","","","","","","",{"$f":"IFERROR(IF(OR(D117=\"\",'Combined scenario - input'!$D102=\"\"),\"\",D117/'Combined scenario - input'!$D102),\"\")","v":""},{"$f":"IFERROR(IF(OR(E117=\"\",'Combined scenario - input'!$D102=\"\"),\"\",E117/'Combined scenario - input'!$D102),\"\")","v":""},{"$f":"IFERROR(IF(OR(F117=\"\",'Combined scenario - input'!$D102=\"\"),\"\",F117/'Combined scenario - input'!$D102),\"\")","v":""},{"$f":"IFERROR(IF(OR(G117=\"\",'Combined scenario - input'!$D102=\"\"),\"\",G117/'Combined scenario - input'!$D102),\"\")","v":""},{"$f":"IFERROR(IF(OR(H117=\"\",'Combined scenario - input'!$D102=\"\"),\"\",H117/'Combined scenario - input'!$D102),\"\")","v":""},{"$f":"IFERROR(IF(OR(I117=\"\",'Combined scenario - input'!$D102=\"\"),\"\",I117/'Combined scenario - input'!$D102),\"\")","v":""},{"$f":"IFERROR(IF(OR(J117=\"\",'Combined scenario - input'!$D102=\"\"),\"\",J117/'Combined scenario - input'!$D102),\"\")","v":""},{"$f":"IFERROR(IF(OR(K117=\"\",'Combined scenario - input'!$D102=\"\"),\"\",K117/'Combined scenario - input'!$D102),\"\")","v":""},{"$f":"IFERROR(IF(OR(L117=\"\",'Combined scenario - input'!$D102=\"\"),\"\",L117/'Combined scenario - input'!$D102),\"\")","v":""},{"$f":"IFERROR(IF(OR(M117=\"\",'Combined scenario - input'!$D102=\"\"),\"\",M117/'Combined scenario - input'!$D102),\"\")","v":""},{"$f":"IFERROR(IF(OR(N117=\"\",'Combined scenario - input'!$D102=\"\"),\"\",N117/'Combined scenario - input'!$D102),\"\")","v":""},{"$f":"IFERROR(IF(OR(O117=\"\",'Combined scenario - input'!$D102=\"\"),\"\",O117/'Combined scenario - input'!$D102),\"\")","v":""},{"$f":"IFERROR(IF(OR(P117=\"\",'Combined scenario - input'!$D102=\"\"),\"\",P117/'Combined scenario - input'!$D102),\"\")","v":""},{"$f":"IFERROR(IF(OR(Q117=\"\",'Combined scenario - input'!$D102=\"\"),\"\",Q117/'Combined scenario - input'!$D102),\"\")","v":""},{"$f":"IFERROR(IF(OR(R117=\"\",'Combined scenario - input'!$D102=\"\"),\"\",R117/'Combined scenario - input'!$D102),\"\")","v":""},{"$f":"IFERROR(IF(OR(S117=\"\",'Combined scenario - input'!$D102=\"\"),\"\",S117/'Combined scenario - input'!$D102),\"\")","v":""},{"$f":"IFERROR(IF(OR(T117=\"\",'Combined scenario - input'!$D102=\"\"),\"\",T117/'Combined scenario - input'!$D102),\"\")","v":""},{"$f":"IFERROR(IF(OR(U117=\"\",'Combined scenario - input'!$D102=\"\"),\"\",U117/'Combined scenario - input'!$D102),\"\")","v":""},{"$f":"IFERROR(IF(OR(V117=\"\",'Combined scenario - input'!$D102=\"\"),\"\",V117/'Combined scenario - input'!$D102),\"\")","v":""},{"$f":"IFERROR(IF(OR(W117=\"\",'Combined scenario - input'!$D102=\"\"),\"\",W117/'Combined scenario - input'!$D102),\"\")","v":""}]
[{"$f":"IFERROR('Combined scenario - input'!A103,\"\")","v":""},{"$f":"IFERROR('Combined scenario - input'!B103,\"\")","v":""},{"$f":"IFERROR('Combined scenario - input'!C103,\"\")","v":""},{"$f":"IFERROR(repcalc('Combined scenario - input'!$CV103:$GH103,'Combined scenario - input'!$G103,'Combined scenario - input'!$E103,'Combined scenario - input'!$F103,20,TRUE,TRUE),\"\")","v":""},"","","","","","","","","","","","","","","","","","","",{"$f":"IFERROR(IF(OR(D118=\"\",'Combined scenario - input'!$D103=\"\"),\"\",D118/'Combined scenario - input'!$D103),\"\")","v":""},{"$f":"IFERROR(IF(OR(E118=\"\",'Combined scenario - input'!$D103=\"\"),\"\",E118/'Combined scenario - input'!$D103),\"\")","v":""},{"$f":"IFERROR(IF(OR(F118=\"\",'Combined scenario - input'!$D103=\"\"),\"\",F118/'Combined scenario - input'!$D103),\"\")","v":""},{"$f":"IFERROR(IF(OR(G118=\"\",'Combined scenario - input'!$D103=\"\"),\"\",G118/'Combined scenario - input'!$D103),\"\")","v":""},{"$f":"IFERROR(IF(OR(H118=\"\",'Combined scenario - input'!$D103=\"\"),\"\",H118/'Combined scenario - input'!$D103),\"\")","v":""},{"$f":"IFERROR(IF(OR(I118=\"\",'Combined scenario - input'!$D103=\"\"),\"\",I118/'Combined scenario - input'!$D103),\"\")","v":""},{"$f":"IFERROR(IF(OR(J118=\"\",'Combined scenario - input'!$D103=\"\"),\"\",J118/'Combined scenario - input'!$D103),\"\")","v":""},{"$f":"IFERROR(IF(OR(K118=\"\",'Combined scenario - input'!$D103=\"\"),\"\",K118/'Combined scenario - input'!$D103),\"\")","v":""},{"$f":"IFERROR(IF(OR(L118=\"\",'Combined scenario - input'!$D103=\"\"),\"\",L118/'Combined scenario - input'!$D103),\"\")","v":""},{"$f":"IFERROR(IF(OR(M118=\"\",'Combined scenario - input'!$D103=\"\"),\"\",M118/'Combined scenario - input'!$D103),\"\")","v":""},{"$f":"IFERROR(IF(OR(N118=\"\",'Combined scenario - input'!$D103=\"\"),\"\",N118/'Combined scenario - input'!$D103),\"\")","v":""},{"$f":"IFERROR(IF(OR(O118=\"\",'Combined scenario - input'!$D103=\"\"),\"\",O118/'Combined scenario - input'!$D103),\"\")","v":""},{"$f":"IFERROR(IF(OR(P118=\"\",'Combined scenario - input'!$D103=\"\"),\"\",P118/'Combined scenario - input'!$D103),\"\")","v":""},{"$f":"IFERROR(IF(OR(Q118=\"\",'Combined scenario - input'!$D103=\"\"),\"\",Q118/'Combined scenario - input'!$D103),\"\")","v":""},{"$f":"IFERROR(IF(OR(R118=\"\",'Combined scenario - input'!$D103=\"\"),\"\",R118/'Combined scenario - input'!$D103),\"\")","v":""},{"$f":"IFERROR(IF(OR(S118=\"\",'Combined scenario - input'!$D103=\"\"),\"\",S118/'Combined scenario - input'!$D103),\"\")","v":""},{"$f":"IFERROR(IF(OR(T118=\"\",'Combined scenario - input'!$D103=\"\"),\"\",T118/'Combined scenario - input'!$D103),\"\")","v":""},{"$f":"IFERROR(IF(OR(U118=\"\",'Combined scenario - input'!$D103=\"\"),\"\",U118/'Combined scenario - input'!$D103),\"\")","v":""},{"$f":"IFERROR(IF(OR(V118=\"\",'Combined scenario - input'!$D103=\"\"),\"\",V118/'Combined scenario - input'!$D103),\"\")","v":""},{"$f":"IFERROR(IF(OR(W118=\"\",'Combined scenario - input'!$D103=\"\"),\"\",W118/'Combined scenario - input'!$D103),\"\")","v":""}]
[{"$f":"IFERROR('Combined scenario - input'!A104,\"\")","v":""},{"$f":"IFERROR('Combined scenario - input'!B104,\"\")","v":""},{"$f":"IFERROR('Combined scenario - input'!C104,\"\")","v":""},{"$f":"IFERROR(repcalc('Combined scenario - input'!$CV104:$GH104,'Combined scenario - input'!$G104,'Combined scenario - input'!$E104,'Combined scenario - input'!$F104,20,TRUE,TRUE),\"\")","v":""},"","","","","","","","","","","","","","","","","","","",{"$f":"IFERROR(IF(OR(D119=\"\",'Combined scenario - input'!$D104=\"\"),\"\",D119/'Combined scenario - input'!$D104),\"\")","v":""},{"$f":"IFERROR(IF(OR(E119=\"\",'Combined scenario - input'!$D104=\"\"),\"\",E119/'Combined scenario - input'!$D104),\"\")","v":""},{"$f":"IFERROR(IF(OR(F119=\"\",'Combined scenario - input'!$D104=\"\"),\"\",F119/'Combined scenario - input'!$D104),\"\")","v":""},{"$f":"IFERROR(IF(OR(G119=\"\",'Combined scenario - input'!$D104=\"\"),\"\",G119/'Combined scenario - input'!$D104),\"\")","v":""},{"$f":"IFERROR(IF(OR(H119=\"\",'Combined scenario - input'!$D104=\"\"),\"\",H119/'Combined scenario - input'!$D104),\"\")","v":""},{"$f":"IFERROR(IF(OR(I119=\"\",'Combined scenario - input'!$D104=\"\"),\"\",I119/'Combined scenario - input'!$D104),\"\")","v":""},{"$f":"IFERROR(IF(OR(J119=\"\",'Combined scenario - input'!$D104=\"\"),\"\",J119/'Combined scenario - input'!$D104),\"\")","v":""},{"$f":"IFERROR(IF(OR(K119=\"\",'Combined scenario - input'!$D104=\"\"),\"\",K119/'Combined scenario - input'!$D104),\"\")","v":""},{"$f":"IFERROR(IF(OR(L119=\"\",'Combined scenario - input'!$D104=\"\"),\"\",L119/'Combined scenario - input'!$D104),\"\")","v":""},{"$f":"IFERROR(IF(OR(M119=\"\",'Combined scenario - input'!$D104=\"\"),\"\",M119/'Combined scenario - input'!$D104),\"\")","v":""},{"$f":"IFERROR(IF(OR(N119=\"\",'Combined scenario - input'!$D104=\"\"),\"\",N119/'Combined scenario - input'!$D104),\"\")","v":""},{"$f":"IFERROR(IF(OR(O119=\"\",'Combined scenario - input'!$D104=\"\"),\"\",O119/'Combined scenario - input'!$D104),\"\")","v":""},{"$f":"IFERROR(IF(OR(P119=\"\",'Combined scenario - input'!$D104=\"\"),\"\",P119/'Combined scenario - input'!$D104),\"\")","v":""},{"$f":"IFERROR(IF(OR(Q119=\"\",'Combined scenario - input'!$D104=\"\"),\"\",Q119/'Combined scenario - input'!$D104),\"\")","v":""},{"$f":"IFERROR(IF(OR(R119=\"\",'Combined scenario - input'!$D104=\"\"),\"\",R119/'Combined scenario - input'!$D104),\"\")","v":""},{"$f":"IFERROR(IF(OR(S119=\"\",'Combined scenario - input'!$D104=\"\"),\"\",S119/'Combined scenario - input'!$D104),\"\")","v":""},{"$f":"IFERROR(IF(OR(T119=\"\",'Combined scenario - input'!$D104=\"\"),\"\",T119/'Combined scenario - input'!$D104),\"\")","v":""},{"$f":"IFERROR(IF(OR(U119=\"\",'Combined scenario - input'!$D104=\"\"),\"\",U119/'Combined scenario - input'!$D104),\"\")","v":""},{"$f":"IFERROR(IF(OR(V119=\"\",'Combined scenario - input'!$D104=\"\"),\"\",V119/'Combined scenario - input'!$D104),\"\")","v":""},{"$f":"IFERROR(IF(OR(W119=\"\",'Combined scenario - input'!$D104=\"\"),\"\",W119/'Combined scenario - input'!$D104),\"\")","v":""}]
[{"$f":"IFERROR('Combined scenario - input'!A105,\"\")","v":""},{"$f":"IFERROR('Combined scenario - input'!B105,\"\")","v":""},{"$f":"IFERROR('Combined scenario - input'!C105,\"\")","v":""},{"$f":"IFERROR(repcalc('Combined scenario - input'!$CV105:$GH105,'Combined scenario - input'!$G105,'Combined scenario - input'!$E105,'Combined scenario - input'!$F105,20,TRUE,TRUE),\"\")","v":""},"","","","","","","","","","","","","","","","","","","",{"$f":"IFERROR(IF(OR(D120=\"\",'Combined scenario - input'!$D105=\"\"),\"\",D120/'Combined scenario - input'!$D105),\"\")","v":""},{"$f":"IFERROR(IF(OR(E120=\"\",'Combined scenario - input'!$D105=\"\"),\"\",E120/'Combined scenario - input'!$D105),\"\")","v":""},{"$f":"IFERROR(IF(OR(F120=\"\",'Combined scenario - input'!$D105=\"\"),\"\",F120/'Combined scenario - input'!$D105),\"\")","v":""},{"$f":"IFERROR(IF(OR(G120=\"\",'Combined scenario - input'!$D105=\"\"),\"\",G120/'Combined scenario - input'!$D105),\"\")","v":""},{"$f":"IFERROR(IF(OR(H120=\"\",'Combined scenario - input'!$D105=\"\"),\"\",H120/'Combined scenario - input'!$D105),\"\")","v":""},{"$f":"IFERROR(IF(OR(I120=\"\",'Combined scenario - input'!$D105=\"\"),\"\",I120/'Combined scenario - input'!$D105),\"\")","v":""},{"$f":"IFERROR(IF(OR(J120=\"\",'Combined scenario - input'!$D105=\"\"),\"\",J120/'Combined scenario - input'!$D105),\"\")","v":""},{"$f":"IFERROR(IF(OR(K120=\"\",'Combined scenario - input'!$D105=\"\"),\"\",K120/'Combined scenario - input'!$D105),\"\")","v":""},{"$f":"IFERROR(IF(OR(L120=\"\",'Combined scenario - input'!$D105=\"\"),\"\",L120/'Combined scenario - input'!$D105),\"\")","v":""},{"$f":"IFERROR(IF(OR(M120=\"\",'Combined scenario - input'!$D105=\"\"),\"\",M120/'Combined scenario - input'!$D105),\"\")","v":""},{"$f":"IFERROR(IF(OR(N120=\"\",'Combined scenario - input'!$D105=\"\"),\"\",N120/'Combined scenario - input'!$D105),\"\")","v":""},{"$f":"IFERROR(IF(OR(O120=\"\",'Combined scenario - input'!$D105=\"\"),\"\",O120/'Combined scenario - input'!$D105),\"\")","v":""},{"$f":"IFERROR(IF(OR(P120=\"\",'Combined scenario - input'!$D105=\"\"),\"\",P120/'Combined scenario - input'!$D105),\"\")","v":""},{"$f":"IFERROR(IF(OR(Q120=\"\",'Combined scenario - input'!$D105=\"\"),\"\",Q120/'Combined scenario - input'!$D105),\"\")","v":""},{"$f":"IFERROR(IF(OR(R120=\"\",'Combined scenario - input'!$D105=\"\"),\"\",R120/'Combined scenario - input'!$D105),\"\")","v":""},{"$f":"IFERROR(IF(OR(S120=\"\",'Combined scenario - input'!$D105=\"\"),\"\",S120/'Combined scenario - input'!$D105),\"\")","v":""},{"$f":"IFERROR(IF(OR(T120=\"\",'Combined scenario - input'!$D105=\"\"),\"\",T120/'Combined scenario - input'!$D105),\"\")","v":""},{"$f":"IFERROR(IF(OR(U120=\"\",'Combined scenario - input'!$D105=\"\"),\"\",U120/'Combined scenario - input'!$D105),\"\")","v":""},{"$f":"IFERROR(IF(OR(V120=\"\",'Combined scenario - input'!$D105=\"\"),\"\",V120/'Combined scenario - input'!$D105),\"\")","v":""},{"$f":"IFERROR(IF(OR(W120=\"\",'Combined scenario - input'!$D105=\"\"),\"\",W120/'Combined scenario - input'!$D105),\"\")","v":""}]
[{"$f":"IFERROR('Combined scenario - input'!A106,\"\")","v":""},{"$f":"IFERROR('Combined scenario - input'!B106,\"\")","v":""},{"$f":"IFERROR('Combined scenario - input'!C106,\"\")","v":""},{"$f":"IFERROR(repcalc('Combined scenario - input'!$CV106:$GH106,'Combined scenario - input'!$G106,'Combined scenario - input'!$E106,'Combined scenario - input'!$F106,20,TRUE,TRUE),\"\")","v":""},"","","","","","","","","","","","","","","","","","","",{"$f":"IFERROR(IF(OR(D121=\"\",'Combined scenario - input'!$D106=\"\"),\"\",D121/'Combined scenario - input'!$D106),\"\")","v":""},{"$f":"IFERROR(IF(OR(E121=\"\",'Combined scenario - input'!$D106=\"\"),\"\",E121/'Combined scenario - input'!$D106),\"\")","v":""},{"$f":"IFERROR(IF(OR(F121=\"\",'Combined scenario - input'!$D106=\"\"),\"\",F121/'Combined scenario - input'!$D106),\"\")","v":""},{"$f":"IFERROR(IF(OR(G121=\"\",'Combined scenario - input'!$D106=\"\"),\"\",G121/'Combined scenario - input'!$D106),\"\")","v":""},{"$f":"IFERROR(IF(OR(H121=\"\",'Combined scenario - input'!$D106=\"\"),\"\",H121/'Combined scenario - input'!$D106),\"\")","v":""},{"$f":"IFERROR(IF(OR(I121=\"\",'Combined scenario - input'!$D106=\"\"),\"\",I121/'Combined scenario - input'!$D106),\"\")","v":""},{"$f":"IFERROR(IF(OR(J121=\"\",'Combined scenario - input'!$D106=\"\"),\"\",J121/'Combined scenario - input'!$D106),\"\")","v":""},{"$f":"IFERROR(IF(OR(K121=\"\",'Combined scenario - input'!$D106=\"\"),\"\",K121/'Combined scenario - input'!$D106),\"\")","v":""},{"$f":"IFERROR(IF(OR(L121=\"\",'Combined scenario - input'!$D106=\"\"),\"\",L121/'Combined scenario - input'!$D106),\"\")","v":""},{"$f":"IFERROR(IF(OR(M121=\"\",'Combined scenario - input'!$D106=\"\"),\"\",M121/'Combined scenario - input'!$D106),\"\")","v":""},{"$f":"IFERROR(IF(OR(N121=\"\",'Combined scenario - input'!$D106=\"\"),\"\",N121/'Combined scenario - input'!$D106),\"\")","v":""},{"$f":"IFERROR(IF(OR(O121=\"\",'Combined scenario - input'!$D106=\"\"),\"\",O121/'Combined scenario - input'!$D106),\"\")","v":""},{"$f":"IFERROR(IF(OR(P121=\"\",'Combined scenario - input'!$D106=\"\"),\"\",P121/'Combined scenario - input'!$D106),\"\")","v":""},{"$f":"IFERROR(IF(OR(Q121=\"\",'Combined scenario - input'!$D106=\"\"),\"\",Q121/'Combined scenario - input'!$D106),\"\")","v":""},{"$f":"IFERROR(IF(OR(R121=\"\",'Combined scenario - input'!$D106=\"\"),\"\",R121/'Combined scenario - input'!$D106),\"\")","v":""},{"$f":"IFERROR(IF(OR(S121=\"\",'Combined scenario - input'!$D106=\"\"),\"\",S121/'Combined scenario - input'!$D106),\"\")","v":""},{"$f":"IFERROR(IF(OR(T121=\"\",'Combined scenario - input'!$D106=\"\"),\"\",T121/'Combined scenario - input'!$D106),\"\")","v":""},{"$f":"IFERROR(IF(OR(U121=\"\",'Combined scenario - input'!$D106=\"\"),\"\",U121/'Combined scenario - input'!$D106),\"\")","v":""},{"$f":"IFERROR(IF(OR(V121=\"\",'Combined scenario - input'!$D106=\"\"),\"\",V121/'Combined scenario - input'!$D106),\"\")","v":""},{"$f":"IFERROR(IF(OR(W121=\"\",'Combined scenario - input'!$D106=\"\"),\"\",W121/'Combined scenario - input'!$D106),\"\")","v":""}]
[{"$f":"IFERROR('Combined scenario - input'!A107,\"\")","v":""},{"$f":"IFERROR('Combined scenario - input'!B107,\"\")","v":""},{"$f":"IFERROR('Combined scenario - input'!C107,\"\")","v":""},{"$f":"IFERROR(repcalc('Combined scenario - input'!$CV107:$GH107,'Combined scenario - input'!$G107,'Combined scenario - input'!$E107,'Combined scenario - input'!$F107,20,TRUE,TRUE),\"\")","v":""},"","","","","","","","","","","","","","","","","","","",{"$f":"IFERROR(IF(OR(D122=\"\",'Combined scenario - input'!$D107=\"\"),\"\",D122/'Combined scenario - input'!$D107),\"\")","v":""},{"$f":"IFERROR(IF(OR(E122=\"\",'Combined scenario - input'!$D107=\"\"),\"\",E122/'Combined scenario - input'!$D107),\"\")","v":""},{"$f":"IFERROR(IF(OR(F122=\"\",'Combined scenario - input'!$D107=\"\"),\"\",F122/'Combined scenario - input'!$D107),\"\")","v":""},{"$f":"IFERROR(IF(OR(G122=\"\",'Combined scenario - input'!$D107=\"\"),\"\",G122/'Combined scenario - input'!$D107),\"\")","v":""},{"$f":"IFERROR(IF(OR(H122=\"\",'Combined scenario - input'!$D107=\"\"),\"\",H122/'Combined scenario - input'!$D107),\"\")","v":""},{"$f":"IFERROR(IF(OR(I122=\"\",'Combined scenario - input'!$D107=\"\"),\"\",I122/'Combined scenario - input'!$D107),\"\")","v":""},{"$f":"IFERROR(IF(OR(J122=\"\",'Combined scenario - input'!$D107=\"\"),\"\",J122/'Combined scenario - input'!$D107),\"\")","v":""},{"$f":"IFERROR(IF(OR(K122=\"\",'Combined scenario - input'!$D107=\"\"),\"\",K122/'Combined scenario - input'!$D107),\"\")","v":""},{"$f":"IFERROR(IF(OR(L122=\"\",'Combined scenario - input'!$D107=\"\"),\"\",L122/'Combined scenario - input'!$D107),\"\")","v":""},{"$f":"IFERROR(IF(OR(M122=\"\",'Combined scenario - input'!$D107=\"\"),\"\",M122/'Combined scenario - input'!$D107),\"\")","v":""},{"$f":"IFERROR(IF(OR(N122=\"\",'Combined scenario - input'!$D107=\"\"),\"\",N122/'Combined scenario - input'!$D107),\"\")","v":""},{"$f":"IFERROR(IF(OR(O122=\"\",'Combined scenario - input'!$D107=\"\"),\"\",O122/'Combined scenario - input'!$D107),\"\")","v":""},{"$f":"IFERROR(IF(OR(P122=\"\",'Combined scenario - input'!$D107=\"\"),\"\",P122/'Combined scenario - input'!$D107),\"\")","v":""},{"$f":"IFERROR(IF(OR(Q122=\"\",'Combined scenario - input'!$D107=\"\"),\"\",Q122/'Combined scenario - input'!$D107),\"\")","v":""},{"$f":"IFERROR(IF(OR(R122=\"\",'Combined scenario - input'!$D107=\"\"),\"\",R122/'Combined scenario - input'!$D107),\"\")","v":""},{"$f":"IFERROR(IF(OR(S122=\"\",'Combined scenario - input'!$D107=\"\"),\"\",S122/'Combined scenario - input'!$D107),\"\")","v":""},{"$f":"IFERROR(IF(OR(T122=\"\",'Combined scenario - input'!$D107=\"\"),\"\",T122/'Combined scenario - input'!$D107),\"\")","v":""},{"$f":"IFERROR(IF(OR(U122=\"\",'Combined scenario - input'!$D107=\"\"),\"\",U122/'Combined scenario - input'!$D107),\"\")","v":""},{"$f":"IFERROR(IF(OR(V122=\"\",'Combined scenario - input'!$D107=\"\"),\"\",V122/'Combined scenario - input'!$D107),\"\")","v":""},{"$f":"IFERROR(IF(OR(W122=\"\",'Combined scenario - input'!$D107=\"\"),\"\",W122/'Combined scenario - input'!$D107),\"\")","v":""}]
[{"$f":"IFERROR('Combined scenario - input'!A108,\"\")","v":""},{"$f":"IFERROR('Combined scenario - input'!B108,\"\")","v":""},{"$f":"IFERROR('Combined scenario - input'!C108,\"\")","v":""},{"$f":"IFERROR(repcalc('Combined scenario - input'!$CV108:$GH108,'Combined scenario - input'!$G108,'Combined scenario - input'!$E108,'Combined scenario - input'!$F108,20,TRUE,TRUE),\"\")","v":""},"","","","","","","","","","","","","","","","","","","",{"$f":"IFERROR(IF(OR(D123=\"\",'Combined scenario - input'!$D108=\"\"),\"\",D123/'Combined scenario - input'!$D108),\"\")","v":""},{"$f":"IFERROR(IF(OR(E123=\"\",'Combined scenario - input'!$D108=\"\"),\"\",E123/'Combined scenario - input'!$D108),\"\")","v":""},{"$f":"IFERROR(IF(OR(F123=\"\",'Combined scenario - input'!$D108=\"\"),\"\",F123/'Combined scenario - input'!$D108),\"\")","v":""},{"$f":"IFERROR(IF(OR(G123=\"\",'Combined scenario - input'!$D108=\"\"),\"\",G123/'Combined scenario - input'!$D108),\"\")","v":""},{"$f":"IFERROR(IF(OR(H123=\"\",'Combined scenario - input'!$D108=\"\"),\"\",H123/'Combined scenario - input'!$D108),\"\")","v":""},{"$f":"IFERROR(IF(OR(I123=\"\",'Combined scenario - input'!$D108=\"\"),\"\",I123/'Combined scenario - input'!$D108),\"\")","v":""},{"$f":"IFERROR(IF(OR(J123=\"\",'Combined scenario - input'!$D108=\"\"),\"\",J123/'Combined scenario - input'!$D108),\"\")","v":""},{"$f":"IFERROR(IF(OR(K123=\"\",'Combined scenario - input'!$D108=\"\"),\"\",K123/'Combined scenario - input'!$D108),\"\")","v":""},{"$f":"IFERROR(IF(OR(L123=\"\",'Combined scenario - input'!$D108=\"\"),\"\",L123/'Combined scenario - input'!$D108),\"\")","v":""},{"$f":"IFERROR(IF(OR(M123=\"\",'Combined scenario - input'!$D108=\"\"),\"\",M123/'Combined scenario - input'!$D108),\"\")","v":""},{"$f":"IFERROR(IF(OR(N123=\"\",'Combined scenario - input'!$D108=\"\"),\"\",N123/'Combined scenario - input'!$D108),\"\")","v":""},{"$f":"IFERROR(IF(OR(O123=\"\",'Combined scenario - input'!$D108=\"\"),\"\",O123/'Combined scenario - input'!$D108),\"\")","v":""},{"$f":"IFERROR(IF(OR(P123=\"\",'Combined scenario - input'!$D108=\"\"),\"\",P123/'Combined scenario - input'!$D108),\"\")","v":""},{"$f":"IFERROR(IF(OR(Q123=\"\",'Combined scenario - input'!$D108=\"\"),\"\",Q123/'Combined scenario - input'!$D108),\"\")","v":""},{"$f":"IFERROR(IF(OR(R123=\"\",'Combined scenario - input'!$D108=\"\"),\"\",R123/'Combined scenario - input'!$D108),\"\")","v":""},{"$f":"IFERROR(IF(OR(S123=\"\",'Combined scenario - input'!$D108=\"\"),\"\",S123/'Combined scenario - input'!$D108),\"\")","v":""},{"$f":"IFERROR(IF(OR(T123=\"\",'Combined scenario - input'!$D108=\"\"),\"\",T123/'Combined scenario - input'!$D108),\"\")","v":""},{"$f":"IFERROR(IF(OR(U123=\"\",'Combined scenario - input'!$D108=\"\"),\"\",U123/'Combined scenario - input'!$D108),\"\")","v":""},{"$f":"IFERROR(IF(OR(V123=\"\",'Combined scenario - input'!$D108=\"\"),\"\",V123/'Combined scenario - input'!$D108),\"\")","v":""},{"$f":"IFERROR(IF(OR(W123=\"\",'Combined scenario - input'!$D108=\"\"),\"\",W123/'Combined scenario - input'!$D108),\"\")","v":""}]
[{"$f":"IFERROR('Combined scenario - input'!A109,\"\")","v":""},{"$f":"IFERROR('Combined scenario - input'!B109,\"\")","v":""},{"$f":"IFERROR('Combined scenario - input'!C109,\"\")","v":""},{"$f":"IFERROR(repcalc('Combined scenario - input'!$CV109:$GH109,'Combined scenario - input'!$G109,'Combined scenario - input'!$E109,'Combined scenario - input'!$F109,20,TRUE,TRUE),\"\")","v":""},"","","","","","","","","","","","","","","","","","","",{"$f":"IFERROR(IF(OR(D124=\"\",'Combined scenario - input'!$D109=\"\"),\"\",D124/'Combined scenario - input'!$D109),\"\")","v":""},{"$f":"IFERROR(IF(OR(E124=\"\",'Combined scenario - input'!$D109=\"\"),\"\",E124/'Combined scenario - input'!$D109),\"\")","v":""},{"$f":"IFERROR(IF(OR(F124=\"\",'Combined scenario - input'!$D109=\"\"),\"\",F124/'Combined scenario - input'!$D109),\"\")","v":""},{"$f":"IFERROR(IF(OR(G124=\"\",'Combined scenario - input'!$D109=\"\"),\"\",G124/'Combined scenario - input'!$D109),\"\")","v":""},{"$f":"IFERROR(IF(OR(H124=\"\",'Combined scenario - input'!$D109=\"\"),\"\",H124/'Combined scenario - input'!$D109),\"\")","v":""},{"$f":"IFERROR(IF(OR(I124=\"\",'Combined scenario - input'!$D109=\"\"),\"\",I124/'Combined scenario - input'!$D109),\"\")","v":""},{"$f":"IFERROR(IF(OR(J124=\"\",'Combined scenario - input'!$D109=\"\"),\"\",J124/'Combined scenario - input'!$D109),\"\")","v":""},{"$f":"IFERROR(IF(OR(K124=\"\",'Combined scenario - input'!$D109=\"\"),\"\",K124/'Combined scenario - input'!$D109),\"\")","v":""},{"$f":"IFERROR(IF(OR(L124=\"\",'Combined scenario - input'!$D109=\"\"),\"\",L124/'Combined scenario - input'!$D109),\"\")","v":""},{"$f":"IFERROR(IF(OR(M124=\"\",'Combined scenario - input'!$D109=\"\"),\"\",M124/'Combined scenario - input'!$D109),\"\")","v":""},{"$f":"IFERROR(IF(OR(N124=\"\",'Combined scenario - input'!$D109=\"\"),\"\",N124/'Combined scenario - input'!$D109),\"\")","v":""},{"$f":"IFERROR(IF(OR(O124=\"\",'Combined scenario - input'!$D109=\"\"),\"\",O124/'Combined scenario - input'!$D109),\"\")","v":""},{"$f":"IFERROR(IF(OR(P124=\"\",'Combined scenario - input'!$D109=\"\"),\"\",P124/'Combined scenario - input'!$D109),\"\")","v":""},{"$f":"IFERROR(IF(OR(Q124=\"\",'Combined scenario - input'!$D109=\"\"),\"\",Q124/'Combined scenario - input'!$D109),\"\")","v":""},{"$f":"IFERROR(IF(OR(R124=\"\",'Combined scenario - input'!$D109=\"\"),\"\",R124/'Combined scenario - input'!$D109),\"\")","v":""},{"$f":"IFERROR(IF(OR(S124=\"\",'Combined scenario - input'!$D109=\"\"),\"\",S124/'Combined scenario - input'!$D109),\"\")","v":""},{"$f":"IFERROR(IF(OR(T124=\"\",'Combined scenario - input'!$D109=\"\"),\"\",T124/'Combined scenario - input'!$D109),\"\")","v":""},{"$f":"IFERROR(IF(OR(U124=\"\",'Combined scenario - input'!$D109=\"\"),\"\",U124/'Combined scenario - input'!$D109),\"\")","v":""},{"$f":"IFERROR(IF(OR(V124=\"\",'Combined scenario - input'!$D109=\"\"),\"\",V124/'Combined scenario - input'!$D109),\"\")","v":""},{"$f":"IFERROR(IF(OR(W124=\"\",'Combined scenario - input'!$D109=\"\"),\"\",W124/'Combined scenario - input'!$D109),\"\")","v":""}]
[{"$f":"IFERROR('Combined scenario - input'!A110,\"\")","v":""},{"$f":"IFERROR('Combined scenario - input'!B110,\"\")","v":""},{"$f":"IFERROR('Combined scenario - input'!C110,\"\")","v":""},{"$f":"IFERROR(repcalc('Combined scenario - input'!$CV110:$GH110,'Combined scenario - input'!$G110,'Combined scenario - input'!$E110,'Combined scenario - input'!$F110,20,TRUE,TRUE),\"\")","v":""},"","","","","","","","","","","","","","","","","","","",{"$f":"IFERROR(IF(OR(D125=\"\",'Combined scenario - input'!$D110=\"\"),\"\",D125/'Combined scenario - input'!$D110),\"\")","v":""},{"$f":"IFERROR(IF(OR(E125=\"\",'Combined scenario - input'!$D110=\"\"),\"\",E125/'Combined scenario - input'!$D110),\"\")","v":""},{"$f":"IFERROR(IF(OR(F125=\"\",'Combined scenario - input'!$D110=\"\"),\"\",F125/'Combined scenario - input'!$D110),\"\")","v":""},{"$f":"IFERROR(IF(OR(G125=\"\",'Combined scenario - input'!$D110=\"\"),\"\",G125/'Combined scenario - input'!$D110),\"\")","v":""},{"$f":"IFERROR(IF(OR(H125=\"\",'Combined scenario - input'!$D110=\"\"),\"\",H125/'Combined scenario - input'!$D110),\"\")","v":""},{"$f":"IFERROR(IF(OR(I125=\"\",'Combined scenario - input'!$D110=\"\"),\"\",I125/'Combined scenario - input'!$D110),\"\")","v":""},{"$f":"IFERROR(IF(OR(J125=\"\",'Combined scenario - input'!$D110=\"\"),\"\",J125/'Combined scenario - input'!$D110),\"\")","v":""},{"$f":"IFERROR(IF(OR(K125=\"\",'Combined scenario - input'!$D110=\"\"),\"\",K125/'Combined scenario - input'!$D110),\"\")","v":""},{"$f":"IFERROR(IF(OR(L125=\"\",'Combined scenario - input'!$D110=\"\"),\"\",L125/'Combined scenario - input'!$D110),\"\")","v":""},{"$f":"IFERROR(IF(OR(M125=\"\",'Combined scenario - input'!$D110=\"\"),\"\",M125/'Combined scenario - input'!$D110),\"\")","v":""},{"$f":"IFERROR(IF(OR(N125=\"\",'Combined scenario - input'!$D110=\"\"),\"\",N125/'Combined scenario - input'!$D110),\"\")","v":""},{"$f":"IFERROR(IF(OR(O125=\"\",'Combined scenario - input'!$D110=\"\"),\"\",O125/'Combined scenario - input'!$D110),\"\")","v":""},{"$f":"IFERROR(IF(OR(P125=\"\",'Combined scenario - input'!$D110=\"\"),\"\",P125/'Combined scenario - input'!$D110),\"\")","v":""},{"$f":"IFERROR(IF(OR(Q125=\"\",'Combined scenario - input'!$D110=\"\"),\"\",Q125/'Combined scenario - input'!$D110),\"\")","v":""},{"$f":"IFERROR(IF(OR(R125=\"\",'Combined scenario - input'!$D110=\"\"),\"\",R125/'Combined scenario - input'!$D110),\"\")","v":""},{"$f":"IFERROR(IF(OR(S125=\"\",'Combined scenario - input'!$D110=\"\"),\"\",S125/'Combined scenario - input'!$D110),\"\")","v":""},{"$f":"IFERROR(IF(OR(T125=\"\",'Combined scenario - input'!$D110=\"\"),\"\",T125/'Combined scenario - input'!$D110),\"\")","v":""},{"$f":"IFERROR(IF(OR(U125=\"\",'Combined scenario - input'!$D110=\"\"),\"\",U125/'Combined scenario - input'!$D110),\"\")","v":""},{"$f":"IFERROR(IF(OR(V125=\"\",'Combined scenario - input'!$D110=\"\"),\"\",V125/'Combined scenario - input'!$D110),\"\")","v":""},{"$f":"IFERROR(IF(OR(W125=\"\",'Combined scenario - input'!$D110=\"\"),\"\",W125/'Combined scenario - input'!$D110),\"\")","v":""}]
[{"$f":"IFERROR('Combined scenario - input'!A111,\"\")","v":""},{"$f":"IFERROR('Combined scenario - input'!B111,\"\")","v":""},{"$f":"IFERROR('Combined scenario - input'!C111,\"\")","v":""},{"$f":"IFERROR(repcalc('Combined scenario - input'!$CV111:$GH111,'Combined scenario - input'!$G111,'Combined scenario - input'!$E111,'Combined scenario - input'!$F111,20,TRUE,TRUE),\"\")","v":""},"","","","","","","","","","","","","","","","","","","",{"$f":"IFERROR(IF(OR(D126=\"\",'Combined scenario - input'!$D111=\"\"),\"\",D126/'Combined scenario - input'!$D111),\"\")","v":""},{"$f":"IFERROR(IF(OR(E126=\"\",'Combined scenario - input'!$D111=\"\"),\"\",E126/'Combined scenario - input'!$D111),\"\")","v":""},{"$f":"IFERROR(IF(OR(F126=\"\",'Combined scenario - input'!$D111=\"\"),\"\",F126/'Combined scenario - input'!$D111),\"\")","v":""},{"$f":"IFERROR(IF(OR(G126=\"\",'Combined scenario - input'!$D111=\"\"),\"\",G126/'Combined scenario - input'!$D111),\"\")","v":""},{"$f":"IFERROR(IF(OR(H126=\"\",'Combined scenario - input'!$D111=\"\"),\"\",H126/'Combined scenario - input'!$D111),\"\")","v":""},{"$f":"IFERROR(IF(OR(I126=\"\",'Combined scenario - input'!$D111=\"\"),\"\",I126/'Combined scenario - input'!$D111),\"\")","v":""},{"$f":"IFERROR(IF(OR(J126=\"\",'Combined scenario - input'!$D111=\"\"),\"\",J126/'Combined scenario - input'!$D111),\"\")","v":""},{"$f":"IFERROR(IF(OR(K126=\"\",'Combined scenario - input'!$D111=\"\"),\"\",K126/'Combined scenario - input'!$D111),\"\")","v":""},{"$f":"IFERROR(IF(OR(L126=\"\",'Combined scenario - input'!$D111=\"\"),\"\",L126/'Combined scenario - input'!$D111),\"\")","v":""},{"$f":"IFERROR(IF(OR(M126=\"\",'Combined scenario - input'!$D111=\"\"),\"\",M126/'Combined scenario - input'!$D111),\"\")","v":""},{"$f":"IFERROR(IF(OR(N126=\"\",'Combined scenario - input'!$D111=\"\"),\"\",N126/'Combined scenario - input'!$D111),\"\")","v":""},{"$f":"IFERROR(IF(OR(O126=\"\",'Combined scenario - input'!$D111=\"\"),\"\",O126/'Combined scenario - input'!$D111),\"\")","v":""},{"$f":"IFERROR(IF(OR(P126=\"\",'Combined scenario - input'!$D111=\"\"),\"\",P126/'Combined scenario - input'!$D111),\"\")","v":""},{"$f":"IFERROR(IF(OR(Q126=\"\",'Combined scenario - input'!$D111=\"\"),\"\",Q126/'Combined scenario - input'!$D111),\"\")","v":""},{"$f":"IFERROR(IF(OR(R126=\"\",'Combined scenario - input'!$D111=\"\"),\"\",R126/'Combined scenario - input'!$D111),\"\")","v":""},{"$f":"IFERROR(IF(OR(S126=\"\",'Combined scenario - input'!$D111=\"\"),\"\",S126/'Combined scenario - input'!$D111),\"\")","v":""},{"$f":"IFERROR(IF(OR(T126=\"\",'Combined scenario - input'!$D111=\"\"),\"\",T126/'Combined scenario - input'!$D111),\"\")","v":""},{"$f":"IFERROR(IF(OR(U126=\"\",'Combined scenario - input'!$D111=\"\"),\"\",U126/'Combined scenario - input'!$D111),\"\")","v":""},{"$f":"IFERROR(IF(OR(V126=\"\",'Combined scenario - input'!$D111=\"\"),\"\",V126/'Combined scenario - input'!$D111),\"\")","v":""},{"$f":"IFERROR(IF(OR(W126=\"\",'Combined scenario - input'!$D111=\"\"),\"\",W126/'Combined scenario - input'!$D111),\"\")","v":""}]
[{"$f":"IFERROR('Combined scenario - input'!A112,\"\")","v":""},{"$f":"IFERROR('Combined scenario - input'!B112,\"\")","v":""},{"$f":"IFERROR('Combined scenario - input'!C112,\"\")","v":""},{"$f":"IFERROR(repcalc('Combined scenario - input'!$CV112:$GH112,'Combined scenario - input'!$G112,'Combined scenario - input'!$E112,'Combined scenario - input'!$F112,20,TRUE,TRUE),\"\")","v":""},"","","","","","","","","","","","","","","","","","","",{"$f":"IFERROR(IF(OR(D127=\"\",'Combined scenario - input'!$D112=\"\"),\"\",D127/'Combined scenario - input'!$D112),\"\")","v":""},{"$f":"IFERROR(IF(OR(E127=\"\",'Combined scenario - input'!$D112=\"\"),\"\",E127/'Combined scenario - input'!$D112),\"\")","v":""},{"$f":"IFERROR(IF(OR(F127=\"\",'Combined scenario - input'!$D112=\"\"),\"\",F127/'Combined scenario - input'!$D112),\"\")","v":""},{"$f":"IFERROR(IF(OR(G127=\"\",'Combined scenario - input'!$D112=\"\"),\"\",G127/'Combined scenario - input'!$D112),\"\")","v":""},{"$f":"IFERROR(IF(OR(H127=\"\",'Combined scenario - input'!$D112=\"\"),\"\",H127/'Combined scenario - input'!$D112),\"\")","v":""},{"$f":"IFERROR(IF(OR(I127=\"\",'Combined scenario - input'!$D112=\"\"),\"\",I127/'Combined scenario - input'!$D112),\"\")","v":""},{"$f":"IFERROR(IF(OR(J127=\"\",'Combined scenario - input'!$D112=\"\"),\"\",J127/'Combined scenario - input'!$D112),\"\")","v":""},{"$f":"IFERROR(IF(OR(K127=\"\",'Combined scenario - input'!$D112=\"\"),\"\",K127/'Combined scenario - input'!$D112),\"\")","v":""},{"$f":"IFERROR(IF(OR(L127=\"\",'Combined scenario - input'!$D112=\"\"),\"\",L127/'Combined scenario - input'!$D112),\"\")","v":""},{"$f":"IFERROR(IF(OR(M127=\"\",'Combined scenario - input'!$D112=\"\"),\"\",M127/'Combined scenario - input'!$D112),\"\")","v":""},{"$f":"IFERROR(IF(OR(N127=\"\",'Combined scenario - input'!$D112=\"\"),\"\",N127/'Combined scenario - input'!$D112),\"\")","v":""},{"$f":"IFERROR(IF(OR(O127=\"\",'Combined scenario - input'!$D112=\"\"),\"\",O127/'Combined scenario - input'!$D112),\"\")","v":""},{"$f":"IFERROR(IF(OR(P127=\"\",'Combined scenario - input'!$D112=\"\"),\"\",P127/'Combined scenario - input'!$D112),\"\")","v":""},{"$f":"IFERROR(IF(OR(Q127=\"\",'Combined scenario - input'!$D112=\"\"),\"\",Q127/'Combined scenario - input'!$D112),\"\")","v":""},{"$f":"IFERROR(IF(OR(R127=\"\",'Combined scenario - input'!$D112=\"\"),\"\",R127/'Combined scenario - input'!$D112),\"\")","v":""},{"$f":"IFERROR(IF(OR(S127=\"\",'Combined scenario - input'!$D112=\"\"),\"\",S127/'Combined scenario - input'!$D112),\"\")","v":""},{"$f":"IFERROR(IF(OR(T127=\"\",'Combined scenario - input'!$D112=\"\"),\"\",T127/'Combined scenario - input'!$D112),\"\")","v":""},{"$f":"IFERROR(IF(OR(U127=\"\",'Combined scenario - input'!$D112=\"\"),\"\",U127/'Combined scenario - input'!$D112),\"\")","v":""},{"$f":"IFERROR(IF(OR(V127=\"\",'Combined scenario - input'!$D112=\"\"),\"\",V127/'Combined scenario - input'!$D112),\"\")","v":""},{"$f":"IFERROR(IF(OR(W127=\"\",'Combined scenario - input'!$D112=\"\"),\"\",W127/'Combined scenario - input'!$D112),\"\")","v":""}]
[{"$f":"IFERROR('Combined scenario - input'!A113,\"\")","v":""},{"$f":"IFERROR('Combined scenario - input'!B113,\"\")","v":""},{"$f":"IFERROR('Combined scenario - input'!C113,\"\")","v":""},{"$f":"IFERROR(repcalc('Combined scenario - input'!$CV113:$GH113,'Combined scenario - input'!$G113,'Combined scenario - input'!$E113,'Combined scenario - input'!$F113,20,TRUE,TRUE),\"\")","v":""},"","","","","","","","","","","","","","","","","","","",{"$f":"IFERROR(IF(OR(D128=\"\",'Combined scenario - input'!$D113=\"\"),\"\",D128/'Combined scenario - input'!$D113),\"\")","v":""},{"$f":"IFERROR(IF(OR(E128=\"\",'Combined scenario - input'!$D113=\"\"),\"\",E128/'Combined scenario - input'!$D113),\"\")","v":""},{"$f":"IFERROR(IF(OR(F128=\"\",'Combined scenario - input'!$D113=\"\"),\"\",F128/'Combined scenario - input'!$D113),\"\")","v":""},{"$f":"IFERROR(IF(OR(G128=\"\",'Combined scenario - input'!$D113=\"\"),\"\",G128/'Combined scenario - input'!$D113),\"\")","v":""},{"$f":"IFERROR(IF(OR(H128=\"\",'Combined scenario - input'!$D113=\"\"),\"\",H128/'Combined scenario - input'!$D113),\"\")","v":""},{"$f":"IFERROR(IF(OR(I128=\"\",'Combined scenario - input'!$D113=\"\"),\"\",I128/'Combined scenario - input'!$D113),\"\")","v":""},{"$f":"IFERROR(IF(OR(J128=\"\",'Combined scenario - input'!$D113=\"\"),\"\",J128/'Combined scenario - input'!$D113),\"\")","v":""},{"$f":"IFERROR(IF(OR(K128=\"\",'Combined scenario - input'!$D113=\"\"),\"\",K128/'Combined scenario - input'!$D113),\"\")","v":""},{"$f":"IFERROR(IF(OR(L128=\"\",'Combined scenario - input'!$D113=\"\"),\"\",L128/'Combined scenario - input'!$D113),\"\")","v":""},{"$f":"IFERROR(IF(OR(M128=\"\",'Combined scenario - input'!$D113=\"\"),\"\",M128/'Combined scenario - input'!$D113),\"\")","v":""},{"$f":"IFERROR(IF(OR(N128=\"\",'Combined scenario - input'!$D113=\"\"),\"\",N128/'Combined scenario - input'!$D113),\"\")","v":""},{"$f":"IFERROR(IF(OR(O128=\"\",'Combined scenario - input'!$D113=\"\"),\"\",O128/'Combined scenario - input'!$D113),\"\")","v":""},{"$f":"IFERROR(IF(OR(P128=\"\",'Combined scenario - input'!$D113=\"\"),\"\",P128/'Combined scenario - input'!$D113),\"\")","v":""},{"$f":"IFERROR(IF(OR(Q128=\"\",'Combined scenario - input'!$D113=\"\"),\"\",Q128/'Combined scenario - input'!$D113),\"\")","v":""},{"$f":"IFERROR(IF(OR(R128=\"\",'Combined scenario - input'!$D113=\"\"),\"\",R128/'Combined scenario - input'!$D113),\"\")","v":""},{"$f":"IFERROR(IF(OR(S128=\"\",'Combined scenario - input'!$D113=\"\"),\"\",S128/'Combined scenario - input'!$D113),\"\")","v":""},{"$f":"IFERROR(IF(OR(T128=\"\",'Combined scenario - input'!$D113=\"\"),\"\",T128/'Combined scenario - input'!$D113),\"\")","v":""},{"$f":"IFERROR(IF(OR(U128=\"\",'Combined scenario - input'!$D113=\"\"),\"\",U128/'Combined scenario - input'!$D113),\"\")","v":""},{"$f":"IFERROR(IF(OR(V128=\"\",'Combined scenario - input'!$D113=\"\"),\"\",V128/'Combined scenario - input'!$D113),\"\")","v":""},{"$f":"IFERROR(IF(OR(W128=\"\",'Combined scenario - input'!$D113=\"\"),\"\",W128/'Combined scenario - input'!$D113),\"\")","v":""}]
[{"$f":"IFERROR('Combined scenario - input'!A114,\"\")","v":""},{"$f":"IFERROR('Combined scenario - input'!B114,\"\")","v":""},{"$f":"IFERROR('Combined scenario - input'!C114,\"\")","v":""},{"$f":"IFERROR(repcalc('Combined scenario - input'!$CV114:$GH114,'Combined scenario - input'!$G114,'Combined scenario - input'!$E114,'Combined scenario - input'!$F114,20,TRUE,TRUE),\"\")","v":""},"","","","","","","","","","","","","","","","","","","",{"$f":"IFERROR(IF(OR(D129=\"\",'Combined scenario - input'!$D114=\"\"),\"\",D129/'Combined scenario - input'!$D114),\"\")","v":""},{"$f":"IFERROR(IF(OR(E129=\"\",'Combined scenario - input'!$D114=\"\"),\"\",E129/'Combined scenario - input'!$D114),\"\")","v":""},{"$f":"IFERROR(IF(OR(F129=\"\",'Combined scenario - input'!$D114=\"\"),\"\",F129/'Combined scenario - input'!$D114),\"\")","v":""},{"$f":"IFERROR(IF(OR(G129=\"\",'Combined scenario - input'!$D114=\"\"),\"\",G129/'Combined scenario - input'!$D114),\"\")","v":""},{"$f":"IFERROR(IF(OR(H129=\"\",'Combined scenario - input'!$D114=\"\"),\"\",H129/'Combined scenario - input'!$D114),\"\")","v":""},{"$f":"IFERROR(IF(OR(I129=\"\",'Combined scenario - input'!$D114=\"\"),\"\",I129/'Combined scenario - input'!$D114),\"\")","v":""},{"$f":"IFERROR(IF(OR(J129=\"\",'Combined scenario - input'!$D114=\"\"),\"\",J129/'Combined scenario - input'!$D114),\"\")","v":""},{"$f":"IFERROR(IF(OR(K129=\"\",'Combined scenario - input'!$D114=\"\"),\"\",K129/'Combined scenario - input'!$D114),\"\")","v":""},{"$f":"IFERROR(IF(OR(L129=\"\",'Combined scenario - input'!$D114=\"\"),\"\",L129/'Combined scenario - input'!$D114),\"\")","v":""},{"$f":"IFERROR(IF(OR(M129=\"\",'Combined scenario - input'!$D114=\"\"),\"\",M129/'Combined scenario - input'!$D114),\"\")","v":""},{"$f":"IFERROR(IF(OR(N129=\"\",'Combined scenario - input'!$D114=\"\"),\"\",N129/'Combined scenario - input'!$D114),\"\")","v":""},{"$f":"IFERROR(IF(OR(O129=\"\",'Combined scenario - input'!$D114=\"\"),\"\",O129/'Combined scenario - input'!$D114),\"\")","v":""},{"$f":"IFERROR(IF(OR(P129=\"\",'Combined scenario - input'!$D114=\"\"),\"\",P129/'Combined scenario - input'!$D114),\"\")","v":""},{"$f":"IFERROR(IF(OR(Q129=\"\",'Combined scenario - input'!$D114=\"\"),\"\",Q129/'Combined scenario - input'!$D114),\"\")","v":""},{"$f":"IFERROR(IF(OR(R129=\"\",'Combined scenario - input'!$D114=\"\"),\"\",R129/'Combined scenario - input'!$D114),\"\")","v":""},{"$f":"IFERROR(IF(OR(S129=\"\",'Combined scenario - input'!$D114=\"\"),\"\",S129/'Combined scenario - input'!$D114),\"\")","v":""},{"$f":"IFERROR(IF(OR(T129=\"\",'Combined scenario - input'!$D114=\"\"),\"\",T129/'Combined scenario - input'!$D114),\"\")","v":""},{"$f":"IFERROR(IF(OR(U129=\"\",'Combined scenario - input'!$D114=\"\"),\"\",U129/'Combined scenario - input'!$D114),\"\")","v":""},{"$f":"IFERROR(IF(OR(V129=\"\",'Combined scenario - input'!$D114=\"\"),\"\",V129/'Combined scenario - input'!$D114),\"\")","v":""},{"$f":"IFERROR(IF(OR(W129=\"\",'Combined scenario - input'!$D114=\"\"),\"\",W129/'Combined scenario - input'!$D114),\"\")","v":""}]
[{"$f":"IFERROR('Combined scenario - input'!A115,\"\")","v":""},{"$f":"IFERROR('Combined scenario - input'!B115,\"\")","v":""},{"$f":"IFERROR('Combined scenario - input'!C115,\"\")","v":""},{"$f":"IFERROR(repcalc('Combined scenario - input'!$CV115:$GH115,'Combined scenario - input'!$G115,'Combined scenario - input'!$E115,'Combined scenario - input'!$F115,20,TRUE,TRUE),\"\")","v":""},"","","","","","","","","","","","","","","","","","","",{"$f":"IFERROR(IF(OR(D130=\"\",'Combined scenario - input'!$D115=\"\"),\"\",D130/'Combined scenario - input'!$D115),\"\")","v":""},{"$f":"IFERROR(IF(OR(E130=\"\",'Combined scenario - input'!$D115=\"\"),\"\",E130/'Combined scenario - input'!$D115),\"\")","v":""},{"$f":"IFERROR(IF(OR(F130=\"\",'Combined scenario - input'!$D115=\"\"),\"\",F130/'Combined scenario - input'!$D115),\"\")","v":""},{"$f":"IFERROR(IF(OR(G130=\"\",'Combined scenario - input'!$D115=\"\"),\"\",G130/'Combined scenario - input'!$D115),\"\")","v":""},{"$f":"IFERROR(IF(OR(H130=\"\",'Combined scenario - input'!$D115=\"\"),\"\",H130/'Combined scenario - input'!$D115),\"\")","v":""},{"$f":"IFERROR(IF(OR(I130=\"\",'Combined scenario - input'!$D115=\"\"),\"\",I130/'Combined scenario - input'!$D115),\"\")","v":""},{"$f":"IFERROR(IF(OR(J130=\"\",'Combined scenario - input'!$D115=\"\"),\"\",J130/'Combined scenario - input'!$D115),\"\")","v":""},{"$f":"IFERROR(IF(OR(K130=\"\",'Combined scenario - input'!$D115=\"\"),\"\",K130/'Combined scenario - input'!$D115),\"\")","v":""},{"$f":"IFERROR(IF(OR(L130=\"\",'Combined scenario - input'!$D115=\"\"),\"\",L130/'Combined scenario - input'!$D115),\"\")","v":""},{"$f":"IFERROR(IF(OR(M130=\"\",'Combined scenario - input'!$D115=\"\"),\"\",M130/'Combined scenario - input'!$D115),\"\")","v":""},{"$f":"IFERROR(IF(OR(N130=\"\",'Combined scenario - input'!$D115=\"\"),\"\",N130/'Combined scenario - input'!$D115),\"\")","v":""},{"$f":"IFERROR(IF(OR(O130=\"\",'Combined scenario - input'!$D115=\"\"),\"\",O130/'Combined scenario - input'!$D115),\"\")","v":""},{"$f":"IFERROR(IF(OR(P130=\"\",'Combined scenario - input'!$D115=\"\"),\"\",P130/'Combined scenario - input'!$D115),\"\")","v":""},{"$f":"IFERROR(IF(OR(Q130=\"\",'Combined scenario - input'!$D115=\"\"),\"\",Q130/'Combined scenario - input'!$D115),\"\")","v":""},{"$f":"IFERROR(IF(OR(R130=\"\",'Combined scenario - input'!$D115=\"\"),\"\",R130/'Combined scenario - input'!$D115),\"\")","v":""},{"$f":"IFERROR(IF(OR(S130=\"\",'Combined scenario - input'!$D115=\"\"),\"\",S130/'Combined scenario - input'!$D115),\"\")","v":""},{"$f":"IFERROR(IF(OR(T130=\"\",'Combined scenario - input'!$D115=\"\"),\"\",T130/'Combined scenario - input'!$D115),\"\")","v":""},{"$f":"IFERROR(IF(OR(U130=\"\",'Combined scenario - input'!$D115=\"\"),\"\",U130/'Combined scenario - input'!$D115),\"\")","v":""},{"$f":"IFERROR(IF(OR(V130=\"\",'Combined scenario - input'!$D115=\"\"),\"\",V130/'Combined scenario - input'!$D115),\"\")","v":""},{"$f":"IFERROR(IF(OR(W130=\"\",'Combined scenario - input'!$D115=\"\"),\"\",W130/'Combined scenario - input'!$D115),\"\")","v":""}]
[{"$f":"IFERROR('Combined scenario - input'!A116,\"\")","v":""},{"$f":"IFERROR('Combined scenario - input'!B116,\"\")","v":""},{"$f":"IFERROR('Combined scenario - input'!C116,\"\")","v":""},{"$f":"IFERROR(repcalc('Combined scenario - input'!$CV116:$GH116,'Combined scenario - input'!$G116,'Combined scenario - input'!$E116,'Combined scenario - input'!$F116,20,TRUE,TRUE),\"\")","v":""},"","","","","","","","","","","","","","","","","","","",{"$f":"IFERROR(IF(OR(D131=\"\",'Combined scenario - input'!$D116=\"\"),\"\",D131/'Combined scenario - input'!$D116),\"\")","v":""},{"$f":"IFERROR(IF(OR(E131=\"\",'Combined scenario - input'!$D116=\"\"),\"\",E131/'Combined scenario - input'!$D116),\"\")","v":""},{"$f":"IFERROR(IF(OR(F131=\"\",'Combined scenario - input'!$D116=\"\"),\"\",F131/'Combined scenario - input'!$D116),\"\")","v":""},{"$f":"IFERROR(IF(OR(G131=\"\",'Combined scenario - input'!$D116=\"\"),\"\",G131/'Combined scenario - input'!$D116),\"\")","v":""},{"$f":"IFERROR(IF(OR(H131=\"\",'Combined scenario - input'!$D116=\"\"),\"\",H131/'Combined scenario - input'!$D116),\"\")","v":""},{"$f":"IFERROR(IF(OR(I131=\"\",'Combined scenario - input'!$D116=\"\"),\"\",I131/'Combined scenario - input'!$D116),\"\")","v":""},{"$f":"IFERROR(IF(OR(J131=\"\",'Combined scenario - input'!$D116=\"\"),\"\",J131/'Combined scenario - input'!$D116),\"\")","v":""},{"$f":"IFERROR(IF(OR(K131=\"\",'Combined scenario - input'!$D116=\"\"),\"\",K131/'Combined scenario - input'!$D116),\"\")","v":""},{"$f":"IFERROR(IF(OR(L131=\"\",'Combined scenario - input'!$D116=\"\"),\"\",L131/'Combined scenario - input'!$D116),\"\")","v":""},{"$f":"IFERROR(IF(OR(M131=\"\",'Combined scenario - input'!$D116=\"\"),\"\",M131/'Combined scenario - input'!$D116),\"\")","v":""},{"$f":"IFERROR(IF(OR(N131=\"\",'Combined scenario - input'!$D116=\"\"),\"\",N131/'Combined scenario - input'!$D116),\"\")","v":""},{"$f":"IFERROR(IF(OR(O131=\"\",'Combined scenario - input'!$D116=\"\"),\"\",O131/'Combined scenario - input'!$D116),\"\")","v":""},{"$f":"IFERROR(IF(OR(P131=\"\",'Combined scenario - input'!$D116=\"\"),\"\",P131/'Combined scenario - input'!$D116),\"\")","v":""},{"$f":"IFERROR(IF(OR(Q131=\"\",'Combined scenario - input'!$D116=\"\"),\"\",Q131/'Combined scenario - input'!$D116),\"\")","v":""},{"$f":"IFERROR(IF(OR(R131=\"\",'Combined scenario - input'!$D116=\"\"),\"\",R131/'Combined scenario - input'!$D116),\"\")","v":""},{"$f":"IFERROR(IF(OR(S131=\"\",'Combined scenario - input'!$D116=\"\"),\"\",S131/'Combined scenario - input'!$D116),\"\")","v":""},{"$f":"IFERROR(IF(OR(T131=\"\",'Combined scenario - input'!$D116=\"\"),\"\",T131/'Combined scenario - input'!$D116),\"\")","v":""},{"$f":"IFERROR(IF(OR(U131=\"\",'Combined scenario - input'!$D116=\"\"),\"\",U131/'Combined scenario - input'!$D116),\"\")","v":""},{"$f":"IFERROR(IF(OR(V131=\"\",'Combined scenario - input'!$D116=\"\"),\"\",V131/'Combined scenario - input'!$D116),\"\")","v":""},{"$f":"IFERROR(IF(OR(W131=\"\",'Combined scenario - input'!$D116=\"\"),\"\",W131/'Combined scenario - input'!$D116),\"\")","v":""}]
[{"$f":"IFERROR('Combined scenario - input'!A117,\"\")","v":""},{"$f":"IFERROR('Combined scenario - input'!B117,\"\")","v":""},{"$f":"IFERROR('Combined scenario - input'!C117,\"\")","v":""},{"$f":"IFERROR(repcalc('Combined scenario - input'!$CV117:$GH117,'Combined scenario - input'!$G117,'Combined scenario - input'!$E117,'Combined scenario - input'!$F117,20,TRUE,TRUE),\"\")","v":""},"","","","","","","","","","","","","","","","","","","",{"$f":"IFERROR(IF(OR(D132=\"\",'Combined scenario - input'!$D117=\"\"),\"\",D132/'Combined scenario - input'!$D117),\"\")","v":""},{"$f":"IFERROR(IF(OR(E132=\"\",'Combined scenario - input'!$D117=\"\"),\"\",E132/'Combined scenario - input'!$D117),\"\")","v":""},{"$f":"IFERROR(IF(OR(F132=\"\",'Combined scenario - input'!$D117=\"\"),\"\",F132/'Combined scenario - input'!$D117),\"\")","v":""},{"$f":"IFERROR(IF(OR(G132=\"\",'Combined scenario - input'!$D117=\"\"),\"\",G132/'Combined scenario - input'!$D117),\"\")","v":""},{"$f":"IFERROR(IF(OR(H132=\"\",'Combined scenario - input'!$D117=\"\"),\"\",H132/'Combined scenario - input'!$D117),\"\")","v":""},{"$f":"IFERROR(IF(OR(I132=\"\",'Combined scenario - input'!$D117=\"\"),\"\",I132/'Combined scenario - input'!$D117),\"\")","v":""},{"$f":"IFERROR(IF(OR(J132=\"\",'Combined scenario - input'!$D117=\"\"),\"\",J132/'Combined scenario - input'!$D117),\"\")","v":""},{"$f":"IFERROR(IF(OR(K132=\"\",'Combined scenario - input'!$D117=\"\"),\"\",K132/'Combined scenario - input'!$D117),\"\")","v":""},{"$f":"IFERROR(IF(OR(L132=\"\",'Combined scenario - input'!$D117=\"\"),\"\",L132/'Combined scenario - input'!$D117),\"\")","v":""},{"$f":"IFERROR(IF(OR(M132=\"\",'Combined scenario - input'!$D117=\"\"),\"\",M132/'Combined scenario - input'!$D117),\"\")","v":""},{"$f":"IFERROR(IF(OR(N132=\"\",'Combined scenario - input'!$D117=\"\"),\"\",N132/'Combined scenario - input'!$D117),\"\")","v":""},{"$f":"IFERROR(IF(OR(O132=\"\",'Combined scenario - input'!$D117=\"\"),\"\",O132/'Combined scenario - input'!$D117),\"\")","v":""},{"$f":"IFERROR(IF(OR(P132=\"\",'Combined scenario - input'!$D117=\"\"),\"\",P132/'Combined scenario - input'!$D117),\"\")","v":""},{"$f":"IFERROR(IF(OR(Q132=\"\",'Combined scenario - input'!$D117=\"\"),\"\",Q132/'Combined scenario - input'!$D117),\"\")","v":""},{"$f":"IFERROR(IF(OR(R132=\"\",'Combined scenario - input'!$D117=\"\"),\"\",R132/'Combined scenario - input'!$D117),\"\")","v":""},{"$f":"IFERROR(IF(OR(S132=\"\",'Combined scenario - input'!$D117=\"\"),\"\",S132/'Combined scenario - input'!$D117),\"\")","v":""},{"$f":"IFERROR(IF(OR(T132=\"\",'Combined scenario - input'!$D117=\"\"),\"\",T132/'Combined scenario - input'!$D117),\"\")","v":""},{"$f":"IFERROR(IF(OR(U132=\"\",'Combined scenario - input'!$D117=\"\"),\"\",U132/'Combined scenario - input'!$D117),\"\")","v":""},{"$f":"IFERROR(IF(OR(V132=\"\",'Combined scenario - input'!$D117=\"\"),\"\",V132/'Combined scenario - input'!$D117),\"\")","v":""},{"$f":"IFERROR(IF(OR(W132=\"\",'Combined scenario - input'!$D117=\"\"),\"\",W132/'Combined scenario - input'!$D117),\"\")","v":""}]
[{"$f":"IFERROR('Combined scenario - input'!A118,\"\")","v":""},{"$f":"IFERROR('Combined scenario - input'!B118,\"\")","v":""},{"$f":"IFERROR('Combined scenario - input'!C118,\"\")","v":""},{"$f":"IFERROR(repcalc('Combined scenario - input'!$CV118:$GH118,'Combined scenario - input'!$G118,'Combined scenario - input'!$E118,'Combined scenario - input'!$F118,20,TRUE,TRUE),\"\")","v":""},"","","","","","","","","","","","","","","","","","","",{"$f":"IFERROR(IF(OR(D133=\"\",'Combined scenario - input'!$D118=\"\"),\"\",D133/'Combined scenario - input'!$D118),\"\")","v":""},{"$f":"IFERROR(IF(OR(E133=\"\",'Combined scenario - input'!$D118=\"\"),\"\",E133/'Combined scenario - input'!$D118),\"\")","v":""},{"$f":"IFERROR(IF(OR(F133=\"\",'Combined scenario - input'!$D118=\"\"),\"\",F133/'Combined scenario - input'!$D118),\"\")","v":""},{"$f":"IFERROR(IF(OR(G133=\"\",'Combined scenario - input'!$D118=\"\"),\"\",G133/'Combined scenario - input'!$D118),\"\")","v":""},{"$f":"IFERROR(IF(OR(H133=\"\",'Combined scenario - input'!$D118=\"\"),\"\",H133/'Combined scenario - input'!$D118),\"\")","v":""},{"$f":"IFERROR(IF(OR(I133=\"\",'Combined scenario - input'!$D118=\"\"),\"\",I133/'Combined scenario - input'!$D118),\"\")","v":""},{"$f":"IFERROR(IF(OR(J133=\"\",'Combined scenario - input'!$D118=\"\"),\"\",J133/'Combined scenario - input'!$D118),\"\")","v":""},{"$f":"IFERROR(IF(OR(K133=\"\",'Combined scenario - input'!$D118=\"\"),\"\",K133/'Combined scenario - input'!$D118),\"\")","v":""},{"$f":"IFERROR(IF(OR(L133=\"\",'Combined scenario - input'!$D118=\"\"),\"\",L133/'Combined scenario - input'!$D118),\"\")","v":""},{"$f":"IFERROR(IF(OR(M133=\"\",'Combined scenario - input'!$D118=\"\"),\"\",M133/'Combined scenario - input'!$D118),\"\")","v":""},{"$f":"IFERROR(IF(OR(N133=\"\",'Combined scenario - input'!$D118=\"\"),\"\",N133/'Combined scenario - input'!$D118),\"\")","v":""},{"$f":"IFERROR(IF(OR(O133=\"\",'Combined scenario - input'!$D118=\"\"),\"\",O133/'Combined scenario - input'!$D118),\"\")","v":""},{"$f":"IFERROR(IF(OR(P133=\"\",'Combined scenario - input'!$D118=\"\"),\"\",P133/'Combined scenario - input'!$D118),\"\")","v":""},{"$f":"IFERROR(IF(OR(Q133=\"\",'Combined scenario - input'!$D118=\"\"),\"\",Q133/'Combined scenario - input'!$D118),\"\")","v":""},{"$f":"IFERROR(IF(OR(R133=\"\",'Combined scenario - input'!$D118=\"\"),\"\",R133/'Combined scenario - input'!$D118),\"\")","v":""},{"$f":"IFERROR(IF(OR(S133=\"\",'Combined scenario - input'!$D118=\"\"),\"\",S133/'Combined scenario - input'!$D118),\"\")","v":""},{"$f":"IFERROR(IF(OR(T133=\"\",'Combined scenario - input'!$D118=\"\"),\"\",T133/'Combined scenario - input'!$D118),\"\")","v":""},{"$f":"IFERROR(IF(OR(U133=\"\",'Combined scenario - input'!$D118=\"\"),\"\",U133/'Combined scenario - input'!$D118),\"\")","v":""},{"$f":"IFERROR(IF(OR(V133=\"\",'Combined scenario - input'!$D118=\"\"),\"\",V133/'Combined scenario - input'!$D118),\"\")","v":""},{"$f":"IFERROR(IF(OR(W133=\"\",'Combined scenario - input'!$D118=\"\"),\"\",W133/'Combined scenario - input'!$D118),\"\")","v":""}]
[{"$f":"IFERROR('Combined scenario - input'!A119,\"\")","v":""},{"$f":"IFERROR('Combined scenario - input'!B119,\"\")","v":""},{"$f":"IFERROR('Combined scenario - input'!C119,\"\")","v":""},{"$f":"IFERROR(repcalc('Combined scenario - input'!$CV119:$GH119,'Combined scenario - input'!$G119,'Combined scenario - input'!$E119,'Combined scenario - input'!$F119,20,TRUE,TRUE),\"\")","v":""},"","","","","","","","","","","","","","","","","","","",{"$f":"IFERROR(IF(OR(D134=\"\",'Combined scenario - input'!$D119=\"\"),\"\",D134/'Combined scenario - input'!$D119),\"\")","v":""},{"$f":"IFERROR(IF(OR(E134=\"\",'Combined scenario - input'!$D119=\"\"),\"\",E134/'Combined scenario - input'!$D119),\"\")","v":""},{"$f":"IFERROR(IF(OR(F134=\"\",'Combined scenario - input'!$D119=\"\"),\"\",F134/'Combined scenario - input'!$D119),\"\")","v":""},{"$f":"IFERROR(IF(OR(G134=\"\",'Combined scenario - input'!$D119=\"\"),\"\",G134/'Combined scenario - input'!$D119),\"\")","v":""},{"$f":"IFERROR(IF(OR(H134=\"\",'Combined scenario - input'!$D119=\"\"),\"\",H134/'Combined scenario - input'!$D119),\"\")","v":""},{"$f":"IFERROR(IF(OR(I134=\"\",'Combined scenario - input'!$D119=\"\"),\"\",I134/'Combined scenario - input'!$D119),\"\")","v":""},{"$f":"IFERROR(IF(OR(J134=\"\",'Combined scenario - input'!$D119=\"\"),\"\",J134/'Combined scenario - input'!$D119),\"\")","v":""},{"$f":"IFERROR(IF(OR(K134=\"\",'Combined scenario - input'!$D119=\"\"),\"\",K134/'Combined scenario - input'!$D119),\"\")","v":""},{"$f":"IFERROR(IF(OR(L134=\"\",'Combined scenario - input'!$D119=\"\"),\"\",L134/'Combined scenario - input'!$D119),\"\")","v":""},{"$f":"IFERROR(IF(OR(M134=\"\",'Combined scenario - input'!$D119=\"\"),\"\",M134/'Combined scenario - input'!$D119),\"\")","v":""},{"$f":"IFERROR(IF(OR(N134=\"\",'Combined scenario - input'!$D119=\"\"),\"\",N134/'Combined scenario - input'!$D119),\"\")","v":""},{"$f":"IFERROR(IF(OR(O134=\"\",'Combined scenario - input'!$D119=\"\"),\"\",O134/'Combined scenario - input'!$D119),\"\")","v":""},{"$f":"IFERROR(IF(OR(P134=\"\",'Combined scenario - input'!$D119=\"\"),\"\",P134/'Combined scenario - input'!$D119),\"\")","v":""},{"$f":"IFERROR(IF(OR(Q134=\"\",'Combined scenario - input'!$D119=\"\"),\"\",Q134/'Combined scenario - input'!$D119),\"\")","v":""},{"$f":"IFERROR(IF(OR(R134=\"\",'Combined scenario - input'!$D119=\"\"),\"\",R134/'Combined scenario - input'!$D119),\"\")","v":""},{"$f":"IFERROR(IF(OR(S134=\"\",'Combined scenario - input'!$D119=\"\"),\"\",S134/'Combined scenario - input'!$D119),\"\")","v":""},{"$f":"IFERROR(IF(OR(T134=\"\",'Combined scenario - input'!$D119=\"\"),\"\",T134/'Combined scenario - input'!$D119),\"\")","v":""},{"$f":"IFERROR(IF(OR(U134=\"\",'Combined scenario - input'!$D119=\"\"),\"\",U134/'Combined scenario - input'!$D119),\"\")","v":""},{"$f":"IFERROR(IF(OR(V134=\"\",'Combined scenario - input'!$D119=\"\"),\"\",V134/'Combined scenario - input'!$D119),\"\")","v":""},{"$f":"IFERROR(IF(OR(W134=\"\",'Combined scenario - input'!$D119=\"\"),\"\",W134/'Combined scenario - input'!$D119),\"\")","v":""}]
[{"$f":"IFERROR('Combined scenario - input'!A120,\"\")","v":""},{"$f":"IFERROR('Combined scenario - input'!B120,\"\")","v":""},{"$f":"IFERROR('Combined scenario - input'!C120,\"\")","v":""},{"$f":"IFERROR(repcalc('Combined scenario - input'!$CV120:$GH120,'Combined scenario - input'!$G120,'Combined scenario - input'!$E120,'Combined scenario - input'!$F120,20,TRUE,TRUE),\"\")","v":""},"","","","","","","","","","","","","","","","","","","",{"$f":"IFERROR(IF(OR(D135=\"\",'Combined scenario - input'!$D120=\"\"),\"\",D135/'Combined scenario - input'!$D120),\"\")","v":""},{"$f":"IFERROR(IF(OR(E135=\"\",'Combined scenario - input'!$D120=\"\"),\"\",E135/'Combined scenario - input'!$D120),\"\")","v":""},{"$f":"IFERROR(IF(OR(F135=\"\",'Combined scenario - input'!$D120=\"\"),\"\",F135/'Combined scenario - input'!$D120),\"\")","v":""},{"$f":"IFERROR(IF(OR(G135=\"\",'Combined scenario - input'!$D120=\"\"),\"\",G135/'Combined scenario - input'!$D120),\"\")","v":""},{"$f":"IFERROR(IF(OR(H135=\"\",'Combined scenario - input'!$D120=\"\"),\"\",H135/'Combined scenario - input'!$D120),\"\")","v":""},{"$f":"IFERROR(IF(OR(I135=\"\",'Combined scenario - input'!$D120=\"\"),\"\",I135/'Combined scenario - input'!$D120),\"\")","v":""},{"$f":"IFERROR(IF(OR(J135=\"\",'Combined scenario - input'!$D120=\"\"),\"\",J135/'Combined scenario - input'!$D120),\"\")","v":""},{"$f":"IFERROR(IF(OR(K135=\"\",'Combined scenario - input'!$D120=\"\"),\"\",K135/'Combined scenario - input'!$D120),\"\")","v":""},{"$f":"IFERROR(IF(OR(L135=\"\",'Combined scenario - input'!$D120=\"\"),\"\",L135/'Combined scenario - input'!$D120),\"\")","v":""},{"$f":"IFERROR(IF(OR(M135=\"\",'Combined scenario - input'!$D120=\"\"),\"\",M135/'Combined scenario - input'!$D120),\"\")","v":""},{"$f":"IFERROR(IF(OR(N135=\"\",'Combined scenario - input'!$D120=\"\"),\"\",N135/'Combined scenario - input'!$D120),\"\")","v":""},{"$f":"IFERROR(IF(OR(O135=\"\",'Combined scenario - input'!$D120=\"\"),\"\",O135/'Combined scenario - input'!$D120),\"\")","v":""},{"$f":"IFERROR(IF(OR(P135=\"\",'Combined scenario - input'!$D120=\"\"),\"\",P135/'Combined scenario - input'!$D120),\"\")","v":""},{"$f":"IFERROR(IF(OR(Q135=\"\",'Combined scenario - input'!$D120=\"\"),\"\",Q135/'Combined scenario - input'!$D120),\"\")","v":""},{"$f":"IFERROR(IF(OR(R135=\"\",'Combined scenario - input'!$D120=\"\"),\"\",R135/'Combined scenario - input'!$D120),\"\")","v":""},{"$f":"IFERROR(IF(OR(S135=\"\",'Combined scenario - input'!$D120=\"\"),\"\",S135/'Combined scenario - input'!$D120),\"\")","v":""},{"$f":"IFERROR(IF(OR(T135=\"\",'Combined scenario - input'!$D120=\"\"),\"\",T135/'Combined scenario - input'!$D120),\"\")","v":""},{"$f":"IFERROR(IF(OR(U135=\"\",'Combined scenario - input'!$D120=\"\"),\"\",U135/'Combined scenario - input'!$D120),\"\")","v":""},{"$f":"IFERROR(IF(OR(V135=\"\",'Combined scenario - input'!$D120=\"\"),\"\",V135/'Combined scenario - input'!$D120),\"\")","v":""},{"$f":"IFERROR(IF(OR(W135=\"\",'Combined scenario - input'!$D120=\"\"),\"\",W135/'Combined scenario - input'!$D120),\"\")","v":""}]
[{"$f":"IFERROR('Combined scenario - input'!A121,\"\")","v":""},{"$f":"IFERROR('Combined scenario - input'!B121,\"\")","v":""},{"$f":"IFERROR('Combined scenario - input'!C121,\"\")","v":""},{"$f":"IFERROR(repcalc('Combined scenario - input'!$CV121:$GH121,'Combined scenario - input'!$G121,'Combined scenario - input'!$E121,'Combined scenario - input'!$F121,20,TRUE,TRUE),\"\")","v":""},"","","","","","","","","","","","","","","","","","","",{"$f":"IFERROR(IF(OR(D136=\"\",'Combined scenario - input'!$D121=\"\"),\"\",D136/'Combined scenario - input'!$D121),\"\")","v":""},{"$f":"IFERROR(IF(OR(E136=\"\",'Combined scenario - input'!$D121=\"\"),\"\",E136/'Combined scenario - input'!$D121),\"\")","v":""},{"$f":"IFERROR(IF(OR(F136=\"\",'Combined scenario - input'!$D121=\"\"),\"\",F136/'Combined scenario - input'!$D121),\"\")","v":""},{"$f":"IFERROR(IF(OR(G136=\"\",'Combined scenario - input'!$D121=\"\"),\"\",G136/'Combined scenario - input'!$D121),\"\")","v":""},{"$f":"IFERROR(IF(OR(H136=\"\",'Combined scenario - input'!$D121=\"\"),\"\",H136/'Combined scenario - input'!$D121),\"\")","v":""},{"$f":"IFERROR(IF(OR(I136=\"\",'Combined scenario - input'!$D121=\"\"),\"\",I136/'Combined scenario - input'!$D121),\"\")","v":""},{"$f":"IFERROR(IF(OR(J136=\"\",'Combined scenario - input'!$D121=\"\"),\"\",J136/'Combined scenario - input'!$D121),\"\")","v":""},{"$f":"IFERROR(IF(OR(K136=\"\",'Combined scenario - input'!$D121=\"\"),\"\",K136/'Combined scenario - input'!$D121),\"\")","v":""},{"$f":"IFERROR(IF(OR(L136=\"\",'Combined scenario - input'!$D121=\"\"),\"\",L136/'Combined scenario - input'!$D121),\"\")","v":""},{"$f":"IFERROR(IF(OR(M136=\"\",'Combined scenario - input'!$D121=\"\"),\"\",M136/'Combined scenario - input'!$D121),\"\")","v":""},{"$f":"IFERROR(IF(OR(N136=\"\",'Combined scenario - input'!$D121=\"\"),\"\",N136/'Combined scenario - input'!$D121),\"\")","v":""},{"$f":"IFERROR(IF(OR(O136=\"\",'Combined scenario - input'!$D121=\"\"),\"\",O136/'Combined scenario - input'!$D121),\"\")","v":""},{"$f":"IFERROR(IF(OR(P136=\"\",'Combined scenario - input'!$D121=\"\"),\"\",P136/'Combined scenario - input'!$D121),\"\")","v":""},{"$f":"IFERROR(IF(OR(Q136=\"\",'Combined scenario - input'!$D121=\"\"),\"\",Q136/'Combined scenario - input'!$D121),\"\")","v":""},{"$f":"IFERROR(IF(OR(R136=\"\",'Combined scenario - input'!$D121=\"\"),\"\",R136/'Combined scenario - input'!$D121),\"\")","v":""},{"$f":"IFERROR(IF(OR(S136=\"\",'Combined scenario - input'!$D121=\"\"),\"\",S136/'Combined scenario - input'!$D121),\"\")","v":""},{"$f":"IFERROR(IF(OR(T136=\"\",'Combined scenario - input'!$D121=\"\"),\"\",T136/'Combined scenario - input'!$D121),\"\")","v":""},{"$f":"IFERROR(IF(OR(U136=\"\",'Combined scenario - input'!$D121=\"\"),\"\",U136/'Combined scenario - input'!$D121),\"\")","v":""},{"$f":"IFERROR(IF(OR(V136=\"\",'Combined scenario - input'!$D121=\"\"),\"\",V136/'Combined scenario - input'!$D121),\"\")","v":""},{"$f":"IFERROR(IF(OR(W136=\"\",'Combined scenario - input'!$D121=\"\"),\"\",W136/'Combined scenario - input'!$D121),\"\")","v":""}]
[{"$f":"IFERROR('Combined scenario - input'!A122,\"\")","v":""},{"$f":"IFERROR('Combined scenario - input'!B122,\"\")","v":""},{"$f":"IFERROR('Combined scenario - input'!C122,\"\")","v":""},{"$f":"IFERROR(repcalc('Combined scenario - input'!$CV122:$GH122,'Combined scenario - input'!$G122,'Combined scenario - input'!$E122,'Combined scenario - input'!$F122,20,TRUE,TRUE),\"\")","v":""},"","","","","","","","","","","","","","","","","","","",{"$f":"IFERROR(IF(OR(D137=\"\",'Combined scenario - input'!$D122=\"\"),\"\",D137/'Combined scenario - input'!$D122),\"\")","v":""},{"$f":"IFERROR(IF(OR(E137=\"\",'Combined scenario - input'!$D122=\"\"),\"\",E137/'Combined scenario - input'!$D122),\"\")","v":""},{"$f":"IFERROR(IF(OR(F137=\"\",'Combined scenario - input'!$D122=\"\"),\"\",F137/'Combined scenario - input'!$D122),\"\")","v":""},{"$f":"IFERROR(IF(OR(G137=\"\",'Combined scenario - input'!$D122=\"\"),\"\",G137/'Combined scenario - input'!$D122),\"\")","v":""},{"$f":"IFERROR(IF(OR(H137=\"\",'Combined scenario - input'!$D122=\"\"),\"\",H137/'Combined scenario - input'!$D122),\"\")","v":""},{"$f":"IFERROR(IF(OR(I137=\"\",'Combined scenario - input'!$D122=\"\"),\"\",I137/'Combined scenario - input'!$D122),\"\")","v":""},{"$f":"IFERROR(IF(OR(J137=\"\",'Combined scenario - input'!$D122=\"\"),\"\",J137/'Combined scenario - input'!$D122),\"\")","v":""},{"$f":"IFERROR(IF(OR(K137=\"\",'Combined scenario - input'!$D122=\"\"),\"\",K137/'Combined scenario - input'!$D122),\"\")","v":""},{"$f":"IFERROR(IF(OR(L137=\"\",'Combined scenario - input'!$D122=\"\"),\"\",L137/'Combined scenario - input'!$D122),\"\")","v":""},{"$f":"IFERROR(IF(OR(M137=\"\",'Combined scenario - input'!$D122=\"\"),\"\",M137/'Combined scenario - input'!$D122),\"\")","v":""},{"$f":"IFERROR(IF(OR(N137=\"\",'Combined scenario - input'!$D122=\"\"),\"\",N137/'Combined scenario - input'!$D122),\"\")","v":""},{"$f":"IFERROR(IF(OR(O137=\"\",'Combined scenario - input'!$D122=\"\"),\"\",O137/'Combined scenario - input'!$D122),\"\")","v":""},{"$f":"IFERROR(IF(OR(P137=\"\",'Combined scenario - input'!$D122=\"\"),\"\",P137/'Combined scenario - input'!$D122),\"\")","v":""},{"$f":"IFERROR(IF(OR(Q137=\"\",'Combined scenario - input'!$D122=\"\"),\"\",Q137/'Combined scenario - input'!$D122),\"\")","v":""},{"$f":"IFERROR(IF(OR(R137=\"\",'Combined scenario - input'!$D122=\"\"),\"\",R137/'Combined scenario - input'!$D122),\"\")","v":""},{"$f":"IFERROR(IF(OR(S137=\"\",'Combined scenario - input'!$D122=\"\"),\"\",S137/'Combined scenario - input'!$D122),\"\")","v":""},{"$f":"IFERROR(IF(OR(T137=\"\",'Combined scenario - input'!$D122=\"\"),\"\",T137/'Combined scenario - input'!$D122),\"\")","v":""},{"$f":"IFERROR(IF(OR(U137=\"\",'Combined scenario - input'!$D122=\"\"),\"\",U137/'Combined scenario - input'!$D122),\"\")","v":""},{"$f":"IFERROR(IF(OR(V137=\"\",'Combined scenario - input'!$D122=\"\"),\"\",V137/'Combined scenario - input'!$D122),\"\")","v":""},{"$f":"IFERROR(IF(OR(W137=\"\",'Combined scenario - input'!$D122=\"\"),\"\",W137/'Combined scenario - input'!$D122),\"\")","v":""}]
[{"$f":"IFERROR('Combined scenario - input'!A123,\"\")","v":""},{"$f":"IFERROR('Combined scenario - input'!B123,\"\")","v":""},{"$f":"IFERROR('Combined scenario - input'!C123,\"\")","v":""},{"$f":"IFERROR(repcalc('Combined scenario - input'!$CV123:$GH123,'Combined scenario - input'!$G123,'Combined scenario - input'!$E123,'Combined scenario - input'!$F123,20,TRUE,TRUE),\"\")","v":""},"","","","","","","","","","","","","","","","","","","",{"$f":"IFERROR(IF(OR(D138=\"\",'Combined scenario - input'!$D123=\"\"),\"\",D138/'Combined scenario - input'!$D123),\"\")","v":""},{"$f":"IFERROR(IF(OR(E138=\"\",'Combined scenario - input'!$D123=\"\"),\"\",E138/'Combined scenario - input'!$D123),\"\")","v":""},{"$f":"IFERROR(IF(OR(F138=\"\",'Combined scenario - input'!$D123=\"\"),\"\",F138/'Combined scenario - input'!$D123),\"\")","v":""},{"$f":"IFERROR(IF(OR(G138=\"\",'Combined scenario - input'!$D123=\"\"),\"\",G138/'Combined scenario - input'!$D123),\"\")","v":""},{"$f":"IFERROR(IF(OR(H138=\"\",'Combined scenario - input'!$D123=\"\"),\"\",H138/'Combined scenario - input'!$D123),\"\")","v":""},{"$f":"IFERROR(IF(OR(I138=\"\",'Combined scenario - input'!$D123=\"\"),\"\",I138/'Combined scenario - input'!$D123),\"\")","v":""},{"$f":"IFERROR(IF(OR(J138=\"\",'Combined scenario - input'!$D123=\"\"),\"\",J138/'Combined scenario - input'!$D123),\"\")","v":""},{"$f":"IFERROR(IF(OR(K138=\"\",'Combined scenario - input'!$D123=\"\"),\"\",K138/'Combined scenario - input'!$D123),\"\")","v":""},{"$f":"IFERROR(IF(OR(L138=\"\",'Combined scenario - input'!$D123=\"\"),\"\",L138/'Combined scenario - input'!$D123),\"\")","v":""},{"$f":"IFERROR(IF(OR(M138=\"\",'Combined scenario - input'!$D123=\"\"),\"\",M138/'Combined scenario - input'!$D123),\"\")","v":""},{"$f":"IFERROR(IF(OR(N138=\"\",'Combined scenario - input'!$D123=\"\"),\"\",N138/'Combined scenario - input'!$D123),\"\")","v":""},{"$f":"IFERROR(IF(OR(O138=\"\",'Combined scenario - input'!$D123=\"\"),\"\",O138/'Combined scenario - input'!$D123),\"\")","v":""},{"$f":"IFERROR(IF(OR(P138=\"\",'Combined scenario - input'!$D123=\"\"),\"\",P138/'Combined scenario - input'!$D123),\"\")","v":""},{"$f":"IFERROR(IF(OR(Q138=\"\",'Combined scenario - input'!$D123=\"\"),\"\",Q138/'Combined scenario - input'!$D123),\"\")","v":""},{"$f":"IFERROR(IF(OR(R138=\"\",'Combined scenario - input'!$D123=\"\"),\"\",R138/'Combined scenario - input'!$D123),\"\")","v":""},{"$f":"IFERROR(IF(OR(S138=\"\",'Combined scenario - input'!$D123=\"\"),\"\",S138/'Combined scenario - input'!$D123),\"\")","v":""},{"$f":"IFERROR(IF(OR(T138=\"\",'Combined scenario - input'!$D123=\"\"),\"\",T138/'Combined scenario - input'!$D123),\"\")","v":""},{"$f":"IFERROR(IF(OR(U138=\"\",'Combined scenario - input'!$D123=\"\"),\"\",U138/'Combined scenario - input'!$D123),\"\")","v":""},{"$f":"IFERROR(IF(OR(V138=\"\",'Combined scenario - input'!$D123=\"\"),\"\",V138/'Combined scenario - input'!$D123),\"\")","v":""},{"$f":"IFERROR(IF(OR(W138=\"\",'Combined scenario - input'!$D123=\"\"),\"\",W138/'Combined scenario - input'!$D123),\"\")","v":""}]
[{"$f":"IFERROR('Combined scenario - input'!A124,\"\")","v":""},{"$f":"IFERROR('Combined scenario - input'!B124,\"\")","v":""},{"$f":"IFERROR('Combined scenario - input'!C124,\"\")","v":""},{"$f":"IFERROR(repcalc('Combined scenario - input'!$CV124:$GH124,'Combined scenario - input'!$G124,'Combined scenario - input'!$E124,'Combined scenario - input'!$F124,20,TRUE,TRUE),\"\")","v":""},"","","","","","","","","","","","","","","","","","","",{"$f":"IFERROR(IF(OR(D139=\"\",'Combined scenario - input'!$D124=\"\"),\"\",D139/'Combined scenario - input'!$D124),\"\")","v":""},{"$f":"IFERROR(IF(OR(E139=\"\",'Combined scenario - input'!$D124=\"\"),\"\",E139/'Combined scenario - input'!$D124),\"\")","v":""},{"$f":"IFERROR(IF(OR(F139=\"\",'Combined scenario - input'!$D124=\"\"),\"\",F139/'Combined scenario - input'!$D124),\"\")","v":""},{"$f":"IFERROR(IF(OR(G139=\"\",'Combined scenario - input'!$D124=\"\"),\"\",G139/'Combined scenario - input'!$D124),\"\")","v":""},{"$f":"IFERROR(IF(OR(H139=\"\",'Combined scenario - input'!$D124=\"\"),\"\",H139/'Combined scenario - input'!$D124),\"\")","v":""},{"$f":"IFERROR(IF(OR(I139=\"\",'Combined scenario - input'!$D124=\"\"),\"\",I139/'Combined scenario - input'!$D124),\"\")","v":""},{"$f":"IFERROR(IF(OR(J139=\"\",'Combined scenario - input'!$D124=\"\"),\"\",J139/'Combined scenario - input'!$D124),\"\")","v":""},{"$f":"IFERROR(IF(OR(K139=\"\",'Combined scenario - input'!$D124=\"\"),\"\",K139/'Combined scenario - input'!$D124),\"\")","v":""},{"$f":"IFERROR(IF(OR(L139=\"\",'Combined scenario - input'!$D124=\"\"),\"\",L139/'Combined scenario - input'!$D124),\"\")","v":""},{"$f":"IFERROR(IF(OR(M139=\"\",'Combined scenario - input'!$D124=\"\"),\"\",M139/'Combined scenario - input'!$D124),\"\")","v":""},{"$f":"IFERROR(IF(OR(N139=\"\",'Combined scenario - input'!$D124=\"\"),\"\",N139/'Combined scenario - input'!$D124),\"\")","v":""},{"$f":"IFERROR(IF(OR(O139=\"\",'Combined scenario - input'!$D124=\"\"),\"\",O139/'Combined scenario - input'!$D124),\"\")","v":""},{"$f":"IFERROR(IF(OR(P139=\"\",'Combined scenario - input'!$D124=\"\"),\"\",P139/'Combined scenario - input'!$D124),\"\")","v":""},{"$f":"IFERROR(IF(OR(Q139=\"\",'Combined scenario - input'!$D124=\"\"),\"\",Q139/'Combined scenario - input'!$D124),\"\")","v":""},{"$f":"IFERROR(IF(OR(R139=\"\",'Combined scenario - input'!$D124=\"\"),\"\",R139/'Combined scenario - input'!$D124),\"\")","v":""},{"$f":"IFERROR(IF(OR(S139=\"\",'Combined scenario - input'!$D124=\"\"),\"\",S139/'Combined scenario - input'!$D124),\"\")","v":""},{"$f":"IFERROR(IF(OR(T139=\"\",'Combined scenario - input'!$D124=\"\"),\"\",T139/'Combined scenario - input'!$D124),\"\")","v":""},{"$f":"IFERROR(IF(OR(U139=\"\",'Combined scenario - input'!$D124=\"\"),\"\",U139/'Combined scenario - input'!$D124),\"\")","v":""},{"$f":"IFERROR(IF(OR(V139=\"\",'Combined scenario - input'!$D124=\"\"),\"\",V139/'Combined scenario - input'!$D124),\"\")","v":""},{"$f":"IFERROR(IF(OR(W139=\"\",'Combined scenario - input'!$D124=\"\"),\"\",W139/'Combined scenario - input'!$D124),\"\")","v":""}]
[{"$f":"IFERROR('Combined scenario - input'!A125,\"\")","v":""},{"$f":"IFERROR('Combined scenario - input'!B125,\"\")","v":""},{"$f":"IFERROR('Combined scenario - input'!C125,\"\")","v":""},{"$f":"IFERROR(repcalc('Combined scenario - input'!$CV125:$GH125,'Combined scenario - input'!$G125,'Combined scenario - input'!$E125,'Combined scenario - input'!$F125,20,TRUE,TRUE),\"\")","v":""},"","","","","","","","","","","","","","","","","","","",{"$f":"IFERROR(IF(OR(D140=\"\",'Combined scenario - input'!$D125=\"\"),\"\",D140/'Combined scenario - input'!$D125),\"\")","v":""},{"$f":"IFERROR(IF(OR(E140=\"\",'Combined scenario - input'!$D125=\"\"),\"\",E140/'Combined scenario - input'!$D125),\"\")","v":""},{"$f":"IFERROR(IF(OR(F140=\"\",'Combined scenario - input'!$D125=\"\"),\"\",F140/'Combined scenario - input'!$D125),\"\")","v":""},{"$f":"IFERROR(IF(OR(G140=\"\",'Combined scenario - input'!$D125=\"\"),\"\",G140/'Combined scenario - input'!$D125),\"\")","v":""},{"$f":"IFERROR(IF(OR(H140=\"\",'Combined scenario - input'!$D125=\"\"),\"\",H140/'Combined scenario - input'!$D125),\"\")","v":""},{"$f":"IFERROR(IF(OR(I140=\"\",'Combined scenario - input'!$D125=\"\"),\"\",I140/'Combined scenario - input'!$D125),\"\")","v":""},{"$f":"IFERROR(IF(OR(J140=\"\",'Combined scenario - input'!$D125=\"\"),\"\",J140/'Combined scenario - input'!$D125),\"\")","v":""},{"$f":"IFERROR(IF(OR(K140=\"\",'Combined scenario - input'!$D125=\"\"),\"\",K140/'Combined scenario - input'!$D125),\"\")","v":""},{"$f":"IFERROR(IF(OR(L140=\"\",'Combined scenario - input'!$D125=\"\"),\"\",L140/'Combined scenario - input'!$D125),\"\")","v":""},{"$f":"IFERROR(IF(OR(M140=\"\",'Combined scenario - input'!$D125=\"\"),\"\",M140/'Combined scenario - input'!$D125),\"\")","v":""},{"$f":"IFERROR(IF(OR(N140=\"\",'Combined scenario - input'!$D125=\"\"),\"\",N140/'Combined scenario - input'!$D125),\"\")","v":""},{"$f":"IFERROR(IF(OR(O140=\"\",'Combined scenario - input'!$D125=\"\"),\"\",O140/'Combined scenario - input'!$D125),\"\")","v":""},{"$f":"IFERROR(IF(OR(P140=\"\",'Combined scenario - input'!$D125=\"\"),\"\",P140/'Combined scenario - input'!$D125),\"\")","v":""},{"$f":"IFERROR(IF(OR(Q140=\"\",'Combined scenario - input'!$D125=\"\"),\"\",Q140/'Combined scenario - input'!$D125),\"\")","v":""},{"$f":"IFERROR(IF(OR(R140=\"\",'Combined scenario - input'!$D125=\"\"),\"\",R140/'Combined scenario - input'!$D125),\"\")","v":""},{"$f":"IFERROR(IF(OR(S140=\"\",'Combined scenario - input'!$D125=\"\"),\"\",S140/'Combined scenario - input'!$D125),\"\")","v":""},{"$f":"IFERROR(IF(OR(T140=\"\",'Combined scenario - input'!$D125=\"\"),\"\",T140/'Combined scenario - input'!$D125),\"\")","v":""},{"$f":"IFERROR(IF(OR(U140=\"\",'Combined scenario - input'!$D125=\"\"),\"\",U140/'Combined scenario - input'!$D125),\"\")","v":""},{"$f":"IFERROR(IF(OR(V140=\"\",'Combined scenario - input'!$D125=\"\"),\"\",V140/'Combined scenario - input'!$D125),\"\")","v":""},{"$f":"IFERROR(IF(OR(W140=\"\",'Combined scenario - input'!$D125=\"\"),\"\",W140/'Combined scenario - input'!$D125),\"\")","v":""}]
[{"$f":"IFERROR('Combined scenario - input'!A126,\"\")","v":""},{"$f":"IFERROR('Combined scenario - input'!B126,\"\")","v":""},{"$f":"IFERROR('Combined scenario - input'!C126,\"\")","v":""},{"$f":"IFERROR(repcalc('Combined scenario - input'!$CV126:$GH126,'Combined scenario - input'!$G126,'Combined scenario - input'!$E126,'Combined scenario - input'!$F126,20,TRUE,TRUE),\"\")","v":""},"","","","","","","","","","","","","","","","","","","",{"$f":"IFERROR(IF(OR(D141=\"\",'Combined scenario - input'!$D126=\"\"),\"\",D141/'Combined scenario - input'!$D126),\"\")","v":""},{"$f":"IFERROR(IF(OR(E141=\"\",'Combined scenario - input'!$D126=\"\"),\"\",E141/'Combined scenario - input'!$D126),\"\")","v":""},{"$f":"IFERROR(IF(OR(F141=\"\",'Combined scenario - input'!$D126=\"\"),\"\",F141/'Combined scenario - input'!$D126),\"\")","v":""},{"$f":"IFERROR(IF(OR(G141=\"\",'Combined scenario - input'!$D126=\"\"),\"\",G141/'Combined scenario - input'!$D126),\"\")","v":""},{"$f":"IFERROR(IF(OR(H141=\"\",'Combined scenario - input'!$D126=\"\"),\"\",H141/'Combined scenario - input'!$D126),\"\")","v":""},{"$f":"IFERROR(IF(OR(I141=\"\",'Combined scenario - input'!$D126=\"\"),\"\",I141/'Combined scenario - input'!$D126),\"\")","v":""},{"$f":"IFERROR(IF(OR(J141=\"\",'Combined scenario - input'!$D126=\"\"),\"\",J141/'Combined scenario - input'!$D126),\"\")","v":""},{"$f":"IFERROR(IF(OR(K141=\"\",'Combined scenario - input'!$D126=\"\"),\"\",K141/'Combined scenario - input'!$D126),\"\")","v":""},{"$f":"IFERROR(IF(OR(L141=\"\",'Combined scenario - input'!$D126=\"\"),\"\",L141/'Combined scenario - input'!$D126),\"\")","v":""},{"$f":"IFERROR(IF(OR(M141=\"\",'Combined scenario - input'!$D126=\"\"),\"\",M141/'Combined scenario - input'!$D126),\"\")","v":""},{"$f":"IFERROR(IF(OR(N141=\"\",'Combined scenario - input'!$D126=\"\"),\"\",N141/'Combined scenario - input'!$D126),\"\")","v":""},{"$f":"IFERROR(IF(OR(O141=\"\",'Combined scenario - input'!$D126=\"\"),\"\",O141/'Combined scenario - input'!$D126),\"\")","v":""},{"$f":"IFERROR(IF(OR(P141=\"\",'Combined scenario - input'!$D126=\"\"),\"\",P141/'Combined scenario - input'!$D126),\"\")","v":""},{"$f":"IFERROR(IF(OR(Q141=\"\",'Combined scenario - input'!$D126=\"\"),\"\",Q141/'Combined scenario - input'!$D126),\"\")","v":""},{"$f":"IFERROR(IF(OR(R141=\"\",'Combined scenario - input'!$D126=\"\"),\"\",R141/'Combined scenario - input'!$D126),\"\")","v":""},{"$f":"IFERROR(IF(OR(S141=\"\",'Combined scenario - input'!$D126=\"\"),\"\",S141/'Combined scenario - input'!$D126),\"\")","v":""},{"$f":"IFERROR(IF(OR(T141=\"\",'Combined scenario - input'!$D126=\"\"),\"\",T141/'Combined scenario - input'!$D126),\"\")","v":""},{"$f":"IFERROR(IF(OR(U141=\"\",'Combined scenario - input'!$D126=\"\"),\"\",U141/'Combined scenario - input'!$D126),\"\")","v":""},{"$f":"IFERROR(IF(OR(V141=\"\",'Combined scenario - input'!$D126=\"\"),\"\",V141/'Combined scenario - input'!$D126),\"\")","v":""},{"$f":"IFERROR(IF(OR(W141=\"\",'Combined scenario - input'!$D126=\"\"),\"\",W141/'Combined scenario - input'!$D126),\"\")","v":""}]
[{"$f":"IFERROR('Combined scenario - input'!A127,\"\")","v":""},{"$f":"IFERROR('Combined scenario - input'!B127,\"\")","v":""},{"$f":"IFERROR('Combined scenario - input'!C127,\"\")","v":""},{"$f":"IFERROR(repcalc('Combined scenario - input'!$CV127:$GH127,'Combined scenario - input'!$G127,'Combined scenario - input'!$E127,'Combined scenario - input'!$F127,20,TRUE,TRUE),\"\")","v":""},"","","","","","","","","","","","","","","","","","","",{"$f":"IFERROR(IF(OR(D142=\"\",'Combined scenario - input'!$D127=\"\"),\"\",D142/'Combined scenario - input'!$D127),\"\")","v":""},{"$f":"IFERROR(IF(OR(E142=\"\",'Combined scenario - input'!$D127=\"\"),\"\",E142/'Combined scenario - input'!$D127),\"\")","v":""},{"$f":"IFERROR(IF(OR(F142=\"\",'Combined scenario - input'!$D127=\"\"),\"\",F142/'Combined scenario - input'!$D127),\"\")","v":""},{"$f":"IFERROR(IF(OR(G142=\"\",'Combined scenario - input'!$D127=\"\"),\"\",G142/'Combined scenario - input'!$D127),\"\")","v":""},{"$f":"IFERROR(IF(OR(H142=\"\",'Combined scenario - input'!$D127=\"\"),\"\",H142/'Combined scenario - input'!$D127),\"\")","v":""},{"$f":"IFERROR(IF(OR(I142=\"\",'Combined scenario - input'!$D127=\"\"),\"\",I142/'Combined scenario - input'!$D127),\"\")","v":""},{"$f":"IFERROR(IF(OR(J142=\"\",'Combined scenario - input'!$D127=\"\"),\"\",J142/'Combined scenario - input'!$D127),\"\")","v":""},{"$f":"IFERROR(IF(OR(K142=\"\",'Combined scenario - input'!$D127=\"\"),\"\",K142/'Combined scenario - input'!$D127),\"\")","v":""},{"$f":"IFERROR(IF(OR(L142=\"\",'Combined scenario - input'!$D127=\"\"),\"\",L142/'Combined scenario - input'!$D127),\"\")","v":""},{"$f":"IFERROR(IF(OR(M142=\"\",'Combined scenario - input'!$D127=\"\"),\"\",M142/'Combined scenario - input'!$D127),\"\")","v":""},{"$f":"IFERROR(IF(OR(N142=\"\",'Combined scenario - input'!$D127=\"\"),\"\",N142/'Combined scenario - input'!$D127),\"\")","v":""},{"$f":"IFERROR(IF(OR(O142=\"\",'Combined scenario - input'!$D127=\"\"),\"\",O142/'Combined scenario - input'!$D127),\"\")","v":""},{"$f":"IFERROR(IF(OR(P142=\"\",'Combined scenario - input'!$D127=\"\"),\"\",P142/'Combined scenario - input'!$D127),\"\")","v":""},{"$f":"IFERROR(IF(OR(Q142=\"\",'Combined scenario - input'!$D127=\"\"),\"\",Q142/'Combined scenario - input'!$D127),\"\")","v":""},{"$f":"IFERROR(IF(OR(R142=\"\",'Combined scenario - input'!$D127=\"\"),\"\",R142/'Combined scenario - input'!$D127),\"\")","v":""},{"$f":"IFERROR(IF(OR(S142=\"\",'Combined scenario - input'!$D127=\"\"),\"\",S142/'Combined scenario - input'!$D127),\"\")","v":""},{"$f":"IFERROR(IF(OR(T142=\"\",'Combined scenario - input'!$D127=\"\"),\"\",T142/'Combined scenario - input'!$D127),\"\")","v":""},{"$f":"IFERROR(IF(OR(U142=\"\",'Combined scenario - input'!$D127=\"\"),\"\",U142/'Combined scenario - input'!$D127),\"\")","v":""},{"$f":"IFERROR(IF(OR(V142=\"\",'Combined scenario - input'!$D127=\"\"),\"\",V142/'Combined scenario - input'!$D127),\"\")","v":""},{"$f":"IFERROR(IF(OR(W142=\"\",'Combined scenario - input'!$D127=\"\"),\"\",W142/'Combined scenario - input'!$D127),\"\")","v":""}]
[{"$f":"IFERROR('Combined scenario - input'!A128,\"\")","v":""},{"$f":"IFERROR('Combined scenario - input'!B128,\"\")","v":""},{"$f":"IFERROR('Combined scenario - input'!C128,\"\")","v":""},{"$f":"IFERROR(repcalc('Combined scenario - input'!$CV128:$GH128,'Combined scenario - input'!$G128,'Combined scenario - input'!$E128,'Combined scenario - input'!$F128,20,TRUE,TRUE),\"\")","v":""},"","","","","","","","","","","","","","","","","","","",{"$f":"IFERROR(IF(OR(D143=\"\",'Combined scenario - input'!$D128=\"\"),\"\",D143/'Combined scenario - input'!$D128),\"\")","v":""},{"$f":"IFERROR(IF(OR(E143=\"\",'Combined scenario - input'!$D128=\"\"),\"\",E143/'Combined scenario - input'!$D128),\"\")","v":""},{"$f":"IFERROR(IF(OR(F143=\"\",'Combined scenario - input'!$D128=\"\"),\"\",F143/'Combined scenario - input'!$D128),\"\")","v":""},{"$f":"IFERROR(IF(OR(G143=\"\",'Combined scenario - input'!$D128=\"\"),\"\",G143/'Combined scenario - input'!$D128),\"\")","v":""},{"$f":"IFERROR(IF(OR(H143=\"\",'Combined scenario - input'!$D128=\"\"),\"\",H143/'Combined scenario - input'!$D128),\"\")","v":""},{"$f":"IFERROR(IF(OR(I143=\"\",'Combined scenario - input'!$D128=\"\"),\"\",I143/'Combined scenario - input'!$D128),\"\")","v":""},{"$f":"IFERROR(IF(OR(J143=\"\",'Combined scenario - input'!$D128=\"\"),\"\",J143/'Combined scenario - input'!$D128),\"\")","v":""},{"$f":"IFERROR(IF(OR(K143=\"\",'Combined scenario - input'!$D128=\"\"),\"\",K143/'Combined scenario - input'!$D128),\"\")","v":""},{"$f":"IFERROR(IF(OR(L143=\"\",'Combined scenario - input'!$D128=\"\"),\"\",L143/'Combined scenario - input'!$D128),\"\")","v":""},{"$f":"IFERROR(IF(OR(M143=\"\",'Combined scenario - input'!$D128=\"\"),\"\",M143/'Combined scenario - input'!$D128),\"\")","v":""},{"$f":"IFERROR(IF(OR(N143=\"\",'Combined scenario - input'!$D128=\"\"),\"\",N143/'Combined scenario - input'!$D128),\"\")","v":""},{"$f":"IFERROR(IF(OR(O143=\"\",'Combined scenario - input'!$D128=\"\"),\"\",O143/'Combined scenario - input'!$D128),\"\")","v":""},{"$f":"IFERROR(IF(OR(P143=\"\",'Combined scenario - input'!$D128=\"\"),\"\",P143/'Combined scenario - input'!$D128),\"\")","v":""},{"$f":"IFERROR(IF(OR(Q143=\"\",'Combined scenario - input'!$D128=\"\"),\"\",Q143/'Combined scenario - input'!$D128),\"\")","v":""},{"$f":"IFERROR(IF(OR(R143=\"\",'Combined scenario - input'!$D128=\"\"),\"\",R143/'Combined scenario - input'!$D128),\"\")","v":""},{"$f":"IFERROR(IF(OR(S143=\"\",'Combined scenario - input'!$D128=\"\"),\"\",S143/'Combined scenario - input'!$D128),\"\")","v":""},{"$f":"IFERROR(IF(OR(T143=\"\",'Combined scenario - input'!$D128=\"\"),\"\",T143/'Combined scenario - input'!$D128),\"\")","v":""},{"$f":"IFERROR(IF(OR(U143=\"\",'Combined scenario - input'!$D128=\"\"),\"\",U143/'Combined scenario - input'!$D128),\"\")","v":""},{"$f":"IFERROR(IF(OR(V143=\"\",'Combined scenario - input'!$D128=\"\"),\"\",V143/'Combined scenario - input'!$D128),\"\")","v":""},{"$f":"IFERROR(IF(OR(W143=\"\",'Combined scenario - input'!$D128=\"\"),\"\",W143/'Combined scenario - input'!$D128),\"\")","v":""}]
[{"$f":"IFERROR('Combined scenario - input'!A129,\"\")","v":""},{"$f":"IFERROR('Combined scenario - input'!B129,\"\")","v":""},{"$f":"IFERROR('Combined scenario - input'!C129,\"\")","v":""},{"$f":"IFERROR(repcalc('Combined scenario - input'!$CV129:$GH129,'Combined scenario - input'!$G129,'Combined scenario - input'!$E129,'Combined scenario - input'!$F129,20,TRUE,TRUE),\"\")","v":""},"","","","","","","","","","","","","","","","","","","",{"$f":"IFERROR(IF(OR(D144=\"\",'Combined scenario - input'!$D129=\"\"),\"\",D144/'Combined scenario - input'!$D129),\"\")","v":""},{"$f":"IFERROR(IF(OR(E144=\"\",'Combined scenario - input'!$D129=\"\"),\"\",E144/'Combined scenario - input'!$D129),\"\")","v":""},{"$f":"IFERROR(IF(OR(F144=\"\",'Combined scenario - input'!$D129=\"\"),\"\",F144/'Combined scenario - input'!$D129),\"\")","v":""},{"$f":"IFERROR(IF(OR(G144=\"\",'Combined scenario - input'!$D129=\"\"),\"\",G144/'Combined scenario - input'!$D129),\"\")","v":""},{"$f":"IFERROR(IF(OR(H144=\"\",'Combined scenario - input'!$D129=\"\"),\"\",H144/'Combined scenario - input'!$D129),\"\")","v":""},{"$f":"IFERROR(IF(OR(I144=\"\",'Combined scenario - input'!$D129=\"\"),\"\",I144/'Combined scenario - input'!$D129),\"\")","v":""},{"$f":"IFERROR(IF(OR(J144=\"\",'Combined scenario - input'!$D129=\"\"),\"\",J144/'Combined scenario - input'!$D129),\"\")","v":""},{"$f":"IFERROR(IF(OR(K144=\"\",'Combined scenario - input'!$D129=\"\"),\"\",K144/'Combined scenario - input'!$D129),\"\")","v":""},{"$f":"IFERROR(IF(OR(L144=\"\",'Combined scenario - input'!$D129=\"\"),\"\",L144/'Combined scenario - input'!$D129),\"\")","v":""},{"$f":"IFERROR(IF(OR(M144=\"\",'Combined scenario - input'!$D129=\"\"),\"\",M144/'Combined scenario - input'!$D129),\"\")","v":""},{"$f":"IFERROR(IF(OR(N144=\"\",'Combined scenario - input'!$D129=\"\"),\"\",N144/'Combined scenario - input'!$D129),\"\")","v":""},{"$f":"IFERROR(IF(OR(O144=\"\",'Combined scenario - input'!$D129=\"\"),\"\",O144/'Combined scenario - input'!$D129),\"\")","v":""},{"$f":"IFERROR(IF(OR(P144=\"\",'Combined scenario - input'!$D129=\"\"),\"\",P144/'Combined scenario - input'!$D129),\"\")","v":""},{"$f":"IFERROR(IF(OR(Q144=\"\",'Combined scenario - input'!$D129=\"\"),\"\",Q144/'Combined scenario - input'!$D129),\"\")","v":""},{"$f":"IFERROR(IF(OR(R144=\"\",'Combined scenario - input'!$D129=\"\"),\"\",R144/'Combined scenario - input'!$D129),\"\")","v":""},{"$f":"IFERROR(IF(OR(S144=\"\",'Combined scenario - input'!$D129=\"\"),\"\",S144/'Combined scenario - input'!$D129),\"\")","v":""},{"$f":"IFERROR(IF(OR(T144=\"\",'Combined scenario - input'!$D129=\"\"),\"\",T144/'Combined scenario - input'!$D129),\"\")","v":""},{"$f":"IFERROR(IF(OR(U144=\"\",'Combined scenario - input'!$D129=\"\"),\"\",U144/'Combined scenario - input'!$D129),\"\")","v":""},{"$f":"IFERROR(IF(OR(V144=\"\",'Combined scenario - input'!$D129=\"\"),\"\",V144/'Combined scenario - input'!$D129),\"\")","v":""},{"$f":"IFERROR(IF(OR(W144=\"\",'Combined scenario - input'!$D129=\"\"),\"\",W144/'Combined scenario - input'!$D129),\"\")","v":""}]
[{"$f":"IFERROR('Combined scenario - input'!A130,\"\")","v":""},{"$f":"IFERROR('Combined scenario - input'!B130,\"\")","v":""},{"$f":"IFERROR('Combined scenario - input'!C130,\"\")","v":""},{"$f":"IFERROR(repcalc('Combined scenario - input'!$CV130:$GH130,'Combined scenario - input'!$G130,'Combined scenario - input'!$E130,'Combined scenario - input'!$F130,20,TRUE,TRUE),\"\")","v":""},"","","","","","","","","","","","","","","","","","","",{"$f":"IFERROR(IF(OR(D145=\"\",'Combined scenario - input'!$D130=\"\"),\"\",D145/'Combined scenario - input'!$D130),\"\")","v":""},{"$f":"IFERROR(IF(OR(E145=\"\",'Combined scenario - input'!$D130=\"\"),\"\",E145/'Combined scenario - input'!$D130),\"\")","v":""},{"$f":"IFERROR(IF(OR(F145=\"\",'Combined scenario - input'!$D130=\"\"),\"\",F145/'Combined scenario - input'!$D130),\"\")","v":""},{"$f":"IFERROR(IF(OR(G145=\"\",'Combined scenario - input'!$D130=\"\"),\"\",G145/'Combined scenario - input'!$D130),\"\")","v":""},{"$f":"IFERROR(IF(OR(H145=\"\",'Combined scenario - input'!$D130=\"\"),\"\",H145/'Combined scenario - input'!$D130),\"\")","v":""},{"$f":"IFERROR(IF(OR(I145=\"\",'Combined scenario - input'!$D130=\"\"),\"\",I145/'Combined scenario - input'!$D130),\"\")","v":""},{"$f":"IFERROR(IF(OR(J145=\"\",'Combined scenario - input'!$D130=\"\"),\"\",J145/'Combined scenario - input'!$D130),\"\")","v":""},{"$f":"IFERROR(IF(OR(K145=\"\",'Combined scenario - input'!$D130=\"\"),\"\",K145/'Combined scenario - input'!$D130),\"\")","v":""},{"$f":"IFERROR(IF(OR(L145=\"\",'Combined scenario - input'!$D130=\"\"),\"\",L145/'Combined scenario - input'!$D130),\"\")","v":""},{"$f":"IFERROR(IF(OR(M145=\"\",'Combined scenario - input'!$D130=\"\"),\"\",M145/'Combined scenario - input'!$D130),\"\")","v":""},{"$f":"IFERROR(IF(OR(N145=\"\",'Combined scenario - input'!$D130=\"\"),\"\",N145/'Combined scenario - input'!$D130),\"\")","v":""},{"$f":"IFERROR(IF(OR(O145=\"\",'Combined scenario - input'!$D130=\"\"),\"\",O145/'Combined scenario - input'!$D130),\"\")","v":""},{"$f":"IFERROR(IF(OR(P145=\"\",'Combined scenario - input'!$D130=\"\"),\"\",P145/'Combined scenario - input'!$D130),\"\")","v":""},{"$f":"IFERROR(IF(OR(Q145=\"\",'Combined scenario - input'!$D130=\"\"),\"\",Q145/'Combined scenario - input'!$D130),\"\")","v":""},{"$f":"IFERROR(IF(OR(R145=\"\",'Combined scenario - input'!$D130=\"\"),\"\",R145/'Combined scenario - input'!$D130),\"\")","v":""},{"$f":"IFERROR(IF(OR(S145=\"\",'Combined scenario - input'!$D130=\"\"),\"\",S145/'Combined scenario - input'!$D130),\"\")","v":""},{"$f":"IFERROR(IF(OR(T145=\"\",'Combined scenario - input'!$D130=\"\"),\"\",T145/'Combined scenario - input'!$D130),\"\")","v":""},{"$f":"IFERROR(IF(OR(U145=\"\",'Combined scenario - input'!$D130=\"\"),\"\",U145/'Combined scenario - input'!$D130),\"\")","v":""},{"$f":"IFERROR(IF(OR(V145=\"\",'Combined scenario - input'!$D130=\"\"),\"\",V145/'Combined scenario - input'!$D130),\"\")","v":""},{"$f":"IFERROR(IF(OR(W145=\"\",'Combined scenario - input'!$D130=\"\"),\"\",W145/'Combined scenario - input'!$D130),\"\")","v":""}]
[{"$f":"IFERROR('Combined scenario - input'!A131,\"\")","v":""},{"$f":"IFERROR('Combined scenario - input'!B131,\"\")","v":""},{"$f":"IFERROR('Combined scenario - input'!C131,\"\")","v":""},{"$f":"IFERROR(repcalc('Combined scenario - input'!$CV131:$GH131,'Combined scenario - input'!$G131,'Combined scenario - input'!$E131,'Combined scenario - input'!$F131,20,TRUE,TRUE),\"\")","v":""},"","","","","","","","","","","","","","","","","","","",{"$f":"IFERROR(IF(OR(D146=\"\",'Combined scenario - input'!$D131=\"\"),\"\",D146/'Combined scenario - input'!$D131),\"\")","v":""},{"$f":"IFERROR(IF(OR(E146=\"\",'Combined scenario - input'!$D131=\"\"),\"\",E146/'Combined scenario - input'!$D131),\"\")","v":""},{"$f":"IFERROR(IF(OR(F146=\"\",'Combined scenario - input'!$D131=\"\"),\"\",F146/'Combined scenario - input'!$D131),\"\")","v":""},{"$f":"IFERROR(IF(OR(G146=\"\",'Combined scenario - input'!$D131=\"\"),\"\",G146/'Combined scenario - input'!$D131),\"\")","v":""},{"$f":"IFERROR(IF(OR(H146=\"\",'Combined scenario - input'!$D131=\"\"),\"\",H146/'Combined scenario - input'!$D131),\"\")","v":""},{"$f":"IFERROR(IF(OR(I146=\"\",'Combined scenario - input'!$D131=\"\"),\"\",I146/'Combined scenario - input'!$D131),\"\")","v":""},{"$f":"IFERROR(IF(OR(J146=\"\",'Combined scenario - input'!$D131=\"\"),\"\",J146/'Combined scenario - input'!$D131),\"\")","v":""},{"$f":"IFERROR(IF(OR(K146=\"\",'Combined scenario - input'!$D131=\"\"),\"\",K146/'Combined scenario - input'!$D131),\"\")","v":""},{"$f":"IFERROR(IF(OR(L146=\"\",'Combined scenario - input'!$D131=\"\"),\"\",L146/'Combined scenario - input'!$D131),\"\")","v":""},{"$f":"IFERROR(IF(OR(M146=\"\",'Combined scenario - input'!$D131=\"\"),\"\",M146/'Combined scenario - input'!$D131),\"\")","v":""},{"$f":"IFERROR(IF(OR(N146=\"\",'Combined scenario - input'!$D131=\"\"),\"\",N146/'Combined scenario - input'!$D131),\"\")","v":""},{"$f":"IFERROR(IF(OR(O146=\"\",'Combined scenario - input'!$D131=\"\"),\"\",O146/'Combined scenario - input'!$D131),\"\")","v":""},{"$f":"IFERROR(IF(OR(P146=\"\",'Combined scenario - input'!$D131=\"\"),\"\",P146/'Combined scenario - input'!$D131),\"\")","v":""},{"$f":"IFERROR(IF(OR(Q146=\"\",'Combined scenario - input'!$D131=\"\"),\"\",Q146/'Combined scenario - input'!$D131),\"\")","v":""},{"$f":"IFERROR(IF(OR(R146=\"\",'Combined scenario - input'!$D131=\"\"),\"\",R146/'Combined scenario - input'!$D131),\"\")","v":""},{"$f":"IFERROR(IF(OR(S146=\"\",'Combined scenario - input'!$D131=\"\"),\"\",S146/'Combined scenario - input'!$D131),\"\")","v":""},{"$f":"IFERROR(IF(OR(T146=\"\",'Combined scenario - input'!$D131=\"\"),\"\",T146/'Combined scenario - input'!$D131),\"\")","v":""},{"$f":"IFERROR(IF(OR(U146=\"\",'Combined scenario - input'!$D131=\"\"),\"\",U146/'Combined scenario - input'!$D131),\"\")","v":""},{"$f":"IFERROR(IF(OR(V146=\"\",'Combined scenario - input'!$D131=\"\"),\"\",V146/'Combined scenario - input'!$D131),\"\")","v":""},{"$f":"IFERROR(IF(OR(W146=\"\",'Combined scenario - input'!$D131=\"\"),\"\",W146/'Combined scenario - input'!$D131),\"\")","v":""}]
[{"$f":"IFERROR('Combined scenario - input'!A132,\"\")","v":""},{"$f":"IFERROR('Combined scenario - input'!B132,\"\")","v":""},{"$f":"IFERROR('Combined scenario - input'!C132,\"\")","v":""},{"$f":"IFERROR(repcalc('Combined scenario - input'!$CV132:$GH132,'Combined scenario - input'!$G132,'Combined scenario - input'!$E132,'Combined scenario - input'!$F132,20,TRUE,TRUE),\"\")","v":""},"","","","","","","","","","","","","","","","","","","",{"$f":"IFERROR(IF(OR(D147=\"\",'Combined scenario - input'!$D132=\"\"),\"\",D147/'Combined scenario - input'!$D132),\"\")","v":""},{"$f":"IFERROR(IF(OR(E147=\"\",'Combined scenario - input'!$D132=\"\"),\"\",E147/'Combined scenario - input'!$D132),\"\")","v":""},{"$f":"IFERROR(IF(OR(F147=\"\",'Combined scenario - input'!$D132=\"\"),\"\",F147/'Combined scenario - input'!$D132),\"\")","v":""},{"$f":"IFERROR(IF(OR(G147=\"\",'Combined scenario - input'!$D132=\"\"),\"\",G147/'Combined scenario - input'!$D132),\"\")","v":""},{"$f":"IFERROR(IF(OR(H147=\"\",'Combined scenario - input'!$D132=\"\"),\"\",H147/'Combined scenario - input'!$D132),\"\")","v":""},{"$f":"IFERROR(IF(OR(I147=\"\",'Combined scenario - input'!$D132=\"\"),\"\",I147/'Combined scenario - input'!$D132),\"\")","v":""},{"$f":"IFERROR(IF(OR(J147=\"\",'Combined scenario - input'!$D132=\"\"),\"\",J147/'Combined scenario - input'!$D132),\"\")","v":""},{"$f":"IFERROR(IF(OR(K147=\"\",'Combined scenario - input'!$D132=\"\"),\"\",K147/'Combined scenario - input'!$D132),\"\")","v":""},{"$f":"IFERROR(IF(OR(L147=\"\",'Combined scenario - input'!$D132=\"\"),\"\",L147/'Combined scenario - input'!$D132),\"\")","v":""},{"$f":"IFERROR(IF(OR(M147=\"\",'Combined scenario - input'!$D132=\"\"),\"\",M147/'Combined scenario - input'!$D132),\"\")","v":""},{"$f":"IFERROR(IF(OR(N147=\"\",'Combined scenario - input'!$D132=\"\"),\"\",N147/'Combined scenario - input'!$D132),\"\")","v":""},{"$f":"IFERROR(IF(OR(O147=\"\",'Combined scenario - input'!$D132=\"\"),\"\",O147/'Combined scenario - input'!$D132),\"\")","v":""},{"$f":"IFERROR(IF(OR(P147=\"\",'Combined scenario - input'!$D132=\"\"),\"\",P147/'Combined scenario - input'!$D132),\"\")","v":""},{"$f":"IFERROR(IF(OR(Q147=\"\",'Combined scenario - input'!$D132=\"\"),\"\",Q147/'Combined scenario - input'!$D132),\"\")","v":""},{"$f":"IFERROR(IF(OR(R147=\"\",'Combined scenario - input'!$D132=\"\"),\"\",R147/'Combined scenario - input'!$D132),\"\")","v":""},{"$f":"IFERROR(IF(OR(S147=\"\",'Combined scenario - input'!$D132=\"\"),\"\",S147/'Combined scenario - input'!$D132),\"\")","v":""},{"$f":"IFERROR(IF(OR(T147=\"\",'Combined scenario - input'!$D132=\"\"),\"\",T147/'Combined scenario - input'!$D132),\"\")","v":""},{"$f":"IFERROR(IF(OR(U147=\"\",'Combined scenario - input'!$D132=\"\"),\"\",U147/'Combined scenario - input'!$D132),\"\")","v":""},{"$f":"IFERROR(IF(OR(V147=\"\",'Combined scenario - input'!$D132=\"\"),\"\",V147/'Combined scenario - input'!$D132),\"\")","v":""},{"$f":"IFERROR(IF(OR(W147=\"\",'Combined scenario - input'!$D132=\"\"),\"\",W147/'Combined scenario - input'!$D132),\"\")","v":""}]
[{"$f":"IFERROR('Combined scenario - input'!A133,\"\")","v":""},{"$f":"IFERROR('Combined scenario - input'!B133,\"\")","v":""},{"$f":"IFERROR('Combined scenario - input'!C133,\"\")","v":""},{"$f":"IFERROR(repcalc('Combined scenario - input'!$CV133:$GH133,'Combined scenario - input'!$G133,'Combined scenario - input'!$E133,'Combined scenario - input'!$F133,20,TRUE,TRUE),\"\")","v":""},"","","","","","","","","","","","","","","","","","","",{"$f":"IFERROR(IF(OR(D148=\"\",'Combined scenario - input'!$D133=\"\"),\"\",D148/'Combined scenario - input'!$D133),\"\")","v":""},{"$f":"IFERROR(IF(OR(E148=\"\",'Combined scenario - input'!$D133=\"\"),\"\",E148/'Combined scenario - input'!$D133),\"\")","v":""},{"$f":"IFERROR(IF(OR(F148=\"\",'Combined scenario - input'!$D133=\"\"),\"\",F148/'Combined scenario - input'!$D133),\"\")","v":""},{"$f":"IFERROR(IF(OR(G148=\"\",'Combined scenario - input'!$D133=\"\"),\"\",G148/'Combined scenario - input'!$D133),\"\")","v":""},{"$f":"IFERROR(IF(OR(H148=\"\",'Combined scenario - input'!$D133=\"\"),\"\",H148/'Combined scenario - input'!$D133),\"\")","v":""},{"$f":"IFERROR(IF(OR(I148=\"\",'Combined scenario - input'!$D133=\"\"),\"\",I148/'Combined scenario - input'!$D133),\"\")","v":""},{"$f":"IFERROR(IF(OR(J148=\"\",'Combined scenario - input'!$D133=\"\"),\"\",J148/'Combined scenario - input'!$D133),\"\")","v":""},{"$f":"IFERROR(IF(OR(K148=\"\",'Combined scenario - input'!$D133=\"\"),\"\",K148/'Combined scenario - input'!$D133),\"\")","v":""},{"$f":"IFERROR(IF(OR(L148=\"\",'Combined scenario - input'!$D133=\"\"),\"\",L148/'Combined scenario - input'!$D133),\"\")","v":""},{"$f":"IFERROR(IF(OR(M148=\"\",'Combined scenario - input'!$D133=\"\"),\"\",M148/'Combined scenario - input'!$D133),\"\")","v":""},{"$f":"IFERROR(IF(OR(N148=\"\",'Combined scenario - input'!$D133=\"\"),\"\",N148/'Combined scenario - input'!$D133),\"\")","v":""},{"$f":"IFERROR(IF(OR(O148=\"\",'Combined scenario - input'!$D133=\"\"),\"\",O148/'Combined scenario - input'!$D133),\"\")","v":""},{"$f":"IFERROR(IF(OR(P148=\"\",'Combined scenario - input'!$D133=\"\"),\"\",P148/'Combined scenario - input'!$D133),\"\")","v":""},{"$f":"IFERROR(IF(OR(Q148=\"\",'Combined scenario - input'!$D133=\"\"),\"\",Q148/'Combined scenario - input'!$D133),\"\")","v":""},{"$f":"IFERROR(IF(OR(R148=\"\",'Combined scenario - input'!$D133=\"\"),\"\",R148/'Combined scenario - input'!$D133),\"\")","v":""},{"$f":"IFERROR(IF(OR(S148=\"\",'Combined scenario - input'!$D133=\"\"),\"\",S148/'Combined scenario - input'!$D133),\"\")","v":""},{"$f":"IFERROR(IF(OR(T148=\"\",'Combined scenario - input'!$D133=\"\"),\"\",T148/'Combined scenario - input'!$D133),\"\")","v":""},{"$f":"IFERROR(IF(OR(U148=\"\",'Combined scenario - input'!$D133=\"\"),\"\",U148/'Combined scenario - input'!$D133),\"\")","v":""},{"$f":"IFERROR(IF(OR(V148=\"\",'Combined scenario - input'!$D133=\"\"),\"\",V148/'Combined scenario - input'!$D133),\"\")","v":""},{"$f":"IFERROR(IF(OR(W148=\"\",'Combined scenario - input'!$D133=\"\"),\"\",W148/'Combined scenario - input'!$D133),\"\")","v":""}]
[{"$f":"IFERROR('Combined scenario - input'!A134,\"\")","v":""},{"$f":"IFERROR('Combined scenario - input'!B134,\"\")","v":""},{"$f":"IFERROR('Combined scenario - input'!C134,\"\")","v":""},{"$f":"IFERROR(repcalc('Combined scenario - input'!$CV134:$GH134,'Combined scenario - input'!$G134,'Combined scenario - input'!$E134,'Combined scenario - input'!$F134,20,TRUE,TRUE),\"\")","v":""},"","","","","","","","","","","","","","","","","","","",{"$f":"IFERROR(IF(OR(D149=\"\",'Combined scenario - input'!$D134=\"\"),\"\",D149/'Combined scenario - input'!$D134),\"\")","v":""},{"$f":"IFERROR(IF(OR(E149=\"\",'Combined scenario - input'!$D134=\"\"),\"\",E149/'Combined scenario - input'!$D134),\"\")","v":""},{"$f":"IFERROR(IF(OR(F149=\"\",'Combined scenario - input'!$D134=\"\"),\"\",F149/'Combined scenario - input'!$D134),\"\")","v":""},{"$f":"IFERROR(IF(OR(G149=\"\",'Combined scenario - input'!$D134=\"\"),\"\",G149/'Combined scenario - input'!$D134),\"\")","v":""},{"$f":"IFERROR(IF(OR(H149=\"\",'Combined scenario - input'!$D134=\"\"),\"\",H149/'Combined scenario - input'!$D134),\"\")","v":""},{"$f":"IFERROR(IF(OR(I149=\"\",'Combined scenario - input'!$D134=\"\"),\"\",I149/'Combined scenario - input'!$D134),\"\")","v":""},{"$f":"IFERROR(IF(OR(J149=\"\",'Combined scenario - input'!$D134=\"\"),\"\",J149/'Combined scenario - input'!$D134),\"\")","v":""},{"$f":"IFERROR(IF(OR(K149=\"\",'Combined scenario - input'!$D134=\"\"),\"\",K149/'Combined scenario - input'!$D134),\"\")","v":""},{"$f":"IFERROR(IF(OR(L149=\"\",'Combined scenario - input'!$D134=\"\"),\"\",L149/'Combined scenario - input'!$D134),\"\")","v":""},{"$f":"IFERROR(IF(OR(M149=\"\",'Combined scenario - input'!$D134=\"\"),\"\",M149/'Combined scenario - input'!$D134),\"\")","v":""},{"$f":"IFERROR(IF(OR(N149=\"\",'Combined scenario - input'!$D134=\"\"),\"\",N149/'Combined scenario - input'!$D134),\"\")","v":""},{"$f":"IFERROR(IF(OR(O149=\"\",'Combined scenario - input'!$D134=\"\"),\"\",O149/'Combined scenario - input'!$D134),\"\")","v":""},{"$f":"IFERROR(IF(OR(P149=\"\",'Combined scenario - input'!$D134=\"\"),\"\",P149/'Combined scenario - input'!$D134),\"\")","v":""},{"$f":"IFERROR(IF(OR(Q149=\"\",'Combined scenario - input'!$D134=\"\"),\"\",Q149/'Combined scenario - input'!$D134),\"\")","v":""},{"$f":"IFERROR(IF(OR(R149=\"\",'Combined scenario - input'!$D134=\"\"),\"\",R149/'Combined scenario - input'!$D134),\"\")","v":""},{"$f":"IFERROR(IF(OR(S149=\"\",'Combined scenario - input'!$D134=\"\"),\"\",S149/'Combined scenario - input'!$D134),\"\")","v":""},{"$f":"IFERROR(IF(OR(T149=\"\",'Combined scenario - input'!$D134=\"\"),\"\",T149/'Combined scenario - input'!$D134),\"\")","v":""},{"$f":"IFERROR(IF(OR(U149=\"\",'Combined scenario - input'!$D134=\"\"),\"\",U149/'Combined scenario - input'!$D134),\"\")","v":""},{"$f":"IFERROR(IF(OR(V149=\"\",'Combined scenario - input'!$D134=\"\"),\"\",V149/'Combined scenario - input'!$D134),\"\")","v":""},{"$f":"IFERROR(IF(OR(W149=\"\",'Combined scenario - input'!$D134=\"\"),\"\",W149/'Combined scenario - input'!$D134),\"\")","v":""}]
[{"$f":"IFERROR('Combined scenario - input'!A135,\"\")","v":""},{"$f":"IFERROR('Combined scenario - input'!B135,\"\")","v":""},{"$f":"IFERROR('Combined scenario - input'!C135,\"\")","v":""},{"$f":"IFERROR(repcalc('Combined scenario - input'!$CV135:$GH135,'Combined scenario - input'!$G135,'Combined scenario - input'!$E135,'Combined scenario - input'!$F135,20,TRUE,TRUE),\"\")","v":""},"","","","","","","","","","","","","","","","","","","",{"$f":"IFERROR(IF(OR(D150=\"\",'Combined scenario - input'!$D135=\"\"),\"\",D150/'Combined scenario - input'!$D135),\"\")","v":""},{"$f":"IFERROR(IF(OR(E150=\"\",'Combined scenario - input'!$D135=\"\"),\"\",E150/'Combined scenario - input'!$D135),\"\")","v":""},{"$f":"IFERROR(IF(OR(F150=\"\",'Combined scenario - input'!$D135=\"\"),\"\",F150/'Combined scenario - input'!$D135),\"\")","v":""},{"$f":"IFERROR(IF(OR(G150=\"\",'Combined scenario - input'!$D135=\"\"),\"\",G150/'Combined scenario - input'!$D135),\"\")","v":""},{"$f":"IFERROR(IF(OR(H150=\"\",'Combined scenario - input'!$D135=\"\"),\"\",H150/'Combined scenario - input'!$D135),\"\")","v":""},{"$f":"IFERROR(IF(OR(I150=\"\",'Combined scenario - input'!$D135=\"\"),\"\",I150/'Combined scenario - input'!$D135),\"\")","v":""},{"$f":"IFERROR(IF(OR(J150=\"\",'Combined scenario - input'!$D135=\"\"),\"\",J150/'Combined scenario - input'!$D135),\"\")","v":""},{"$f":"IFERROR(IF(OR(K150=\"\",'Combined scenario - input'!$D135=\"\"),\"\",K150/'Combined scenario - input'!$D135),\"\")","v":""},{"$f":"IFERROR(IF(OR(L150=\"\",'Combined scenario - input'!$D135=\"\"),\"\",L150/'Combined scenario - input'!$D135),\"\")","v":""},{"$f":"IFERROR(IF(OR(M150=\"\",'Combined scenario - input'!$D135=\"\"),\"\",M150/'Combined scenario - input'!$D135),\"\")","v":""},{"$f":"IFERROR(IF(OR(N150=\"\",'Combined scenario - input'!$D135=\"\"),\"\",N150/'Combined scenario - input'!$D135),\"\")","v":""},{"$f":"IFERROR(IF(OR(O150=\"\",'Combined scenario - input'!$D135=\"\"),\"\",O150/'Combined scenario - input'!$D135),\"\")","v":""},{"$f":"IFERROR(IF(OR(P150=\"\",'Combined scenario - input'!$D135=\"\"),\"\",P150/'Combined scenario - input'!$D135),\"\")","v":""},{"$f":"IFERROR(IF(OR(Q150=\"\",'Combined scenario - input'!$D135=\"\"),\"\",Q150/'Combined scenario - input'!$D135),\"\")","v":""},{"$f":"IFERROR(IF(OR(R150=\"\",'Combined scenario - input'!$D135=\"\"),\"\",R150/'Combined scenario - input'!$D135),\"\")","v":""},{"$f":"IFERROR(IF(OR(S150=\"\",'Combined scenario - input'!$D135=\"\"),\"\",S150/'Combined scenario - input'!$D135),\"\")","v":""},{"$f":"IFERROR(IF(OR(T150=\"\",'Combined scenario - input'!$D135=\"\"),\"\",T150/'Combined scenario - input'!$D135),\"\")","v":""},{"$f":"IFERROR(IF(OR(U150=\"\",'Combined scenario - input'!$D135=\"\"),\"\",U150/'Combined scenario - input'!$D135),\"\")","v":""},{"$f":"IFERROR(IF(OR(V150=\"\",'Combined scenario - input'!$D135=\"\"),\"\",V150/'Combined scenario - input'!$D135),\"\")","v":""},{"$f":"IFERROR(IF(OR(W150=\"\",'Combined scenario - input'!$D135=\"\"),\"\",W150/'Combined scenario - input'!$D135),\"\")","v":""}]
[{"$f":"IFERROR('Combined scenario - input'!A136,\"\")","v":""},{"$f":"IFERROR('Combined scenario - input'!B136,\"\")","v":""},{"$f":"IFERROR('Combined scenario - input'!C136,\"\")","v":""},{"$f":"IFERROR(repcalc('Combined scenario - input'!$CV136:$GH136,'Combined scenario - input'!$G136,'Combined scenario - input'!$E136,'Combined scenario - input'!$F136,20,TRUE,TRUE),\"\")","v":""},"","","","","","","","","","","","","","","","","","","",{"$f":"IFERROR(IF(OR(D151=\"\",'Combined scenario - input'!$D136=\"\"),\"\",D151/'Combined scenario - input'!$D136),\"\")","v":""},{"$f":"IFERROR(IF(OR(E151=\"\",'Combined scenario - input'!$D136=\"\"),\"\",E151/'Combined scenario - input'!$D136),\"\")","v":""},{"$f":"IFERROR(IF(OR(F151=\"\",'Combined scenario - input'!$D136=\"\"),\"\",F151/'Combined scenario - input'!$D136),\"\")","v":""},{"$f":"IFERROR(IF(OR(G151=\"\",'Combined scenario - input'!$D136=\"\"),\"\",G151/'Combined scenario - input'!$D136),\"\")","v":""},{"$f":"IFERROR(IF(OR(H151=\"\",'Combined scenario - input'!$D136=\"\"),\"\",H151/'Combined scenario - input'!$D136),\"\")","v":""},{"$f":"IFERROR(IF(OR(I151=\"\",'Combined scenario - input'!$D136=\"\"),\"\",I151/'Combined scenario - input'!$D136),\"\")","v":""},{"$f":"IFERROR(IF(OR(J151=\"\",'Combined scenario - input'!$D136=\"\"),\"\",J151/'Combined scenario - input'!$D136),\"\")","v":""},{"$f":"IFERROR(IF(OR(K151=\"\",'Combined scenario - input'!$D136=\"\"),\"\",K151/'Combined scenario - input'!$D136),\"\")","v":""},{"$f":"IFERROR(IF(OR(L151=\"\",'Combined scenario - input'!$D136=\"\"),\"\",L151/'Combined scenario - input'!$D136),\"\")","v":""},{"$f":"IFERROR(IF(OR(M151=\"\",'Combined scenario - input'!$D136=\"\"),\"\",M151/'Combined scenario - input'!$D136),\"\")","v":""},{"$f":"IFERROR(IF(OR(N151=\"\",'Combined scenario - input'!$D136=\"\"),\"\",N151/'Combined scenario - input'!$D136),\"\")","v":""},{"$f":"IFERROR(IF(OR(O151=\"\",'Combined scenario - input'!$D136=\"\"),\"\",O151/'Combined scenario - input'!$D136),\"\")","v":""},{"$f":"IFERROR(IF(OR(P151=\"\",'Combined scenario - input'!$D136=\"\"),\"\",P151/'Combined scenario - input'!$D136),\"\")","v":""},{"$f":"IFERROR(IF(OR(Q151=\"\",'Combined scenario - input'!$D136=\"\"),\"\",Q151/'Combined scenario - input'!$D136),\"\")","v":""},{"$f":"IFERROR(IF(OR(R151=\"\",'Combined scenario - input'!$D136=\"\"),\"\",R151/'Combined scenario - input'!$D136),\"\")","v":""},{"$f":"IFERROR(IF(OR(S151=\"\",'Combined scenario - input'!$D136=\"\"),\"\",S151/'Combined scenario - input'!$D136),\"\")","v":""},{"$f":"IFERROR(IF(OR(T151=\"\",'Combined scenario - input'!$D136=\"\"),\"\",T151/'Combined scenario - input'!$D136),\"\")","v":""},{"$f":"IFERROR(IF(OR(U151=\"\",'Combined scenario - input'!$D136=\"\"),\"\",U151/'Combined scenario - input'!$D136),\"\")","v":""},{"$f":"IFERROR(IF(OR(V151=\"\",'Combined scenario - input'!$D136=\"\"),\"\",V151/'Combined scenario - input'!$D136),\"\")","v":""},{"$f":"IFERROR(IF(OR(W151=\"\",'Combined scenario - input'!$D136=\"\"),\"\",W151/'Combined scenario - input'!$D136),\"\")","v":""}]
[{"$f":"IFERROR('Combined scenario - input'!A137,\"\")","v":""},{"$f":"IFERROR('Combined scenario - input'!B137,\"\")","v":""},{"$f":"IFERROR('Combined scenario - input'!C137,\"\")","v":""},{"$f":"IFERROR(repcalc('Combined scenario - input'!$CV137:$GH137,'Combined scenario - input'!$G137,'Combined scenario - input'!$E137,'Combined scenario - input'!$F137,20,TRUE,TRUE),\"\")","v":""},"","","","","","","","","","","","","","","","","","","",{"$f":"IFERROR(IF(OR(D152=\"\",'Combined scenario - input'!$D137=\"\"),\"\",D152/'Combined scenario - input'!$D137),\"\")","v":""},{"$f":"IFERROR(IF(OR(E152=\"\",'Combined scenario - input'!$D137=\"\"),\"\",E152/'Combined scenario - input'!$D137),\"\")","v":""},{"$f":"IFERROR(IF(OR(F152=\"\",'Combined scenario - input'!$D137=\"\"),\"\",F152/'Combined scenario - input'!$D137),\"\")","v":""},{"$f":"IFERROR(IF(OR(G152=\"\",'Combined scenario - input'!$D137=\"\"),\"\",G152/'Combined scenario - input'!$D137),\"\")","v":""},{"$f":"IFERROR(IF(OR(H152=\"\",'Combined scenario - input'!$D137=\"\"),\"\",H152/'Combined scenario - input'!$D137),\"\")","v":""},{"$f":"IFERROR(IF(OR(I152=\"\",'Combined scenario - input'!$D137=\"\"),\"\",I152/'Combined scenario - input'!$D137),\"\")","v":""},{"$f":"IFERROR(IF(OR(J152=\"\",'Combined scenario - input'!$D137=\"\"),\"\",J152/'Combined scenario - input'!$D137),\"\")","v":""},{"$f":"IFERROR(IF(OR(K152=\"\",'Combined scenario - input'!$D137=\"\"),\"\",K152/'Combined scenario - input'!$D137),\"\")","v":""},{"$f":"IFERROR(IF(OR(L152=\"\",'Combined scenario - input'!$D137=\"\"),\"\",L152/'Combined scenario - input'!$D137),\"\")","v":""},{"$f":"IFERROR(IF(OR(M152=\"\",'Combined scenario - input'!$D137=\"\"),\"\",M152/'Combined scenario - input'!$D137),\"\")","v":""},{"$f":"IFERROR(IF(OR(N152=\"\",'Combined scenario - input'!$D137=\"\"),\"\",N152/'Combined scenario - input'!$D137),\"\")","v":""},{"$f":"IFERROR(IF(OR(O152=\"\",'Combined scenario - input'!$D137=\"\"),\"\",O152/'Combined scenario - input'!$D137),\"\")","v":""},{"$f":"IFERROR(IF(OR(P152=\"\",'Combined scenario - input'!$D137=\"\"),\"\",P152/'Combined scenario - input'!$D137),\"\")","v":""},{"$f":"IFERROR(IF(OR(Q152=\"\",'Combined scenario - input'!$D137=\"\"),\"\",Q152/'Combined scenario - input'!$D137),\"\")","v":""},{"$f":"IFERROR(IF(OR(R152=\"\",'Combined scenario - input'!$D137=\"\"),\"\",R152/'Combined scenario - input'!$D137),\"\")","v":""},{"$f":"IFERROR(IF(OR(S152=\"\",'Combined scenario - input'!$D137=\"\"),\"\",S152/'Combined scenario - input'!$D137),\"\")","v":""},{"$f":"IFERROR(IF(OR(T152=\"\",'Combined scenario - input'!$D137=\"\"),\"\",T152/'Combined scenario - input'!$D137),\"\")","v":""},{"$f":"IFERROR(IF(OR(U152=\"\",'Combined scenario - input'!$D137=\"\"),\"\",U152/'Combined scenario - input'!$D137),\"\")","v":""},{"$f":"IFERROR(IF(OR(V152=\"\",'Combined scenario - input'!$D137=\"\"),\"\",V152/'Combined scenario - input'!$D137),\"\")","v":""},{"$f":"IFERROR(IF(OR(W152=\"\",'Combined scenario - input'!$D137=\"\"),\"\",W152/'Combined scenario - input'!$D137),\"\")","v":""}]
[{"$f":"IFERROR('Combined scenario - input'!A138,\"\")","v":""},{"$f":"IFERROR('Combined scenario - input'!B138,\"\")","v":""},{"$f":"IFERROR('Combined scenario - input'!C138,\"\")","v":""},{"$f":"IFERROR(repcalc('Combined scenario - input'!$CV138:$GH138,'Combined scenario - input'!$G138,'Combined scenario - input'!$E138,'Combined scenario - input'!$F138,20,TRUE,TRUE),\"\")","v":""},"","","","","","","","","","","","","","","","","","","",{"$f":"IFERROR(IF(OR(D153=\"\",'Combined scenario - input'!$D138=\"\"),\"\",D153/'Combined scenario - input'!$D138),\"\")","v":""},{"$f":"IFERROR(IF(OR(E153=\"\",'Combined scenario - input'!$D138=\"\"),\"\",E153/'Combined scenario - input'!$D138),\"\")","v":""},{"$f":"IFERROR(IF(OR(F153=\"\",'Combined scenario - input'!$D138=\"\"),\"\",F153/'Combined scenario - input'!$D138),\"\")","v":""},{"$f":"IFERROR(IF(OR(G153=\"\",'Combined scenario - input'!$D138=\"\"),\"\",G153/'Combined scenario - input'!$D138),\"\")","v":""},{"$f":"IFERROR(IF(OR(H153=\"\",'Combined scenario - input'!$D138=\"\"),\"\",H153/'Combined scenario - input'!$D138),\"\")","v":""},{"$f":"IFERROR(IF(OR(I153=\"\",'Combined scenario - input'!$D138=\"\"),\"\",I153/'Combined scenario - input'!$D138),\"\")","v":""},{"$f":"IFERROR(IF(OR(J153=\"\",'Combined scenario - input'!$D138=\"\"),\"\",J153/'Combined scenario - input'!$D138),\"\")","v":""},{"$f":"IFERROR(IF(OR(K153=\"\",'Combined scenario - input'!$D138=\"\"),\"\",K153/'Combined scenario - input'!$D138),\"\")","v":""},{"$f":"IFERROR(IF(OR(L153=\"\",'Combined scenario - input'!$D138=\"\"),\"\",L153/'Combined scenario - input'!$D138),\"\")","v":""},{"$f":"IFERROR(IF(OR(M153=\"\",'Combined scenario - input'!$D138=\"\"),\"\",M153/'Combined scenario - input'!$D138),\"\")","v":""},{"$f":"IFERROR(IF(OR(N153=\"\",'Combined scenario - input'!$D138=\"\"),\"\",N153/'Combined scenario - input'!$D138),\"\")","v":""},{"$f":"IFERROR(IF(OR(O153=\"\",'Combined scenario - input'!$D138=\"\"),\"\",O153/'Combined scenario - input'!$D138),\"\")","v":""},{"$f":"IFERROR(IF(OR(P153=\"\",'Combined scenario - input'!$D138=\"\"),\"\",P153/'Combined scenario - input'!$D138),\"\")","v":""},{"$f":"IFERROR(IF(OR(Q153=\"\",'Combined scenario - input'!$D138=\"\"),\"\",Q153/'Combined scenario - input'!$D138),\"\")","v":""},{"$f":"IFERROR(IF(OR(R153=\"\",'Combined scenario - input'!$D138=\"\"),\"\",R153/'Combined scenario - input'!$D138),\"\")","v":""},{"$f":"IFERROR(IF(OR(S153=\"\",'Combined scenario - input'!$D138=\"\"),\"\",S153/'Combined scenario - input'!$D138),\"\")","v":""},{"$f":"IFERROR(IF(OR(T153=\"\",'Combined scenario - input'!$D138=\"\"),\"\",T153/'Combined scenario - input'!$D138),\"\")","v":""},{"$f":"IFERROR(IF(OR(U153=\"\",'Combined scenario - input'!$D138=\"\"),\"\",U153/'Combined scenario - input'!$D138),\"\")","v":""},{"$f":"IFERROR(IF(OR(V153=\"\",'Combined scenario - input'!$D138=\"\"),\"\",V153/'Combined scenario - input'!$D138),\"\")","v":""},{"$f":"IFERROR(IF(OR(W153=\"\",'Combined scenario - input'!$D138=\"\"),\"\",W153/'Combined scenario - input'!$D138),\"\")","v":""}]
[{"$f":"IFERROR('Combined scenario - input'!A139,\"\")","v":""},{"$f":"IFERROR('Combined scenario - input'!B139,\"\")","v":""},{"$f":"IFERROR('Combined scenario - input'!C139,\"\")","v":""},{"$f":"IFERROR(repcalc('Combined scenario - input'!$CV139:$GH139,'Combined scenario - input'!$G139,'Combined scenario - input'!$E139,'Combined scenario - input'!$F139,20,TRUE,TRUE),\"\")","v":""},"","","","","","","","","","","","","","","","","","","",{"$f":"IFERROR(IF(OR(D154=\"\",'Combined scenario - input'!$D139=\"\"),\"\",D154/'Combined scenario - input'!$D139),\"\")","v":""},{"$f":"IFERROR(IF(OR(E154=\"\",'Combined scenario - input'!$D139=\"\"),\"\",E154/'Combined scenario - input'!$D139),\"\")","v":""},{"$f":"IFERROR(IF(OR(F154=\"\",'Combined scenario - input'!$D139=\"\"),\"\",F154/'Combined scenario - input'!$D139),\"\")","v":""},{"$f":"IFERROR(IF(OR(G154=\"\",'Combined scenario - input'!$D139=\"\"),\"\",G154/'Combined scenario - input'!$D139),\"\")","v":""},{"$f":"IFERROR(IF(OR(H154=\"\",'Combined scenario - input'!$D139=\"\"),\"\",H154/'Combined scenario - input'!$D139),\"\")","v":""},{"$f":"IFERROR(IF(OR(I154=\"\",'Combined scenario - input'!$D139=\"\"),\"\",I154/'Combined scenario - input'!$D139),\"\")","v":""},{"$f":"IFERROR(IF(OR(J154=\"\",'Combined scenario - input'!$D139=\"\"),\"\",J154/'Combined scenario - input'!$D139),\"\")","v":""},{"$f":"IFERROR(IF(OR(K154=\"\",'Combined scenario - input'!$D139=\"\"),\"\",K154/'Combined scenario - input'!$D139),\"\")","v":""},{"$f":"IFERROR(IF(OR(L154=\"\",'Combined scenario - input'!$D139=\"\"),\"\",L154/'Combined scenario - input'!$D139),\"\")","v":""},{"$f":"IFERROR(IF(OR(M154=\"\",'Combined scenario - input'!$D139=\"\"),\"\",M154/'Combined scenario - input'!$D139),\"\")","v":""},{"$f":"IFERROR(IF(OR(N154=\"\",'Combined scenario - input'!$D139=\"\"),\"\",N154/'Combined scenario - input'!$D139),\"\")","v":""},{"$f":"IFERROR(IF(OR(O154=\"\",'Combined scenario - input'!$D139=\"\"),\"\",O154/'Combined scenario - input'!$D139),\"\")","v":""},{"$f":"IFERROR(IF(OR(P154=\"\",'Combined scenario - input'!$D139=\"\"),\"\",P154/'Combined scenario - input'!$D139),\"\")","v":""},{"$f":"IFERROR(IF(OR(Q154=\"\",'Combined scenario - input'!$D139=\"\"),\"\",Q154/'Combined scenario - input'!$D139),\"\")","v":""},{"$f":"IFERROR(IF(OR(R154=\"\",'Combined scenario - input'!$D139=\"\"),\"\",R154/'Combined scenario - input'!$D139),\"\")","v":""},{"$f":"IFERROR(IF(OR(S154=\"\",'Combined scenario - input'!$D139=\"\"),\"\",S154/'Combined scenario - input'!$D139),\"\")","v":""},{"$f":"IFERROR(IF(OR(T154=\"\",'Combined scenario - input'!$D139=\"\"),\"\",T154/'Combined scenario - input'!$D139),\"\")","v":""},{"$f":"IFERROR(IF(OR(U154=\"\",'Combined scenario - input'!$D139=\"\"),\"\",U154/'Combined scenario - input'!$D139),\"\")","v":""},{"$f":"IFERROR(IF(OR(V154=\"\",'Combined scenario - input'!$D139=\"\"),\"\",V154/'Combined scenario - input'!$D139),\"\")","v":""},{"$f":"IFERROR(IF(OR(W154=\"\",'Combined scenario - input'!$D139=\"\"),\"\",W154/'Combined scenario - input'!$D139),\"\")","v":""}]
[{"$f":"IFERROR('Combined scenario - input'!A140,\"\")","v":""},{"$f":"IFERROR('Combined scenario - input'!B140,\"\")","v":""},{"$f":"IFERROR('Combined scenario - input'!C140,\"\")","v":""},{"$f":"IFERROR(repcalc('Combined scenario - input'!$CV140:$GH140,'Combined scenario - input'!$G140,'Combined scenario - input'!$E140,'Combined scenario - input'!$F140,20,TRUE,TRUE),\"\")","v":""},"","","","","","","","","","","","","","","","","","","",{"$f":"IFERROR(IF(OR(D155=\"\",'Combined scenario - input'!$D140=\"\"),\"\",D155/'Combined scenario - input'!$D140),\"\")","v":""},{"$f":"IFERROR(IF(OR(E155=\"\",'Combined scenario - input'!$D140=\"\"),\"\",E155/'Combined scenario - input'!$D140),\"\")","v":""},{"$f":"IFERROR(IF(OR(F155=\"\",'Combined scenario - input'!$D140=\"\"),\"\",F155/'Combined scenario - input'!$D140),\"\")","v":""},{"$f":"IFERROR(IF(OR(G155=\"\",'Combined scenario - input'!$D140=\"\"),\"\",G155/'Combined scenario - input'!$D140),\"\")","v":""},{"$f":"IFERROR(IF(OR(H155=\"\",'Combined scenario - input'!$D140=\"\"),\"\",H155/'Combined scenario - input'!$D140),\"\")","v":""},{"$f":"IFERROR(IF(OR(I155=\"\",'Combined scenario - input'!$D140=\"\"),\"\",I155/'Combined scenario - input'!$D140),\"\")","v":""},{"$f":"IFERROR(IF(OR(J155=\"\",'Combined scenario - input'!$D140=\"\"),\"\",J155/'Combined scenario - input'!$D140),\"\")","v":""},{"$f":"IFERROR(IF(OR(K155=\"\",'Combined scenario - input'!$D140=\"\"),\"\",K155/'Combined scenario - input'!$D140),\"\")","v":""},{"$f":"IFERROR(IF(OR(L155=\"\",'Combined scenario - input'!$D140=\"\"),\"\",L155/'Combined scenario - input'!$D140),\"\")","v":""},{"$f":"IFERROR(IF(OR(M155=\"\",'Combined scenario - input'!$D140=\"\"),\"\",M155/'Combined scenario - input'!$D140),\"\")","v":""},{"$f":"IFERROR(IF(OR(N155=\"\",'Combined scenario - input'!$D140=\"\"),\"\",N155/'Combined scenario - input'!$D140),\"\")","v":""},{"$f":"IFERROR(IF(OR(O155=\"\",'Combined scenario - input'!$D140=\"\"),\"\",O155/'Combined scenario - input'!$D140),\"\")","v":""},{"$f":"IFERROR(IF(OR(P155=\"\",'Combined scenario - input'!$D140=\"\"),\"\",P155/'Combined scenario - input'!$D140),\"\")","v":""},{"$f":"IFERROR(IF(OR(Q155=\"\",'Combined scenario - input'!$D140=\"\"),\"\",Q155/'Combined scenario - input'!$D140),\"\")","v":""},{"$f":"IFERROR(IF(OR(R155=\"\",'Combined scenario - input'!$D140=\"\"),\"\",R155/'Combined scenario - input'!$D140),\"\")","v":""},{"$f":"IFERROR(IF(OR(S155=\"\",'Combined scenario - input'!$D140=\"\"),\"\",S155/'Combined scenario - input'!$D140),\"\")","v":""},{"$f":"IFERROR(IF(OR(T155=\"\",'Combined scenario - input'!$D140=\"\"),\"\",T155/'Combined scenario - input'!$D140),\"\")","v":""},{"$f":"IFERROR(IF(OR(U155=\"\",'Combined scenario - input'!$D140=\"\"),\"\",U155/'Combined scenario - input'!$D140),\"\")","v":""},{"$f":"IFERROR(IF(OR(V155=\"\",'Combined scenario - input'!$D140=\"\"),\"\",V155/'Combined scenario - input'!$D140),\"\")","v":""},{"$f":"IFERROR(IF(OR(W155=\"\",'Combined scenario - input'!$D140=\"\"),\"\",W155/'Combined scenario - input'!$D140),\"\")","v":""}]
[{"$f":"IFERROR('Combined scenario - input'!A141,\"\")","v":""},{"$f":"IFERROR('Combined scenario - input'!B141,\"\")","v":""},{"$f":"IFERROR('Combined scenario - input'!C141,\"\")","v":""},{"$f":"IFERROR(repcalc('Combined scenario - input'!$CV141:$GH141,'Combined scenario - input'!$G141,'Combined scenario - input'!$E141,'Combined scenario - input'!$F141,20,TRUE,TRUE),\"\")","v":""},"","","","","","","","","","","","","","","","","","","",{"$f":"IFERROR(IF(OR(D156=\"\",'Combined scenario - input'!$D141=\"\"),\"\",D156/'Combined scenario - input'!$D141),\"\")","v":""},{"$f":"IFERROR(IF(OR(E156=\"\",'Combined scenario - input'!$D141=\"\"),\"\",E156/'Combined scenario - input'!$D141),\"\")","v":""},{"$f":"IFERROR(IF(OR(F156=\"\",'Combined scenario - input'!$D141=\"\"),\"\",F156/'Combined scenario - input'!$D141),\"\")","v":""},{"$f":"IFERROR(IF(OR(G156=\"\",'Combined scenario - input'!$D141=\"\"),\"\",G156/'Combined scenario - input'!$D141),\"\")","v":""},{"$f":"IFERROR(IF(OR(H156=\"\",'Combined scenario - input'!$D141=\"\"),\"\",H156/'Combined scenario - input'!$D141),\"\")","v":""},{"$f":"IFERROR(IF(OR(I156=\"\",'Combined scenario - input'!$D141=\"\"),\"\",I156/'Combined scenario - input'!$D141),\"\")","v":""},{"$f":"IFERROR(IF(OR(J156=\"\",'Combined scenario - input'!$D141=\"\"),\"\",J156/'Combined scenario - input'!$D141),\"\")","v":""},{"$f":"IFERROR(IF(OR(K156=\"\",'Combined scenario - input'!$D141=\"\"),\"\",K156/'Combined scenario - input'!$D141),\"\")","v":""},{"$f":"IFERROR(IF(OR(L156=\"\",'Combined scenario - input'!$D141=\"\"),\"\",L156/'Combined scenario - input'!$D141),\"\")","v":""},{"$f":"IFERROR(IF(OR(M156=\"\",'Combined scenario - input'!$D141=\"\"),\"\",M156/'Combined scenario - input'!$D141),\"\")","v":""},{"$f":"IFERROR(IF(OR(N156=\"\",'Combined scenario - input'!$D141=\"\"),\"\",N156/'Combined scenario - input'!$D141),\"\")","v":""},{"$f":"IFERROR(IF(OR(O156=\"\",'Combined scenario - input'!$D141=\"\"),\"\",O156/'Combined scenario - input'!$D141),\"\")","v":""},{"$f":"IFERROR(IF(OR(P156=\"\",'Combined scenario - input'!$D141=\"\"),\"\",P156/'Combined scenario - input'!$D141),\"\")","v":""},{"$f":"IFERROR(IF(OR(Q156=\"\",'Combined scenario - input'!$D141=\"\"),\"\",Q156/'Combined scenario - input'!$D141),\"\")","v":""},{"$f":"IFERROR(IF(OR(R156=\"\",'Combined scenario - input'!$D141=\"\"),\"\",R156/'Combined scenario - input'!$D141),\"\")","v":""},{"$f":"IFERROR(IF(OR(S156=\"\",'Combined scenario - input'!$D141=\"\"),\"\",S156/'Combined scenario - input'!$D141),\"\")","v":""},{"$f":"IFERROR(IF(OR(T156=\"\",'Combined scenario - input'!$D141=\"\"),\"\",T156/'Combined scenario - input'!$D141),\"\")","v":""},{"$f":"IFERROR(IF(OR(U156=\"\",'Combined scenario - input'!$D141=\"\"),\"\",U156/'Combined scenario - input'!$D141),\"\")","v":""},{"$f":"IFERROR(IF(OR(V156=\"\",'Combined scenario - input'!$D141=\"\"),\"\",V156/'Combined scenario - input'!$D141),\"\")","v":""},{"$f":"IFERROR(IF(OR(W156=\"\",'Combined scenario - input'!$D141=\"\"),\"\",W156/'Combined scenario - input'!$D141),\"\")","v":""}]
[{"$f":"IFERROR('Combined scenario - input'!A142,\"\")","v":""},{"$f":"IFERROR('Combined scenario - input'!B142,\"\")","v":""},{"$f":"IFERROR('Combined scenario - input'!C142,\"\")","v":""},{"$f":"IFERROR(repcalc('Combined scenario - input'!$CV142:$GH142,'Combined scenario - input'!$G142,'Combined scenario - input'!$E142,'Combined scenario - input'!$F142,20,TRUE,TRUE),\"\")","v":""},"","","","","","","","","","","","","","","","","","","",{"$f":"IFERROR(IF(OR(D157=\"\",'Combined scenario - input'!$D142=\"\"),\"\",D157/'Combined scenario - input'!$D142),\"\")","v":""},{"$f":"IFERROR(IF(OR(E157=\"\",'Combined scenario - input'!$D142=\"\"),\"\",E157/'Combined scenario - input'!$D142),\"\")","v":""},{"$f":"IFERROR(IF(OR(F157=\"\",'Combined scenario - input'!$D142=\"\"),\"\",F157/'Combined scenario - input'!$D142),\"\")","v":""},{"$f":"IFERROR(IF(OR(G157=\"\",'Combined scenario - input'!$D142=\"\"),\"\",G157/'Combined scenario - input'!$D142),\"\")","v":""},{"$f":"IFERROR(IF(OR(H157=\"\",'Combined scenario - input'!$D142=\"\"),\"\",H157/'Combined scenario - input'!$D142),\"\")","v":""},{"$f":"IFERROR(IF(OR(I157=\"\",'Combined scenario - input'!$D142=\"\"),\"\",I157/'Combined scenario - input'!$D142),\"\")","v":""},{"$f":"IFERROR(IF(OR(J157=\"\",'Combined scenario - input'!$D142=\"\"),\"\",J157/'Combined scenario - input'!$D142),\"\")","v":""},{"$f":"IFERROR(IF(OR(K157=\"\",'Combined scenario - input'!$D142=\"\"),\"\",K157/'Combined scenario - input'!$D142),\"\")","v":""},{"$f":"IFERROR(IF(OR(L157=\"\",'Combined scenario - input'!$D142=\"\"),\"\",L157/'Combined scenario - input'!$D142),\"\")","v":""},{"$f":"IFERROR(IF(OR(M157=\"\",'Combined scenario - input'!$D142=\"\"),\"\",M157/'Combined scenario - input'!$D142),\"\")","v":""},{"$f":"IFERROR(IF(OR(N157=\"\",'Combined scenario - input'!$D142=\"\"),\"\",N157/'Combined scenario - input'!$D142),\"\")","v":""},{"$f":"IFERROR(IF(OR(O157=\"\",'Combined scenario - input'!$D142=\"\"),\"\",O157/'Combined scenario - input'!$D142),\"\")","v":""},{"$f":"IFERROR(IF(OR(P157=\"\",'Combined scenario - input'!$D142=\"\"),\"\",P157/'Combined scenario - input'!$D142),\"\")","v":""},{"$f":"IFERROR(IF(OR(Q157=\"\",'Combined scenario - input'!$D142=\"\"),\"\",Q157/'Combined scenario - input'!$D142),\"\")","v":""},{"$f":"IFERROR(IF(OR(R157=\"\",'Combined scenario - input'!$D142=\"\"),\"\",R157/'Combined scenario - input'!$D142),\"\")","v":""},{"$f":"IFERROR(IF(OR(S157=\"\",'Combined scenario - input'!$D142=\"\"),\"\",S157/'Combined scenario - input'!$D142),\"\")","v":""},{"$f":"IFERROR(IF(OR(T157=\"\",'Combined scenario - input'!$D142=\"\"),\"\",T157/'Combined scenario - input'!$D142),\"\")","v":""},{"$f":"IFERROR(IF(OR(U157=\"\",'Combined scenario - input'!$D142=\"\"),\"\",U157/'Combined scenario - input'!$D142),\"\")","v":""},{"$f":"IFERROR(IF(OR(V157=\"\",'Combined scenario - input'!$D142=\"\"),\"\",V157/'Combined scenario - input'!$D142),\"\")","v":""},{"$f":"IFERROR(IF(OR(W157=\"\",'Combined scenario - input'!$D142=\"\"),\"\",W157/'Combined scenario - input'!$D142),\"\")","v":""}]
[{"$f":"IFERROR('Combined scenario - input'!A143,\"\")","v":""},{"$f":"IFERROR('Combined scenario - input'!B143,\"\")","v":""},{"$f":"IFERROR('Combined scenario - input'!C143,\"\")","v":""},{"$f":"IFERROR(repcalc('Combined scenario - input'!$CV143:$GH143,'Combined scenario - input'!$G143,'Combined scenario - input'!$E143,'Combined scenario - input'!$F143,20,TRUE,TRUE),\"\")","v":""},"","","","","","","","","","","","","","","","","","","",{"$f":"IFERROR(IF(OR(D158=\"\",'Combined scenario - input'!$D143=\"\"),\"\",D158/'Combined scenario - input'!$D143),\"\")","v":""},{"$f":"IFERROR(IF(OR(E158=\"\",'Combined scenario - input'!$D143=\"\"),\"\",E158/'Combined scenario - input'!$D143),\"\")","v":""},{"$f":"IFERROR(IF(OR(F158=\"\",'Combined scenario - input'!$D143=\"\"),\"\",F158/'Combined scenario - input'!$D143),\"\")","v":""},{"$f":"IFERROR(IF(OR(G158=\"\",'Combined scenario - input'!$D143=\"\"),\"\",G158/'Combined scenario - input'!$D143),\"\")","v":""},{"$f":"IFERROR(IF(OR(H158=\"\",'Combined scenario - input'!$D143=\"\"),\"\",H158/'Combined scenario - input'!$D143),\"\")","v":""},{"$f":"IFERROR(IF(OR(I158=\"\",'Combined scenario - input'!$D143=\"\"),\"\",I158/'Combined scenario - input'!$D143),\"\")","v":""},{"$f":"IFERROR(IF(OR(J158=\"\",'Combined scenario - input'!$D143=\"\"),\"\",J158/'Combined scenario - input'!$D143),\"\")","v":""},{"$f":"IFERROR(IF(OR(K158=\"\",'Combined scenario - input'!$D143=\"\"),\"\",K158/'Combined scenario - input'!$D143),\"\")","v":""},{"$f":"IFERROR(IF(OR(L158=\"\",'Combined scenario - input'!$D143=\"\"),\"\",L158/'Combined scenario - input'!$D143),\"\")","v":""},{"$f":"IFERROR(IF(OR(M158=\"\",'Combined scenario - input'!$D143=\"\"),\"\",M158/'Combined scenario - input'!$D143),\"\")","v":""},{"$f":"IFERROR(IF(OR(N158=\"\",'Combined scenario - input'!$D143=\"\"),\"\",N158/'Combined scenario - input'!$D143),\"\")","v":""},{"$f":"IFERROR(IF(OR(O158=\"\",'Combined scenario - input'!$D143=\"\"),\"\",O158/'Combined scenario - input'!$D143),\"\")","v":""},{"$f":"IFERROR(IF(OR(P158=\"\",'Combined scenario - input'!$D143=\"\"),\"\",P158/'Combined scenario - input'!$D143),\"\")","v":""},{"$f":"IFERROR(IF(OR(Q158=\"\",'Combined scenario - input'!$D143=\"\"),\"\",Q158/'Combined scenario - input'!$D143),\"\")","v":""},{"$f":"IFERROR(IF(OR(R158=\"\",'Combined scenario - input'!$D143=\"\"),\"\",R158/'Combined scenario - input'!$D143),\"\")","v":""},{"$f":"IFERROR(IF(OR(S158=\"\",'Combined scenario - input'!$D143=\"\"),\"\",S158/'Combined scenario - input'!$D143),\"\")","v":""},{"$f":"IFERROR(IF(OR(T158=\"\",'Combined scenario - input'!$D143=\"\"),\"\",T158/'Combined scenario - input'!$D143),\"\")","v":""},{"$f":"IFERROR(IF(OR(U158=\"\",'Combined scenario - input'!$D143=\"\"),\"\",U158/'Combined scenario - input'!$D143),\"\")","v":""},{"$f":"IFERROR(IF(OR(V158=\"\",'Combined scenario - input'!$D143=\"\"),\"\",V158/'Combined scenario - input'!$D143),\"\")","v":""},{"$f":"IFERROR(IF(OR(W158=\"\",'Combined scenario - input'!$D143=\"\"),\"\",W158/'Combined scenario - input'!$D143),\"\")","v":""}]
[{"$f":"IFERROR('Combined scenario - input'!A144,\"\")","v":""},{"$f":"IFERROR('Combined scenario - input'!B144,\"\")","v":""},{"$f":"IFERROR('Combined scenario - input'!C144,\"\")","v":""},{"$f":"IFERROR(repcalc('Combined scenario - input'!$CV144:$GH144,'Combined scenario - input'!$G144,'Combined scenario - input'!$E144,'Combined scenario - input'!$F144,20,TRUE,TRUE),\"\")","v":""},"","","","","","","","","","","","","","","","","","","",{"$f":"IFERROR(IF(OR(D159=\"\",'Combined scenario - input'!$D144=\"\"),\"\",D159/'Combined scenario - input'!$D144),\"\")","v":""},{"$f":"IFERROR(IF(OR(E159=\"\",'Combined scenario - input'!$D144=\"\"),\"\",E159/'Combined scenario - input'!$D144),\"\")","v":""},{"$f":"IFERROR(IF(OR(F159=\"\",'Combined scenario - input'!$D144=\"\"),\"\",F159/'Combined scenario - input'!$D144),\"\")","v":""},{"$f":"IFERROR(IF(OR(G159=\"\",'Combined scenario - input'!$D144=\"\"),\"\",G159/'Combined scenario - input'!$D144),\"\")","v":""},{"$f":"IFERROR(IF(OR(H159=\"\",'Combined scenario - input'!$D144=\"\"),\"\",H159/'Combined scenario - input'!$D144),\"\")","v":""},{"$f":"IFERROR(IF(OR(I159=\"\",'Combined scenario - input'!$D144=\"\"),\"\",I159/'Combined scenario - input'!$D144),\"\")","v":""},{"$f":"IFERROR(IF(OR(J159=\"\",'Combined scenario - input'!$D144=\"\"),\"\",J159/'Combined scenario - input'!$D144),\"\")","v":""},{"$f":"IFERROR(IF(OR(K159=\"\",'Combined scenario - input'!$D144=\"\"),\"\",K159/'Combined scenario - input'!$D144),\"\")","v":""},{"$f":"IFERROR(IF(OR(L159=\"\",'Combined scenario - input'!$D144=\"\"),\"\",L159/'Combined scenario - input'!$D144),\"\")","v":""},{"$f":"IFERROR(IF(OR(M159=\"\",'Combined scenario - input'!$D144=\"\"),\"\",M159/'Combined scenario - input'!$D144),\"\")","v":""},{"$f":"IFERROR(IF(OR(N159=\"\",'Combined scenario - input'!$D144=\"\"),\"\",N159/'Combined scenario - input'!$D144),\"\")","v":""},{"$f":"IFERROR(IF(OR(O159=\"\",'Combined scenario - input'!$D144=\"\"),\"\",O159/'Combined scenario - input'!$D144),\"\")","v":""},{"$f":"IFERROR(IF(OR(P159=\"\",'Combined scenario - input'!$D144=\"\"),\"\",P159/'Combined scenario - input'!$D144),\"\")","v":""},{"$f":"IFERROR(IF(OR(Q159=\"\",'Combined scenario - input'!$D144=\"\"),\"\",Q159/'Combined scenario - input'!$D144),\"\")","v":""},{"$f":"IFERROR(IF(OR(R159=\"\",'Combined scenario - input'!$D144=\"\"),\"\",R159/'Combined scenario - input'!$D144),\"\")","v":""},{"$f":"IFERROR(IF(OR(S159=\"\",'Combined scenario - input'!$D144=\"\"),\"\",S159/'Combined scenario - input'!$D144),\"\")","v":""},{"$f":"IFERROR(IF(OR(T159=\"\",'Combined scenario - input'!$D144=\"\"),\"\",T159/'Combined scenario - input'!$D144),\"\")","v":""},{"$f":"IFERROR(IF(OR(U159=\"\",'Combined scenario - input'!$D144=\"\"),\"\",U159/'Combined scenario - input'!$D144),\"\")","v":""},{"$f":"IFERROR(IF(OR(V159=\"\",'Combined scenario - input'!$D144=\"\"),\"\",V159/'Combined scenario - input'!$D144),\"\")","v":""},{"$f":"IFERROR(IF(OR(W159=\"\",'Combined scenario - input'!$D144=\"\"),\"\",W159/'Combined scenario - input'!$D144),\"\")","v":""}]
[{"$f":"IFERROR('Combined scenario - input'!A145,\"\")","v":""},{"$f":"IFERROR('Combined scenario - input'!B145,\"\")","v":""},{"$f":"IFERROR('Combined scenario - input'!C145,\"\")","v":""},{"$f":"IFERROR(repcalc('Combined scenario - input'!$CV145:$GH145,'Combined scenario - input'!$G145,'Combined scenario - input'!$E145,'Combined scenario - input'!$F145,20,TRUE,TRUE),\"\")","v":""},"","","","","","","","","","","","","","","","","","","",{"$f":"IFERROR(IF(OR(D160=\"\",'Combined scenario - input'!$D145=\"\"),\"\",D160/'Combined scenario - input'!$D145),\"\")","v":""},{"$f":"IFERROR(IF(OR(E160=\"\",'Combined scenario - input'!$D145=\"\"),\"\",E160/'Combined scenario - input'!$D145),\"\")","v":""},{"$f":"IFERROR(IF(OR(F160=\"\",'Combined scenario - input'!$D145=\"\"),\"\",F160/'Combined scenario - input'!$D145),\"\")","v":""},{"$f":"IFERROR(IF(OR(G160=\"\",'Combined scenario - input'!$D145=\"\"),\"\",G160/'Combined scenario - input'!$D145),\"\")","v":""},{"$f":"IFERROR(IF(OR(H160=\"\",'Combined scenario - input'!$D145=\"\"),\"\",H160/'Combined scenario - input'!$D145),\"\")","v":""},{"$f":"IFERROR(IF(OR(I160=\"\",'Combined scenario - input'!$D145=\"\"),\"\",I160/'Combined scenario - input'!$D145),\"\")","v":""},{"$f":"IFERROR(IF(OR(J160=\"\",'Combined scenario - input'!$D145=\"\"),\"\",J160/'Combined scenario - input'!$D145),\"\")","v":""},{"$f":"IFERROR(IF(OR(K160=\"\",'Combined scenario - input'!$D145=\"\"),\"\",K160/'Combined scenario - input'!$D145),\"\")","v":""},{"$f":"IFERROR(IF(OR(L160=\"\",'Combined scenario - input'!$D145=\"\"),\"\",L160/'Combined scenario - input'!$D145),\"\")","v":""},{"$f":"IFERROR(IF(OR(M160=\"\",'Combined scenario - input'!$D145=\"\"),\"\",M160/'Combined scenario - input'!$D145),\"\")","v":""},{"$f":"IFERROR(IF(OR(N160=\"\",'Combined scenario - input'!$D145=\"\"),\"\",N160/'Combined scenario - input'!$D145),\"\")","v":""},{"$f":"IFERROR(IF(OR(O160=\"\",'Combined scenario - input'!$D145=\"\"),\"\",O160/'Combined scenario - input'!$D145),\"\")","v":""},{"$f":"IFERROR(IF(OR(P160=\"\",'Combined scenario - input'!$D145=\"\"),\"\",P160/'Combined scenario - input'!$D145),\"\")","v":""},{"$f":"IFERROR(IF(OR(Q160=\"\",'Combined scenario - input'!$D145=\"\"),\"\",Q160/'Combined scenario - input'!$D145),\"\")","v":""},{"$f":"IFERROR(IF(OR(R160=\"\",'Combined scenario - input'!$D145=\"\"),\"\",R160/'Combined scenario - input'!$D145),\"\")","v":""},{"$f":"IFERROR(IF(OR(S160=\"\",'Combined scenario - input'!$D145=\"\"),\"\",S160/'Combined scenario - input'!$D145),\"\")","v":""},{"$f":"IFERROR(IF(OR(T160=\"\",'Combined scenario - input'!$D145=\"\"),\"\",T160/'Combined scenario - input'!$D145),\"\")","v":""},{"$f":"IFERROR(IF(OR(U160=\"\",'Combined scenario - input'!$D145=\"\"),\"\",U160/'Combined scenario - input'!$D145),\"\")","v":""},{"$f":"IFERROR(IF(OR(V160=\"\",'Combined scenario - input'!$D145=\"\"),\"\",V160/'Combined scenario - input'!$D145),\"\")","v":""},{"$f":"IFERROR(IF(OR(W160=\"\",'Combined scenario - input'!$D145=\"\"),\"\",W160/'Combined scenario - input'!$D145),\"\")","v":""}]
[{"$f":"IFERROR('Combined scenario - input'!A146,\"\")","v":""},{"$f":"IFERROR('Combined scenario - input'!B146,\"\")","v":""},{"$f":"IFERROR('Combined scenario - input'!C146,\"\")","v":""},{"$f":"IFERROR(repcalc('Combined scenario - input'!$CV146:$GH146,'Combined scenario - input'!$G146,'Combined scenario - input'!$E146,'Combined scenario - input'!$F146,20,TRUE,TRUE),\"\")","v":""},"","","","","","","","","","","","","","","","","","","",{"$f":"IFERROR(IF(OR(D161=\"\",'Combined scenario - input'!$D146=\"\"),\"\",D161/'Combined scenario - input'!$D146),\"\")","v":""},{"$f":"IFERROR(IF(OR(E161=\"\",'Combined scenario - input'!$D146=\"\"),\"\",E161/'Combined scenario - input'!$D146),\"\")","v":""},{"$f":"IFERROR(IF(OR(F161=\"\",'Combined scenario - input'!$D146=\"\"),\"\",F161/'Combined scenario - input'!$D146),\"\")","v":""},{"$f":"IFERROR(IF(OR(G161=\"\",'Combined scenario - input'!$D146=\"\"),\"\",G161/'Combined scenario - input'!$D146),\"\")","v":""},{"$f":"IFERROR(IF(OR(H161=\"\",'Combined scenario - input'!$D146=\"\"),\"\",H161/'Combined scenario - input'!$D146),\"\")","v":""},{"$f":"IFERROR(IF(OR(I161=\"\",'Combined scenario - input'!$D146=\"\"),\"\",I161/'Combined scenario - input'!$D146),\"\")","v":""},{"$f":"IFERROR(IF(OR(J161=\"\",'Combined scenario - input'!$D146=\"\"),\"\",J161/'Combined scenario - input'!$D146),\"\")","v":""},{"$f":"IFERROR(IF(OR(K161=\"\",'Combined scenario - input'!$D146=\"\"),\"\",K161/'Combined scenario - input'!$D146),\"\")","v":""},{"$f":"IFERROR(IF(OR(L161=\"\",'Combined scenario - input'!$D146=\"\"),\"\",L161/'Combined scenario - input'!$D146),\"\")","v":""},{"$f":"IFERROR(IF(OR(M161=\"\",'Combined scenario - input'!$D146=\"\"),\"\",M161/'Combined scenario - input'!$D146),\"\")","v":""},{"$f":"IFERROR(IF(OR(N161=\"\",'Combined scenario - input'!$D146=\"\"),\"\",N161/'Combined scenario - input'!$D146),\"\")","v":""},{"$f":"IFERROR(IF(OR(O161=\"\",'Combined scenario - input'!$D146=\"\"),\"\",O161/'Combined scenario - input'!$D146),\"\")","v":""},{"$f":"IFERROR(IF(OR(P161=\"\",'Combined scenario - input'!$D146=\"\"),\"\",P161/'Combined scenario - input'!$D146),\"\")","v":""},{"$f":"IFERROR(IF(OR(Q161=\"\",'Combined scenario - input'!$D146=\"\"),\"\",Q161/'Combined scenario - input'!$D146),\"\")","v":""},{"$f":"IFERROR(IF(OR(R161=\"\",'Combined scenario - input'!$D146=\"\"),\"\",R161/'Combined scenario - input'!$D146),\"\")","v":""},{"$f":"IFERROR(IF(OR(S161=\"\",'Combined scenario - input'!$D146=\"\"),\"\",S161/'Combined scenario - input'!$D146),\"\")","v":""},{"$f":"IFERROR(IF(OR(T161=\"\",'Combined scenario - input'!$D146=\"\"),\"\",T161/'Combined scenario - input'!$D146),\"\")","v":""},{"$f":"IFERROR(IF(OR(U161=\"\",'Combined scenario - input'!$D146=\"\"),\"\",U161/'Combined scenario - input'!$D146),\"\")","v":""},{"$f":"IFERROR(IF(OR(V161=\"\",'Combined scenario - input'!$D146=\"\"),\"\",V161/'Combined scenario - input'!$D146),\"\")","v":""},{"$f":"IFERROR(IF(OR(W161=\"\",'Combined scenario - input'!$D146=\"\"),\"\",W161/'Combined scenario - input'!$D146),\"\")","v":""}]
[{"$f":"IFERROR('Combined scenario - input'!A147,\"\")","v":""},{"$f":"IFERROR('Combined scenario - input'!B147,\"\")","v":""},{"$f":"IFERROR('Combined scenario - input'!C147,\"\")","v":""},{"$f":"IFERROR(repcalc('Combined scenario - input'!$CV147:$GH147,'Combined scenario - input'!$G147,'Combined scenario - input'!$E147,'Combined scenario - input'!$F147,20,TRUE,TRUE),\"\")","v":""},"","","","","","","","","","","","","","","","","","","",{"$f":"IFERROR(IF(OR(D162=\"\",'Combined scenario - input'!$D147=\"\"),\"\",D162/'Combined scenario - input'!$D147),\"\")","v":""},{"$f":"IFERROR(IF(OR(E162=\"\",'Combined scenario - input'!$D147=\"\"),\"\",E162/'Combined scenario - input'!$D147),\"\")","v":""},{"$f":"IFERROR(IF(OR(F162=\"\",'Combined scenario - input'!$D147=\"\"),\"\",F162/'Combined scenario - input'!$D147),\"\")","v":""},{"$f":"IFERROR(IF(OR(G162=\"\",'Combined scenario - input'!$D147=\"\"),\"\",G162/'Combined scenario - input'!$D147),\"\")","v":""},{"$f":"IFERROR(IF(OR(H162=\"\",'Combined scenario - input'!$D147=\"\"),\"\",H162/'Combined scenario - input'!$D147),\"\")","v":""},{"$f":"IFERROR(IF(OR(I162=\"\",'Combined scenario - input'!$D147=\"\"),\"\",I162/'Combined scenario - input'!$D147),\"\")","v":""},{"$f":"IFERROR(IF(OR(J162=\"\",'Combined scenario - input'!$D147=\"\"),\"\",J162/'Combined scenario - input'!$D147),\"\")","v":""},{"$f":"IFERROR(IF(OR(K162=\"\",'Combined scenario - input'!$D147=\"\"),\"\",K162/'Combined scenario - input'!$D147),\"\")","v":""},{"$f":"IFERROR(IF(OR(L162=\"\",'Combined scenario - input'!$D147=\"\"),\"\",L162/'Combined scenario - input'!$D147),\"\")","v":""},{"$f":"IFERROR(IF(OR(M162=\"\",'Combined scenario - input'!$D147=\"\"),\"\",M162/'Combined scenario - input'!$D147),\"\")","v":""},{"$f":"IFERROR(IF(OR(N162=\"\",'Combined scenario - input'!$D147=\"\"),\"\",N162/'Combined scenario - input'!$D147),\"\")","v":""},{"$f":"IFERROR(IF(OR(O162=\"\",'Combined scenario - input'!$D147=\"\"),\"\",O162/'Combined scenario - input'!$D147),\"\")","v":""},{"$f":"IFERROR(IF(OR(P162=\"\",'Combined scenario - input'!$D147=\"\"),\"\",P162/'Combined scenario - input'!$D147),\"\")","v":""},{"$f":"IFERROR(IF(OR(Q162=\"\",'Combined scenario - input'!$D147=\"\"),\"\",Q162/'Combined scenario - input'!$D147),\"\")","v":""},{"$f":"IFERROR(IF(OR(R162=\"\",'Combined scenario - input'!$D147=\"\"),\"\",R162/'Combined scenario - input'!$D147),\"\")","v":""},{"$f":"IFERROR(IF(OR(S162=\"\",'Combined scenario - input'!$D147=\"\"),\"\",S162/'Combined scenario - input'!$D147),\"\")","v":""},{"$f":"IFERROR(IF(OR(T162=\"\",'Combined scenario - input'!$D147=\"\"),\"\",T162/'Combined scenario - input'!$D147),\"\")","v":""},{"$f":"IFERROR(IF(OR(U162=\"\",'Combined scenario - input'!$D147=\"\"),\"\",U162/'Combined scenario - input'!$D147),\"\")","v":""},{"$f":"IFERROR(IF(OR(V162=\"\",'Combined scenario - input'!$D147=\"\"),\"\",V162/'Combined scenario - input'!$D147),\"\")","v":""},{"$f":"IFERROR(IF(OR(W162=\"\",'Combined scenario - input'!$D147=\"\"),\"\",W162/'Combined scenario - input'!$D147),\"\")","v":""}]
[{"$f":"IFERROR('Combined scenario - input'!A148,\"\")","v":""},{"$f":"IFERROR('Combined scenario - input'!B148,\"\")","v":""},{"$f":"IFERROR('Combined scenario - input'!C148,\"\")","v":""},{"$f":"IFERROR(repcalc('Combined scenario - input'!$CV148:$GH148,'Combined scenario - input'!$G148,'Combined scenario - input'!$E148,'Combined scenario - input'!$F148,20,TRUE,TRUE),\"\")","v":""},"","","","","","","","","","","","","","","","","","","",{"$f":"IFERROR(IF(OR(D163=\"\",'Combined scenario - input'!$D148=\"\"),\"\",D163/'Combined scenario - input'!$D148),\"\")","v":""},{"$f":"IFERROR(IF(OR(E163=\"\",'Combined scenario - input'!$D148=\"\"),\"\",E163/'Combined scenario - input'!$D148),\"\")","v":""},{"$f":"IFERROR(IF(OR(F163=\"\",'Combined scenario - input'!$D148=\"\"),\"\",F163/'Combined scenario - input'!$D148),\"\")","v":""},{"$f":"IFERROR(IF(OR(G163=\"\",'Combined scenario - input'!$D148=\"\"),\"\",G163/'Combined scenario - input'!$D148),\"\")","v":""},{"$f":"IFERROR(IF(OR(H163=\"\",'Combined scenario - input'!$D148=\"\"),\"\",H163/'Combined scenario - input'!$D148),\"\")","v":""},{"$f":"IFERROR(IF(OR(I163=\"\",'Combined scenario - input'!$D148=\"\"),\"\",I163/'Combined scenario - input'!$D148),\"\")","v":""},{"$f":"IFERROR(IF(OR(J163=\"\",'Combined scenario - input'!$D148=\"\"),\"\",J163/'Combined scenario - input'!$D148),\"\")","v":""},{"$f":"IFERROR(IF(OR(K163=\"\",'Combined scenario - input'!$D148=\"\"),\"\",K163/'Combined scenario - input'!$D148),\"\")","v":""},{"$f":"IFERROR(IF(OR(L163=\"\",'Combined scenario - input'!$D148=\"\"),\"\",L163/'Combined scenario - input'!$D148),\"\")","v":""},{"$f":"IFERROR(IF(OR(M163=\"\",'Combined scenario - input'!$D148=\"\"),\"\",M163/'Combined scenario - input'!$D148),\"\")","v":""},{"$f":"IFERROR(IF(OR(N163=\"\",'Combined scenario - input'!$D148=\"\"),\"\",N163/'Combined scenario - input'!$D148),\"\")","v":""},{"$f":"IFERROR(IF(OR(O163=\"\",'Combined scenario - input'!$D148=\"\"),\"\",O163/'Combined scenario - input'!$D148),\"\")","v":""},{"$f":"IFERROR(IF(OR(P163=\"\",'Combined scenario - input'!$D148=\"\"),\"\",P163/'Combined scenario - input'!$D148),\"\")","v":""},{"$f":"IFERROR(IF(OR(Q163=\"\",'Combined scenario - input'!$D148=\"\"),\"\",Q163/'Combined scenario - input'!$D148),\"\")","v":""},{"$f":"IFERROR(IF(OR(R163=\"\",'Combined scenario - input'!$D148=\"\"),\"\",R163/'Combined scenario - input'!$D148),\"\")","v":""},{"$f":"IFERROR(IF(OR(S163=\"\",'Combined scenario - input'!$D148=\"\"),\"\",S163/'Combined scenario - input'!$D148),\"\")","v":""},{"$f":"IFERROR(IF(OR(T163=\"\",'Combined scenario - input'!$D148=\"\"),\"\",T163/'Combined scenario - input'!$D148),\"\")","v":""},{"$f":"IFERROR(IF(OR(U163=\"\",'Combined scenario - input'!$D148=\"\"),\"\",U163/'Combined scenario - input'!$D148),\"\")","v":""},{"$f":"IFERROR(IF(OR(V163=\"\",'Combined scenario - input'!$D148=\"\"),\"\",V163/'Combined scenario - input'!$D148),\"\")","v":""},{"$f":"IFERROR(IF(OR(W163=\"\",'Combined scenario - input'!$D148=\"\"),\"\",W163/'Combined scenario - input'!$D148),\"\")","v":""}]
[{"$f":"IFERROR('Combined scenario - input'!A149,\"\")","v":""},{"$f":"IFERROR('Combined scenario - input'!B149,\"\")","v":""},{"$f":"IFERROR('Combined scenario - input'!C149,\"\")","v":""},{"$f":"IFERROR(repcalc('Combined scenario - input'!$CV149:$GH149,'Combined scenario - input'!$G149,'Combined scenario - input'!$E149,'Combined scenario - input'!$F149,20,TRUE,TRUE),\"\")","v":""},"","","","","","","","","","","","","","","","","","","",{"$f":"IFERROR(IF(OR(D164=\"\",'Combined scenario - input'!$D149=\"\"),\"\",D164/'Combined scenario - input'!$D149),\"\")","v":""},{"$f":"IFERROR(IF(OR(E164=\"\",'Combined scenario - input'!$D149=\"\"),\"\",E164/'Combined scenario - input'!$D149),\"\")","v":""},{"$f":"IFERROR(IF(OR(F164=\"\",'Combined scenario - input'!$D149=\"\"),\"\",F164/'Combined scenario - input'!$D149),\"\")","v":""},{"$f":"IFERROR(IF(OR(G164=\"\",'Combined scenario - input'!$D149=\"\"),\"\",G164/'Combined scenario - input'!$D149),\"\")","v":""},{"$f":"IFERROR(IF(OR(H164=\"\",'Combined scenario - input'!$D149=\"\"),\"\",H164/'Combined scenario - input'!$D149),\"\")","v":""},{"$f":"IFERROR(IF(OR(I164=\"\",'Combined scenario - input'!$D149=\"\"),\"\",I164/'Combined scenario - input'!$D149),\"\")","v":""},{"$f":"IFERROR(IF(OR(J164=\"\",'Combined scenario - input'!$D149=\"\"),\"\",J164/'Combined scenario - input'!$D149),\"\")","v":""},{"$f":"IFERROR(IF(OR(K164=\"\",'Combined scenario - input'!$D149=\"\"),\"\",K164/'Combined scenario - input'!$D149),\"\")","v":""},{"$f":"IFERROR(IF(OR(L164=\"\",'Combined scenario - input'!$D149=\"\"),\"\",L164/'Combined scenario - input'!$D149),\"\")","v":""},{"$f":"IFERROR(IF(OR(M164=\"\",'Combined scenario - input'!$D149=\"\"),\"\",M164/'Combined scenario - input'!$D149),\"\")","v":""},{"$f":"IFERROR(IF(OR(N164=\"\",'Combined scenario - input'!$D149=\"\"),\"\",N164/'Combined scenario - input'!$D149),\"\")","v":""},{"$f":"IFERROR(IF(OR(O164=\"\",'Combined scenario - input'!$D149=\"\"),\"\",O164/'Combined scenario - input'!$D149),\"\")","v":""},{"$f":"IFERROR(IF(OR(P164=\"\",'Combined scenario - input'!$D149=\"\"),\"\",P164/'Combined scenario - input'!$D149),\"\")","v":""},{"$f":"IFERROR(IF(OR(Q164=\"\",'Combined scenario - input'!$D149=\"\"),\"\",Q164/'Combined scenario - input'!$D149),\"\")","v":""},{"$f":"IFERROR(IF(OR(R164=\"\",'Combined scenario - input'!$D149=\"\"),\"\",R164/'Combined scenario - input'!$D149),\"\")","v":""},{"$f":"IFERROR(IF(OR(S164=\"\",'Combined scenario - input'!$D149=\"\"),\"\",S164/'Combined scenario - input'!$D149),\"\")","v":""},{"$f":"IFERROR(IF(OR(T164=\"\",'Combined scenario - input'!$D149=\"\"),\"\",T164/'Combined scenario - input'!$D149),\"\")","v":""},{"$f":"IFERROR(IF(OR(U164=\"\",'Combined scenario - input'!$D149=\"\"),\"\",U164/'Combined scenario - input'!$D149),\"\")","v":""},{"$f":"IFERROR(IF(OR(V164=\"\",'Combined scenario - input'!$D149=\"\"),\"\",V164/'Combined scenario - input'!$D149),\"\")","v":""},{"$f":"IFERROR(IF(OR(W164=\"\",'Combined scenario - input'!$D149=\"\"),\"\",W164/'Combined scenario - input'!$D149),\"\")","v":""}]
[{"$f":"IFERROR('Combined scenario - input'!A150,\"\")","v":""},{"$f":"IFERROR('Combined scenario - input'!B150,\"\")","v":""},{"$f":"IFERROR('Combined scenario - input'!C150,\"\")","v":""},{"$f":"IFERROR(repcalc('Combined scenario - input'!$CV150:$GH150,'Combined scenario - input'!$G150,'Combined scenario - input'!$E150,'Combined scenario - input'!$F150,20,TRUE,TRUE),\"\")","v":""},"","","","","","","","","","","","","","","","","","","",{"$f":"IFERROR(IF(OR(D165=\"\",'Combined scenario - input'!$D150=\"\"),\"\",D165/'Combined scenario - input'!$D150),\"\")","v":""},{"$f":"IFERROR(IF(OR(E165=\"\",'Combined scenario - input'!$D150=\"\"),\"\",E165/'Combined scenario - input'!$D150),\"\")","v":""},{"$f":"IFERROR(IF(OR(F165=\"\",'Combined scenario - input'!$D150=\"\"),\"\",F165/'Combined scenario - input'!$D150),\"\")","v":""},{"$f":"IFERROR(IF(OR(G165=\"\",'Combined scenario - input'!$D150=\"\"),\"\",G165/'Combined scenario - input'!$D150),\"\")","v":""},{"$f":"IFERROR(IF(OR(H165=\"\",'Combined scenario - input'!$D150=\"\"),\"\",H165/'Combined scenario - input'!$D150),\"\")","v":""},{"$f":"IFERROR(IF(OR(I165=\"\",'Combined scenario - input'!$D150=\"\"),\"\",I165/'Combined scenario - input'!$D150),\"\")","v":""},{"$f":"IFERROR(IF(OR(J165=\"\",'Combined scenario - input'!$D150=\"\"),\"\",J165/'Combined scenario - input'!$D150),\"\")","v":""},{"$f":"IFERROR(IF(OR(K165=\"\",'Combined scenario - input'!$D150=\"\"),\"\",K165/'Combined scenario - input'!$D150),\"\")","v":""},{"$f":"IFERROR(IF(OR(L165=\"\",'Combined scenario - input'!$D150=\"\"),\"\",L165/'Combined scenario - input'!$D150),\"\")","v":""},{"$f":"IFERROR(IF(OR(M165=\"\",'Combined scenario - input'!$D150=\"\"),\"\",M165/'Combined scenario - input'!$D150),\"\")","v":""},{"$f":"IFERROR(IF(OR(N165=\"\",'Combined scenario - input'!$D150=\"\"),\"\",N165/'Combined scenario - input'!$D150),\"\")","v":""},{"$f":"IFERROR(IF(OR(O165=\"\",'Combined scenario - input'!$D150=\"\"),\"\",O165/'Combined scenario - input'!$D150),\"\")","v":""},{"$f":"IFERROR(IF(OR(P165=\"\",'Combined scenario - input'!$D150=\"\"),\"\",P165/'Combined scenario - input'!$D150),\"\")","v":""},{"$f":"IFERROR(IF(OR(Q165=\"\",'Combined scenario - input'!$D150=\"\"),\"\",Q165/'Combined scenario - input'!$D150),\"\")","v":""},{"$f":"IFERROR(IF(OR(R165=\"\",'Combined scenario - input'!$D150=\"\"),\"\",R165/'Combined scenario - input'!$D150),\"\")","v":""},{"$f":"IFERROR(IF(OR(S165=\"\",'Combined scenario - input'!$D150=\"\"),\"\",S165/'Combined scenario - input'!$D150),\"\")","v":""},{"$f":"IFERROR(IF(OR(T165=\"\",'Combined scenario - input'!$D150=\"\"),\"\",T165/'Combined scenario - input'!$D150),\"\")","v":""},{"$f":"IFERROR(IF(OR(U165=\"\",'Combined scenario - input'!$D150=\"\"),\"\",U165/'Combined scenario - input'!$D150),\"\")","v":""},{"$f":"IFERROR(IF(OR(V165=\"\",'Combined scenario - input'!$D150=\"\"),\"\",V165/'Combined scenario - input'!$D150),\"\")","v":""},{"$f":"IFERROR(IF(OR(W165=\"\",'Combined scenario - input'!$D150=\"\"),\"\",W165/'Combined scenario - input'!$D150),\"\")","v":""}]
[{"$f":"IFERROR('Combined scenario - input'!A151,\"\")","v":""},{"$f":"IFERROR('Combined scenario - input'!B151,\"\")","v":""},{"$f":"IFERROR('Combined scenario - input'!C151,\"\")","v":""},{"$f":"IFERROR(repcalc('Combined scenario - input'!$CV151:$GH151,'Combined scenario - input'!$G151,'Combined scenario - input'!$E151,'Combined scenario - input'!$F151,20,TRUE,TRUE),\"\")","v":""},"","","","","","","","","","","","","","","","","","","",{"$f":"IFERROR(IF(OR(D166=\"\",'Combined scenario - input'!$D151=\"\"),\"\",D166/'Combined scenario - input'!$D151),\"\")","v":""},{"$f":"IFERROR(IF(OR(E166=\"\",'Combined scenario - input'!$D151=\"\"),\"\",E166/'Combined scenario - input'!$D151),\"\")","v":""},{"$f":"IFERROR(IF(OR(F166=\"\",'Combined scenario - input'!$D151=\"\"),\"\",F166/'Combined scenario - input'!$D151),\"\")","v":""},{"$f":"IFERROR(IF(OR(G166=\"\",'Combined scenario - input'!$D151=\"\"),\"\",G166/'Combined scenario - input'!$D151),\"\")","v":""},{"$f":"IFERROR(IF(OR(H166=\"\",'Combined scenario - input'!$D151=\"\"),\"\",H166/'Combined scenario - input'!$D151),\"\")","v":""},{"$f":"IFERROR(IF(OR(I166=\"\",'Combined scenario - input'!$D151=\"\"),\"\",I166/'Combined scenario - input'!$D151),\"\")","v":""},{"$f":"IFERROR(IF(OR(J166=\"\",'Combined scenario - input'!$D151=\"\"),\"\",J166/'Combined scenario - input'!$D151),\"\")","v":""},{"$f":"IFERROR(IF(OR(K166=\"\",'Combined scenario - input'!$D151=\"\"),\"\",K166/'Combined scenario - input'!$D151),\"\")","v":""},{"$f":"IFERROR(IF(OR(L166=\"\",'Combined scenario - input'!$D151=\"\"),\"\",L166/'Combined scenario - input'!$D151),\"\")","v":""},{"$f":"IFERROR(IF(OR(M166=\"\",'Combined scenario - input'!$D151=\"\"),\"\",M166/'Combined scenario - input'!$D151),\"\")","v":""},{"$f":"IFERROR(IF(OR(N166=\"\",'Combined scenario - input'!$D151=\"\"),\"\",N166/'Combined scenario - input'!$D151),\"\")","v":""},{"$f":"IFERROR(IF(OR(O166=\"\",'Combined scenario - input'!$D151=\"\"),\"\",O166/'Combined scenario - input'!$D151),\"\")","v":""},{"$f":"IFERROR(IF(OR(P166=\"\",'Combined scenario - input'!$D151=\"\"),\"\",P166/'Combined scenario - input'!$D151),\"\")","v":""},{"$f":"IFERROR(IF(OR(Q166=\"\",'Combined scenario - input'!$D151=\"\"),\"\",Q166/'Combined scenario - input'!$D151),\"\")","v":""},{"$f":"IFERROR(IF(OR(R166=\"\",'Combined scenario - input'!$D151=\"\"),\"\",R166/'Combined scenario - input'!$D151),\"\")","v":""},{"$f":"IFERROR(IF(OR(S166=\"\",'Combined scenario - input'!$D151=\"\"),\"\",S166/'Combined scenario - input'!$D151),\"\")","v":""},{"$f":"IFERROR(IF(OR(T166=\"\",'Combined scenario - input'!$D151=\"\"),\"\",T166/'Combined scenario - input'!$D151),\"\")","v":""},{"$f":"IFERROR(IF(OR(U166=\"\",'Combined scenario - input'!$D151=\"\"),\"\",U166/'Combined scenario - input'!$D151),\"\")","v":""},{"$f":"IFERROR(IF(OR(V166=\"\",'Combined scenario - input'!$D151=\"\"),\"\",V166/'Combined scenario - input'!$D151),\"\")","v":""},{"$f":"IFERROR(IF(OR(W166=\"\",'Combined scenario - input'!$D151=\"\"),\"\",W166/'Combined scenario - input'!$D151),\"\")","v":""}]
[{"$f":"IFERROR('Combined scenario - input'!A152,\"\")","v":""},{"$f":"IFERROR('Combined scenario - input'!B152,\"\")","v":""},{"$f":"IFERROR('Combined scenario - input'!C152,\"\")","v":""},{"$f":"IFERROR(repcalc('Combined scenario - input'!$CV152:$GH152,'Combined scenario - input'!$G152,'Combined scenario - input'!$E152,'Combined scenario - input'!$F152,20,TRUE,TRUE),\"\")","v":""},"","","","","","","","","","","","","","","","","","","",{"$f":"IFERROR(IF(OR(D167=\"\",'Combined scenario - input'!$D152=\"\"),\"\",D167/'Combined scenario - input'!$D152),\"\")","v":""},{"$f":"IFERROR(IF(OR(E167=\"\",'Combined scenario - input'!$D152=\"\"),\"\",E167/'Combined scenario - input'!$D152),\"\")","v":""},{"$f":"IFERROR(IF(OR(F167=\"\",'Combined scenario - input'!$D152=\"\"),\"\",F167/'Combined scenario - input'!$D152),\"\")","v":""},{"$f":"IFERROR(IF(OR(G167=\"\",'Combined scenario - input'!$D152=\"\"),\"\",G167/'Combined scenario - input'!$D152),\"\")","v":""},{"$f":"IFERROR(IF(OR(H167=\"\",'Combined scenario - input'!$D152=\"\"),\"\",H167/'Combined scenario - input'!$D152),\"\")","v":""},{"$f":"IFERROR(IF(OR(I167=\"\",'Combined scenario - input'!$D152=\"\"),\"\",I167/'Combined scenario - input'!$D152),\"\")","v":""},{"$f":"IFERROR(IF(OR(J167=\"\",'Combined scenario - input'!$D152=\"\"),\"\",J167/'Combined scenario - input'!$D152),\"\")","v":""},{"$f":"IFERROR(IF(OR(K167=\"\",'Combined scenario - input'!$D152=\"\"),\"\",K167/'Combined scenario - input'!$D152),\"\")","v":""},{"$f":"IFERROR(IF(OR(L167=\"\",'Combined scenario - input'!$D152=\"\"),\"\",L167/'Combined scenario - input'!$D152),\"\")","v":""},{"$f":"IFERROR(IF(OR(M167=\"\",'Combined scenario - input'!$D152=\"\"),\"\",M167/'Combined scenario - input'!$D152),\"\")","v":""},{"$f":"IFERROR(IF(OR(N167=\"\",'Combined scenario - input'!$D152=\"\"),\"\",N167/'Combined scenario - input'!$D152),\"\")","v":""},{"$f":"IFERROR(IF(OR(O167=\"\",'Combined scenario - input'!$D152=\"\"),\"\",O167/'Combined scenario - input'!$D152),\"\")","v":""},{"$f":"IFERROR(IF(OR(P167=\"\",'Combined scenario - input'!$D152=\"\"),\"\",P167/'Combined scenario - input'!$D152),\"\")","v":""},{"$f":"IFERROR(IF(OR(Q167=\"\",'Combined scenario - input'!$D152=\"\"),\"\",Q167/'Combined scenario - input'!$D152),\"\")","v":""},{"$f":"IFERROR(IF(OR(R167=\"\",'Combined scenario - input'!$D152=\"\"),\"\",R167/'Combined scenario - input'!$D152),\"\")","v":""},{"$f":"IFERROR(IF(OR(S167=\"\",'Combined scenario - input'!$D152=\"\"),\"\",S167/'Combined scenario - input'!$D152),\"\")","v":""},{"$f":"IFERROR(IF(OR(T167=\"\",'Combined scenario - input'!$D152=\"\"),\"\",T167/'Combined scenario - input'!$D152),\"\")","v":""},{"$f":"IFERROR(IF(OR(U167=\"\",'Combined scenario - input'!$D152=\"\"),\"\",U167/'Combined scenario - input'!$D152),\"\")","v":""},{"$f":"IFERROR(IF(OR(V167=\"\",'Combined scenario - input'!$D152=\"\"),\"\",V167/'Combined scenario - input'!$D152),\"\")","v":""},{"$f":"IFERROR(IF(OR(W167=\"\",'Combined scenario - input'!$D152=\"\"),\"\",W167/'Combined scenario - input'!$D152),\"\")","v":""}]
[{"$f":"IFERROR('Combined scenario - input'!A153,\"\")","v":""},{"$f":"IFERROR('Combined scenario - input'!B153,\"\")","v":""},{"$f":"IFERROR('Combined scenario - input'!C153,\"\")","v":""},{"$f":"IFERROR(repcalc('Combined scenario - input'!$CV153:$GH153,'Combined scenario - input'!$G153,'Combined scenario - input'!$E153,'Combined scenario - input'!$F153,20,TRUE,TRUE),\"\")","v":""},"","","","","","","","","","","","","","","","","","","",{"$f":"IFERROR(IF(OR(D168=\"\",'Combined scenario - input'!$D153=\"\"),\"\",D168/'Combined scenario - input'!$D153),\"\")","v":""},{"$f":"IFERROR(IF(OR(E168=\"\",'Combined scenario - input'!$D153=\"\"),\"\",E168/'Combined scenario - input'!$D153),\"\")","v":""},{"$f":"IFERROR(IF(OR(F168=\"\",'Combined scenario - input'!$D153=\"\"),\"\",F168/'Combined scenario - input'!$D153),\"\")","v":""},{"$f":"IFERROR(IF(OR(G168=\"\",'Combined scenario - input'!$D153=\"\"),\"\",G168/'Combined scenario - input'!$D153),\"\")","v":""},{"$f":"IFERROR(IF(OR(H168=\"\",'Combined scenario - input'!$D153=\"\"),\"\",H168/'Combined scenario - input'!$D153),\"\")","v":""},{"$f":"IFERROR(IF(OR(I168=\"\",'Combined scenario - input'!$D153=\"\"),\"\",I168/'Combined scenario - input'!$D153),\"\")","v":""},{"$f":"IFERROR(IF(OR(J168=\"\",'Combined scenario - input'!$D153=\"\"),\"\",J168/'Combined scenario - input'!$D153),\"\")","v":""},{"$f":"IFERROR(IF(OR(K168=\"\",'Combined scenario - input'!$D153=\"\"),\"\",K168/'Combined scenario - input'!$D153),\"\")","v":""},{"$f":"IFERROR(IF(OR(L168=\"\",'Combined scenario - input'!$D153=\"\"),\"\",L168/'Combined scenario - input'!$D153),\"\")","v":""},{"$f":"IFERROR(IF(OR(M168=\"\",'Combined scenario - input'!$D153=\"\"),\"\",M168/'Combined scenario - input'!$D153),\"\")","v":""},{"$f":"IFERROR(IF(OR(N168=\"\",'Combined scenario - input'!$D153=\"\"),\"\",N168/'Combined scenario - input'!$D153),\"\")","v":""},{"$f":"IFERROR(IF(OR(O168=\"\",'Combined scenario - input'!$D153=\"\"),\"\",O168/'Combined scenario - input'!$D153),\"\")","v":""},{"$f":"IFERROR(IF(OR(P168=\"\",'Combined scenario - input'!$D153=\"\"),\"\",P168/'Combined scenario - input'!$D153),\"\")","v":""},{"$f":"IFERROR(IF(OR(Q168=\"\",'Combined scenario - input'!$D153=\"\"),\"\",Q168/'Combined scenario - input'!$D153),\"\")","v":""},{"$f":"IFERROR(IF(OR(R168=\"\",'Combined scenario - input'!$D153=\"\"),\"\",R168/'Combined scenario - input'!$D153),\"\")","v":""},{"$f":"IFERROR(IF(OR(S168=\"\",'Combined scenario - input'!$D153=\"\"),\"\",S168/'Combined scenario - input'!$D153),\"\")","v":""},{"$f":"IFERROR(IF(OR(T168=\"\",'Combined scenario - input'!$D153=\"\"),\"\",T168/'Combined scenario - input'!$D153),\"\")","v":""},{"$f":"IFERROR(IF(OR(U168=\"\",'Combined scenario - input'!$D153=\"\"),\"\",U168/'Combined scenario - input'!$D153),\"\")","v":""},{"$f":"IFERROR(IF(OR(V168=\"\",'Combined scenario - input'!$D153=\"\"),\"\",V168/'Combined scenario - input'!$D153),\"\")","v":""},{"$f":"IFERROR(IF(OR(W168=\"\",'Combined scenario - input'!$D153=\"\"),\"\",W168/'Combined scenario - input'!$D153),\"\")","v":""}]
[{"$f":"IFERROR('Combined scenario - input'!A154,\"\")","v":""},{"$f":"IFERROR('Combined scenario - input'!B154,\"\")","v":""},{"$f":"IFERROR('Combined scenario - input'!C154,\"\")","v":""},{"$f":"IFERROR(repcalc('Combined scenario - input'!$CV154:$GH154,'Combined scenario - input'!$G154,'Combined scenario - input'!$E154,'Combined scenario - input'!$F154,20,TRUE,TRUE),\"\")","v":""},"","","","","","","","","","","","","","","","","","","",{"$f":"IFERROR(IF(OR(D169=\"\",'Combined scenario - input'!$D154=\"\"),\"\",D169/'Combined scenario - input'!$D154),\"\")","v":""},{"$f":"IFERROR(IF(OR(E169=\"\",'Combined scenario - input'!$D154=\"\"),\"\",E169/'Combined scenario - input'!$D154),\"\")","v":""},{"$f":"IFERROR(IF(OR(F169=\"\",'Combined scenario - input'!$D154=\"\"),\"\",F169/'Combined scenario - input'!$D154),\"\")","v":""},{"$f":"IFERROR(IF(OR(G169=\"\",'Combined scenario - input'!$D154=\"\"),\"\",G169/'Combined scenario - input'!$D154),\"\")","v":""},{"$f":"IFERROR(IF(OR(H169=\"\",'Combined scenario - input'!$D154=\"\"),\"\",H169/'Combined scenario - input'!$D154),\"\")","v":""},{"$f":"IFERROR(IF(OR(I169=\"\",'Combined scenario - input'!$D154=\"\"),\"\",I169/'Combined scenario - input'!$D154),\"\")","v":""},{"$f":"IFERROR(IF(OR(J169=\"\",'Combined scenario - input'!$D154=\"\"),\"\",J169/'Combined scenario - input'!$D154),\"\")","v":""},{"$f":"IFERROR(IF(OR(K169=\"\",'Combined scenario - input'!$D154=\"\"),\"\",K169/'Combined scenario - input'!$D154),\"\")","v":""},{"$f":"IFERROR(IF(OR(L169=\"\",'Combined scenario - input'!$D154=\"\"),\"\",L169/'Combined scenario - input'!$D154),\"\")","v":""},{"$f":"IFERROR(IF(OR(M169=\"\",'Combined scenario - input'!$D154=\"\"),\"\",M169/'Combined scenario - input'!$D154),\"\")","v":""},{"$f":"IFERROR(IF(OR(N169=\"\",'Combined scenario - input'!$D154=\"\"),\"\",N169/'Combined scenario - input'!$D154),\"\")","v":""},{"$f":"IFERROR(IF(OR(O169=\"\",'Combined scenario - input'!$D154=\"\"),\"\",O169/'Combined scenario - input'!$D154),\"\")","v":""},{"$f":"IFERROR(IF(OR(P169=\"\",'Combined scenario - input'!$D154=\"\"),\"\",P169/'Combined scenario - input'!$D154),\"\")","v":""},{"$f":"IFERROR(IF(OR(Q169=\"\",'Combined scenario - input'!$D154=\"\"),\"\",Q169/'Combined scenario - input'!$D154),\"\")","v":""},{"$f":"IFERROR(IF(OR(R169=\"\",'Combined scenario - input'!$D154=\"\"),\"\",R169/'Combined scenario - input'!$D154),\"\")","v":""},{"$f":"IFERROR(IF(OR(S169=\"\",'Combined scenario - input'!$D154=\"\"),\"\",S169/'Combined scenario - input'!$D154),\"\")","v":""},{"$f":"IFERROR(IF(OR(T169=\"\",'Combined scenario - input'!$D154=\"\"),\"\",T169/'Combined scenario - input'!$D154),\"\")","v":""},{"$f":"IFERROR(IF(OR(U169=\"\",'Combined scenario - input'!$D154=\"\"),\"\",U169/'Combined scenario - input'!$D154),\"\")","v":""},{"$f":"IFERROR(IF(OR(V169=\"\",'Combined scenario - input'!$D154=\"\"),\"\",V169/'Combined scenario - input'!$D154),\"\")","v":""},{"$f":"IFERROR(IF(OR(W169=\"\",'Combined scenario - input'!$D154=\"\"),\"\",W169/'Combined scenario - input'!$D154),\"\")","v":""}]
[{"$f":"IFERROR('Combined scenario - input'!A155,\"\")","v":""},{"$f":"IFERROR('Combined scenario - input'!B155,\"\")","v":""},{"$f":"IFERROR('Combined scenario - input'!C155,\"\")","v":""},{"$f":"IFERROR(repcalc('Combined scenario - input'!$CV155:$GH155,'Combined scenario - input'!$G155,'Combined scenario - input'!$E155,'Combined scenario - input'!$F155,20,TRUE,TRUE),\"\")","v":""},"","","","","","","","","","","","","","","","","","","",{"$f":"IFERROR(IF(OR(D170=\"\",'Combined scenario - input'!$D155=\"\"),\"\",D170/'Combined scenario - input'!$D155),\"\")","v":""},{"$f":"IFERROR(IF(OR(E170=\"\",'Combined scenario - input'!$D155=\"\"),\"\",E170/'Combined scenario - input'!$D155),\"\")","v":""},{"$f":"IFERROR(IF(OR(F170=\"\",'Combined scenario - input'!$D155=\"\"),\"\",F170/'Combined scenario - input'!$D155),\"\")","v":""},{"$f":"IFERROR(IF(OR(G170=\"\",'Combined scenario - input'!$D155=\"\"),\"\",G170/'Combined scenario - input'!$D155),\"\")","v":""},{"$f":"IFERROR(IF(OR(H170=\"\",'Combined scenario - input'!$D155=\"\"),\"\",H170/'Combined scenario - input'!$D155),\"\")","v":""},{"$f":"IFERROR(IF(OR(I170=\"\",'Combined scenario - input'!$D155=\"\"),\"\",I170/'Combined scenario - input'!$D155),\"\")","v":""},{"$f":"IFERROR(IF(OR(J170=\"\",'Combined scenario - input'!$D155=\"\"),\"\",J170/'Combined scenario - input'!$D155),\"\")","v":""},{"$f":"IFERROR(IF(OR(K170=\"\",'Combined scenario - input'!$D155=\"\"),\"\",K170/'Combined scenario - input'!$D155),\"\")","v":""},{"$f":"IFERROR(IF(OR(L170=\"\",'Combined scenario - input'!$D155=\"\"),\"\",L170/'Combined scenario - input'!$D155),\"\")","v":""},{"$f":"IFERROR(IF(OR(M170=\"\",'Combined scenario - input'!$D155=\"\"),\"\",M170/'Combined scenario - input'!$D155),\"\")","v":""},{"$f":"IFERROR(IF(OR(N170=\"\",'Combined scenario - input'!$D155=\"\"),\"\",N170/'Combined scenario - input'!$D155),\"\")","v":""},{"$f":"IFERROR(IF(OR(O170=\"\",'Combined scenario - input'!$D155=\"\"),\"\",O170/'Combined scenario - input'!$D155),\"\")","v":""},{"$f":"IFERROR(IF(OR(P170=\"\",'Combined scenario - input'!$D155=\"\"),\"\",P170/'Combined scenario - input'!$D155),\"\")","v":""},{"$f":"IFERROR(IF(OR(Q170=\"\",'Combined scenario - input'!$D155=\"\"),\"\",Q170/'Combined scenario - input'!$D155),\"\")","v":""},{"$f":"IFERROR(IF(OR(R170=\"\",'Combined scenario - input'!$D155=\"\"),\"\",R170/'Combined scenario - input'!$D155),\"\")","v":""},{"$f":"IFERROR(IF(OR(S170=\"\",'Combined scenario - input'!$D155=\"\"),\"\",S170/'Combined scenario - input'!$D155),\"\")","v":""},{"$f":"IFERROR(IF(OR(T170=\"\",'Combined scenario - input'!$D155=\"\"),\"\",T170/'Combined scenario - input'!$D155),\"\")","v":""},{"$f":"IFERROR(IF(OR(U170=\"\",'Combined scenario - input'!$D155=\"\"),\"\",U170/'Combined scenario - input'!$D155),\"\")","v":""},{"$f":"IFERROR(IF(OR(V170=\"\",'Combined scenario - input'!$D155=\"\"),\"\",V170/'Combined scenario - input'!$D155),\"\")","v":""},{"$f":"IFERROR(IF(OR(W170=\"\",'Combined scenario - input'!$D155=\"\"),\"\",W170/'Combined scenario - input'!$D155),\"\")","v":""}]
[{"$f":"IFERROR('Combined scenario - input'!A156,\"\")","v":""},{"$f":"IFERROR('Combined scenario - input'!B156,\"\")","v":""},{"$f":"IFERROR('Combined scenario - input'!C156,\"\")","v":""},{"$f":"IFERROR(repcalc('Combined scenario - input'!$CV156:$GH156,'Combined scenario - input'!$G156,'Combined scenario - input'!$E156,'Combined scenario - input'!$F156,20,TRUE,TRUE),\"\")","v":""},"","","","","","","","","","","","","","","","","","","",{"$f":"IFERROR(IF(OR(D171=\"\",'Combined scenario - input'!$D156=\"\"),\"\",D171/'Combined scenario - input'!$D156),\"\")","v":""},{"$f":"IFERROR(IF(OR(E171=\"\",'Combined scenario - input'!$D156=\"\"),\"\",E171/'Combined scenario - input'!$D156),\"\")","v":""},{"$f":"IFERROR(IF(OR(F171=\"\",'Combined scenario - input'!$D156=\"\"),\"\",F171/'Combined scenario - input'!$D156),\"\")","v":""},{"$f":"IFERROR(IF(OR(G171=\"\",'Combined scenario - input'!$D156=\"\"),\"\",G171/'Combined scenario - input'!$D156),\"\")","v":""},{"$f":"IFERROR(IF(OR(H171=\"\",'Combined scenario - input'!$D156=\"\"),\"\",H171/'Combined scenario - input'!$D156),\"\")","v":""},{"$f":"IFERROR(IF(OR(I171=\"\",'Combined scenario - input'!$D156=\"\"),\"\",I171/'Combined scenario - input'!$D156),\"\")","v":""},{"$f":"IFERROR(IF(OR(J171=\"\",'Combined scenario - input'!$D156=\"\"),\"\",J171/'Combined scenario - input'!$D156),\"\")","v":""},{"$f":"IFERROR(IF(OR(K171=\"\",'Combined scenario - input'!$D156=\"\"),\"\",K171/'Combined scenario - input'!$D156),\"\")","v":""},{"$f":"IFERROR(IF(OR(L171=\"\",'Combined scenario - input'!$D156=\"\"),\"\",L171/'Combined scenario - input'!$D156),\"\")","v":""},{"$f":"IFERROR(IF(OR(M171=\"\",'Combined scenario - input'!$D156=\"\"),\"\",M171/'Combined scenario - input'!$D156),\"\")","v":""},{"$f":"IFERROR(IF(OR(N171=\"\",'Combined scenario - input'!$D156=\"\"),\"\",N171/'Combined scenario - input'!$D156),\"\")","v":""},{"$f":"IFERROR(IF(OR(O171=\"\",'Combined scenario - input'!$D156=\"\"),\"\",O171/'Combined scenario - input'!$D156),\"\")","v":""},{"$f":"IFERROR(IF(OR(P171=\"\",'Combined scenario - input'!$D156=\"\"),\"\",P171/'Combined scenario - input'!$D156),\"\")","v":""},{"$f":"IFERROR(IF(OR(Q171=\"\",'Combined scenario - input'!$D156=\"\"),\"\",Q171/'Combined scenario - input'!$D156),\"\")","v":""},{"$f":"IFERROR(IF(OR(R171=\"\",'Combined scenario - input'!$D156=\"\"),\"\",R171/'Combined scenario - input'!$D156),\"\")","v":""},{"$f":"IFERROR(IF(OR(S171=\"\",'Combined scenario - input'!$D156=\"\"),\"\",S171/'Combined scenario - input'!$D156),\"\")","v":""},{"$f":"IFERROR(IF(OR(T171=\"\",'Combined scenario - input'!$D156=\"\"),\"\",T171/'Combined scenario - input'!$D156),\"\")","v":""},{"$f":"IFERROR(IF(OR(U171=\"\",'Combined scenario - input'!$D156=\"\"),\"\",U171/'Combined scenario - input'!$D156),\"\")","v":""},{"$f":"IFERROR(IF(OR(V171=\"\",'Combined scenario - input'!$D156=\"\"),\"\",V171/'Combined scenario - input'!$D156),\"\")","v":""},{"$f":"IFERROR(IF(OR(W171=\"\",'Combined scenario - input'!$D156=\"\"),\"\",W171/'Combined scenario - input'!$D156),\"\")","v":""}]
[{"$f":"IFERROR('Combined scenario - input'!A157,\"\")","v":""},{"$f":"IFERROR('Combined scenario - input'!B157,\"\")","v":""},{"$f":"IFERROR('Combined scenario - input'!C157,\"\")","v":""},{"$f":"IFERROR(repcalc('Combined scenario - input'!$CV157:$GH157,'Combined scenario - input'!$G157,'Combined scenario - input'!$E157,'Combined scenario - input'!$F157,20,TRUE,TRUE),\"\")","v":""},"","","","","","","","","","","","","","","","","","","",{"$f":"IFERROR(IF(OR(D172=\"\",'Combined scenario - input'!$D157=\"\"),\"\",D172/'Combined scenario - input'!$D157),\"\")","v":""},{"$f":"IFERROR(IF(OR(E172=\"\",'Combined scenario - input'!$D157=\"\"),\"\",E172/'Combined scenario - input'!$D157),\"\")","v":""},{"$f":"IFERROR(IF(OR(F172=\"\",'Combined scenario - input'!$D157=\"\"),\"\",F172/'Combined scenario - input'!$D157),\"\")","v":""},{"$f":"IFERROR(IF(OR(G172=\"\",'Combined scenario - input'!$D157=\"\"),\"\",G172/'Combined scenario - input'!$D157),\"\")","v":""},{"$f":"IFERROR(IF(OR(H172=\"\",'Combined scenario - input'!$D157=\"\"),\"\",H172/'Combined scenario - input'!$D157),\"\")","v":""},{"$f":"IFERROR(IF(OR(I172=\"\",'Combined scenario - input'!$D157=\"\"),\"\",I172/'Combined scenario - input'!$D157),\"\")","v":""},{"$f":"IFERROR(IF(OR(J172=\"\",'Combined scenario - input'!$D157=\"\"),\"\",J172/'Combined scenario - input'!$D157),\"\")","v":""},{"$f":"IFERROR(IF(OR(K172=\"\",'Combined scenario - input'!$D157=\"\"),\"\",K172/'Combined scenario - input'!$D157),\"\")","v":""},{"$f":"IFERROR(IF(OR(L172=\"\",'Combined scenario - input'!$D157=\"\"),\"\",L172/'Combined scenario - input'!$D157),\"\")","v":""},{"$f":"IFERROR(IF(OR(M172=\"\",'Combined scenario - input'!$D157=\"\"),\"\",M172/'Combined scenario - input'!$D157),\"\")","v":""},{"$f":"IFERROR(IF(OR(N172=\"\",'Combined scenario - input'!$D157=\"\"),\"\",N172/'Combined scenario - input'!$D157),\"\")","v":""},{"$f":"IFERROR(IF(OR(O172=\"\",'Combined scenario - input'!$D157=\"\"),\"\",O172/'Combined scenario - input'!$D157),\"\")","v":""},{"$f":"IFERROR(IF(OR(P172=\"\",'Combined scenario - input'!$D157=\"\"),\"\",P172/'Combined scenario - input'!$D157),\"\")","v":""},{"$f":"IFERROR(IF(OR(Q172=\"\",'Combined scenario - input'!$D157=\"\"),\"\",Q172/'Combined scenario - input'!$D157),\"\")","v":""},{"$f":"IFERROR(IF(OR(R172=\"\",'Combined scenario - input'!$D157=\"\"),\"\",R172/'Combined scenario - input'!$D157),\"\")","v":""},{"$f":"IFERROR(IF(OR(S172=\"\",'Combined scenario - input'!$D157=\"\"),\"\",S172/'Combined scenario - input'!$D157),\"\")","v":""},{"$f":"IFERROR(IF(OR(T172=\"\",'Combined scenario - input'!$D157=\"\"),\"\",T172/'Combined scenario - input'!$D157),\"\")","v":""},{"$f":"IFERROR(IF(OR(U172=\"\",'Combined scenario - input'!$D157=\"\"),\"\",U172/'Combined scenario - input'!$D157),\"\")","v":""},{"$f":"IFERROR(IF(OR(V172=\"\",'Combined scenario - input'!$D157=\"\"),\"\",V172/'Combined scenario - input'!$D157),\"\")","v":""},{"$f":"IFERROR(IF(OR(W172=\"\",'Combined scenario - input'!$D157=\"\"),\"\",W172/'Combined scenario - input'!$D157),\"\")","v":""}]
[{"$f":"IFERROR('Combined scenario - input'!A158,\"\")","v":""},{"$f":"IFERROR('Combined scenario - input'!B158,\"\")","v":""},{"$f":"IFERROR('Combined scenario - input'!C158,\"\")","v":""},{"$f":"IFERROR(repcalc('Combined scenario - input'!$CV158:$GH158,'Combined scenario - input'!$G158,'Combined scenario - input'!$E158,'Combined scenario - input'!$F158,20,TRUE,TRUE),\"\")","v":""},"","","","","","","","","","","","","","","","","","","",{"$f":"IFERROR(IF(OR(D173=\"\",'Combined scenario - input'!$D158=\"\"),\"\",D173/'Combined scenario - input'!$D158),\"\")","v":""},{"$f":"IFERROR(IF(OR(E173=\"\",'Combined scenario - input'!$D158=\"\"),\"\",E173/'Combined scenario - input'!$D158),\"\")","v":""},{"$f":"IFERROR(IF(OR(F173=\"\",'Combined scenario - input'!$D158=\"\"),\"\",F173/'Combined scenario - input'!$D158),\"\")","v":""},{"$f":"IFERROR(IF(OR(G173=\"\",'Combined scenario - input'!$D158=\"\"),\"\",G173/'Combined scenario - input'!$D158),\"\")","v":""},{"$f":"IFERROR(IF(OR(H173=\"\",'Combined scenario - input'!$D158=\"\"),\"\",H173/'Combined scenario - input'!$D158),\"\")","v":""},{"$f":"IFERROR(IF(OR(I173=\"\",'Combined scenario - input'!$D158=\"\"),\"\",I173/'Combined scenario - input'!$D158),\"\")","v":""},{"$f":"IFERROR(IF(OR(J173=\"\",'Combined scenario - input'!$D158=\"\"),\"\",J173/'Combined scenario - input'!$D158),\"\")","v":""},{"$f":"IFERROR(IF(OR(K173=\"\",'Combined scenario - input'!$D158=\"\"),\"\",K173/'Combined scenario - input'!$D158),\"\")","v":""},{"$f":"IFERROR(IF(OR(L173=\"\",'Combined scenario - input'!$D158=\"\"),\"\",L173/'Combined scenario - input'!$D158),\"\")","v":""},{"$f":"IFERROR(IF(OR(M173=\"\",'Combined scenario - input'!$D158=\"\"),\"\",M173/'Combined scenario - input'!$D158),\"\")","v":""},{"$f":"IFERROR(IF(OR(N173=\"\",'Combined scenario - input'!$D158=\"\"),\"\",N173/'Combined scenario - input'!$D158),\"\")","v":""},{"$f":"IFERROR(IF(OR(O173=\"\",'Combined scenario - input'!$D158=\"\"),\"\",O173/'Combined scenario - input'!$D158),\"\")","v":""},{"$f":"IFERROR(IF(OR(P173=\"\",'Combined scenario - input'!$D158=\"\"),\"\",P173/'Combined scenario - input'!$D158),\"\")","v":""},{"$f":"IFERROR(IF(OR(Q173=\"\",'Combined scenario - input'!$D158=\"\"),\"\",Q173/'Combined scenario - input'!$D158),\"\")","v":""},{"$f":"IFERROR(IF(OR(R173=\"\",'Combined scenario - input'!$D158=\"\"),\"\",R173/'Combined scenario - input'!$D158),\"\")","v":""},{"$f":"IFERROR(IF(OR(S173=\"\",'Combined scenario - input'!$D158=\"\"),\"\",S173/'Combined scenario - input'!$D158),\"\")","v":""},{"$f":"IFERROR(IF(OR(T173=\"\",'Combined scenario - input'!$D158=\"\"),\"\",T173/'Combined scenario - input'!$D158),\"\")","v":""},{"$f":"IFERROR(IF(OR(U173=\"\",'Combined scenario - input'!$D158=\"\"),\"\",U173/'Combined scenario - input'!$D158),\"\")","v":""},{"$f":"IFERROR(IF(OR(V173=\"\",'Combined scenario - input'!$D158=\"\"),\"\",V173/'Combined scenario - input'!$D158),\"\")","v":""},{"$f":"IFERROR(IF(OR(W173=\"\",'Combined scenario - input'!$D158=\"\"),\"\",W173/'Combined scenario - input'!$D158),\"\")","v":""}]
[{"$f":"IFERROR('Combined scenario - input'!A159,\"\")","v":""},{"$f":"IFERROR('Combined scenario - input'!B159,\"\")","v":""},{"$f":"IFERROR('Combined scenario - input'!C159,\"\")","v":""},{"$f":"IFERROR(repcalc('Combined scenario - input'!$CV159:$GH159,'Combined scenario - input'!$G159,'Combined scenario - input'!$E159,'Combined scenario - input'!$F159,20,TRUE,TRUE),\"\")","v":""},"","","","","","","","","","","","","","","","","","","",{"$f":"IFERROR(IF(OR(D174=\"\",'Combined scenario - input'!$D159=\"\"),\"\",D174/'Combined scenario - input'!$D159),\"\")","v":""},{"$f":"IFERROR(IF(OR(E174=\"\",'Combined scenario - input'!$D159=\"\"),\"\",E174/'Combined scenario - input'!$D159),\"\")","v":""},{"$f":"IFERROR(IF(OR(F174=\"\",'Combined scenario - input'!$D159=\"\"),\"\",F174/'Combined scenario - input'!$D159),\"\")","v":""},{"$f":"IFERROR(IF(OR(G174=\"\",'Combined scenario - input'!$D159=\"\"),\"\",G174/'Combined scenario - input'!$D159),\"\")","v":""},{"$f":"IFERROR(IF(OR(H174=\"\",'Combined scenario - input'!$D159=\"\"),\"\",H174/'Combined scenario - input'!$D159),\"\")","v":""},{"$f":"IFERROR(IF(OR(I174=\"\",'Combined scenario - input'!$D159=\"\"),\"\",I174/'Combined scenario - input'!$D159),\"\")","v":""},{"$f":"IFERROR(IF(OR(J174=\"\",'Combined scenario - input'!$D159=\"\"),\"\",J174/'Combined scenario - input'!$D159),\"\")","v":""},{"$f":"IFERROR(IF(OR(K174=\"\",'Combined scenario - input'!$D159=\"\"),\"\",K174/'Combined scenario - input'!$D159),\"\")","v":""},{"$f":"IFERROR(IF(OR(L174=\"\",'Combined scenario - input'!$D159=\"\"),\"\",L174/'Combined scenario - input'!$D159),\"\")","v":""},{"$f":"IFERROR(IF(OR(M174=\"\",'Combined scenario - input'!$D159=\"\"),\"\",M174/'Combined scenario - input'!$D159),\"\")","v":""},{"$f":"IFERROR(IF(OR(N174=\"\",'Combined scenario - input'!$D159=\"\"),\"\",N174/'Combined scenario - input'!$D159),\"\")","v":""},{"$f":"IFERROR(IF(OR(O174=\"\",'Combined scenario - input'!$D159=\"\"),\"\",O174/'Combined scenario - input'!$D159),\"\")","v":""},{"$f":"IFERROR(IF(OR(P174=\"\",'Combined scenario - input'!$D159=\"\"),\"\",P174/'Combined scenario - input'!$D159),\"\")","v":""},{"$f":"IFERROR(IF(OR(Q174=\"\",'Combined scenario - input'!$D159=\"\"),\"\",Q174/'Combined scenario - input'!$D159),\"\")","v":""},{"$f":"IFERROR(IF(OR(R174=\"\",'Combined scenario - input'!$D159=\"\"),\"\",R174/'Combined scenario - input'!$D159),\"\")","v":""},{"$f":"IFERROR(IF(OR(S174=\"\",'Combined scenario - input'!$D159=\"\"),\"\",S174/'Combined scenario - input'!$D159),\"\")","v":""},{"$f":"IFERROR(IF(OR(T174=\"\",'Combined scenario - input'!$D159=\"\"),\"\",T174/'Combined scenario - input'!$D159),\"\")","v":""},{"$f":"IFERROR(IF(OR(U174=\"\",'Combined scenario - input'!$D159=\"\"),\"\",U174/'Combined scenario - input'!$D159),\"\")","v":""},{"$f":"IFERROR(IF(OR(V174=\"\",'Combined scenario - input'!$D159=\"\"),\"\",V174/'Combined scenario - input'!$D159),\"\")","v":""},{"$f":"IFERROR(IF(OR(W174=\"\",'Combined scenario - input'!$D159=\"\"),\"\",W174/'Combined scenario - input'!$D159),\"\")","v":""}]
[{"$f":"IFERROR('Combined scenario - input'!A160,\"\")","v":""},{"$f":"IFERROR('Combined scenario - input'!B160,\"\")","v":""},{"$f":"IFERROR('Combined scenario - input'!C160,\"\")","v":""},{"$f":"IFERROR(repcalc('Combined scenario - input'!$CV160:$GH160,'Combined scenario - input'!$G160,'Combined scenario - input'!$E160,'Combined scenario - input'!$F160,20,TRUE,TRUE),\"\")","v":""},"","","","","","","","","","","","","","","","","","","",{"$f":"IFERROR(IF(OR(D175=\"\",'Combined scenario - input'!$D160=\"\"),\"\",D175/'Combined scenario - input'!$D160),\"\")","v":""},{"$f":"IFERROR(IF(OR(E175=\"\",'Combined scenario - input'!$D160=\"\"),\"\",E175/'Combined scenario - input'!$D160),\"\")","v":""},{"$f":"IFERROR(IF(OR(F175=\"\",'Combined scenario - input'!$D160=\"\"),\"\",F175/'Combined scenario - input'!$D160),\"\")","v":""},{"$f":"IFERROR(IF(OR(G175=\"\",'Combined scenario - input'!$D160=\"\"),\"\",G175/'Combined scenario - input'!$D160),\"\")","v":""},{"$f":"IFERROR(IF(OR(H175=\"\",'Combined scenario - input'!$D160=\"\"),\"\",H175/'Combined scenario - input'!$D160),\"\")","v":""},{"$f":"IFERROR(IF(OR(I175=\"\",'Combined scenario - input'!$D160=\"\"),\"\",I175/'Combined scenario - input'!$D160),\"\")","v":""},{"$f":"IFERROR(IF(OR(J175=\"\",'Combined scenario - input'!$D160=\"\"),\"\",J175/'Combined scenario - input'!$D160),\"\")","v":""},{"$f":"IFERROR(IF(OR(K175=\"\",'Combined scenario - input'!$D160=\"\"),\"\",K175/'Combined scenario - input'!$D160),\"\")","v":""},{"$f":"IFERROR(IF(OR(L175=\"\",'Combined scenario - input'!$D160=\"\"),\"\",L175/'Combined scenario - input'!$D160),\"\")","v":""},{"$f":"IFERROR(IF(OR(M175=\"\",'Combined scenario - input'!$D160=\"\"),\"\",M175/'Combined scenario - input'!$D160),\"\")","v":""},{"$f":"IFERROR(IF(OR(N175=\"\",'Combined scenario - input'!$D160=\"\"),\"\",N175/'Combined scenario - input'!$D160),\"\")","v":""},{"$f":"IFERROR(IF(OR(O175=\"\",'Combined scenario - input'!$D160=\"\"),\"\",O175/'Combined scenario - input'!$D160),\"\")","v":""},{"$f":"IFERROR(IF(OR(P175=\"\",'Combined scenario - input'!$D160=\"\"),\"\",P175/'Combined scenario - input'!$D160),\"\")","v":""},{"$f":"IFERROR(IF(OR(Q175=\"\",'Combined scenario - input'!$D160=\"\"),\"\",Q175/'Combined scenario - input'!$D160),\"\")","v":""},{"$f":"IFERROR(IF(OR(R175=\"\",'Combined scenario - input'!$D160=\"\"),\"\",R175/'Combined scenario - input'!$D160),\"\")","v":""},{"$f":"IFERROR(IF(OR(S175=\"\",'Combined scenario - input'!$D160=\"\"),\"\",S175/'Combined scenario - input'!$D160),\"\")","v":""},{"$f":"IFERROR(IF(OR(T175=\"\",'Combined scenario - input'!$D160=\"\"),\"\",T175/'Combined scenario - input'!$D160),\"\")","v":""},{"$f":"IFERROR(IF(OR(U175=\"\",'Combined scenario - input'!$D160=\"\"),\"\",U175/'Combined scenario - input'!$D160),\"\")","v":""},{"$f":"IFERROR(IF(OR(V175=\"\",'Combined scenario - input'!$D160=\"\"),\"\",V175/'Combined scenario - input'!$D160),\"\")","v":""},{"$f":"IFERROR(IF(OR(W175=\"\",'Combined scenario - input'!$D160=\"\"),\"\",W175/'Combined scenario - input'!$D160),\"\")","v":""}]