{"text_format":"1","workbook":"xlsx","n_sheets":8,"sheets":["Historical scenario - input","Historical scenario - output","Cost scenario - input","Cost scenario - output","Lives scenario - input","Lives scenario - output","Combined scenario - input","Combined scenario - output"],"not_rendered":{"charts":0,"images":0,"macros":1,"external_links":0,"defined_names":1,"comments":0,"pivot_tables":0},"unopened":[],"bounds":{"document_bytes":16777216,"sheet_cells":100000,"rows_first":2000,"rows_last":500,"rows_between":2000,"halvings":0,"cell_chars":16384,"cell_head_chars":4096},"cells_cut":0,"cells_raw":0,"read":"whole","date_system":"1900"}

{"sheet":"Historical scenario - input","index":0,"n_rows":190,"n_cols":190,"rows_kept":190,"cut":false,"hidden":false,"merged":[[2,3,3,3],[2,4,3,5],[2,6,3,6]]}
[null,"Unit cost - historical","Calibration period: 2014-15 to 2017-18"]
[null,"Replacement lives - calibrated"]
[null,null,null,"Unit cost","Replacement \nlife",null,"Method","Volume",null,null,null,null,null,null,null,null,null,null,null,null,null,null,null,null,null,null,null,null,null,null,null,null,null,null,null,null,null,null,null,null,null,null,null,null,null,null,null,null,null,null,null,null,null,null,null,null,null,null,null,null,null,null,null,null,null,null,null,null,null,null,null,null,null,null,null,null,null,null,null,null,null,null,null,null,null,null,null,null,null,null,null,null,null,null,null,null,null,null,null,"Replacement Cost (NOT depreciated)"]
[null,null,null,null,null,null,null,"Installation date",null,null,null,null,null,null,null,null,null,null,null,null,null,null,null,null,null,null,null,null,null,null,null,null,null,null,null,null,null,null,null,null,null,null,null,null,null,null,null,null,null,null,null,null,null,null,null,null,null,null,null,null,null,null,null,null,null,null,null,null,null,null,null,null,null,null,null,null,null,null,null,null,null,null,null,null,null,null,null,null,null,null,null,null,null,null,null,null,null,null,null,"Installation date"]
["ID","Asset group","Asset category","$ ('000)","μ","σ","#",2018,2017,2016,2015,2014,2013,2012,2011,2010,2009,2008,2007,2006,2005,2004,2003,2002,2001,2000,1999,1998,1997,1996,1995,1994,1993,1992,1991,1990,1989,1988,1987,1986,1985,1984,1983,1982,1981,1980,1979,1978,1977,1976,1975,1974,1973,1972,1971,1970,1969,1968,1967,1966,1965,1964,1963,1962,1961,1960,1959,1958,1957,1956,1955,1954,1953,1952,1951,1950,1949,1948,1947,1946,1945,1944,1943,1942,1941,1940,1939,1938,1937,1936,1935,1934,1933,1932,1931,1930,1929,1928,null,2018,2017,2016,2015,2014,2013,2012,2011,2010,2009,2008,2007,2006,2005,2004,2003,2002,2001,2000,1999,1998,1997,1996,1995,1994,1993,1992,1991,1990,1989,1988,1987,1986,1985,1984,1983,1982,1981,1980,1979,1978,1977,1976,1975,1974,1973,1972,1971,1970,1969,1968,1967,1966,1965,1964,1963,1962,1961,1960,1959,1958,1957,1956,1955,1954,1953,1952,1951,1950,1949,1948,1947,1946,1945,1944,1943,1942,1941,1940,1939,1938,1937,1936,1935,1934,1933,1932,1931,1930,1929,1928]
[1,"OVERHEAD CONDUCTORS","˂ = 1 kv",45.901083489375743,74.112411996723409,8.6088566021698494,2,38,65,70,91,138,105,148,156,127,138,121,104,118,105,87,101,71,64,70,59,48,54,52,65,65,46,39,87,99,92,68,105,101,116,95,87,167,162,338,218,146,148,150,163,267,171,281,191,227,307,424,346,508,514,532,856,510,457,594,538,288,357,364,103,59,51,40,56,22,41,20,6,10,23,40,0,0,0,52,0,0,0,0,0,0,0,0,0,0,0,76,null,1744.2411725962781,2983.5704268094232,3213.0758442563019,4176.9985975331929,6334.3495215338526,4819.6137663844529,6793.36035642761,7160.5690243426161,5829.437603150719,6334.3495215338526,5554.0311022144651,4773.7126828950777,5416.3278517463377,4819.6137663844529,3993.3942635756898,4636.0094324269503,3258.9769277456776,2937.6693433200476,3213.0758442563019,2708.1639258731689,2203.2520074900358,2478.6585084262902,2386.8563414475389,2983.5704268094232,2983.5704268094232,2111.449840511284,1790.142256085654,3993.3942635756898,4544.207265448199,4222.8996810225681,3121.2736772775506,4819.6137663844529,4636.0094324269503,5324.5256847675864,4360.6029314906955,3993.3942635756898,7665.4809427257487,7435.97552527887,15514.566219409002,10006.436200683913,6701.5581894488587,6793.36035642761,6885.1625234063613,7481.8766087682461,12255.589291663324,7849.0852766832522,12898.204460514584,8767.1069464707671,10419.545952088294,14091.632631238353,19462.059399495316,15881.774887324007,23317.750412602876,23593.156913539133,24419.376416347895,39291.327466905634,23409.552579581628,20976.795154644715,27265.243592689192,24694.782917284148,13219.512044940215,16386.686805707141,16707.994390132772,4727.8115994057016,2708.1639258731689,2340.9552579581627,1836.0433395750297,2570.4606754050415,1009.8238367662664,1881.9444230644056,918.02166978751484,275.40650093625447,459.01083489375742,1055.724920255642,1836.0433395750297,0,0,0,2386.8563414475389,0,0,0,0,0,0,0,0,0,0,0,3488.4823451925563]
[1,"OVERHEAD CONDUCTORS","˃ 11 kv & < = 22 kv ; multiple-phase",113.90821843012708,66.096912251156212,8.1300007534536061,2,0,0,0,0,0,0,0,0,0,0,0,0,0,0,1,3,5,0,1,0,1,0,0,3,0,0,0,0,0,2,0,0,0,0,0,0,0,0,0,0,0,0,0,0,2,2,0,0,25,0,0,0,0,0,12,0,0,0,0,0,0,0,0,0,0,0,0,0,0,0,0,0,0,0,0,0,0,0,0,0,0,0,0,0,0,0,0,0,0,0,0,null,0,0,0,0,0,0,0,0,0,0,0,0,0,0,113.90821843012708,341.72465529038124,569.54109215063545,0,113.90821843012708,0,113.90821843012708,0,0,341.72465529038124,0,0,0,0,0,227.81643686025416,0,0,0,0,0,0,0,0,0,0,0,0,0,0,227.81643686025416,227.81643686025416,0,0,2847.7054607531768,0,0,0,0,0,1366.8986211615249,0,0,0,0,0,0,0,0,0,0,0,0,0,0,0,0,0,0,0,0,0,0,0,0,0,0,0,0,0,0,0,0,0,0,0,0]
[1,"OVERHEAD CONDUCTORS","˃ 11 kv & < = 22 kv ; single-phase",113.90821843012708,66.096912251156212,8.1300007534536061,2,0,0,0,0,0,0,0,0,0,4,0,0,0,2,6,0,0,2,11,3,4,1,0,0,0,0,0,1,1,0,1,0,0,0,0,1,1,0,1,0,0,0,0,0,6,6,7,6,4,0,0,0,0,0,0,0,0,0,0,0,0,0,0,0,0,0,0,0,0,0,0,0,0,0,0,0,0,0,0,0,0,0,0,0,0,0,0,0,0,0,0,null,0,0,0,0,0,0,0,0,0,455.63287372050831,0,0,0,227.81643686025416,683.44931058076247,0,0,227.81643686025416,1252.9904027313978,341.72465529038124,455.63287372050831,113.90821843012708,0,0,0,0,0,113.90821843012708,113.90821843012708,0,113.90821843012708,0,0,0,0,113.90821843012708,113.90821843012708,0,113.90821843012708,0,0,0,0,0,683.44931058076247,683.44931058076247,797.35752901088949,683.44931058076247,455.63287372050831,0,0,0,0,0,0,0,0,0,0,0,0,0,0,0,0,0,0,0,0,0,0,0,0,0,0,0,0,0,0,0,0,0,0,0,0,0,0,0,0,0,0]
[1,"OVERHEAD CONDUCTORS","˃ 11 kv & < = 22 kv ; swer",113.90821843012708,66.096912251156212,8.1300007534536061,2,0,0,0,0,0,0,7,0,0,0,0,0,0,0,0,0,0,0,0,0,0,0,0,0,0,0,0,0,1,0,0,0,0,38,2,0,0,0,0,0,0,2,0,0,4,0,0,1,1,0,0,0,0,0,0,11,6,0,0,0,0,43,0,0,0,0,0,0,0,0,0,0,0,0,0,0,0,0,0,0,0,0,0,0,0,0,0,0,0,0,0,null,0,0,0,0,0,0,797.35752901088949,0,0,0,0,0,0,0,0,0,0,0,0,0,0,0,0,0,0,0,0,0,113.90821843012708,0,0,0,0,4328.5123003448289,227.81643686025416,0,0,0,0,0,0,227.81643686025416,0,0,455.63287372050831,0,0,113.90821843012708,113.90821843012708,0,0,0,0,0,0,1252.9904027313978,683.44931058076247,0,0,0,0,4898.0533924954643,0,0,0,0,0,0,0,0,0,0,0,0,0,0,0,0,0,0,0,0,0,0,0,0,0,0,0,0,0]
[1,"OVERHEAD CONDUCTORS","> 1 kv & < = 11 kv",44.155684697998034,61.177628665792007,7.8216129197111259,2,210,161,193,114,162,162,131,168,143,163,128,138,118,178,105,134,116,119,154,131,99,69,62,62,62,56,52,77,83,70,64,83,96,82,56,56,110,102,261,172,120,169,147,137,193,226,333,185,166,310,328,246,249,287,203,494,177,281,202,194,99,83,139,16,31,13,27,1,0,0,0,10,0,0,0,0,0,0,10,0,0,0,0,0,0,0,0,0,0,0,1,null,9272.6937865795862,7109.0652363776835,8522.0471467136213,5033.7480555717757,7153.2209210756819,7153.2209210756819,5784.3946954377425,7418.1550292636693,6314.2629118137183,7197.3766057736793,5651.9276413437483,6093.4844883237283,5210.3707943637683,7859.7118762436503,4636.3468932897931,5916.8617495317367,5122.0594249677715,5254.5264790617657,6799.9754434916968,5784.3946954377425,4371.4127851018056,3046.7422441618642,2737.6524512758779,2737.6524512758779,2737.6524512758779,2472.7183430878899,2296.0956042958978,3399.9877217458484,3664.9218299338368,3090.8979288598625,2825.9638206718741,3664.9218299338368,4238.9457310078114,3620.7661452358388,2472.7183430878899,2472.7183430878899,4857.125316779784,4503.8798391957998,11524.633706177487,7594.7777680556619,5298.6821637597641,7462.3107139616677,6490.8856506057109,6049.3288036257309,8522.0471467136213,9979.1847417475565,14703.843004433345,8168.8016691296361,7329.8436598676735,13688.26225637939,14483.064580943355,10862.298435707517,10994.76548980151,12672.681508325435,8963.6039936936013,21812.90824081103,7815.5561915456519,12407.747400137447,8919.4483089956029,8566.2028314116178,4371.4127851018056,3664.9218299338368,6137.6401730217267,706.49095516796854,1368.8262256379389,574.02390107397446,1192.2034868459468,44.155684697998034,0,0,0,441.55684697998032,0,0,0,0,0,0,441.55684697998032,0,0,0,0,0,0,0,0,0,0,0,44.155684697998034]
[1,"OVERHEAD CONDUCTORS","> 22 kv & < = 66 kv",113.90821843012708,66.096912251156212,8.1300007534536061,2,7,41,11,6,13,32,21,49,70,21,59,34,79,32,6,16,19,21,13,3,25,2,7,5,27,2,21,2,15,6,1,1,1,22,8,12,26,42,70,16,10,38,19,12,21,7,16,13,23,59,95,48,10,129,74,87,26,25,83,0,0,3,20,11,5,3,10,0,0,0,0,0,0,0,0,0,0,0,0,0,0,0,0,0,0,0,0,0,0,0,0,null,797.35752901088949,4670.2369556352105,1252.9904027313978,683.44931058076247,1480.8068395916521,3645.0629897640665,2392.0725870326687,5581.5027030762267,7973.5752901088954,2392.0725870326687,6720.5848873774976,3872.8794266243208,8998.7492559800394,3645.0629897640665,683.44931058076247,1822.5314948820333,2164.2561501724144,2392.0725870326687,1480.8068395916521,341.72465529038124,2847.7054607531768,227.81643686025416,797.35752901088949,569.54109215063545,3075.5218976134311,227.81643686025416,2392.0725870326687,227.81643686025416,1708.6232764519061,683.44931058076247,113.90821843012708,113.90821843012708,113.90821843012708,2505.9808054627956,911.26574744101663,1366.8986211615249,2961.6136791833042,4784.1451740653374,7973.5752901088954,1822.5314948820333,1139.0821843012709,4328.5123003448289,2164.2561501724144,1366.8986211615249,2392.0725870326687,797.35752901088949,1822.5314948820333,1480.8068395916521,2619.889023892923,6720.5848873774976,10821.280750862072,5467.5944846460998,1139.0821843012709,14694.160177486394,8429.2081638294039,9910.0150034210565,2961.6136791833042,2847.7054607531768,9454.382129700547,0,0,341.72465529038124,2278.1643686025418,1252.9904027313978,569.54109215063545,341.72465529038124,1139.0821843012709,0,0,0,0,0,0,0,0,0,0,0,0,0,0,0,0,0,0,0,0,0,0,0,0]
[1,"OVERHEAD CONDUCTORS","> 66 kv & < = 132 kv",113.90821843012708,66.096912251156212,8.1300007534536061,2,0,6,3,16,49,12,21,74,19,0,10,8,0,4,11,19,14,4,4,0,5,2,0,35,0,0,0,0,0,0,6,4,5,51,0,9,16,2,1,29,29,21,0,13,27,25,32,4,4,13,116,9,0,15,48,43,10,53,188,0,0,0,12,0,0,0,0,0,0,0,0,0,0,0,0,0,0,0,0,0,0,0,0,0,0,0,0,0,0,0,0,null,0,683.44931058076247,341.72465529038124,1822.5314948820333,5581.5027030762267,1366.8986211615249,2392.0725870326687,8429.2081638294039,2164.2561501724144,0,1139.0821843012709,911.26574744101663,0,455.63287372050831,1252.9904027313978,2164.2561501724144,1594.715058021779,455.63287372050831,455.63287372050831,0,569.54109215063545,227.81643686025416,0,3986.7876450544477,0,0,0,0,0,0,683.44931058076247,455.63287372050831,569.54109215063545,5809.3191399364814,0,1025.1739658711438,1822.5314948820333,227.81643686025416,113.90821843012708,3303.3383344736853,3303.3383344736853,2392.0725870326687,0,1480.8068395916521,3075.5218976134311,2847.7054607531768,3645.0629897640665,455.63287372050831,455.63287372050831,1480.8068395916521,13213.353337894741,1025.1739658711438,0,1708.6232764519061,5467.5944846460998,4898.0533924954643,1139.0821843012709,6037.1355767967352,21414.745064863891,0,0,0,1366.8986211615249,0,0,0,0,0,0,0,0,0,0,0,0,0,0,0,0,0,0,0,0,0,0,0,0,0,0,0,0]
[2,"POLES","˂ = 1 kv ; concrete",10.717894859610777,59.426244521115471,7.7088419701739559,2,17,5,1,2,14,58,48,28,24,2,7,6,12,4,14,11,3,10,7,1,1,0,23,18,42,3,60,13,46,0,0,2,25,7,0,0,3,2,0,0,0,0,0,1,0,21,6,4,3,0,0,0,0,0,8,0,1,17,9,0,1,0,0,0,0,0,0,0,0,0,0,0,0,0,0,0,0,0,0,0,0,0,0,0,0,0,0,0,0,0,0,null,182.20421261338319,53.589474298053887,10.717894859610777,21.435789719221553,150.05052803455087,621.63790185742505,514.45895326131722,300.10105606910173,257.22947663065861,21.435789719221553,75.025264017275433,64.307369157664652,128.6147383153293,42.871579438443106,150.05052803455087,117.89684345571854,32.153684578832326,107.17894859610777,75.025264017275433,10.717894859610777,10.717894859610777,0,246.51158177104787,192.92210747299399,450.15158410365262,32.153684578832326,643.07369157664664,139.3326331749401,493.02316354209574,0,0,21.435789719221553,267.9473714902694,75.025264017275433,0,0,32.153684578832326,21.435789719221553,0,0,0,0,0,10.717894859610777,0,225.07579205182631,64.307369157664652,42.871579438443106,32.153684578832326,0,0,0,0,0,85.743158876886213,0,10.717894859610777,182.20421261338319,96.461053736496993,0,10.717894859610777,0,0,0,0,0,0,0,0,0,0,0,0,0,0,0,0,0,0,0,0,0,0,0,0,0,0,0,0,0,0]
[2,"POLES","˂ = 1 kv ; steel",10.699447066962737,57.70862132100627,7.5966190717322579,2,72,49,18,19,65,8,36,37,62,23,145,419,330,274,171,145,102,84,530,11,47,34,41,10,24,10,166,111,185,4,113,2,3,152,273,936,576,325,76,55,11,79,13,3,27,13,193,9,42,38,88,27,81,54,70,33,18,25,21,16,4,8,1,5,1,1,0,0,0,0,2,3,0,0,0,2,0,0,0,0,0,0,0,0,0,0,0,0,0,0,0,null,770.36018882131702,524.27290628117407,192.59004720532926,203.28949427229199,695.46405935257792,85.595576535701895,385.18009441065851,395.87954147762127,663.36571815168963,246.08728254014295,1551.4198247095969,4483.068321057387,3530.817532097703,2931.6484963477901,1829.605448450628,1551.4198247095969,1091.3436008301992,898.75355362486994,5670.7069454902503,117.69391773659011,502.87401214724861,363.78120027673305,438.67732974547221,106.99447066962736,256.78672960710571,106.99447066962736,1776.1082131158144,1187.6386244328637,1979.3977073881063,42.797788267850947,1209.0375185667892,21.398894133925474,32.098341200888214,1626.3159541783359,2920.9490492808272,10014.682454677122,6162.8815105705362,3477.3202967628895,813.15797708916796,588.46958868295053,117.69391773659011,845.25631829005624,139.09281187051559,32.098341200888214,288.88507080799388,139.09281187051559,2064.9932839238081,96.295023602664628,449.37677681243497,406.57898854458398,941.55134189272087,288.88507080799388,866.65521242398165,577.77014161598777,748.96129468739161,353.08175320977034,192.59004720532926,267.48617667406842,224.68838840621748,171.19115307140379,42.797788267850947,85.595576535701895,10.699447066962737,53.497235334813681,10.699447066962737,10.699447066962737,0,0,0,0,21.398894133925474,32.098341200888214,0,0,0,21.398894133925474,0,0,0,0,0,0,0,0,0,0,0,0,0,0,0]
[2,"POLES","˂ = 1 kv ; wood",7.527495996150857,70.970845738653807,8.4244196084153948,2,2428,2379,2086,2725,3215,3548,4236,3861,3698,3083,3035,2639,2262,1943,2225,1745,1702,1467,1507,1531,1907,2072,3000,3038,2669,1813,1537,3790,3874,3280,2781,4461,3730,3262,2401,3638,6193,5624,5414,4465,3345,3751,2599,3579,4502,3399,6631,6491,5606,6720,9705,12156,10744,13556,9297,13802,7356,9014,5801,7272,4466,2281,616,3183,625,1246,542,845,152,26,703,618,0,10,0,867,0,0,0,0,0,0,0,0,0,0,0,341,0,0,0,null,18276.760278654281,17907.91297484289,15702.356647970688,20512.426589511084,24200.899627625004,26707.55579434324,31886.473039695029,29063.662041138457,27836.680193765867,23207.27015613309,22845.950348317852,19865.061933842113,17027.195943293238,14625.924720521116,16748.678591435655,13135.480513283246,12811.798185448759,11042.836626353308,11343.936466199342,11524.596370106961,14354.934864659685,15596.971704024576,22582.487988452573,22868.532836306302,20090.886813726636,13647.350241021504,11569.761346083867,28529.209825411748,29161.51948908842,24690.18686737481,20933.966365295531,33580.159638828976,28077.560065642698,24554.691939444096,18073.517886758207,27385.030433996817,46617.782704162259,42334.637482352417,40753.863323160738,33610.269622813576,25179.474107124617,28235.637481561866,19563.962093996077,26940.908170223916,33888.786974671159,25585.958890916761,49914.825950476334,48860.976511015215,42199.142554421705,50584.773094133758,73054.348642644065,91504.241329209821,80875.416982644805,102042.73572382101,69983.130276214521,103894.49973887413,55372.260547685706,67852.848909303822,43667.004273671118,54739.950884009035,33617.797118809729,17170.218367220106,4636.9375336289277,23960.019755748177,4704.684997594286,9379.2600112039672,4079.9028299137644,6360.7341167474742,1144.1793914149303,195.71489589992228,5291.8296852940521,4651.99252562123,0,75.274959961508571,0,6526.3390286627928,0,0,0,0,0,0,0,0,0,0,0,2566.8761346874421,0,0,0]
[2,"POLES","˃ 11 kv & < = 22 kv ; concrete",10.699015243865569,40.327195243351689,6.350369693439248,2,3,3,0,0,0,0,0,0,0,0,0,0,0,0,0,0,0,0,0,0,0,0,0,0,0,0,0,0,0,0,0,0,0,0,0,0,0,0,0,0,0,0,0,0,0,0,0,0,0,0,0,0,0,0,0,0,0,0,0,0,0,0,0,0,0,0,0,0,0,0,0,0,0,0,0,0,0,0,0,0,0,0,0,0,0,0,0,0,0,0,0,null,32.097045731596708,32.097045731596708,0,0,0,0,0,0,0,0,0,0,0,0,0,0,0,0,0,0,0,0,0,0,0,0,0,0,0,0,0,0,0,0,0,0,0,0,0,0,0,0,0,0,0,0,0,0,0,0,0,0,0,0,0,0,0,0,0,0,0,0,0,0,0,0,0,0,0,0,0,0,0,0,0,0,0,0,0,0,0,0,0,0,0,0,0,0,0,0,0]
[2,"POLES","˃ 11 kv & < = 22 kv ; steel",14.411188951825944,26.063916681231575,5.1052832126368441,2,0,0,0,0,0,1,0,0,0,0,0,0,0,1,0,1,4,0,0,0,0,0,0,0,0,0,0,0,0,0,0,0,0,0,0,0,0,0,0,0,0,0,0,0,0,0,0,0,0,0,0,0,0,0,0,0,0,0,0,0,0,0,0,0,0,0,0,0,0,0,0,0,0,0,0,0,0,0,0,0,0,0,0,0,0,0,0,0,0,0,0,null,0,0,0,0,0,14.411188951825944,0,0,0,0,0,0,0,14.411188951825944,0,14.411188951825944,57.644755807303774,0,0,0,0,0,0,0,0,0,0,0,0,0,0,0,0,0,0,0,0,0,0,0,0,0,0,0,0,0,0,0,0,0,0,0,0,0,0,0,0,0,0,0,0,0,0,0,0,0,0,0,0,0,0,0,0,0,0,0,0,0,0,0,0,0,0,0,0,0,0,0,0,0,0]
[2,"POLES","˃ 11 kv & < = 22 kv ; wood",4.5973030620369499,62.869142239909749,7.9290063841511538,2,3,7,4,8,4,12,18,1,22,37,9,5,16,13,32,25,28,15,42,34,14,7,2,8,4,21,12,8,31,41,14,9,8,15,5,5,13,11,3,6,5,7,16,3,15,38,42,6,173,0,2,23,17,1,0,1,0,39,35,0,0,0,0,0,0,0,0,0,0,0,0,0,0,0,0,0,0,0,0,0,0,0,0,0,0,0,0,0,0,0,0,null,13.79190918611085,32.18112143425865,18.3892122481478,36.7784244962956,18.3892122481478,55.167636744443399,82.751455116665099,4.5973030620369499,101.1406673648129,170.10021329536715,41.375727558332549,22.98651531018475,73.556848992591199,59.764939806480349,147.1136979851824,114.93257655092376,128.7244857370346,68.959545930554242,193.08672860555191,156.30830410925631,64.362242868517299,32.18112143425865,9.1946061240738999,36.7784244962956,18.3892122481478,96.543364302775956,55.167636744443399,36.7784244962956,142.51639492314544,188.48942554351495,64.362242868517299,41.375727558332549,36.7784244962956,68.959545930554242,22.98651531018475,22.98651531018475,59.764939806480349,50.570333682406449,13.79190918611085,27.5838183722217,22.98651531018475,32.18112143425865,73.556848992591199,13.79190918611085,68.959545930554242,174.69751635740408,193.08672860555191,27.5838183722217,795.33342973239235,0,9.1946061240738999,105.73797042684984,78.154152054628156,4.5973030620369499,0,4.5973030620369499,0,179.29481941944104,160.90560717129324,0,0,0,0,0,0,0,0,0,0,0,0,0,0,0,0,0,0,0,0,0,0,0,0,0,0,0,0,0,0,0,0]
[2,"POLES","> 1 kv & < = 11 kv ; concrete",10.699015243865569,40.327195243351689,6.350369693439248,2,10,24,9,9,21,11,13,16,7,2,3,9,6,3,7,3,0,9,0,4,0,0,51,8,61,28,1,1,3,0,0,0,0,0,0,0,0,0,0,0,0,0,0,0,0,0,0,1,0,0,1,0,0,0,0,0,0,1,0,0,0,0,0,0,0,0,0,0,0,0,0,0,0,0,0,0,0,0,0,0,0,0,0,0,0,0,0,0,0,0,0,null,106.99015243865568,256.77636585277367,96.291137194790124,96.291137194790124,224.67932012117694,117.68916768252126,139.08719817025241,171.1842439018491,74.893106707058976,21.398030487731138,32.097045731596708,96.291137194790124,64.194091463193416,32.097045731596708,74.893106707058976,32.097045731596708,0,96.291137194790124,0,42.796060975462275,0,0,545.64977743714405,85.59212195092455,652.63992987579968,299.5724268282359,10.699015243865569,10.699015243865569,32.097045731596708,0,0,0,0,0,0,0,0,0,0,0,0,0,0,0,0,0,0,10.699015243865569,0,0,10.699015243865569,0,0,0,0,0,0,10.699015243865569,0,0,0,0,0,0,0,0,0,0,0,0,0,0,0,0,0,0,0,0,0,0,0,0,0,0,0,0,0,0,0,0,0]
[2,"POLES","> 1 kv & < = 11 kv ; steel",10.810256490807745,57.499727857639414,7.5828574994944624,2,1,1,0,0,2,0,5,0,1,1,1,0,0,5,0,1,0,0,0,0,0,0,0,0,0,0,0,0,0,0,0,0,0,1,0,0,0,0,0,0,0,13,0,0,2,0,0,0,0,0,0,0,1,1,1,0,0,0,0,0,0,0,0,0,0,0,0,0,0,0,0,0,0,0,0,0,0,0,0,0,0,0,0,0,0,0,0,0,0,0,0,null,10.810256490807745,10.810256490807745,0,0,21.620512981615491,0,54.051282454038727,0,10.810256490807745,10.810256490807745,10.810256490807745,0,0,54.051282454038727,0,10.810256490807745,0,0,0,0,0,0,0,0,0,0,0,0,0,0,0,0,0,10.810256490807745,0,0,0,0,0,0,0,140.53333438050069,0,0,21.620512981615491,0,0,0,0,0,0,0,10.810256490807745,10.810256490807745,10.810256490807745,0,0,0,0,0,0,0,0,0,0,0,0,0,0,0,0,0,0,0,0,0,0,0,0,0,0,0,0,0,0,0,0,0,0,0,0]
[2,"POLES","> 1 kv & < = 11 kv ; wood",6.2810725085712713,61.577587056015652,7.8471387814932685,2,1347,1474,2020,2019,2598,2914,2875,2800,2638,2852,2253,2113,1871,1915,2007,1520,1574,1545,2126,1419,1514,1182,1480,1913,1615,1362,1501,2434,2455,1901,1907,2479,2607,2260,1445,2396,3567,2744,2040,1969,1711,1850,1727,2988,2766,2048,3017,2786,3088,1844,3233,3733,3100,3524,2253,1749,882,1629,1082,595,220,103,108,41,36,15,1,1,0,24,1,0,0,8,0,0,0,0,0,0,0,0,0,0,0,0,0,0,0,0,0,null,8460.6046690455023,9258.3008776340539,12687.766467313968,12681.485394805397,16318.226377268164,18303.045289976686,18058.083462142404,17587.003023999561,16569.469277611013,17913.618794445265,14151.256361811074,13271.906210611096,11751.886663536849,12028.253853913984,12606.112524702541,9547.2302130283315,9886.4081284911808,9704.2570257426141,13353.560153222523,8912.8418896626335,9509.5437779769054,7424.2277051312431,9295.9873126854818,12015.691708896842,10143.932101342603,8554.8207566740712,9427.8898353654786,15288.130485862474,15420.03300854247,11940.318838793986,11978.005273845414,15570.778748748182,16374.756029845305,14195.223869371073,9076.1497748854872,15049.449730536766,22404.585638073724,17235.26296351957,12813.387917485394,12367.431769376833,10746.915062165444,11619.984140856852,10847.412222302586,18767.844655610959,17373.446558708136,12863.636497553964,18949.995758359524,17499.068008879563,19395.951906468086,11582.297705805424,20306.707420210922,23447.243674496556,19471.324776570942,22134.499520205161,14151.256361811074,10985.595817491154,5539.9059525598614,10231.867116462601,6796.1204542741152,3737.2381425999065,1381.8359518856796,646.950468382841,678.35583092569732,257.52397285142212,226.11861030856576,94.21608762856907,6.2810725085712713,6.2810725085712713,0,150.74574020571052,6.2810725085712713,0,0,50.24858006857017,0,0,0,0,0,0,0,0,0,0,0,0,0,0,0,0,0]
[2,"POLES","> 22 kv & < = 66 kv ; concrete",22.215150374407919,52.275448572437263,7.2301762476745521,2,55,111,67,42,88,146,160,346,327,101,111,413,405,305,153,113,98,73,85,13,59,6,59,9,51,15,85,40,44,38,0,38,6,0,68,4,0,0,1,0,0,1,0,20,0,0,0,2,1,0,7,1,45,22,1,0,0,0,23,0,0,0,0,0,0,0,0,0,0,0,0,0,0,0,0,0,0,0,0,0,0,0,0,0,0,0,0,0,0,0,0,null,1221.8332705924356,2465.8816915592793,1488.4150750853305,933.03631572513257,1954.9332329478968,3243.4119546635561,3554.4240599052673,7686.44202954514,7264.35417243139,2243.7301878151998,2465.8816915592793,9174.8571046304714,8997.1359016352071,6775.6208641944149,3398.9180072844115,2510.3119923080949,2177.0847366919761,1621.7059773317781,1888.2877818246732,288.79695486730293,1310.6938720900673,133.2909022464475,1310.6938720900673,199.93635336967128,1132.9726690948039,333.22725561611878,1888.2877818246732,888.60601497631683,977.46661647394842,844.17571422750098,0,844.17571422750098,133.2909022464475,0,1510.6302254597385,88.860601497631677,0,0,22.215150374407919,0,0,22.215150374407919,0,444.30300748815841,0,0,0,44.430300748815839,22.215150374407919,0,155.50605262085543,22.215150374407919,999.68176684835635,488.73330823697421,22.215150374407919,0,0,0,510.94845861138214,0,0,0,0,0,0,0,0,0,0,0,0,0,0,0,0,0,0,0,0,0,0,0,0,0,0,0,0,0,0,0,0]
[2,"POLES","> 22 kv & < = 66 kv ; steel",22.420654505608901,62.847933662680532,7.9276688668662576,2,1,2,0,8,6,9,24,109,2,2,24,48,35,0,25,6,0,1,0,0,0,0,0,0,0,0,0,0,0,0,0,2,0,0,0,3,12,2,5,0,0,0,0,0,0,0,6,2,0,0,8,4,6,0,3,0,0,0,14,0,0,0,0,0,0,0,0,0,0,0,0,0,0,0,0,0,0,0,0,0,0,0,0,0,0,0,0,0,0,0,0,null,22.420654505608901,44.841309011217803,0,179.36523604487121,134.52392703365342,201.7858905504801,538.09570813461369,2443.8513411113704,44.841309011217803,44.841309011217803,538.09570813461369,1076.1914162692274,784.72290769631149,0,560.5163626402225,134.52392703365342,0,22.420654505608901,0,0,0,0,0,0,0,0,0,0,0,0,0,44.841309011217803,0,0,0,67.261963516826711,269.04785406730684,44.841309011217803,112.1032725280445,0,0,0,0,0,0,0,134.52392703365342,44.841309011217803,0,0,179.36523604487121,89.682618022435605,134.52392703365342,0,67.261963516826711,0,0,0,313.88916307852463,0,0,0,0,0,0,0,0,0,0,0,0,0,0,0,0,0,0,0,0,0,0,0,0,0,0,0,0,0,0,0,0]
[2,"POLES","> 22 kv & < = 66 kv ; wood",15.132184646017963,65.462645332823058,8.0908989199484544,2,118,141,172,213,178,290,249,280,349,357,256,208,125,191,189,198,211,139,118,90,111,87,133,183,212,177,314,178,212,136,102,301,263,241,243,528,619,295,352,234,238,380,188,208,315,193,450,570,493,397,609,680,717,528,398,210,105,197,208,43,0,0,0,16,12,0,0,0,0,5,0,0,0,63,0,0,0,0,0,0,0,0,0,0,0,0,0,0,0,0,0,null,1785.5977882301197,2133.6380350885329,2602.7357591150899,3223.155329601826,2693.5288669911974,4388.3335473452089,3767.9139768584728,4237.0117008850293,5281.1324414602695,5402.1899186284127,3873.8392693805986,3147.4944063717362,1891.5230807522455,2890.2472673894308,2859.9828980973953,2996.1725599115566,3192.8909603097904,2103.3736657964969,1785.5977882301197,1361.8966181416167,1679.6724957079939,1316.5000642035627,2012.5805579203891,2769.1897902212872,3208.0231449558082,2678.3966823451797,4751.5059788496401,2693.5288669911974,3208.0231449558082,2057.9771118584431,1543.4828338938323,4554.7875784514072,3979.7645619027244,3646.8564996903292,3677.1208689823652,7989.7934930974843,9366.8222958851184,4463.9944705752987,5326.5289953983229,3540.9312071682034,3601.4599457522754,5750.2301654868261,2844.850713451377,3147.4944063717362,4766.6381634956588,2920.5116366814668,6809.4830907080832,8625.3452482302382,7460.1670304868558,6007.477304469131,9215.5004494249388,10289.885559292215,10849.77639119488,7989.7934930974843,6022.6094891151497,3177.7587756637722,1588.8793878318861,2981.0403752655388,3147.4944063717362,650.68393977877247,0,0,0,242.11495433628741,181.58621575221557,0,0,0,0,75.660923230089821,0,0,0,953.32763269913164,0,0,0,0,0,0,0,0,0,0,0,0,0,0,0,0,0]
[2,"POLES","> 66 kv & < = 132 kv ; concrete",22.209894154429126,52.916526637879279,7.2743746561391296,2,13,28,36,38,31,35,245,284,402,182,64,80,34,43,142,248,62,141,65,1,1,17,30,2,1,4,0,99,28,2,46,14,96,29,8,15,16,3,0,0,0,0,0,1,2,0,1,0,7,2,7,7,2,10,0,3,0,0,33,0,0,0,0,0,0,0,0,0,0,0,0,0,0,0,0,0,0,0,0,0,0,0,0,0,0,0,0,0,0,0,0,null,288.72862400757862,621.87703632401553,799.55618955944851,843.97597786830681,688.50671878730293,777.34629540501942,5441.4240678351362,6307.6099398578717,8928.3774500805084,4042.200736106101,1421.433225883464,1776.79153235433,755.13640125059032,955.0254486404524,3153.8049699289359,5508.0537502984234,1377.0134375746059,3131.5950757745068,1443.6431200378931,22.209894154429126,22.209894154429126,377.56820062529516,666.29682463287372,44.419788308858251,22.209894154429126,88.839576617716503,0,2198.7795212884835,621.87703632401553,44.419788308858251,1021.6551311037398,310.93851816200777,2132.1498388251962,644.08693047844463,177.67915323543301,333.14841231643686,355.35830647086601,66.629682463287381,0,0,0,0,0,22.209894154429126,44.419788308858251,0,22.209894154429126,0,155.46925908100388,44.419788308858251,155.46925908100388,155.46925908100388,44.419788308858251,222.09894154429125,0,66.629682463287381,0,0,732.92650709616112,0,0,0,0,0,0,0,0,0,0,0,0,0,0,0,0,0,0,0,0,0,0,0,0,0,0,0,0,0,0,0,0]
[2,"POLES","> 66 kv & < = 132 kv ; steel",144.05797521031704,62.907492593468845,7.9314243735579328,2,14,54,11,66,101,6,9,25,15,7,12,4,17,14,11,0,0,14,0,7,0,0,0,0,0,0,0,0,0,0,9,6,2,0,0,10,21,43,0,0,11,5,0,7,0,11,4,3,10,6,5,0,16,6,4,0,0,0,14,0,4,0,0,3,0,0,0,0,0,0,0,0,0,0,0,0,0,0,0,0,0,0,0,0,0,0,0,0,0,0,0,null,2016.8116529444385,7779.1306613571205,1584.6377273134874,9507.826363880924,14549.85549624202,864.34785126190218,1296.5217768928533,3601.4493802579259,2160.8696281547554,1008.4058264722192,1728.6957025238044,576.23190084126816,2448.9855785753898,2016.8116529444385,1584.6377273134874,0,0,2016.8116529444385,0,1008.4058264722192,0,0,0,0,0,0,0,0,0,0,1296.5217768928533,864.34785126190218,288.11595042063408,0,0,1440.5797521031704,3025.2174794166576,6194.4929340436329,0,0,1584.6377273134874,720.28987605158522,0,1008.4058264722192,0,1584.6377273134874,576.23190084126816,432.17392563095109,1440.5797521031704,864.34785126190218,720.28987605158522,0,2304.9276033650726,864.34785126190218,576.23190084126816,0,0,0,2016.8116529444385,0,576.23190084126816,0,0,432.17392563095109,0,0,0,0,0,0,0,0,0,0,0,0,0,0,0,0,0,0,0,0,0,0,0,0,0,0,0]
[2,"POLES","> 66 kv & < = 132 kv ; wood",15.126178872929982,64.740372057349944,8.0461401962276256,2,15,39,27,18,15,14,21,22,47,35,56,16,9,18,11,12,11,34,73,11,8,16,19,35,61,13,14,32,40,11,15,17,18,19,30,406,323,47,33,74,107,70,501,129,107,17,163,141,364,239,182,61,165,91,101,68,0,46,99,14,12,0,0,0,0,0,0,0,0,0,0,0,0,0,0,0,0,0,0,0,0,0,0,0,0,0,0,0,0,0,0,null,226.89268309394973,589.92097604426931,408.4068295691095,272.27121971273965,226.89268309394973,211.76650422101974,317.6497563315296,332.77593520445959,710.93040702770918,529.41626055254937,847.06601688407898,242.01886196687971,136.13560985636983,272.27121971273965,166.38796760222979,181.51414647515978,166.38796760222979,514.29008167961933,1104.2110577238886,166.38796760222979,121.00943098343986,242.01886196687971,287.39739858566963,529.41626055254937,922.69691124872895,196.64032534808976,211.76650422101974,484.03772393375942,605.04715491719924,166.38796760222979,226.89268309394973,257.14504083980967,272.27121971273965,287.39739858566963,453.78536618789946,6141.2286224095724,4885.7557759563842,710.93040702770918,499.16390280668941,1119.3372365968187,1618.501139403508,1058.8325211050987,7578.215615337921,1951.2770746079677,1618.501139403508,257.14504083980967,2465.5671562875868,2132.7912210831273,5505.9291097465139,3615.1567506302658,2752.9645548732569,922.69691124872895,2495.8195140334469,1376.4822774366285,1527.7440661659282,1028.5801633592387,0,695.80422815477914,1497.4917084200681,211.76650422101974,181.51414647515978,0,0,0,0,0,0,0,0,0,0,0,0,0,0,0,0,0,0,0,0,0,0,0,0,0,0,0,0,0,0]
[2,"POLES","staked wooden pole",10.673321217121483,17.783857418519791,4.2170911086339826,2,587,989,1003,1305,2189,1912,2083,1827,3019,2269,2826,1394,1048,945,794,893,205,45,19,9,3,2,0,0,0,0,0,0,0,0,0,0,0,0,0,0,0,0,0,0,0,0,0,0,0,0,0,0,0,0,0,0,0,0,0,0,0,0,0,0,0,0,0,0,0,0,0,0,0,0,0,0,0,0,0,0,0,0,0,0,0,0,0,0,0,0,0,0,0,0,0,null,6265.2395544503106,10555.914683733146,10705.341180772848,13928.684188343535,23363.900144278927,20407.390167136276,22232.52809526405,19500.15786368095,32222.756754489757,24217.765841648645,30162.80575958531,14878.609776667347,11185.640635543314,10086.288550179801,8474.6170463944582,9531.2758468894845,2188.0308495099039,480.29945477046675,202.79310312530816,96.059890954093348,32.019963651364449,21.346642434242966,0,0,0,0,0,0,0,0,0,0,0,0,0,0,0,0,0,0,0,0,0,0,0,0,0,0,0,0,0,0,0,0,0,0,0,0,0,0,0,0,0,0,0,0,0,0,0,0,0,0,0,0,0,0,0,0,0,0,0,0,0,0,0,0,0,0,0,0,0]
[3,"SERVICE LINES","˂ = 11 kv ; commercial and industrial ; complex type",0.37502482417604222,58.756378772640218,7.6652709523304017,2,1301,959,983,1289,762,848,931,740,653,799,836,805,1011,839,569,416,367,615,279,185,174,147,113,240,125,90,97,101,164,124,198,101,164,288,81,281,74,93,512,249,128,176,59,130,251,80,212,95,263,186,873,184,531,773,727,778,506,736,616,632,610,673,320,1001,81,55,121,162,65,75,91,2,15,102,0,0,0,0,22,0,0,0,0,0,0,0,0,0,0,0,225,null,487.90729625303095,359.64880638482447,368.64940216504948,483.40699836291844,285.76891602214414,318.02105090128379,349.14811130789531,277.51836989027123,244.89121018695556,299.64483451665774,313.52075301117128,301.89498346171399,379.1500972419787,314.64582748369941,213.38912495616802,156.01032685723357,137.63411047260749,230.64026686826597,104.63192594511578,69.379592472567808,65.254319406631339,55.128649153878207,42.377805131892771,90.005957802250137,46.878103022005277,33.752234175843796,36.377407945076094,37.877507241780265,61.504071164870922,46.503078197829232,74.254915186856365,37.877507241780265,61.504071164870922,108.00714936270016,30.37701075825942,105.38197559346786,27.751836989027122,34.877308648371923,192.01270997813361,93.381181219834517,48.003177494533404,66.004369054983428,22.12646462638649,48.753227142885486,94.131230868186591,30.001985934083379,79.505262725320947,35.627358296724012,98.631528758299098,69.754617296743845,327.39667150568488,69.00456764839177,199.13818163747843,289.89418908808062,272.6430471759827,291.76931320896085,189.76256103307736,276.01827059356708,231.01529169244199,237.01568887925868,228.76514274738574,252.39170667047642,120.00794373633352,375.39984900021824,30.37701075825942,20.626365329682322,45.378003725301106,60.75402151651884,24.376613571442743,28.126861813203167,34.127259000019841,0.75004964835208443,5.6253723626406336,38.252532065956309,0,0,0,0,8.2505461318729285,0,0,0,0,0,0,0,0,0,0,0,84.380585439609504]
[3,"SERVICE LINES","˂ = 11 kv ; commercial and industrial ; simple type",0.37502482417604222,58.756378772640218,7.6652709523304017,2,805,719,657,733,796,644,743,551,673,643,588,533,1092,1610,701,497,440,515,384,400,361,376,406,427,395,323,323,505,522,477,383,533,476,444,328,297,452,425,792,461,347,278,241,254,341,334,421,301,481,513,879,381,713,963,1031,1242,757,1074,1283,926,574,571,663,239,122,66,58,71,57,77,10,10,6,48,0,0,0,0,71,0,0,0,0,0,0,0,0,0,0,0,122,null,301.89498346171399,269.64284858257435,246.39130948365974,274.89319612103895,298.51976004412961,241.51598676937118,278.64344436279936,206.63867812099926,252.39170667047642,241.14096194519516,220.51459661551283,199.8882312858305,409.52710800023812,603.78996692342798,262.89240174740559,186.38733761549298,165.01092263745858,193.13778445066174,144.0095324836002,150.00992967041688,135.38396152755124,141.00933389019187,152.26007861547313,160.13559992317002,148.13480554953668,121.13301820886164,121.13301820886164,189.38753620890131,195.76295821989405,178.88684113197215,143.63450765942417,199.8882312858305,178.5118163077961,166.51102193416276,123.00814232974184,111.38237278028454,169.51122052757108,159.38555027481794,297.01966074742546,172.88644394515546,130.13361398908665,104.25690112093973,90.380982626426174,95.256305340714718,127.8834650440304,125.2582912747981,157.88545097811377,112.88247207698871,180.3869404286763,192.38773480230967,329.64682045074113,142.88445801107207,267.39269963751809,361.14890568152867,386.6505937254995,465.78083162664444,283.89379190126397,402.77666116506936,481.15684941786219,347.27298718701508,215.26424907704822,214.13917460452009,248.64145842871599,89.630932978074085,45.75302854947715,24.751638395618787,21.751439802210449,26.626762516498996,21.376414978034408,28.876911461555249,3.7502482417604224,3.7502482417604224,2.2501489450562531,18.001191560450025,0,0,0,0,26.626762516498996,0,0,0,0,0,0,0,0,0,0,0,45.75302854947715]
[3,"SERVICE LINES","˂ = 11 kv ; residential ; complex type",10.46333351712661,76.553944971256257,8.7495111275577138,2,10131,10950,5957,5468,6044,5616,7799,4826,4132,3628,3645,3911,3640,2748,3097,2742,2182,2587,2404,3006,2073,3385,2447,3289,2501,2469,2288,2132,1920,3479,1473,2153,1817,2399,1057,2980,4307,6214,8229,6535,5107,4158,620,1173,2545,248,3837,1248,1398,2156,2791,910,3241,2755,2023,3908,1446,4176,3400,2090,2556,1013,986,539,402,144,267,486,499,142,484,50,199,711,0,0,0,0,25,1,1,4,0,0,0,0,0,0,0,0,1149,null,106004.0318620097,114573.50201253638,62330.077761523222,57213.507671648309,63240.387777513235,58762.081032183043,81603.538100070436,50496.047553653021,43234.494092767156,37960.974000135342,38138.850669926498,40922.097385482171,38086.534002340864,28753.240505063925,32404.943902541112,28690.460503961167,22830.993734370262,27068.643808806541,25153.853775172371,31452.780552482593,21690.490381003463,35418.383955473575,25603.777116408815,34413.903937829418,26168.797126333651,25833.970453785601,23940.107087185686,22307.827058513933,20089.600352883092,36401.937306083477,15412.490270727498,22527.557062373591,19011.87700061905,25101.537107586737,11059.743527602826,31180.7338810373,45065.577458264313,65019.154475424759,86102.771512434876,68377.884534422396,53436.244271965603,43506.540764212448,6487.2667806184982,12273.490215589514,26629.183801087223,2594.9067122473994,40147.810705214804,13058.240229374011,14627.740256943001,22558.947062924974,29203.163846300369,9521.6335005852161,33911.663929007344,28826.483839683813,21167.323705147133,40890.707384930793,15129.980265765078,43694.880767520728,35575.333958230476,21868.367050794615,26744.280469775615,10599.356852849256,10316.846847886838,5639.7367657312434,4206.2600738848978,1506.720026466232,2793.7100490728048,5085.1800893235322,5221.2034250461784,1485.7933594319786,5064.2534222892791,523.16667585633047,2082.2033699081953,7439.4301306770203,0,0,0,0,261.58333792816524,10.46333351712661,10.46333351712661,41.853334068506442,0,0,0,0,0,0,0,0,12022.370211178475]
[3,"SERVICE LINES","˂ = 11 kv ; residential ; simple type",0.38685716654907465,59.97284104637248,7.7442133910664213,2,14835,22834,23649,24810,26188,19024,23684,19063,21635,25786,20340,16169,15181,9610,9441,7720,7065,5776,4187,3916,4294,4353,5507,5929,5308,4111,3480,7973,7881,6439,5457,7410,7461,6123,4804,3499,5975,5881,11997,5956,4319,3923,3870,3594,7348,3388,6019,4491,5733,8701,9996,7116,10844,14148,12566,21909,11804,14292,19077,16047,7393,9097,10890,3268,1966,1310,1324,1541,666,908,315,39,264,902,0,0,1,0,1442,1,1,4,0,0,0,0,0,0,0,0,3012,null,5739.0260657555227,8833.4965409815704,9148.7851317190671,9597.926302082542,10131.015477587167,7359.5707364295959,9162.3251325482834,7374.6581659250096,8369.6547982892298,9975.498896634439,7868.6747676081786,6255.0935259319876,5872.8786453815019,3717.6973705366072,3652.3185093898137,2986.5373257588562,2733.1458816692125,2234.4869939874552,1619.7709563409755,1514.9326642061762,1661.1646731617266,1683.9892459881219,2130.4224161857542,2293.6761404694635,2053.4378400424885,1590.3698116832459,1346.2629395907798,3084.412188895772,3048.8213295732571,2490.9732954094916,2111.0795578583002,2866.6116041286432,2886.3413196226461,2368.7264307799842,1858.4618281017547,1353.6132257552122,2311.4715701307209,2275.1069964751082,4641.1254270892487,2304.1212839662885,1670.8361023254533,1517.64066437202,1497.1372345449188,1390.3646565773743,2842.6264598026005,1310.6720802682648,2328.4932854588801,1737.3755349718942,2217.8521358258449,3366.0442061434987,3867.0242368245504,2752.8755971632154,4195.0791140581659,5473.255192336308,4861.2471548556723,8475.6536619236758,4566.4619939452768,5528.9626243193752,7380.074166256697,6207.896951613001,2860.035032297309,3519.2396440969319,4212.8745437194229,1264.249220282376,760.56118943548074,506.7828881792878,512.19888851097483,596.14689365212405,257.64687292168372,351.26630722655977,121.86000746295852,15.087429495413911,102.1302919689557,348.94516422726531,0,0,0.38685716654907465,0,557.84803416376565,0.38685716654907465,0.38685716654907465,1.5474286661962986,0,0,0,0,0,0,0,0,1165.2137856458128]
[4,"SWITCHGEAR","˂ = 11 kv ; circuit breaker",79.254557452856233,62.695785327710183,7.9180670196525984,2,394,324,287,270,367,428,373,391,475,235,243,250,180,162,125,92,202,137,87,108,108,70,61,64,49,47,54,47,47,34,46,84,14,77,30,45,34,38,61,47,37,37,75,69,70,101,106,92,77,45,36,80,67,77,52,40,59,10,18,33,39,16,17,40,56,30,33,58,29,12,3,6,28,3,0,11,18,1,32,24,35,18,9,7,0,8,5,8,0,15,0,null,31226.295636425355,25678.476614725419,22746.05798896974,21398.730512271184,29086.422585198237,33920.950589822467,29561.949929915376,30988.531964066788,37645.914790106712,18624.821001421216,19258.857461044063,19813.639363214057,14265.820341514122,12839.23830736271,9906.8196816070285,7291.4192856627733,16009.420605476958,10857.874371041304,6895.1464983984924,8559.4922049084726,8559.4922049084726,5547.8190216999365,4834.5280046242306,5072.2916769827989,3883.4733151899554,3724.9642002842429,4279.7461024542363,3724.9642002842429,3724.9642002842429,2694.654953397112,3645.7096428313866,6657.3828260399232,1109.5638043399872,6102.6009238699298,2377.6367235856869,3566.4550853785304,2694.654953397112,3011.673183208537,4834.5280046242306,3724.9642002842429,2932.4186257556808,2932.4186257556808,5944.0918089642173,5468.5644642470797,5547.8190216999365,8004.7103027384792,8400.9830900027609,7291.4192856627733,6102.6009238699298,3566.4550853785304,2853.1640683028245,6340.3645962284991,5310.0553493413672,6102.6009238699298,4121.2369875485238,3170.1822981142495,4676.018889718518,792.54557452856238,1426.5820341514122,2615.4003959442557,3090.9277406613933,1268.0729192456997,1347.327476698556,3170.1822981142495,4438.2552173599488,2377.6367235856869,2615.4003959442557,4596.7643322656613,2298.3821661328307,951.05468943427479,237.7636723585687,475.5273447171374,2219.1276086799744,237.7636723585687,0,871.80013198141853,1426.5820341514122,79.254557452856233,2536.1458384913994,1902.1093788685496,2773.9095108499682,1426.5820341514122,713.29101707570612,554.7819021699936,0,634.03645962284986,396.27278726428119,634.03645962284986,0,1188.8183617928435,0]
[4,"SWITCHGEAR","˂ = 11 kv ; fuse",3.7221019648817446,57.790203569202767,7.601986817221059,2,3928,2260,1321,1528,2065,2125,2181,1971,2089,1840,1421,1185,1298,1161,1036,730,376,232,368,326,310,289,380,369,308,265,403,319,258,192,185,213,157,147,150,989,193,95,91,97,93,100,127,142,173,192,205,235,298,181,132,183,191,164,183,164,198,196,123,216,98,63,70,78,132,107,86,37,42,8,29,27,0,9,4,13,17,18,45,33,57,37,26,6,5,9,58,65,29,31,28,null,14620.416518055492,8411.9504406327433,4916.8966956087843,5687.3718023393058,7686.1405574808023,7909.4666753737074,8117.9043854070851,7336.2629727819185,7775.4710046379641,6848.6676153824101,5289.1068920969592,4410.690828384867,4831.2883504165047,4321.3603812277051,3856.0976356174874,2717.1344343636738,1399.510338795536,863.52765585256475,1369.733523076482,1213.4052405514487,1153.8516091133408,1075.6874678508243,1414.398746655063,1373.4556250413639,1146.4074051835773,986.35702069366232,1500.007091847343,1187.3505267972764,960.30230693949011,714.64357725729496,688.58886350312275,792.8077185198116,584.3700084864339,547.14898883761646,558.31529473226169,3681.1588432680455,718.36567922217671,353.59968666376574,338.71127880423876,361.04389059352923,346.15548273400225,372.21019648817446,472.70694953998157,528.53847901320773,643.92363992454182,714.64357725729496,763.03090280075764,874.69396174720998,1109.1863855347599,673.70045564359577,491.31745936439029,681.14465957335926,710.92147529241322,610.42472224060612,681.14465957335926,610.42472224060612,736.97618904658543,729.53198511682194,457.81854168045459,803.97402441445684,364.76599255841097,234.49242378754991,260.54713754172212,290.32395326077608,491.31745936439029,398.26491024234667,320.10076897983004,137.71777270062455,156.32828252503327,29.776815719053957,107.94095698157059,100.4967530518071,0,33.498917683935701,14.888407859526978,48.38732554346268,63.275733402989658,66.997835367871403,167.49458841967851,122.82936484109757,212.15981199825944,137.71777270062455,96.77465108692536,22.332611789290468,18.610509824408723,33.498917683935701,215.88191396314119,241.9366277173134,107.94095698157059,115.38516091133408,104.21885501668885]
[4,"SWITCHGEAR","˂ = 11 kv ; switch",18.642387011994973,68.284865759723715,8.2634657232739652,2,2845,2572,2980,3128,3741,3983,3898,3654,3512,4030,3780,3024,3202,2193,2335,1860,1280,1104,1320,1213,1194,1042,1309,1099,1256,1270,1323,1243,1025,842,901,886,902,886,906,3198,1354,1161,1128,1253,1253,1552,1594,1500,1157,1309,1297,1448,1593,1391,1208,1184,1127,1162,1341,1306,572,501,329,516,266,155,116,139,124,140,85,75,65,48,43,46,5,14,4,19,24,15,45,32,63,34,18,4,17,10,68,73,38,101,74,null,53037.591049125702,47948.219394851069,55554.313295745022,58313.386573520278,69741.169811873202,74252.627468775972,72668.024572756403,68119.282141829637,65472.063186126346,75128.819658339737,70468.222905340997,56374.578324272799,59692.923212407906,40882.754717304975,43529.973673008266,34674.839842310648,23862.255375353565,20581.19526124245,24607.950855833365,22613.215445549904,22259.010092321998,19425.367266498761,24402.884598701421,20487.983326182475,23414.838087065687,23675.831505233615,24663.878016869348,23172.487055909751,19108.446687294847,15696.889864099767,16796.790697807472,16517.154892627546,16815.433084819466,16517.154892627546,16890.002632867447,59618.353664359922,25241.792014241193,21643.811320926165,21028.612549530331,23358.910926029701,23358.910926029701,28932.9846426162,29715.964897119986,27963.580517992461,21569.241772878184,24402.884598701421,24179.175954557479,26994.176393368722,29697.322510107992,25931.560333685007,22520.003510489929,22072.586222202048,21009.970162518333,21662.453707938159,24999.44098308526,24346.957437665435,10663.445370861125,9339.8358930094819,6133.3453269463462,9619.4716981894071,4958.8749451906633,2889.569986859221,2162.5168933914169,2591.2917946673015,2311.6559894873767,2609.9341816792962,1584.6028960195727,1398.179025899623,1211.7551557796733,894.83457657575877,801.62264151578381,857.54980255176872,93.211935059974863,260.99341816792963,74.569548047979893,354.20535322790448,447.41728828787939,279.6358051799246,838.90741553977375,596.55638438383914,1174.4703817556833,633.84115840782908,335.56296621590951,74.569548047979893,316.92057920391454,186.42387011994973,1267.6823168156582,1360.894251875633,708.41070645580896,1882.8810882114924,1379.536638887628]
[4,"SWITCHGEAR","> 11 kv & < = 22 kv ; circuit breaker",282.67237714230322,54.080742481678904,7.3539610062658687,2,1,2,0,0,0,0,0,0,0,3,0,1,1,0,1,0,0,0,0,0,1,0,0,0,0,0,0,0,0,0,0,0,0,0,0,0,0,0,0,0,0,0,0,0,0,0,0,0,0,0,0,0,0,0,0,0,0,0,0,0,0,0,0,0,0,0,0,0,0,0,0,0,0,0,0,0,0,0,0,0,0,0,0,0,0,0,0,0,0,0,0,null,282.67237714230322,565.34475428460644,0,0,0,0,0,0,0,848.0171314269096,0,282.67237714230322,282.67237714230322,0,282.67237714230322,0,0,0,0,0,282.67237714230322,0,0,0,0,0,0,0,0,0,0,0,0,0,0,0,0,0,0,0,0,0,0,0,0,0,0,0,0,0,0,0,0,0,0,0,0,0,0,0,0,0,0,0,0,0,0,0,0,0,0,0,0,0,0,0,0,0,0,0,0,0,0,0,0,0,0,0,0,0,0]
[4,"SWITCHGEAR","> 11 kv & < = 22 kv ; switch",55.17925433131942,66.574406193043203,8.1593140761367433,2,1,1,0,0,1,0,0,0,1,4,3,1,0,1,19,1,1,6,1,0,0,0,1,0,13,0,0,1,0,0,0,0,0,0,0,0,0,0,1,0,0,0,0,0,0,1,2,0,3,0,0,0,0,0,0,0,0,0,0,0,0,0,0,0,0,0,0,0,0,0,0,0,0,0,0,0,0,0,0,0,0,0,0,0,0,0,0,0,0,0,0,null,55.17925433131942,55.17925433131942,0,0,55.17925433131942,0,0,0,55.17925433131942,220.71701732527768,165.53776299395827,55.17925433131942,0,55.17925433131942,1048.4058322950689,55.17925433131942,55.17925433131942,331.07552598791654,55.17925433131942,0,0,0,55.17925433131942,0,717.33030630715245,0,0,55.17925433131942,0,0,0,0,0,0,0,0,0,0,55.17925433131942,0,0,0,0,0,0,55.17925433131942,110.35850866263884,0,165.53776299395827,0,0,0,0,0,0,0,0,0,0,0,0,0,0,0,0,0,0,0,0,0,0,0,0,0,0,0,0,0,0,0,0,0,0,0,0,0,0,0,0,0,0]
[4,"SWITCHGEAR","> 22 kv & < = 33 kv ; circuit breaker",282.67237714230322,54.080742481678904,7.3539610062658687,2,60,35,42,32,39,58,65,35,57,22,22,21,15,23,18,7,2,14,27,1,0,0,29,0,49,0,0,0,0,0,0,0,0,0,0,0,0,0,0,1,3,1,7,4,9,0,0,5,0,9,26,19,0,2,67,0,13,17,18,12,0,8,0,0,4,0,18,0,0,0,0,0,0,0,0,0,0,0,0,0,0,0,0,0,0,0,0,0,0,0,0,null,16960.342628538194,9893.5331999806131,11872.239839976735,9045.516068553703,11024.222708549825,16394.997874253586,18373.704514249708,9893.5331999806131,16112.325497111284,6218.7922971306707,6218.7922971306707,5936.1199199883677,4240.0856571345485,6501.4646742729738,5088.1027885614576,1978.7066399961225,565.34475428460644,3957.413279992245,7632.1541828421869,282.67237714230322,0,0,8197.498937126793,0,13850.946479972858,0,0,0,0,0,0,0,0,0,0,0,0,0,0,282.67237714230322,848.0171314269096,282.67237714230322,1978.7066399961225,1130.6895085692129,2544.0513942807288,0,0,1413.3618857115162,0,2544.0513942807288,7349.4818056998838,5370.7751657037616,0,565.34475428460644,18939.049268534316,0,3674.7409028499419,4805.4304114191546,5088.1027885614576,3392.0685257076384,0,2261.3790171384258,0,0,1130.6895085692129,0,5088.1027885614576,0,0,0,0,0,0,0,0,0,0,0,0,0,0,0,0,0,0,0,0,0,0,0,0]
[4,"SWITCHGEAR","> 22 kv & < = 33 kv ; switch",55.17925433131942,66.574406193043203,8.1593140761367433,2,180,88,151,72,48,86,77,45,120,50,27,48,52,84,23,5,3,3,0,1,0,0,87,1,7,0,7,1,4,0,2,0,5,0,0,0,8,0,1,47,24,11,8,0,18,10,33,36,0,0,172,129,20,51,448,11,72,78,61,32,2,95,0,0,13,0,50,2,0,0,0,0,0,0,0,0,0,0,0,0,0,0,0,0,0,0,0,0,0,0,0,null,9932.2657796374951,4855.7743811561086,8332.0674040292324,3972.9063118549984,2648.6042079033323,4745.4158724934705,4248.802583511595,2483.0664449093738,6621.5105197583307,2758.9627165659708,1489.8398669456244,2648.6042079033323,2869.3212252286098,4635.0573638308315,1269.1228496203466,275.89627165659709,165.53776299395827,165.53776299395827,0,55.17925433131942,0,0,4800.59512682479,55.17925433131942,386.25478031923592,0,386.25478031923592,55.17925433131942,220.71701732527768,0,110.35850866263884,0,275.89627165659709,0,0,0,441.43403465055536,0,55.17925433131942,2593.4249535720128,1324.3021039516661,606.97179764451357,441.43403465055536,0,993.22657796374961,551.79254331319419,1820.9153929335409,1986.4531559274992,0,0,9490.831744986941,7118.1238087402053,1103.5850866263884,2814.1419708972903,24720.305940431099,606.97179764451357,3972.9063118549984,4303.9818378429145,3365.9345142104848,1765.7361386022214,110.35850866263884,5242.0291614753451,0,0,717.33030630715245,0,2758.9627165659708,110.35850866263884,0,0,0,0,0,0,0,0,0,0,0,0,0,0,0,0,0,0,0,0,0,0,0]
[4,"SWITCHGEAR","> 33 kv & < = 66 kv ; circuit breaker",204.55836326112509,19.140596762683327,4.3749967728769041,2,0,3,4,7,8,20,11,19,19,2,11,2,3,7,5,2,10,4,0,0,0,0,0,0,0,0,0,0,0,0,0,0,0,0,0,1,1,0,0,0,0,0,0,0,0,0,0,0,0,0,0,0,0,0,0,0,0,0,0,0,0,0,0,0,0,0,0,0,0,0,0,0,0,0,0,0,0,0,0,0,0,0,0,0,0,0,0,0,0,0,0,null,0,613.67508978337526,818.23345304450038,1431.9085428278756,1636.4669060890008,4091.167265222502,2250.1419958723759,3886.6089019613769,3886.6089019613769,409.11672652225019,2250.1419958723759,409.11672652225019,613.67508978337526,1431.9085428278756,1022.7918163056255,409.11672652225019,2045.583632611251,818.23345304450038,0,0,0,0,0,0,0,0,0,0,0,0,0,0,0,0,0,204.55836326112509,204.55836326112509,0,0,0,0,0,0,0,0,0,0,0,0,0,0,0,0,0,0,0,0,0,0,0,0,0,0,0,0,0,0,0,0,0,0,0,0,0,0,0,0,0,0,0,0,0,0,0,0,0,0,0,0,0,0]
[4,"SWITCHGEAR","> 33 kv & < = 66 kv ; switch",121.90296871567357,62.610676299637426,7.9126908381180563,2,0,0,1,0,18,59,6,30,54,5,30,13,9,17,6,1,7,3,15,2,0,0,1,0,0,0,0,0,5,0,0,0,10,7,9,43,19,0,8,0,45,0,3,0,9,0,2,0,11,2,0,0,10,0,2,0,1,1,0,0,21,1,0,0,0,0,0,0,0,0,0,0,0,0,0,0,0,0,0,0,0,0,0,0,0,0,0,0,0,0,0,null,0,0,121.90296871567357,0,2194.2534368821243,7192.2751542247406,731.41781229404137,3657.0890614702071,6582.760310646373,609.51484357836785,3657.0890614702071,1584.7385933037563,1097.1267184410622,2072.3504681664508,731.41781229404137,121.90296871567357,853.32078100971501,365.70890614702068,1828.5445307351035,243.80593743134713,0,0,121.90296871567357,0,0,0,0,0,609.51484357836785,0,0,0,1219.0296871567357,853.32078100971501,1097.1267184410622,5241.8276547739633,2316.1564055977979,0,975.22374972538853,0,5485.6335922053104,0,365.70890614702068,0,1097.1267184410622,0,243.80593743134713,0,1340.9326558724092,243.80593743134713,0,0,1219.0296871567357,0,243.80593743134713,0,121.90296871567357,121.90296871567357,0,0,2559.9623430291449,121.90296871567357,0,0,0,0,0,0,0,0,0,0,0,0,0,0,0,0,0,0,0,0,0,0,0,0,0,0,0,0,0]
[4,"SWITCHGEAR","> 66 kv & < = 132 kv ; circuit breaker",362.18356591543494,45.181667491329463,6.7217309892117418,2,17,30,22,41,59,41,35,41,61,31,37,40,29,16,14,23,8,19,5,10,4,2,6,2,1,0,0,0,0,0,0,0,0,0,0,1,0,0,1,2,1,0,0,0,0,0,0,0,1,0,0,0,0,0,0,0,0,0,2,0,2,0,0,0,0,0,0,0,2,0,0,0,0,0,0,0,0,0,0,0,0,0,0,0,0,0,0,0,0,0,0,null,6157.1206205623939,10865.506977463048,7968.0384501395683,14849.526202532832,21368.830389010662,14849.526202532832,12676.424807040223,14849.526202532832,22093.197520841532,11227.690543378483,13400.791938871092,14487.342636617397,10503.323411547613,5794.937054646959,5070.5699228160893,8330.2220160550041,2897.4685273234795,6881.4877523932637,1810.9178295771746,3621.8356591543493,1448.7342636617398,724.36713183086988,2173.1013954926098,724.36713183086988,362.18356591543494,0,0,0,0,0,0,0,0,0,0,362.18356591543494,0,0,362.18356591543494,724.36713183086988,362.18356591543494,0,0,0,0,0,0,0,362.18356591543494,0,0,0,0,0,0,0,0,0,724.36713183086988,0,724.36713183086988,0,0,0,0,0,0,0,724.36713183086988,0,0,0,0,0,0,0,0,0,0,0,0,0,0,0,0,0,0,0,0,0,0]
[4,"SWITCHGEAR","> 66 kv & < = 132 kv ; switch",121.90296871567357,62.610676299637426,7.9126908381180563,2,101,133,72,171,231,193,148,187,190,50,26,82,77,40,44,40,45,54,0,10,25,0,24,19,6,0,0,0,0,0,0,0,0,0,6,37,28,0,26,33,26,9,11,5,1,15,11,12,30,2,37,30,2,6,96,14,4,0,36,4,2,0,9,27,3,0,30,0,7,0,0,0,0,0,0,0,0,0,0,0,0,0,0,0,0,0,0,0,0,0,0,null,12312.19984028303,16213.094839184585,8777.0137475284973,20845.407650380181,28159.585773320592,23527.272962125,18041.639369919689,22795.855149830957,23161.564055977979,6095.148435783678,3169.4771866075125,9996.0434346852326,9386.528591106864,4876.1187486269428,5363.7306234896369,4876.1187486269428,5485.6335922053104,6582.760310646373,0,1219.0296871567357,3047.574217891839,0,2925.6712491761655,2316.1564055977979,731.41781229404137,0,0,0,0,0,0,0,0,0,731.41781229404137,4510.4098424799222,3413.28312403886,0,3169.4771866075125,4022.7979676172276,3169.4771866075125,1097.1267184410622,1340.9326558724092,609.51484357836785,121.90296871567357,1828.5445307351035,1340.9326558724092,1462.8356245880827,3657.0890614702071,243.80593743134713,4510.4098424799222,3657.0890614702071,243.80593743134713,731.41781229404137,11702.684996704662,1706.64156201943,487.61187486269426,0,4388.5068737642487,487.61187486269426,243.80593743134713,0,1097.1267184410622,3291.3801553231865,365.70890614702068,0,3657.0890614702071,0,853.32078100971501,0,0,0,0,0,0,0,0,0,0,0,0,0,0,0,0,0,0,0,0,0,0]
[5,"TRANSFORMERS","ground outdoor / indoor chamber mounted ; ˂ 22 kv ; < = 60 kva ; multiple phase",128.18777669721098,83.845238233253411,9.1567045509426261,2,0,0,0,0,0,0,0,0,0,0,0,2,0,0,0,0,0,0,0,0,0,0,0,0,0,0,0,0,0,0,0,0,0,0,0,0,0,0,0,0,0,0,0,0,0,0,0,2,0,0,0,0,0,0,0,0,0,0,0,0,0,0,0,0,0,0,0,0,0,0,0,0,0,0,0,0,0,0,0,0,0,0,0,0,0,0,0,0,0,0,0,null,0,0,0,0,0,0,0,0,0,0,0,256.37555339442196,0,0,0,0,0,0,0,0,0,0,0,0,0,0,0,0,0,0,0,0,0,0,0,0,0,0,0,0,0,0,0,0,0,0,0,256.37555339442196,0,0,0,0,0,0,0,0,0,0,0,0,0,0,0,0,0,0,0,0,0,0,0,0,0,0,0,0,0,0,0,0,0,0,0,0,0,0,0,0,0,0,0]
[5,"TRANSFORMERS","ground outdoor / indoor chamber mounted ; ˂ 22 kv ; > 60 kva and < = 600 kva ; multiple phase",128.18777669721098,83.845238233253411,9.1567045509426261,2,2,7,0,2,5,2,9,6,0,3,2,3,4,1,0,0,0,4,0,0,0,1,0,2,5,1,1,0,3,2,1,2,1,0,1,10,11,4,5,4,3,9,9,4,12,43,36,36,20,39,16,10,24,6,18,25,18,30,16,14,5,9,1,3,3,59,3,1,74,8,16,2,0,0,21,6,1,2,0,0,6,1,0,0,0,0,0,0,8,0,1,null,256.37555339442196,897.31443688047682,0,256.37555339442196,640.93888348605492,256.37555339442196,1153.6899902748987,769.12666018326581,0,384.56333009163291,256.37555339442196,384.56333009163291,512.75110678884391,128.18777669721098,0,0,0,512.75110678884391,0,0,0,128.18777669721098,0,256.37555339442196,640.93888348605492,128.18777669721098,128.18777669721098,0,384.56333009163291,256.37555339442196,128.18777669721098,256.37555339442196,128.18777669721098,0,128.18777669721098,1281.8777669721098,1410.0655436693207,512.75110678884391,640.93888348605492,512.75110678884391,384.56333009163291,1153.6899902748987,1153.6899902748987,512.75110678884391,1538.2533203665316,5512.0743979800718,4614.7599610995949,4614.7599610995949,2563.7555339442197,4999.3232911912282,2051.0044271553757,1281.8777669721098,3076.5066407330633,769.12666018326581,2307.3799805497974,3204.6944174302744,2307.3799805497974,3845.6333009163295,2051.0044271553757,1794.6288737609536,640.93888348605492,1153.6899902748987,128.18777669721098,384.56333009163291,384.56333009163291,7563.0788251354479,384.56333009163291,128.18777669721098,9485.895475593612,1025.5022135776878,2051.0044271553757,256.37555339442196,0,0,2691.9433106414303,769.12666018326581,128.18777669721098,256.37555339442196,0,0,769.12666018326581,128.18777669721098,0,0,0,0,0,0,1025.5022135776878,0,128.18777669721098]
[5,"TRANSFORMERS","ground outdoor / indoor chamber mounted ; ˂ 22 kv ; > 600 kva ; multiple phase",58.639653235771384,60.81606758132304,7.7984657196991662,2,105,84,93,96,97,91,76,84,87,53,77,69,63,54,56,40,13,45,9,19,41,18,34,132,552,48,88,90,163,113,127,107,49,35,38,62,48,72,39,27,21,18,43,15,41,113,178,93,91,30,49,61,43,67,76,13,29,16,3,0,0,0,0,0,0,0,0,0,0,0,0,0,0,0,0,0,0,0,0,0,0,0,0,0,0,0,0,0,0,0,0,null,6157.1635897559954,4925.7308718047962,5453.487750926739,5629.4067106340526,5688.0463638698238,5336.2084444551956,4456.6136459186255,4925.7308718047962,5101.6498315121107,3107.9016214958833,4515.2532991543967,4046.1360732682256,3694.2981538535973,3166.5412747316545,3283.8205812031974,2345.5861294308552,762.31549206502802,2638.7843956097122,527.75687912194246,1114.1534114796564,2404.2257826666269,1055.5137582438849,1993.7482100162269,7740.4342271218229,32369.088586145805,2814.7033553170263,5160.2894847478819,5277.5687912194244,9558.2634774307353,6626.2808156421661,7447.2359609429659,6274.4428962275379,2873.343008552798,2052.3878632519986,2228.3068229593127,3635.6585006178257,2814.7033553170263,4222.0550329755397,2286.946476195084,1583.2706373658273,1231.432717951199,1055.5137582438849,2521.5050891381693,879.59479853657081,2404.2257826666269,6626.2808156421661,10437.858275967306,5453.487750926739,5336.2084444551956,1759.1895970731416,2873.343008552798,3577.0188473820544,2521.5050891381693,3928.8567667966827,4456.6136459186255,762.31549206502802,1700.5499438373702,938.23445177234214,175.91895970731414,0,0,0,0,0,0,0,0,0,0,0,0,0,0,0,0,0,0,0,0,0,0,0,0,0,0,0,0,0,0,0,0]
[5,"TRANSFORMERS","ground outdoor / indoor chamber mounted ; > = 22 kv & < = 33 kv ; < = 15 mva",457.93917292960435,72.212746779813955,8.4978083515582981,2,0,0,3,1,1,0,1,0,0,0,1,1,0,0,0,1,0,0,0,0,0,0,0,0,0,0,0,0,1,0,0,0,0,0,0,0,0,0,0,0,4,0,0,0,0,0,1,2,0,3,0,3,5,1,11,6,5,2,4,2,1,0,0,0,2,2,0,1,0,0,0,0,1,0,0,0,0,0,0,0,0,0,0,0,0,0,0,0,0,0,0,null,0,0,1373.817518788813,457.93917292960435,457.93917292960435,0,457.93917292960435,0,0,0,457.93917292960435,457.93917292960435,0,0,0,457.93917292960435,0,0,0,0,0,0,0,0,0,0,0,0,457.93917292960435,0,0,0,0,0,0,0,0,0,0,0,1831.7566917184174,0,0,0,0,0,457.93917292960435,915.87834585920871,0,1373.817518788813,0,1373.817518788813,2289.6958646480216,457.93917292960435,5037.3309022256481,2747.635037577626,2289.6958646480216,915.87834585920871,1831.7566917184174,915.87834585920871,457.93917292960435,0,0,0,915.87834585920871,915.87834585920871,0,457.93917292960435,0,0,0,0,457.93917292960435,0,0,0,0,0,0,0,0,0,0,0,0,0,0,0,0,0,0]
[5,"TRANSFORMERS","ground outdoor / indoor chamber mounted ; > = 22 kv & < = 33 kv ; > 15 mva and < = 40 mva",728.6105245209061,50.23663130628681,7.0877804217037372,2,0,1,0,1,2,0,7,12,2,5,16,14,18,11,6,12,1,0,5,0,0,0,0,0,0,1,2,0,0,0,1,0,2,0,0,3,0,0,0,1,0,3,3,2,3,2,4,9,5,3,9,3,2,5,2,7,3,0,3,0,0,0,0,0,0,0,0,0,0,0,0,0,0,0,0,0,0,0,0,0,0,0,0,0,0,0,0,0,0,0,0,null,0,728.6105245209061,0,728.6105245209061,1457.2210490418122,0,5100.2736716463423,8743.3262942508736,1457.2210490418122,3643.0526226045304,11657.768392334498,10200.547343292685,13114.98944137631,8014.7157697299672,4371.6631471254368,8743.3262942508736,728.6105245209061,0,3643.0526226045304,0,0,0,0,0,0,728.6105245209061,1457.2210490418122,0,0,0,728.6105245209061,0,1457.2210490418122,0,0,2185.8315735627184,0,0,0,728.6105245209061,0,2185.8315735627184,2185.8315735627184,1457.2210490418122,2185.8315735627184,1457.2210490418122,2914.4420980836244,6557.4947206881552,3643.0526226045304,2185.8315735627184,6557.4947206881552,2185.8315735627184,1457.2210490418122,3643.0526226045304,1457.2210490418122,5100.2736716463423,2185.8315735627184,0,2185.8315735627184,0,0,0,0,0,0,0,0,0,0,0,0,0,0,0,0,0,0,0,0,0,0,0,0,0,0,0,0,0,0,0,0]
[5,"TRANSFORMERS","ground outdoor / indoor chamber mounted ; > 33 kv & < = 66 kv ; < = 15 mva",416.97236158628965,66.655142480236108,8.1642600693655094,2,0,0,0,0,0,0,0,0,0,0,3,0,0,0,0,0,0,0,0,0,0,0,0,0,0,0,0,0,0,0,0,0,0,0,0,0,0,0,0,0,0,2,0,0,0,0,0,2,0,0,0,2,0,0,1,0,0,1,0,0,0,1,0,0,0,0,0,0,0,0,0,0,0,0,0,0,0,0,0,0,0,0,0,0,0,0,0,0,0,0,0,null,0,0,0,0,0,0,0,0,0,0,1250.9170847588689,0,0,0,0,0,0,0,0,0,0,0,0,0,0,0,0,0,0,0,0,0,0,0,0,0,0,0,0,0,0,833.9447231725793,0,0,0,0,0,833.9447231725793,0,0,0,833.9447231725793,0,0,416.97236158628965,0,0,416.97236158628965,0,0,0,416.97236158628965,0,0,0,0,0,0,0,0,0,0,0,0,0,0,0,0,0,0,0,0,0,0,0,0,0,0,0,0,0]
[5,"TRANSFORMERS","ground outdoor / indoor chamber mounted ; > 33 kv & < = 66 kv ; > 15 mva and < = 40 mva",442.37282695471777,56.266153477786041,7.5010768212161407,2,0,0,0,0,0,4,0,4,0,2,5,1,2,4,1,0,0,0,0,0,0,0,0,0,0,0,0,0,0,0,0,0,0,0,3,2,0,0,1,0,0,0,2,0,1,0,0,0,2,1,0,0,1,0,0,1,0,0,0,0,0,0,0,0,0,0,0,0,0,0,0,0,0,0,0,0,0,0,0,0,0,0,0,0,0,0,0,0,0,0,0,null,0,0,0,0,0,1769.4913078188711,0,1769.4913078188711,0,884.74565390943553,2211.8641347735888,442.37282695471777,884.74565390943553,1769.4913078188711,442.37282695471777,0,0,0,0,0,0,0,0,0,0,0,0,0,0,0,0,0,0,0,1327.1184808641533,884.74565390943553,0,0,442.37282695471777,0,0,0,884.74565390943553,0,442.37282695471777,0,0,0,884.74565390943553,442.37282695471777,0,0,442.37282695471777,0,0,442.37282695471777,0,0,0,0,0,0,0,0,0,0,0,0,0,0,0,0,0,0,0,0,0,0,0,0,0,0,0,0,0,0,0,0,0,0,0]
[5,"TRANSFORMERS","ground outdoor / indoor chamber mounted ; > 66 kv & < = 132 kv ; < = 100 mva",1954.565550317237,54.914940363826773,7.4104615486369516,2,3,6,8,9,1,6,17,8,20,8,11,7,8,8,6,4,6,3,1,4,4,1,0,0,4,3,0,0,1,0,0,2,0,0,3,2,2,3,4,4,2,1,0,3,3,6,4,1,2,2,1,0,1,0,2,3,2,1,2,0,0,3,0,0,1,0,1,0,0,0,0,0,0,0,0,0,0,0,0,0,0,0,0,0,0,0,0,0,0,0,0,null,5863.6966509517115,11727.393301903423,15636.524402537896,17591.089952855134,1954.565550317237,11727.393301903423,33227.614355393031,15636.524402537896,39091.311006344738,15636.524402537896,21500.221053489608,13681.95885222066,15636.524402537896,15636.524402537896,11727.393301903423,7818.262201268948,11727.393301903423,5863.6966509517115,1954.565550317237,7818.262201268948,7818.262201268948,1954.565550317237,0,0,7818.262201268948,5863.6966509517115,0,0,1954.565550317237,0,0,3909.131100634474,0,0,5863.6966509517115,3909.131100634474,3909.131100634474,5863.6966509517115,7818.262201268948,7818.262201268948,3909.131100634474,1954.565550317237,0,5863.6966509517115,5863.6966509517115,11727.393301903423,7818.262201268948,1954.565550317237,3909.131100634474,3909.131100634474,1954.565550317237,0,1954.565550317237,0,3909.131100634474,5863.6966509517115,3909.131100634474,1954.565550317237,3909.131100634474,0,0,5863.6966509517115,0,0,1954.565550317237,0,1954.565550317237,0,0,0,0,0,0,0,0,0,0,0,0,0,0,0,0,0,0,0,0,0,0,0,0]
[5,"TRANSFORMERS","ground outdoor / indoor chamber mounted ; > 66 kv & < = 132 kv ; > 100 mva",1596.7665849092723,56.758454357951123,7.5338207012080609,2,2,0,0,1,0,0,0,2,6,6,1,1,2,2,0,0,0,1,1,1,0,0,0,0,0,0,0,2,0,0,0,0,0,0,0,0,3,2,0,0,3,0,0,0,0,0,1,2,0,1,2,2,0,0,2,0,1,0,0,0,0,0,0,0,0,0,0,0,0,0,0,0,0,0,0,0,0,0,0,0,0,0,0,0,0,0,0,0,0,0,0,null,3193.5331698185446,0,0,1596.7665849092723,0,0,0,3193.5331698185446,9580.5995094556347,9580.5995094556347,1596.7665849092723,1596.7665849092723,3193.5331698185446,3193.5331698185446,0,0,0,1596.7665849092723,1596.7665849092723,1596.7665849092723,0,0,0,0,0,0,0,3193.5331698185446,0,0,0,0,0,0,0,0,4790.2997547278173,3193.5331698185446,0,0,4790.2997547278173,0,0,0,0,0,1596.7665849092723,3193.5331698185446,0,1596.7665849092723,3193.5331698185446,3193.5331698185446,0,0,3193.5331698185446,0,1596.7665849092723,0,0,0,0,0,0,0,0,0,0,0,0,0,0,0,0,0,0,0,0,0,0,0,0,0,0,0,0,0,0,0,0,0,0]
[5,"TRANSFORMERS","kiosk mounted ; < = 22 kv ; < = 60 kva ; multiple phase",40.234046076781176,62.682208736939074,7.9172096559923864,2,0,0,0,0,0,0,0,0,0,0,0,0,0,0,0,0,0,0,0,0,0,0,0,0,0,1,0,0,0,0,0,0,0,0,0,0,0,0,0,0,0,0,0,0,0,0,0,0,0,0,0,0,0,0,0,0,0,0,0,0,0,0,0,0,0,0,0,0,0,0,0,0,0,0,0,0,0,0,0,0,0,0,0,0,0,0,0,0,0,0,0,null,0,0,0,0,0,0,0,0,0,0,0,0,0,0,0,0,0,0,0,0,0,0,0,0,0,40.234046076781176,0,0,0,0,0,0,0,0,0,0,0,0,0,0,0,0,0,0,0,0,0,0,0,0,0,0,0,0,0,0,0,0,0,0,0,0,0,0,0,0,0,0,0,0,0,0,0,0,0,0,0,0,0,0,0,0,0,0,0,0,0,0,0,0,0]
[5,"TRANSFORMERS","kiosk mounted ; < = 22 kv ; < = 60 kva ; single phase",40.234046076781176,62.682208736939074,7.9172096559923864,2,0,0,0,0,0,0,0,0,0,0,0,0,0,0,0,0,0,0,0,0,1,0,0,0,0,0,0,0,0,0,0,0,0,0,0,0,0,0,0,0,0,0,0,0,0,0,0,0,0,0,0,0,0,0,0,0,0,0,0,0,0,0,0,0,0,0,0,0,0,0,0,0,0,0,0,0,0,0,0,0,0,0,0,0,0,0,0,0,0,0,0,null,0,0,0,0,0,0,0,0,0,0,0,0,0,0,0,0,0,0,0,0,40.234046076781176,0,0,0,0,0,0,0,0,0,0,0,0,0,0,0,0,0,0,0,0,0,0,0,0,0,0,0,0,0,0,0,0,0,0,0,0,0,0,0,0,0,0,0,0,0,0,0,0,0,0,0,0,0,0,0,0,0,0,0,0,0,0,0,0,0,0,0,0,0,0]
[5,"TRANSFORMERS","kiosk mounted ; < = 22 kv ; > 60 kva and < = 600 kva ; multiple phase",40.234046076781176,62.682208736939074,7.9172096559923864,2,137,163,109,133,160,143,196,195,161,228,198,177,204,155,180,122,77,110,30,30,36,33,92,241,480,199,120,89,62,122,88,177,107,27,68,168,141,313,194,248,253,192,209,179,136,149,157,123,96,61,104,39,40,67,72,44,18,7,4,4,0,0,0,0,0,3,0,0,9,1,0,0,0,0,1,0,0,0,1,0,0,0,0,0,0,0,0,0,1,0,0,null,5512.0643125190209,6558.1495105153317,4385.5110223691481,5351.1281282118962,6437.447372284988,5753.4685889797083,7885.873031049111,7845.6389849723291,6477.6814183617698,9173.3625055061075,7966.3411232026729,7121.4261555902685,8207.7453996633594,6236.2771419010824,7242.1282938206114,4908.5536213673031,3098.0215479121507,4425.7450684459291,1207.0213823034353,1207.0213823034353,1448.4256587641223,1327.7235205337788,3701.532239063868,9696.4051045042634,19312.342116854965,8006.5751692794538,4828.0855292137412,3580.8301008335247,2494.5108567604329,4908.5536213673031,3540.5960547567433,7121.4261555902685,4305.0429302155862,1086.3192440730918,2735.91513322112,6759.3197408992373,5673.0004968261455,12593.256422032508,7805.4049388955482,9978.0434270417318,10179.213657425638,7724.9368467419863,8408.9156300472659,7201.8942477438304,5471.8302664422399,5994.8728654403949,6316.7452340546442,4948.7876674440849,3862.4684233709932,2454.2768106836515,4184.3407919852425,1569.1277969944658,1609.361843071247,2695.681087144339,2896.8513175282446,1770.2980273783717,724.21282938206116,281.63832253746824,160.93618430712471,160.93618430712471,0,0,0,0,0,120.70213823034354,0,0,362.10641469103058,40.234046076781176,0,0,0,0,40.234046076781176,0,0,0,40.234046076781176,0,0,0,0,0,0,0,0,0,40.234046076781176,0,0]
[5,"TRANSFORMERS","kiosk mounted ; < = 22 kv ; > 600 kva ; multiple phase",35.845509057404271,60.704619966253674,7.7913169596836243,2,141,140,168,175,287,312,337,374,277,291,281,284,218,133,131,123,100,178,40,23,20,10,28,42,549,17,31,48,21,38,12,26,17,23,14,10,25,15,10,2,3,1,5,10,4,1,1,0,1,1,1,1,0,2,1,1,0,1,0,0,0,0,0,0,0,0,0,0,8,0,0,0,0,0,0,0,0,0,0,0,0,0,0,0,0,0,0,0,0,0,0,null,5054.2167770940023,5018.3712680365979,6022.0455216439177,6272.9640850457472,10287.661099475026,11183.798825910133,12079.93655234524,13406.220387469197,9929.2060089009829,10431.043135704644,10072.5880451306,10180.124572302813,7814.3209745141312,4767.4527046347685,4695.7616865199598,4408.997614060725,3584.550905740427,6380.5006122179602,1433.820362296171,824.44670832029828,716.91018114808548,358.45509057404274,1003.6742536073195,1505.5113804109794,19679.184472514946,609.37365397587257,1111.2107807795323,1720.584434755405,752.75569020548971,1362.1293441813623,430.14610868885126,931.98323549251108,609.37365397587257,824.44670832029828,501.83712680365977,358.45509057404274,896.13772643510674,537.68263586106411,358.45509057404274,71.691018114808543,107.53652717221281,35.845509057404271,179.22754528702137,358.45509057404274,143.38203622961709,35.845509057404271,35.845509057404271,0,35.845509057404271,35.845509057404271,35.845509057404271,35.845509057404271,0,71.691018114808543,35.845509057404271,35.845509057404271,0,35.845509057404271,0,0,0,0,0,0,0,0,0,0,286.76407245923417,0,0,0,0,0,0,0,0,0,0,0,0,0,0,0,0,0,0,0,0,0,0]
[5,"TRANSFORMERS","pole mounted ; < = 22 kv ; < = 60 kva ; multiple phase",15.030843553591886,67.4529856765011,8.2129766635794788,2,25,11,21,27,27,16,18,33,23,41,76,31,26,16,15,14,4,78,17,15,57,135,116,242,166,248,101,119,390,102,83,130,111,85,57,147,147,103,58,46,33,41,32,36,42,29,25,54,31,22,36,24,16,33,27,16,22,29,17,14,21,11,17,5,1,0,0,1,133,1,0,0,0,0,0,0,0,0,0,0,0,0,0,0,0,0,0,0,0,0,0,null,375.77108883979713,165.33927908951074,315.64771462542961,405.83277594698092,405.83277594698092,240.49349685747018,270.55518396465396,496.01783726853222,345.7094017326134,616.26458569726731,1142.3441100729833,465.95615016134849,390.80193239338905,240.49349685747018,225.46265330387828,210.43180975028639,60.123374214367544,1172.4057971801672,255.52434041106207,225.46265330387828,856.75808255473748,2029.1638797349046,1743.5778522166588,3637.4641399692364,2495.1200298962531,3727.6492012907879,1518.1151989127804,1788.6703828774343,5862.0289859008353,1533.1460424663724,1247.5600149481265,1954.0096619669453,1668.4236344486994,1277.6217020553104,856.75808255473748,2209.5340023780072,2209.5340023780072,1548.1768860199643,871.78892610832941,691.4188034652268,496.01783726853222,616.26458569726731,480.98699371494035,541.11036792930793,631.29542925085923,435.8944630541647,375.77108883979713,811.66555189396183,465.95615016134849,330.67855817902148,541.11036792930793,360.74024528620527,240.49349685747018,496.01783726853222,405.83277594698092,240.49349685747018,330.67855817902148,435.8944630541647,255.52434041106207,210.43180975028639,315.64771462542961,165.33927908951074,255.52434041106207,75.154217767959437,15.030843553591886,0,0,15.030843553591886,1999.1021926277208,15.030843553591886,0,0,0,0,0,0,0,0,0,0,0,0,0,0,0,0,0,0,0,0,0]
[5,"TRANSFORMERS","pole mounted ; < = 22 kv ; < = 60 kva ; single phase",15.015799242967534,74.235329193844692,8.6159926412366836,2,43,35,56,65,97,73,71,78,80,127,200,105,68,46,58,51,20,184,42,21,11,7,8,3,16,6,9,8,13,17,11,15,26,20,16,66,33,51,70,52,39,42,24,30,25,37,17,16,22,16,18,13,9,16,11,10,11,28,6,8,16,11,4,2,0,0,0,0,250,0,0,0,0,0,0,0,0,0,0,0,0,0,0,0,0,0,0,0,0,0,0,null,645.67936744760391,525.55297350386365,840.88475760618189,976.02695079288969,1456.5325265678507,1096.1533447366301,1066.121746250695,1171.2323409514677,1201.2639394374028,1907.0065038568769,3003.1598485935069,1576.6589205115911,1021.0743485217923,690.72676517650655,870.91635609211698,765.80576139134416,300.31598485935069,2762.9070607060262,630.66356820463636,315.33178410231818,165.17379167264286,105.11059470077274,120.12639394374027,45.047397728902602,240.25278788748054,90.094795457805205,135.1421931867078,120.12639394374027,195.20539015857793,255.26858713044808,165.17379167264286,225.23698864451299,390.41078031715585,300.31598485935069,240.25278788748054,991.04275003585724,495.52137501792862,765.80576139134416,1051.1059470077273,780.82156063431171,585.61617047573384,630.66356820463636,360.37918183122082,450.47397728902598,375.39498107418837,555.58457198979875,255.26858713044808,240.25278788748054,330.34758334528573,240.25278788748054,270.2843863734156,195.20539015857793,135.1421931867078,240.25278788748054,165.17379167264286,150.15799242967535,165.17379167264286,420.44237880309095,90.094795457805205,120.12639394374027,240.25278788748054,165.17379167264286,60.063196971870134,30.031598485935067,0,0,0,0,3753.9498107418835,0,0,0,0,0,0,0,0,0,0,0,0,0,0,0,0,0,0,0,0,0,0]
[5,"TRANSFORMERS","pole mounted ; < = 22 kv ; > 60 kva and < = 600 kva ; multiple phase",24.158338623358336,64.722064018172546,8.04500242499482,2,115,128,207,160,217,180,189,222,311,315,482,278,230,93,94,75,47,449,48,44,84,116,126,298,88,171,168,91,166,70,78,82,106,84,123,280,82,87,106,79,50,51,121,89,113,150,135,142,208,157,174,133,144,164,113,104,74,83,47,63,11,16,12,3,6,1,5,2,196,0,0,0,0,0,0,0,0,0,0,0,0,0,0,0,0,0,0,0,0,0,0,null,2778.2089416862086,3092.267343789867,5000.7760950351758,3865.3341797373337,5242.3594812687588,4348.5009522045002,4565.9259998147254,5363.1511743855508,7513.2433118644421,7609.8766663578763,11644.319216458718,6716.0181372936177,5556.4178833724172,2246.7254919723255,2270.8838305956838,1811.8753967518753,1135.4419152978419,10847.094041887893,1159.6002539212002,1062.9668994277667,2029.3004443621003,2802.3672803095669,3043.9506665431504,7199.1849097607837,2125.9337988555335,4131.0759045942759,4058.6008887242006,2198.4088147256084,4010.284211477484,1691.0837036350836,1884.3504126219502,1980.9837671153837,2560.7838940759834,2029.3004443621003,2971.4756506730755,6764.3348145403343,1980.9837671153837,2101.7754602321752,2560.7838940759834,1908.5087512453085,1207.9169311679168,1232.0752697912751,2923.1589734263589,2150.0921374788918,2729.892264439492,3623.7507935037506,3261.3757141533752,3430.4840845168837,5024.9344336585336,3792.8591638672588,4203.5509204643504,3213.0590369066585,3478.8007617636003,3961.9675342307673,2729.892264439492,2512.4672168292668,1787.7170581285168,2005.142105738742,1135.4419152978419,1521.9753332715752,265.74172485694169,386.53341797373338,289.90006348030005,72.475015870075012,144.95003174015002,24.158338623358336,120.79169311679168,48.316677246716672,4735.034370178234,0,0,0,0,0,0,0,0,0,0,0,0,0,0,0,0,0,0,0,0,0,0]
[5,"TRANSFORMERS","pole mounted ; < = 22 kv ; > 60 kva and < = 600 kva ; single phase",23.29897094292426,67.321005750845458,8.204937888299062,2,9,5,5,6,19,5,19,25,25,27,29,39,18,14,12,8,3,52,2,0,0,0,1,41,2,14,4,0,5,0,0,1,1,0,0,0,1,2,1,0,0,2,1,1,1,0,1,0,0,0,0,0,0,1,0,0,0,0,0,0,0,0,0,0,0,0,0,0,12,0,0,0,0,0,0,0,0,0,0,0,0,0,0,0,0,0,0,0,0,0,0,null,209.69073848631834,116.4948547146213,116.4948547146213,139.79382565754557,442.68044791556093,116.4948547146213,442.68044791556093,582.47427357310653,582.47427357310653,629.07221545895504,675.67015734480356,908.65986677404612,419.38147697263668,326.18559320093965,279.58765131509114,186.39176754339408,69.896912828772784,1211.5464890320616,46.59794188584852,0,0,0,23.29897094292426,955.25780865989464,46.59794188584852,326.18559320093965,93.195883771697041,0,116.4948547146213,0,0,23.29897094292426,23.29897094292426,0,0,0,23.29897094292426,46.59794188584852,23.29897094292426,0,0,46.59794188584852,23.29897094292426,23.29897094292426,23.29897094292426,0,23.29897094292426,0,0,0,0,0,0,23.29897094292426,0,0,0,0,0,0,0,0,0,0,0,0,0,0,279.58765131509114,0,0,0,0,0,0,0,0,0,0,0,0,0,0,0,0,0,0,0,0,0,0]
[5,"TRANSFORMERS","pole mounted ; < = 22 kv ; > 600 kva ; multiple phase",24.158338623358336,64.722064018172546,8.04500242499482,2,0,0,0,0,0,0,0,0,0,0,0,0,0,1,0,0,0,0,0,0,0,0,0,0,0,0,0,0,0,0,0,0,0,0,0,0,0,0,0,0,0,0,0,0,0,0,0,0,0,0,0,0,0,0,0,0,0,0,0,0,0,0,0,0,0,0,0,0,0,0,0,0,0,0,0,0,0,0,0,0,0,0,0,0,0,0,0,0,0,0,0,null,0,0,0,0,0,0,0,0,0,0,0,0,0,24.158338623358336,0,0,0,0,0,0,0,0,0,0,0,0,0,0,0,0,0,0,0,0,0,0,0,0,0,0,0,0,0,0,0,0,0,0,0,0,0,0,0,0,0,0,0,0,0,0,0,0,0,0,0,0,0,0,0,0,0,0,0,0,0,0,0,0,0,0,0,0,0,0,0,0,0,0,0,0,0]
[6,"UNDERGROUND CABLES","˂ = 1 kv",474.57774791534484,70.034137508275734,8.3686401229994196,2,178,183,155,154,174,172,223,188,133,152,133,123,149,171,136,141,101,97,100,101,65,65,63,75,53,70,51,43,27,53,75,34,39,50,45,59,118,114,99,136,97,107,69,51,93,43,83,44,57,70,108,38,95,100,84,122,75,104,101,85,55,73,48,80,13,6,16,14,5,19,8,1,3,5,11,1,1,1,4,1,1,1,1,1,1,1,1,1,1,1,21,null,84474.839128931388,86847.727868508111,73559.550926878452,73084.973178963104,82576.528137269997,81627.372641439317,105830.8377851219,89220.616608084834,63118.840472740863,72135.817683132424,63118.840472740863,58373.062993587417,70712.084439386381,81152.794893523969,64542.573716486899,66915.462456063629,47932.352539449828,46034.041547788453,47457.774791534481,47932.352539449828,30847.553614497414,30847.553614497414,29898.398118666726,35593.331093650864,25152.620639513276,33220.442354074141,24203.465143682588,20406.843160359829,12813.599193714312,25152.620639513276,35593.331093650864,16135.643429121725,18508.53216869845,23728.88739576724,21355.998656190517,28000.087127005347,56000.174254010693,54101.86326234931,46983.19704361914,64542.573716486899,46034.041547788453,50779.819026941899,32745.864606158793,24203.465143682588,44135.73055612707,20406.843160359829,39389.953076973623,20881.420908275173,27050.931631174655,33220.442354074141,51254.396774857247,18033.954420783106,45084.886051957757,47457.774791534481,39864.530824888963,57898.485245672069,35593.331093650864,49356.085783195864,47932.352539449828,40339.108572804311,26101.776135343967,34644.175597820176,22779.731899936553,37966.219833227588,6169.510722899483,2847.4664874920691,7593.2439666455175,6644.0884708148278,2372.8887395767242,9016.9772103915529,3796.6219833227588,474.57774791534484,1423.7332437460345,2372.8887395767242,5220.3552270687933,474.57774791534484,474.57774791534484,474.57774791534484,1898.3109916613794,474.57774791534484,474.57774791534484,474.57774791534484,474.57774791534484,474.57774791534484,474.57774791534484,474.57774791534484,474.57774791534484,474.57774791534484,474.57774791534484,474.57774791534484,9966.1327062222408]
[6,"UNDERGROUND CABLES","> 1 kv & < = 11 kv",967.73756375870175,91.298460839860581,9.5550228068728646,2,113,130,122,121,255,268,284,286,236,214,160,189,144,129,104,112,91,121,116,110,85,51,61,89,56,71,83,63,51,58,84,44,44,71,39,71,91,106,131,155,133,118,91,91,109,70,94,62,114,73,136,87,125,122,175,238,131,161,158,174,150,161,182,193,26,34,24,26,17,30,16,2,4,14,28,2,2,2,27,4,7,3,2,1,1,1,2,3,17,11,63,null,109354.3447047333,125805.88328863123,118063.98277856161,117096.24521480291,246773.07875846894,259353.66708733208,274837.4681074713,276772.94323498872,228386.06504705362,207095.83864436217,154838.01020139229,182902.39955039462,139354.20918125304,124838.14572487252,100644.70663090498,108386.60714097459,88064.118302041854,117096.24521480291,112257.5573960094,106451.13201345719,82257.692919489651,49354.615751693789,59031.991389280804,86128.643174524463,54193.303570487296,68709.367026867825,80322.217791972245,60967.466516798209,49354.615751693789,56128.778698004702,81289.955355730941,42580.452805382876,42580.452805382876,68709.367026867825,37741.764986589369,68709.367026867825,88064.118302041854,102580.18175842239,126773.62085238993,149999.32238259877,128709.09597990733,114193.03252352681,88064.118302041854,88064.118302041854,105483.39444969849,67741.62946310913,90967.33099331797,59999.728953039506,110322.082268492,70644.842154385231,131612.30867118345,84193.168047007057,120967.19546983772,118063.98277856161,169354.07365777279,230321.54017457101,126773.62085238993,155805.74776515097,152902.53507387487,168386.33609401411,145160.63456380527,155805.74776515097,176128.23660408371,186773.34980542943,25161.176657726246,32903.077167795862,23225.70153020884,25161.176657726246,16451.538583897931,29032.126912761054,15483.801020139228,1935.4751275174035,3870.950255034807,13548.325892621824,27096.651785243648,1935.4751275174035,1935.4751275174035,1935.4751275174035,26128.914221484949,3870.950255034807,6774.162946310912,2903.212691276105,1935.4751275174035,967.73756375870175,967.73756375870175,967.73756375870175,1935.4751275174035,2903.212691276105,16451.538583897931,10645.113201345719,60967.466516798209]
[6,"UNDERGROUND CABLES","> 22 kv & < = 33 kv",619.92005398726315,71.838645227198256,8.475768120188178,2,11,16,6,3,7,15,19,20,29,19,8,18,5,11,1,1,5,6,9,1,3,1,7,0,2,0,0,1,1,1,0,1,0,0,1,0,0,0,0,0,0,1,3,9,9,6,11,10,3,1,12,17,13,22,12,26,0,0,0,0,0,3,44,16,0,20,7,4,1,19,16,42,1,0,1,3,0,3,1,1,1,21,0,0,0,0,18,1,9,0,0,null,6819.1205938598941,9918.7208637962103,3719.5203239235789,1859.7601619617894,4339.4403779108416,9298.8008098089467,11778.481025757999,12398.401079745263,17977.681565630632,11778.481025757999,4959.3604318981052,11158.560971770738,3099.6002699363157,6819.1205938598941,619.92005398726315,619.92005398726315,3099.6002699363157,3719.5203239235789,5579.2804858853688,619.92005398726315,1859.7601619617894,619.92005398726315,4339.4403779108416,0,1239.8401079745263,0,0,619.92005398726315,619.92005398726315,619.92005398726315,0,619.92005398726315,0,0,619.92005398726315,0,0,0,0,0,0,619.92005398726315,1859.7601619617894,5579.2804858853688,5579.2804858853688,3719.5203239235789,6819.1205938598941,6199.2005398726315,1859.7601619617894,619.92005398726315,7439.0406478471577,10538.640917783474,8058.9607018344213,13638.241187719788,7439.0406478471577,16117.921403668843,0,0,0,0,0,1859.7601619617894,27276.482375439577,9918.7208637962103,0,12398.401079745263,4339.4403779108416,2479.6802159490526,619.92005398726315,11778.481025757999,9918.7208637962103,26036.642267465053,619.92005398726315,0,619.92005398726315,1859.7601619617894,0,1859.7601619617894,619.92005398726315,619.92005398726315,619.92005398726315,13018.321133732527,0,0,0,0,11158.560971770738,619.92005398726315,5579.2804858853688,0,0]
[6,"UNDERGROUND CABLES","> 33 kv & < = 66 kv",619.92005398726315,71.838645227198256,8.475768120188178,2,0,0,0,1,7,0,1,1,0,0,0,0,0,0,0,0,0,0,0,0,0,0,0,0,0,0,0,0,0,0,0,0,0,0,0,0,0,0,0,0,0,0,0,0,0,0,0,0,0,0,0,0,0,0,0,0,0,0,0,0,0,0,0,0,0,0,0,0,0,0,0,0,0,0,0,0,0,0,0,0,0,0,0,0,0,0,0,0,0,0,0,null,0,0,0,619.92005398726315,4339.4403779108416,0,619.92005398726315,619.92005398726315,0,0,0,0,0,0,0,0,0,0,0,0,0,0,0,0,0,0,0,0,0,0,0,0,0,0,0,0,0,0,0,0,0,0,0,0,0,0,0,0,0,0,0,0,0,0,0,0,0,0,0,0,0,0,0,0,0,0,0,0,0,0,0,0,0,0,0,0,0,0,0,0,0,0,0,0,0,0,0,0,0,0,0]
["",null,null,null,null,"","",null,null,null,null,null,null,null,null,null,null,null,null,null,null,null,null,null,null,null,null,null,null,null,null,null,null,null,null,null,null,null,null,null,null,null,null,null,null,null,null,null,null,null,null,null,null,null,null,null,null,null,null,null,null,null,null,null,null,null,null,null,null,null,null,null,null,null,null,null,null,null,null,null,null,null,null,null,null,null,null,null,null,null,null,null,null,null,null,null,null,null,null,0,0,0,0,0,0,0,0,0,0,0,0,0,0,0,0,0,0,0,0,0,0,0,0,0,0,0,0,0,0,0,0,0,0,0,0,0,0,0,0,0,0,0,0,0,0,0,0,0,0,0,0,0,0,0,0,0,0,0,0,0,0,0,0,0,0,0,0,0,0,0,0,0,0,0,0,0,0,0,0,0,0,0,0,0,0,0,0,0,0,0]
["",null,null,null,null,"","",null,null,null,null,null,null,null,null,null,null,null,null,null,null,null,null,null,null,null,null,null,null,null,null,null,null,null,null,null,null,null,null,null,null,null,null,null,null,null,null,null,null,null,null,null,null,null,null,null,null,null,null,null,null,null,null,null,null,null,null,null,null,null,null,null,null,null,null,null,null,null,null,null,null,null,null,null,null,null,null,null,null,null,null,null,null,null,null,null,null,null,null,0,0,0,0,0,0,0,0,0,0,0,0,0,0,0,0,0,0,0,0,0,0,0,0,0,0,0,0,0,0,0,0,0,0,0,0,0,0,0,0,0,0,0,0,0,0,0,0,0,0,0,0,0,0,0,0,0,0,0,0,0,0,0,0,0,0,0,0,0,0,0,0,0,0,0,0,0,0,0,0,0,0,0,0,0,0,0,0,0,0,0]
["",null,null,null,null,"","",null,null,null,null,null,null,null,null,null,null,null,null,null,null,null,null,null,null,null,null,null,null,null,null,null,null,null,null,null,null,null,null,null,null,null,null,null,null,null,null,null,null,null,null,null,null,null,null,null,null,null,null,null,null,null,null,null,null,null,null,null,null,null,null,null,null,null,null,null,null,null,null,null,null,null,null,null,null,null,null,null,null,null,null,null,null,null,null,null,null,null,null,0,0,0,0,0,0,0,0,0,0,0,0,0,0,0,0,0,0,0,0,0,0,0,0,0,0,0,0,0,0,0,0,0,0,0,0,0,0,0,0,0,0,0,0,0,0,0,0,0,0,0,0,0,0,0,0,0,0,0,0,0,0,0,0,0,0,0,0,0,0,0,0,0,0,0,0,0,0,0,0,0,0,0,0,0,0,0,0,0,0,0]
["",null,null,null,null,"","",null,null,null,null,null,null,null,null,null,null,null,null,null,null,null,null,null,null,null,null,null,null,null,null,null,null,null,null,null,null,null,null,null,null,null,null,null,null,null,null,null,null,null,null,null,null,null,null,null,null,null,null,null,null,null,null,null,null,null,null,null,null,null,null,null,null,null,null,null,null,null,null,null,null,null,null,null,null,null,null,null,null,null,null,null,null,null,null,null,null,null,null,0,0,0,0,0,0,0,0,0,0,0,0,0,0,0,0,0,0,0,0,0,0,0,0,0,0,0,0,0,0,0,0,0,0,0,0,0,0,0,0,0,0,0,0,0,0,0,0,0,0,0,0,0,0,0,0,0,0,0,0,0,0,0,0,0,0,0,0,0,0,0,0,0,0,0,0,0,0,0,0,0,0,0,0,0,0,0,0,0,0,0]
["",null,null,null,null,"","",null,null,null,null,null,null,null,null,null,null,null,null,null,null,null,null,null,null,null,null,null,null,null,null,null,null,null,null,null,null,null,null,null,null,null,null,null,null,null,null,null,null,null,null,null,null,null,null,null,null,null,null,null,null,null,null,null,null,null,null,null,null,null,null,null,null,null,null,null,null,null,null,null,null,null,null,null,null,null,null,null,null,null,null,null,null,null,null,null,null,null,null,0,0,0,0,0,0,0,0,0,0,0,0,0,0,0,0,0,0,0,0,0,0,0,0,0,0,0,0,0,0,0,0,0,0,0,0,0,0,0,0,0,0,0,0,0,0,0,0,0,0,0,0,0,0,0,0,0,0,0,0,0,0,0,0,0,0,0,0,0,0,0,0,0,0,0,0,0,0,0,0,0,0,0,0,0,0,0,0,0,0,0]
["",null,null,null,null,"","",null,null,null,null,null,null,null,null,null,null,null,null,null,null,null,null,null,null,null,null,null,null,null,null,null,null,null,null,null,null,null,null,null,null,null,null,null,null,null,null,null,null,null,null,null,null,null,null,null,null,null,null,null,null,null,null,null,null,null,null,null,null,null,null,null,null,null,null,null,null,null,null,null,null,null,null,null,null,null,null,null,null,null,null,null,null,null,null,null,null,null,null,0,0,0,0,0,0,0,0,0,0,0,0,0,0,0,0,0,0,0,0,0,0,0,0,0,0,0,0,0,0,0,0,0,0,0,0,0,0,0,0,0,0,0,0,0,0,0,0,0,0,0,0,0,0,0,0,0,0,0,0,0,0,0,0,0,0,0,0,0,0,0,0,0,0,0,0,0,0,0,0,0,0,0,0,0,0,0,0,0,0,0]
["",null,null,null,null,"","",null,null,null,null,null,null,null,null,null,null,null,null,null,null,null,null,null,null,null,null,null,null,null,null,null,null,null,null,null,null,null,null,null,null,null,null,null,null,null,null,null,null,null,null,null,null,null,null,null,null,null,null,null,null,null,null,null,null,null,null,null,null,null,null,null,null,null,null,null,null,null,null,null,null,null,null,null,null,null,null,null,null,null,null,null,null,null,null,null,null,null,null,0,0,0,0,0,0,0,0,0,0,0,0,0,0,0,0,0,0,0,0,0,0,0,0,0,0,0,0,0,0,0,0,0,0,0,0,0,0,0,0,0,0,0,0,0,0,0,0,0,0,0,0,0,0,0,0,0,0,0,0,0,0,0,0,0,0,0,0,0,0,0,0,0,0,0,0,0,0,0,0,0,0,0,0,0,0,0,0,0,0,0]
["",null,null,null,null,"","",null,null,null,null,null,null,null,null,null,null,null,null,null,null,null,null,null,null,null,null,null,null,null,null,null,null,null,null,null,null,null,null,null,null,null,null,null,null,null,null,null,null,null,null,null,null,null,null,null,null,null,null,null,null,null,null,null,null,null,null,null,null,null,null,null,null,null,null,null,null,null,null,null,null,null,null,null,null,null,null,null,null,null,null,null,null,null,null,null,null,null,null,0,0,0,0,0,0,0,0,0,0,0,0,0,0,0,0,0,0,0,0,0,0,0,0,0,0,0,0,0,0,0,0,0,0,0,0,0,0,0,0,0,0,0,0,0,0,0,0,0,0,0,0,0,0,0,0,0,0,0,0,0,0,0,0,0,0,0,0,0,0,0,0,0,0,0,0,0,0,0,0,0,0,0,0,0,0,0,0,0,0,0]
["",null,null,null,null,"","",null,null,null,null,null,null,null,null,null,null,null,null,null,null,null,null,null,null,null,null,null,null,null,null,null,null,null,null,null,null,null,null,null,null,null,null,null,null,null,null,null,null,null,null,null,null,null,null,null,null,null,null,null,null,null,null,null,null,null,null,null,null,null,null,null,null,null,null,null,null,null,null,null,null,null,null,null,null,null,null,null,null,null,null,null,null,null,null,null,null,null,null,0,0,0,0,0,0,0,0,0,0,0,0,0,0,0,0,0,0,0,0,0,0,0,0,0,0,0,0,0,0,0,0,0,0,0,0,0,0,0,0,0,0,0,0,0,0,0,0,0,0,0,0,0,0,0,0,0,0,0,0,0,0,0,0,0,0,0,0,0,0,0,0,0,0,0,0,0,0,0,0,0,0,0,0,0,0,0,0,0,0,0]
["",null,null,null,null,"","",null,null,null,null,null,null,null,null,null,null,null,null,null,null,null,null,null,null,null,null,null,null,null,null,null,null,null,null,null,null,null,null,null,null,null,null,null,null,null,null,null,null,null,null,null,null,null,null,null,null,null,null,null,null,null,null,null,null,null,null,null,null,null,null,null,null,null,null,null,null,null,null,null,null,null,null,null,null,null,null,null,null,null,null,null,null,null,null,null,null,null,null,0,0,0,0,0,0,0,0,0,0,0,0,0,0,0,0,0,0,0,0,0,0,0,0,0,0,0,0,0,0,0,0,0,0,0,0,0,0,0,0,0,0,0,0,0,0,0,0,0,0,0,0,0,0,0,0,0,0,0,0,0,0,0,0,0,0,0,0,0,0,0,0,0,0,0,0,0,0,0,0,0,0,0,0,0,0,0,0,0,0,0]
["",null,null,null,null,"","",null,null,null,null,null,null,null,null,null,null,null,null,null,null,null,null,null,null,null,null,null,null,null,null,null,null,null,null,null,null,null,null,null,null,null,null,null,null,null,null,null,null,null,null,null,null,null,null,null,null,null,null,null,null,null,null,null,null,null,null,null,null,null,null,null,null,null,null,null,null,null,null,null,null,null,null,null,null,null,null,null,null,null,null,null,null,null,null,null,null,null,null,0,0,0,0,0,0,0,0,0,0,0,0,0,0,0,0,0,0,0,0,0,0,0,0,0,0,0,0,0,0,0,0,0,0,0,0,0,0,0,0,0,0,0,0,0,0,0,0,0,0,0,0,0,0,0,0,0,0,0,0,0,0,0,0,0,0,0,0,0,0,0,0,0,0,0,0,0,0,0,0,0,0,0,0,0,0,0,0,0,0,0]
["",null,null,null,null,"","",null,null,null,null,null,null,null,null,null,null,null,null,null,null,null,null,null,null,null,null,null,null,null,null,null,null,null,null,null,null,null,null,null,null,null,null,null,null,null,null,null,null,null,null,null,null,null,null,null,null,null,null,null,null,null,null,null,null,null,null,null,null,null,null,null,null,null,null,null,null,null,null,null,null,null,null,null,null,null,null,null,null,null,null,null,null,null,null,null,null,null,null,0,0,0,0,0,0,0,0,0,0,0,0,0,0,0,0,0,0,0,0,0,0,0,0,0,0,0,0,0,0,0,0,0,0,0,0,0,0,0,0,0,0,0,0,0,0,0,0,0,0,0,0,0,0,0,0,0,0,0,0,0,0,0,0,0,0,0,0,0,0,0,0,0,0,0,0,0,0,0,0,0,0,0,0,0,0,0,0,0,0,0]
["",null,null,null,null,"","",null,null,null,null,null,null,null,null,null,null,null,null,null,null,null,null,null,null,null,null,null,null,null,null,null,null,null,null,null,null,null,null,null,null,null,null,null,null,null,null,null,null,null,null,null,null,null,null,null,null,null,null,null,null,null,null,null,null,null,null,null,null,null,null,null,null,null,null,null,null,null,null,null,null,null,null,null,null,null,null,null,null,null,null,null,null,null,null,null,null,null,null,0,0,0,0,0,0,0,0,0,0,0,0,0,0,0,0,0,0,0,0,0,0,0,0,0,0,0,0,0,0,0,0,0,0,0,0,0,0,0,0,0,0,0,0,0,0,0,0,0,0,0,0,0,0,0,0,0,0,0,0,0,0,0,0,0,0,0,0,0,0,0,0,0,0,0,0,0,0,0,0,0,0,0,0,0,0,0,0,0,0,0]
["",null,null,null,null,"","",null,null,null,null,null,null,null,null,null,null,null,null,null,null,null,null,null,null,null,null,null,null,null,null,null,null,null,null,null,null,null,null,null,null,null,null,null,null,null,null,null,null,null,null,null,null,null,null,null,null,null,null,null,null,null,null,null,null,null,null,null,null,null,null,null,null,null,null,null,null,null,null,null,null,null,null,null,null,null,null,null,null,null,null,null,null,null,null,null,null,null,null,0,0,0,0,0,0,0,0,0,0,0,0,0,0,0,0,0,0,0,0,0,0,0,0,0,0,0,0,0,0,0,0,0,0,0,0,0,0,0,0,0,0,0,0,0,0,0,0,0,0,0,0,0,0,0,0,0,0,0,0,0,0,0,0,0,0,0,0,0,0,0,0,0,0,0,0,0,0,0,0,0,0,0,0,0,0,0,0,0,0,0]
["",null,null,null,null,"","",null,null,null,null,null,null,null,null,null,null,null,null,null,null,null,null,null,null,null,null,null,null,null,null,null,null,null,null,null,null,null,null,null,null,null,null,null,null,null,null,null,null,null,null,null,null,null,null,null,null,null,null,null,null,null,null,null,null,null,null,null,null,null,null,null,null,null,null,null,null,null,null,null,null,null,null,null,null,null,null,null,null,null,null,null,null,null,null,null,null,null,null,0,0,0,0,0,0,0,0,0,0,0,0,0,0,0,0,0,0,0,0,0,0,0,0,0,0,0,0,0,0,0,0,0,0,0,0,0,0,0,0,0,0,0,0,0,0,0,0,0,0,0,0,0,0,0,0,0,0,0,0,0,0,0,0,0,0,0,0,0,0,0,0,0,0,0,0,0,0,0,0,0,0,0,0,0,0,0,0,0,0,0]
["",null,null,null,null,"","",null,null,null,null,null,null,null,null,null,null,null,null,null,null,null,null,null,null,null,null,null,null,null,null,null,null,null,null,null,null,null,null,null,null,null,null,null,null,null,null,null,null,null,null,null,null,null,null,null,null,null,null,null,null,null,null,null,null,null,null,null,null,null,null,null,null,null,null,null,null,null,null,null,null,null,null,null,null,null,null,null,null,null,null,null,null,null,null,null,null,null,null,0,0,0,0,0,0,0,0,0,0,0,0,0,0,0,0,0,0,0,0,0,0,0,0,0,0,0,0,0,0,0,0,0,0,0,0,0,0,0,0,0,0,0,0,0,0,0,0,0,0,0,0,0,0,0,0,0,0,0,0,0,0,0,0,0,0,0,0,0,0,0,0,0,0,0,0,0,0,0,0,0,0,0,0,0,0,0,0,0,0,0]
["",null,null,null,null,"","",null,null,null,null,null,null,null,null,null,null,null,null,null,null,null,null,null,null,null,null,null,null,null,null,null,null,null,null,null,null,null,null,null,null,null,null,null,null,null,null,null,null,null,null,null,null,null,null,null,null,null,null,null,null,null,null,null,null,null,null,null,null,null,null,null,null,null,null,null,null,null,null,null,null,null,null,null,null,null,null,null,null,null,null,null,null,null,null,null,null,null,null,0,0,0,0,0,0,0,0,0,0,0,0,0,0,0,0,0,0,0,0,0,0,0,0,0,0,0,0,0,0,0,0,0,0,0,0,0,0,0,0,0,0,0,0,0,0,0,0,0,0,0,0,0,0,0,0,0,0,0,0,0,0,0,0,0,0,0,0,0,0,0,0,0,0,0,0,0,0,0,0,0,0,0,0,0,0,0,0,0,0,0]
["",null,null,null,null,"","",null,null,null,null,null,null,null,null,null,null,null,null,null,null,null,null,null,null,null,null,null,null,null,null,null,null,null,null,null,null,null,null,null,null,null,null,null,null,null,null,null,null,null,null,null,null,null,null,null,null,null,null,null,null,null,null,null,null,null,null,null,null,null,null,null,null,null,null,null,null,null,null,null,null,null,null,null,null,null,null,null,null,null,null,null,null,null,null,null,null,null,null,0,0,0,0,0,0,0,0,0,0,0,0,0,0,0,0,0,0,0,0,0,0,0,0,0,0,0,0,0,0,0,0,0,0,0,0,0,0,0,0,0,0,0,0,0,0,0,0,0,0,0,0,0,0,0,0,0,0,0,0,0,0,0,0,0,0,0,0,0,0,0,0,0,0,0,0,0,0,0,0,0,0,0,0,0,0,0,0,0,0,0]
["",null,null,null,null,"","",null,null,null,null,null,null,null,null,null,null,null,null,null,null,null,null,null,null,null,null,null,null,null,null,null,null,null,null,null,null,null,null,null,null,null,null,null,null,null,null,null,null,null,null,null,null,null,null,null,null,null,null,null,null,null,null,null,null,null,null,null,null,null,null,null,null,null,null,null,null,null,null,null,null,null,null,null,null,null,null,null,null,null,null,null,null,null,null,null,null,null,null,0,0,0,0,0,0,0,0,0,0,0,0,0,0,0,0,0,0,0,0,0,0,0,0,0,0,0,0,0,0,0,0,0,0,0,0,0,0,0,0,0,0,0,0,0,0,0,0,0,0,0,0,0,0,0,0,0,0,0,0,0,0,0,0,0,0,0,0,0,0,0,0,0,0,0,0,0,0,0,0,0,0,0,0,0,0,0,0,0,0,0]
["",null,null,null,null,"","",null,null,null,null,null,null,null,null,null,null,null,null,null,null,null,null,null,null,null,null,null,null,null,null,null,null,null,null,null,null,null,null,null,null,null,null,null,null,null,null,null,null,null,null,null,null,null,null,null,null,null,null,null,null,null,null,null,null,null,null,null,null,null,null,null,null,null,null,null,null,null,null,null,null,null,null,null,null,null,null,null,null,null,null,null,null,null,null,null,null,null,null,0,0,0,0,0,0,0,0,0,0,0,0,0,0,0,0,0,0,0,0,0,0,0,0,0,0,0,0,0,0,0,0,0,0,0,0,0,0,0,0,0,0,0,0,0,0,0,0,0,0,0,0,0,0,0,0,0,0,0,0,0,0,0,0,0,0,0,0,0,0,0,0,0,0,0,0,0,0,0,0,0,0,0,0,0,0,0,0,0,0,0]
["",null,null,null,null,"","",null,null,null,null,null,null,null,null,null,null,null,null,null,null,null,null,null,null,null,null,null,null,null,null,null,null,null,null,null,null,null,null,null,null,null,null,null,null,null,null,null,null,null,null,null,null,null,null,null,null,null,null,null,null,null,null,null,null,null,null,null,null,null,null,null,null,null,null,null,null,null,null,null,null,null,null,null,null,null,null,null,null,null,null,null,null,null,null,null,null,null,null,0,0,0,0,0,0,0,0,0,0,0,0,0,0,0,0,0,0,0,0,0,0,0,0,0,0,0,0,0,0,0,0,0,0,0,0,0,0,0,0,0,0,0,0,0,0,0,0,0,0,0,0,0,0,0,0,0,0,0,0,0,0,0,0,0,0,0,0,0,0,0,0,0,0,0,0,0,0,0,0,0,0,0,0,0,0,0,0,0,0,0]
["",null,null,null,null,"","",null,null,null,null,null,null,null,null,null,null,null,null,null,null,null,null,null,null,null,null,null,null,null,null,null,null,null,null,null,null,null,null,null,null,null,null,null,null,null,null,null,null,null,null,null,null,null,null,null,null,null,null,null,null,null,null,null,null,null,null,null,null,null,null,null,null,null,null,null,null,null,null,null,null,null,null,null,null,null,null,null,null,null,null,null,null,null,null,null,null,null,null,0,0,0,0,0,0,0,0,0,0,0,0,0,0,0,0,0,0,0,0,0,0,0,0,0,0,0,0,0,0,0,0,0,0,0,0,0,0,0,0,0,0,0,0,0,0,0,0,0,0,0,0,0,0,0,0,0,0,0,0,0,0,0,0,0,0,0,0,0,0,0,0,0,0,0,0,0,0,0,0,0,0,0,0,0,0,0,0,0,0,0]
["",null,null,null,null,"","",null,null,null,null,null,null,null,null,null,null,null,null,null,null,null,null,null,null,null,null,null,null,null,null,null,null,null,null,null,null,null,null,null,null,null,null,null,null,null,null,null,null,null,null,null,null,null,null,null,null,null,null,null,null,null,null,null,null,null,null,null,null,null,null,null,null,null,null,null,null,null,null,null,null,null,null,null,null,null,null,null,null,null,null,null,null,null,null,null,null,null,null,0,0,0,0,0,0,0,0,0,0,0,0,0,0,0,0,0,0,0,0,0,0,0,0,0,0,0,0,0,0,0,0,0,0,0,0,0,0,0,0,0,0,0,0,0,0,0,0,0,0,0,0,0,0,0,0,0,0,0,0,0,0,0,0,0,0,0,0,0,0,0,0,0,0,0,0,0,0,0,0,0,0,0,0,0,0,0,0,0,0,0]
["",null,null,null,null,"","",null,null,null,null,null,null,null,null,null,null,null,null,null,null,null,null,null,null,null,null,null,null,null,null,null,null,null,null,null,null,null,null,null,null,null,null,null,null,null,null,null,null,null,null,null,null,null,null,null,null,null,null,null,null,null,null,null,null,null,null,null,null,null,null,null,null,null,null,null,null,null,null,null,null,null,null,null,null,null,null,null,null,null,null,null,null,null,null,null,null,null,null,0,0,0,0,0,0,0,0,0,0,0,0,0,0,0,0,0,0,0,0,0,0,0,0,0,0,0,0,0,0,0,0,0,0,0,0,0,0,0,0,0,0,0,0,0,0,0,0,0,0,0,0,0,0,0,0,0,0,0,0,0,0,0,0,0,0,0,0,0,0,0,0,0,0,0,0,0,0,0,0,0,0,0,0,0,0,0,0,0,0,0]
["",null,null,null,null,"","",null,null,null,null,null,null,null,null,null,null,null,null,null,null,null,null,null,null,null,null,null,null,null,null,null,null,null,null,null,null,null,null,null,null,null,null,null,null,null,null,null,null,null,null,null,null,null,null,null,null,null,null,null,null,null,null,null,null,null,null,null,null,null,null,null,null,null,null,null,null,null,null,null,null,null,null,null,null,null,null,null,null,null,null,null,null,null,null,null,null,null,null,0,0,0,0,0,0,0,0,0,0,0,0,0,0,0,0,0,0,0,0,0,0,0,0,0,0,0,0,0,0,0,0,0,0,0,0,0,0,0,0,0,0,0,0,0,0,0,0,0,0,0,0,0,0,0,0,0,0,0,0,0,0,0,0,0,0,0,0,0,0,0,0,0,0,0,0,0,0,0,0,0,0,0,0,0,0,0,0,0,0,0]
["",null,null,null,null,"","",null,null,null,null,null,null,null,null,null,null,null,null,null,null,null,null,null,null,null,null,null,null,null,null,null,null,null,null,null,null,null,null,null,null,null,null,null,null,null,null,null,null,null,null,null,null,null,null,null,null,null,null,null,null,null,null,null,null,null,null,null,null,null,null,null,null,null,null,null,null,null,null,null,null,null,null,null,null,null,null,null,null,null,null,null,null,null,null,null,null,null,null,0,0,0,0,0,0,0,0,0,0,0,0,0,0,0,0,0,0,0,0,0,0,0,0,0,0,0,0,0,0,0,0,0,0,0,0,0,0,0,0,0,0,0,0,0,0,0,0,0,0,0,0,0,0,0,0,0,0,0,0,0,0,0,0,0,0,0,0,0,0,0,0,0,0,0,0,0,0,0,0,0,0,0,0,0,0,0,0,0,0,0]
["",null,null,null,null,"","",null,null,null,null,null,null,null,null,null,null,null,null,null,null,null,null,null,null,null,null,null,null,null,null,null,null,null,null,null,null,null,null,null,null,null,null,null,null,null,null,null,null,null,null,null,null,null,null,null,null,null,null,null,null,null,null,null,null,null,null,null,null,null,null,null,null,null,null,null,null,null,null,null,null,null,null,null,null,null,null,null,null,null,null,null,null,null,null,null,null,null,null,0,0,0,0,0,0,0,0,0,0,0,0,0,0,0,0,0,0,0,0,0,0,0,0,0,0,0,0,0,0,0,0,0,0,0,0,0,0,0,0,0,0,0,0,0,0,0,0,0,0,0,0,0,0,0,0,0,0,0,0,0,0,0,0,0,0,0,0,0,0,0,0,0,0,0,0,0,0,0,0,0,0,0,0,0,0,0,0,0,0,0]
["",null,null,null,null,"","",null,null,null,null,null,null,null,null,null,null,null,null,null,null,null,null,null,null,null,null,null,null,null,null,null,null,null,null,null,null,null,null,null,null,null,null,null,null,null,null,null,null,null,null,null,null,null,null,null,null,null,null,null,null,null,null,null,null,null,null,null,null,null,null,null,null,null,null,null,null,null,null,null,null,null,null,null,null,null,null,null,null,null,null,null,null,null,null,null,null,null,null,0,0,0,0,0,0,0,0,0,0,0,0,0,0,0,0,0,0,0,0,0,0,0,0,0,0,0,0,0,0,0,0,0,0,0,0,0,0,0,0,0,0,0,0,0,0,0,0,0,0,0,0,0,0,0,0,0,0,0,0,0,0,0,0,0,0,0,0,0,0,0,0,0,0,0,0,0,0,0,0,0,0,0,0,0,0,0,0,0,0,0]
["",null,null,null,null,"","",null,null,null,null,null,null,null,null,null,null,null,null,null,null,null,null,null,null,null,null,null,null,null,null,null,null,null,null,null,null,null,null,null,null,null,null,null,null,null,null,null,null,null,null,null,null,null,null,null,null,null,null,null,null,null,null,null,null,null,null,null,null,null,null,null,null,null,null,null,null,null,null,null,null,null,null,null,null,null,null,null,null,null,null,null,null,null,null,null,null,null,null,0,0,0,0,0,0,0,0,0,0,0,0,0,0,0,0,0,0,0,0,0,0,0,0,0,0,0,0,0,0,0,0,0,0,0,0,0,0,0,0,0,0,0,0,0,0,0,0,0,0,0,0,0,0,0,0,0,0,0,0,0,0,0,0,0,0,0,0,0,0,0,0,0,0,0,0,0,0,0,0,0,0,0,0,0,0,0,0,0,0,0]
["",null,null,null,null,"","",null,null,null,null,null,null,null,null,null,null,null,null,null,null,null,null,null,null,null,null,null,null,null,null,null,null,null,null,null,null,null,null,null,null,null,null,null,null,null,null,null,null,null,null,null,null,null,null,null,null,null,null,null,null,null,null,null,null,null,null,null,null,null,null,null,null,null,null,null,null,null,null,null,null,null,null,null,null,null,null,null,null,null,null,null,null,null,null,null,null,null,null,0,0,0,0,0,0,0,0,0,0,0,0,0,0,0,0,0,0,0,0,0,0,0,0,0,0,0,0,0,0,0,0,0,0,0,0,0,0,0,0,0,0,0,0,0,0,0,0,0,0,0,0,0,0,0,0,0,0,0,0,0,0,0,0,0,0,0,0,0,0,0,0,0,0,0,0,0,0,0,0,0,0,0,0,0,0,0,0,0,0,0]
["",null,null,null,null,"","",null,null,null,null,null,null,null,null,null,null,null,null,null,null,null,null,null,null,null,null,null,null,null,null,null,null,null,null,null,null,null,null,null,null,null,null,null,null,null,null,null,null,null,null,null,null,null,null,null,null,null,null,null,null,null,null,null,null,null,null,null,null,null,null,null,null,null,null,null,null,null,null,null,null,null,null,null,null,null,null,null,null,null,null,null,null,null,null,null,null,null,null,0,0,0,0,0,0,0,0,0,0,0,0,0,0,0,0,0,0,0,0,0,0,0,0,0,0,0,0,0,0,0,0,0,0,0,0,0,0,0,0,0,0,0,0,0,0,0,0,0,0,0,0,0,0,0,0,0,0,0,0,0,0,0,0,0,0,0,0,0,0,0,0,0,0,0,0,0,0,0,0,0,0,0,0,0,0,0,0,0,0,0]
["",null,null,null,null,"","",null,null,null,null,null,null,null,null,null,null,null,null,null,null,null,null,null,null,null,null,null,null,null,null,null,null,null,null,null,null,null,null,null,null,null,null,null,null,null,null,null,null,null,null,null,null,null,null,null,null,null,null,null,null,null,null,null,null,null,null,null,null,null,null,null,null,null,null,null,null,null,null,null,null,null,null,null,null,null,null,null,null,null,null,null,null,null,null,null,null,null,null,0,0,0,0,0,0,0,0,0,0,0,0,0,0,0,0,0,0,0,0,0,0,0,0,0,0,0,0,0,0,0,0,0,0,0,0,0,0,0,0,0,0,0,0,0,0,0,0,0,0,0,0,0,0,0,0,0,0,0,0,0,0,0,0,0,0,0,0,0,0,0,0,0,0,0,0,0,0,0,0,0,0,0,0,0,0,0,0,0,0,0]
["",null,null,null,null,"","",null,null,null,null,null,null,null,null,null,null,null,null,null,null,null,null,null,null,null,null,null,null,null,null,null,null,null,null,null,null,null,null,null,null,null,null,null,null,null,null,null,null,null,null,null,null,null,null,null,null,null,null,null,null,null,null,null,null,null,null,null,null,null,null,null,null,null,null,null,null,null,null,null,null,null,null,null,null,null,null,null,null,null,null,null,null,null,null,null,null,null,null,0,0,0,0,0,0,0,0,0,0,0,0,0,0,0,0,0,0,0,0,0,0,0,0,0,0,0,0,0,0,0,0,0,0,0,0,0,0,0,0,0,0,0,0,0,0,0,0,0,0,0,0,0,0,0,0,0,0,0,0,0,0,0,0,0,0,0,0,0,0,0,0,0,0,0,0,0,0,0,0,0,0,0,0,0,0,0,0,0,0,0]
["",null,null,null,null,"","",null,null,null,null,null,null,null,null,null,null,null,null,null,null,null,null,null,null,null,null,null,null,null,null,null,null,null,null,null,null,null,null,null,null,null,null,null,null,null,null,null,null,null,null,null,null,null,null,null,null,null,null,null,null,null,null,null,null,null,null,null,null,null,null,null,null,null,null,null,null,null,null,null,null,null,null,null,null,null,null,null,null,null,null,null,null,null,null,null,null,null,null,0,0,0,0,0,0,0,0,0,0,0,0,0,0,0,0,0,0,0,0,0,0,0,0,0,0,0,0,0,0,0,0,0,0,0,0,0,0,0,0,0,0,0,0,0,0,0,0,0,0,0,0,0,0,0,0,0,0,0,0,0,0,0,0,0,0,0,0,0,0,0,0,0,0,0,0,0,0,0,0,0,0,0,0,0,0,0,0,0,0,0]
["",null,null,null,null,"","",null,null,null,null,null,null,null,null,null,null,null,null,null,null,null,null,null,null,null,null,null,null,null,null,null,null,null,null,null,null,null,null,null,null,null,null,null,null,null,null,null,null,null,null,null,null,null,null,null,null,null,null,null,null,null,null,null,null,null,null,null,null,null,null,null,null,null,null,null,null,null,null,null,null,null,null,null,null,null,null,null,null,null,null,null,null,null,null,null,null,null,null,0,0,0,0,0,0,0,0,0,0,0,0,0,0,0,0,0,0,0,0,0,0,0,0,0,0,0,0,0,0,0,0,0,0,0,0,0,0,0,0,0,0,0,0,0,0,0,0,0,0,0,0,0,0,0,0,0,0,0,0,0,0,0,0,0,0,0,0,0,0,0,0,0,0,0,0,0,0,0,0,0,0,0,0,0,0,0,0,0,0,0]
["",null,null,null,null,"","",null,null,null,null,null,null,null,null,null,null,null,null,null,null,null,null,null,null,null,null,null,null,null,null,null,null,null,null,null,null,null,null,null,null,null,null,null,null,null,null,null,null,null,null,null,null,null,null,null,null,null,null,null,null,null,null,null,null,null,null,null,null,null,null,null,null,null,null,null,null,null,null,null,null,null,null,null,null,null,null,null,null,null,null,null,null,null,null,null,null,null,null,0,0,0,0,0,0,0,0,0,0,0,0,0,0,0,0,0,0,0,0,0,0,0,0,0,0,0,0,0,0,0,0,0,0,0,0,0,0,0,0,0,0,0,0,0,0,0,0,0,0,0,0,0,0,0,0,0,0,0,0,0,0,0,0,0,0,0,0,0,0,0,0,0,0,0,0,0,0,0,0,0,0,0,0,0,0,0,0,0,0,0]
["",null,null,null,null,"","",null,null,null,null,null,null,null,null,null,null,null,null,null,null,null,null,null,null,null,null,null,null,null,null,null,null,null,null,null,null,null,null,null,null,null,null,null,null,null,null,null,null,null,null,null,null,null,null,null,null,null,null,null,null,null,null,null,null,null,null,null,null,null,null,null,null,null,null,null,null,null,null,null,null,null,null,null,null,null,null,null,null,null,null,null,null,null,null,null,null,null,null,0,0,0,0,0,0,0,0,0,0,0,0,0,0,0,0,0,0,0,0,0,0,0,0,0,0,0,0,0,0,0,0,0,0,0,0,0,0,0,0,0,0,0,0,0,0,0,0,0,0,0,0,0,0,0,0,0,0,0,0,0,0,0,0,0,0,0,0,0,0,0,0,0,0,0,0,0,0,0,0,0,0,0,0,0,0,0,0,0,0,0]
["",null,null,null,null,"","",null,null,null,null,null,null,null,null,null,null,null,null,null,null,null,null,null,null,null,null,null,null,null,null,null,null,null,null,null,null,null,null,null,null,null,null,null,null,null,null,null,null,null,null,null,null,null,null,null,null,null,null,null,null,null,null,null,null,null,null,null,null,null,null,null,null,null,null,null,null,null,null,null,null,null,null,null,null,null,null,null,null,null,null,null,null,null,null,null,null,null,null,0,0,0,0,0,0,0,0,0,0,0,0,0,0,0,0,0,0,0,0,0,0,0,0,0,0,0,0,0,0,0,0,0,0,0,0,0,0,0,0,0,0,0,0,0,0,0,0,0,0,0,0,0,0,0,0,0,0,0,0,0,0,0,0,0,0,0,0,0,0,0,0,0,0,0,0,0,0,0,0,0,0,0,0,0,0,0,0,0,0,0]
["",null,null,null,null,"","",null,null,null,null,null,null,null,null,null,null,null,null,null,null,null,null,null,null,null,null,null,null,null,null,null,null,null,null,null,null,null,null,null,null,null,null,null,null,null,null,null,null,null,null,null,null,null,null,null,null,null,null,null,null,null,null,null,null,null,null,null,null,null,null,null,null,null,null,null,null,null,null,null,null,null,null,null,null,null,null,null,null,null,null,null,null,null,null,null,null,null,null,0,0,0,0,0,0,0,0,0,0,0,0,0,0,0,0,0,0,0,0,0,0,0,0,0,0,0,0,0,0,0,0,0,0,0,0,0,0,0,0,0,0,0,0,0,0,0,0,0,0,0,0,0,0,0,0,0,0,0,0,0,0,0,0,0,0,0,0,0,0,0,0,0,0,0,0,0,0,0,0,0,0,0,0,0,0,0,0,0,0,0]
["",null,null,null,null,"","",null,null,null,null,null,null,null,null,null,null,null,null,null,null,null,null,null,null,null,null,null,null,null,null,null,null,null,null,null,null,null,null,null,null,null,null,null,null,null,null,null,null,null,null,null,null,null,null,null,null,null,null,null,null,null,null,null,null,null,null,null,null,null,null,null,null,null,null,null,null,null,null,null,null,null,null,null,null,null,null,null,null,null,null,null,null,null,null,null,null,null,null,0,0,0,0,0,0,0,0,0,0,0,0,0,0,0,0,0,0,0,0,0,0,0,0,0,0,0,0,0,0,0,0,0,0,0,0,0,0,0,0,0,0,0,0,0,0,0,0,0,0,0,0,0,0,0,0,0,0,0,0,0,0,0,0,0,0,0,0,0,0,0,0,0,0,0,0,0,0,0,0,0,0,0,0,0,0,0,0,0,0,0]
["",null,null,null,null,"","",null,null,null,null,null,null,null,null,null,null,null,null,null,null,null,null,null,null,null,null,null,null,null,null,null,null,null,null,null,null,null,null,null,null,null,null,null,null,null,null,null,null,null,null,null,null,null,null,null,null,null,null,null,null,null,null,null,null,null,null,null,null,null,null,null,null,null,null,null,null,null,null,null,null,null,null,null,null,null,null,null,null,null,null,null,null,null,null,null,null,null,null,0,0,0,0,0,0,0,0,0,0,0,0,0,0,0,0,0,0,0,0,0,0,0,0,0,0,0,0,0,0,0,0,0,0,0,0,0,0,0,0,0,0,0,0,0,0,0,0,0,0,0,0,0,0,0,0,0,0,0,0,0,0,0,0,0,0,0,0,0,0,0,0,0,0,0,0,0,0,0,0,0,0,0,0,0,0,0,0,0,0,0]
["",null,null,null,null,"","",null,null,null,null,null,null,null,null,null,null,null,null,null,null,null,null,null,null,null,null,null,null,null,null,null,null,null,null,null,null,null,null,null,null,null,null,null,null,null,null,null,null,null,null,null,null,null,null,null,null,null,null,null,null,null,null,null,null,null,null,null,null,null,null,null,null,null,null,null,null,null,null,null,null,null,null,null,null,null,null,null,null,null,null,null,null,null,null,null,null,null,null,0,0,0,0,0,0,0,0,0,0,0,0,0,0,0,0,0,0,0,0,0,0,0,0,0,0,0,0,0,0,0,0,0,0,0,0,0,0,0,0,0,0,0,0,0,0,0,0,0,0,0,0,0,0,0,0,0,0,0,0,0,0,0,0,0,0,0,0,0,0,0,0,0,0,0,0,0,0,0,0,0,0,0,0,0,0,0,0,0,0,0]
["",null,null,null,null,"","",null,null,null,null,null,null,null,null,null,null,null,null,null,null,null,null,null,null,null,null,null,null,null,null,null,null,null,null,null,null,null,null,null,null,null,null,null,null,null,null,null,null,null,null,null,null,null,null,null,null,null,null,null,null,null,null,null,null,null,null,null,null,null,null,null,null,null,null,null,null,null,null,null,null,null,null,null,null,null,null,null,null,null,null,null,null,null,null,null,null,null,null,0,0,0,0,0,0,0,0,0,0,0,0,0,0,0,0,0,0,0,0,0,0,0,0,0,0,0,0,0,0,0,0,0,0,0,0,0,0,0,0,0,0,0,0,0,0,0,0,0,0,0,0,0,0,0,0,0,0,0,0,0,0,0,0,0,0,0,0,0,0,0,0,0,0,0,0,0,0,0,0,0,0,0,0,0,0,0,0,0,0,0]
["",null,null,null,null,"","",null,null,null,null,null,null,null,null,null,null,null,null,null,null,null,null,null,null,null,null,null,null,null,null,null,null,null,null,null,null,null,null,null,null,null,null,null,null,null,null,null,null,null,null,null,null,null,null,null,null,null,null,null,null,null,null,null,null,null,null,null,null,null,null,null,null,null,null,null,null,null,null,null,null,null,null,null,null,null,null,null,null,null,null,null,null,null,null,null,null,null,null,0,0,0,0,0,0,0,0,0,0,0,0,0,0,0,0,0,0,0,0,0,0,0,0,0,0,0,0,0,0,0,0,0,0,0,0,0,0,0,0,0,0,0,0,0,0,0,0,0,0,0,0,0,0,0,0,0,0,0,0,0,0,0,0,0,0,0,0,0,0,0,0,0,0,0,0,0,0,0,0,0,0,0,0,0,0,0,0,0,0,0]
["",null,null,null,null,"","",null,null,null,null,null,null,null,null,null,null,null,null,null,null,null,null,null,null,null,null,null,null,null,null,null,null,null,null,null,null,null,null,null,null,null,null,null,null,null,null,null,null,null,null,null,null,null,null,null,null,null,null,null,null,null,null,null,null,null,null,null,null,null,null,null,null,null,null,null,null,null,null,null,null,null,null,null,null,null,null,null,null,null,null,null,null,null,null,null,null,null,null,0,0,0,0,0,0,0,0,0,0,0,0,0,0,0,0,0,0,0,0,0,0,0,0,0,0,0,0,0,0,0,0,0,0,0,0,0,0,0,0,0,0,0,0,0,0,0,0,0,0,0,0,0,0,0,0,0,0,0,0,0,0,0,0,0,0,0,0,0,0,0,0,0,0,0,0,0,0,0,0,0,0,0,0,0,0,0,0,0,0,0]
["",null,null,null,null,"","",null,null,null,null,null,null,null,null,null,null,null,null,null,null,null,null,null,null,null,null,null,null,null,null,null,null,null,null,null,null,null,null,null,null,null,null,null,null,null,null,null,null,null,null,null,null,null,null,null,null,null,null,null,null,null,null,null,null,null,null,null,null,null,null,null,null,null,null,null,null,null,null,null,null,null,null,null,null,null,null,null,null,null,null,null,null,null,null,null,null,null,null,0,0,0,0,0,0,0,0,0,0,0,0,0,0,0,0,0,0,0,0,0,0,0,0,0,0,0,0,0,0,0,0,0,0,0,0,0,0,0,0,0,0,0,0,0,0,0,0,0,0,0,0,0,0,0,0,0,0,0,0,0,0,0,0,0,0,0,0,0,0,0,0,0,0,0,0,0,0,0,0,0,0,0,0,0,0,0,0,0,0,0]
["",null,null,null,null,"","",null,null,null,null,null,null,null,null,null,null,null,null,null,null,null,null,null,null,null,null,null,null,null,null,null,null,null,null,null,null,null,null,null,null,null,null,null,null,null,null,null,null,null,null,null,null,null,null,null,null,null,null,null,null,null,null,null,null,null,null,null,null,null,null,null,null,null,null,null,null,null,null,null,null,null,null,null,null,null,null,null,null,null,null,null,null,null,null,null,null,null,null,0,0,0,0,0,0,0,0,0,0,0,0,0,0,0,0,0,0,0,0,0,0,0,0,0,0,0,0,0,0,0,0,0,0,0,0,0,0,0,0,0,0,0,0,0,0,0,0,0,0,0,0,0,0,0,0,0,0,0,0,0,0,0,0,0,0,0,0,0,0,0,0,0,0,0,0,0,0,0,0,0,0,0,0,0,0,0,0,0,0,0]
["",null,null,null,null,"","",null,null,null,null,null,null,null,null,null,null,null,null,null,null,null,null,null,null,null,null,null,null,null,null,null,null,null,null,null,null,null,null,null,null,null,null,null,null,null,null,null,null,null,null,null,null,null,null,null,null,null,null,null,null,null,null,null,null,null,null,null,null,null,null,null,null,null,null,null,null,null,null,null,null,null,null,null,null,null,null,null,null,null,null,null,null,null,null,null,null,null,null,0,0,0,0,0,0,0,0,0,0,0,0,0,0,0,0,0,0,0,0,0,0,0,0,0,0,0,0,0,0,0,0,0,0,0,0,0,0,0,0,0,0,0,0,0,0,0,0,0,0,0,0,0,0,0,0,0,0,0,0,0,0,0,0,0,0,0,0,0,0,0,0,0,0,0,0,0,0,0,0,0,0,0,0,0,0,0,0,0,0,0]
["",null,null,null,null,"","",null,null,null,null,null,null,null,null,null,null,null,null,null,null,null,null,null,null,null,null,null,null,null,null,null,null,null,null,null,null,null,null,null,null,null,null,null,null,null,null,null,null,null,null,null,null,null,null,null,null,null,null,null,null,null,null,null,null,null,null,null,null,null,null,null,null,null,null,null,null,null,null,null,null,null,null,null,null,null,null,null,null,null,null,null,null,null,null,null,null,null,null,0,0,0,0,0,0,0,0,0,0,0,0,0,0,0,0,0,0,0,0,0,0,0,0,0,0,0,0,0,0,0,0,0,0,0,0,0,0,0,0,0,0,0,0,0,0,0,0,0,0,0,0,0,0,0,0,0,0,0,0,0,0,0,0,0,0,0,0,0,0,0,0,0,0,0,0,0,0,0,0,0,0,0,0,0,0,0,0,0,0,0]
["",null,null,null,null,"","",null,null,null,null,null,null,null,null,null,null,null,null,null,null,null,null,null,null,null,null,null,null,null,null,null,null,null,null,null,null,null,null,null,null,null,null,null,null,null,null,null,null,null,null,null,null,null,null,null,null,null,null,null,null,null,null,null,null,null,null,null,null,null,null,null,null,null,null,null,null,null,null,null,null,null,null,null,null,null,null,null,null,null,null,null,null,null,null,null,null,null,null,0,0,0,0,0,0,0,0,0,0,0,0,0,0,0,0,0,0,0,0,0,0,0,0,0,0,0,0,0,0,0,0,0,0,0,0,0,0,0,0,0,0,0,0,0,0,0,0,0,0,0,0,0,0,0,0,0,0,0,0,0,0,0,0,0,0,0,0,0,0,0,0,0,0,0,0,0,0,0,0,0,0,0,0,0,0,0,0,0,0,0]
["",null,null,null,null,"","",null,null,null,null,null,null,null,null,null,null,null,null,null,null,null,null,null,null,null,null,null,null,null,null,null,null,null,null,null,null,null,null,null,null,null,null,null,null,null,null,null,null,null,null,null,null,null,null,null,null,null,null,null,null,null,null,null,null,null,null,null,null,null,null,null,null,null,null,null,null,null,null,null,null,null,null,null,null,null,null,null,null,null,null,null,null,null,null,null,null,null,null,0,0,0,0,0,0,0,0,0,0,0,0,0,0,0,0,0,0,0,0,0,0,0,0,0,0,0,0,0,0,0,0,0,0,0,0,0,0,0,0,0,0,0,0,0,0,0,0,0,0,0,0,0,0,0,0,0,0,0,0,0,0,0,0,0,0,0,0,0,0,0,0,0,0,0,0,0,0,0,0,0,0,0,0,0,0,0,0,0,0,0]
["",null,null,null,null,"","",null,null,null,null,null,null,null,null,null,null,null,null,null,null,null,null,null,null,null,null,null,null,null,null,null,null,null,null,null,null,null,null,null,null,null,null,null,null,null,null,null,null,null,null,null,null,null,null,null,null,null,null,null,null,null,null,null,null,null,null,null,null,null,null,null,null,null,null,null,null,null,null,null,null,null,null,null,null,null,null,null,null,null,null,null,null,null,null,null,null,null,null,0,0,0,0,0,0,0,0,0,0,0,0,0,0,0,0,0,0,0,0,0,0,0,0,0,0,0,0,0,0,0,0,0,0,0,0,0,0,0,0,0,0,0,0,0,0,0,0,0,0,0,0,0,0,0,0,0,0,0,0,0,0,0,0,0,0,0,0,0,0,0,0,0,0,0,0,0,0,0,0,0,0,0,0,0,0,0,0,0,0,0]
["",null,null,null,null,"","",null,null,null,null,null,null,null,null,null,null,null,null,null,null,null,null,null,null,null,null,null,null,null,null,null,null,null,null,null,null,null,null,null,null,null,null,null,null,null,null,null,null,null,null,null,null,null,null,null,null,null,null,null,null,null,null,null,null,null,null,null,null,null,null,null,null,null,null,null,null,null,null,null,null,null,null,null,null,null,null,null,null,null,null,null,null,null,null,null,null,null,null,0,0,0,0,0,0,0,0,0,0,0,0,0,0,0,0,0,0,0,0,0,0,0,0,0,0,0,0,0,0,0,0,0,0,0,0,0,0,0,0,0,0,0,0,0,0,0,0,0,0,0,0,0,0,0,0,0,0,0,0,0,0,0,0,0,0,0,0,0,0,0,0,0,0,0,0,0,0,0,0,0,0,0,0,0,0,0,0,0,0,0]
["",null,null,null,null,"","",null,null,null,null,null,null,null,null,null,null,null,null,null,null,null,null,null,null,null,null,null,null,null,null,null,null,null,null,null,null,null,null,null,null,null,null,null,null,null,null,null,null,null,null,null,null,null,null,null,null,null,null,null,null,null,null,null,null,null,null,null,null,null,null,null,null,null,null,null,null,null,null,null,null,null,null,null,null,null,null,null,null,null,null,null,null,null,null,null,null,null,null,0,0,0,0,0,0,0,0,0,0,0,0,0,0,0,0,0,0,0,0,0,0,0,0,0,0,0,0,0,0,0,0,0,0,0,0,0,0,0,0,0,0,0,0,0,0,0,0,0,0,0,0,0,0,0,0,0,0,0,0,0,0,0,0,0,0,0,0,0,0,0,0,0,0,0,0,0,0,0,0,0,0,0,0,0,0,0,0,0,0,0]
["",null,null,null,null,"","",null,null,null,null,null,null,null,null,null,null,null,null,null,null,null,null,null,null,null,null,null,null,null,null,null,null,null,null,null,null,null,null,null,null,null,null,null,null,null,null,null,null,null,null,null,null,null,null,null,null,null,null,null,null,null,null,null,null,null,null,null,null,null,null,null,null,null,null,null,null,null,null,null,null,null,null,null,null,null,null,null,null,null,null,null,null,null,null,null,null,null,null,0,0,0,0,0,0,0,0,0,0,0,0,0,0,0,0,0,0,0,0,0,0,0,0,0,0,0,0,0,0,0,0,0,0,0,0,0,0,0,0,0,0,0,0,0,0,0,0,0,0,0,0,0,0,0,0,0,0,0,0,0,0,0,0,0,0,0,0,0,0,0,0,0,0,0,0,0,0,0,0,0,0,0,0,0,0,0,0,0,0,0]
["",null,null,null,null,"","",null,null,null,null,null,null,null,null,null,null,null,null,null,null,null,null,null,null,null,null,null,null,null,null,null,null,null,null,null,null,null,null,null,null,null,null,null,null,null,null,null,null,null,null,null,null,null,null,null,null,null,null,null,null,null,null,null,null,null,null,null,null,null,null,null,null,null,null,null,null,null,null,null,null,null,null,null,null,null,null,null,null,null,null,null,null,null,null,null,null,null,null,0,0,0,0,0,0,0,0,0,0,0,0,0,0,0,0,0,0,0,0,0,0,0,0,0,0,0,0,0,0,0,0,0,0,0,0,0,0,0,0,0,0,0,0,0,0,0,0,0,0,0,0,0,0,0,0,0,0,0,0,0,0,0,0,0,0,0,0,0,0,0,0,0,0,0,0,0,0,0,0,0,0,0,0,0,0,0,0,0,0,0]
["",null,null,null,null,"","",null,null,null,null,null,null,null,null,null,null,null,null,null,null,null,null,null,null,null,null,null,null,null,null,null,null,null,null,null,null,null,null,null,null,null,null,null,null,null,null,null,null,null,null,null,null,null,null,null,null,null,null,null,null,null,null,null,null,null,null,null,null,null,null,null,null,null,null,null,null,null,null,null,null,null,null,null,null,null,null,null,null,null,null,null,null,null,null,null,null,null,null,0,0,0,0,0,0,0,0,0,0,0,0,0,0,0,0,0,0,0,0,0,0,0,0,0,0,0,0,0,0,0,0,0,0,0,0,0,0,0,0,0,0,0,0,0,0,0,0,0,0,0,0,0,0,0,0,0,0,0,0,0,0,0,0,0,0,0,0,0,0,0,0,0,0,0,0,0,0,0,0,0,0,0,0,0,0,0,0,0,0,0]
["",null,null,null,null,"","",null,null,null,null,null,null,null,null,null,null,null,null,null,null,null,null,null,null,null,null,null,null,null,null,null,null,null,null,null,null,null,null,null,null,null,null,null,null,null,null,null,null,null,null,null,null,null,null,null,null,null,null,null,null,null,null,null,null,null,null,null,null,null,null,null,null,null,null,null,null,null,null,null,null,null,null,null,null,null,null,null,null,null,null,null,null,null,null,null,null,null,null,0,0,0,0,0,0,0,0,0,0,0,0,0,0,0,0,0,0,0,0,0,0,0,0,0,0,0,0,0,0,0,0,0,0,0,0,0,0,0,0,0,0,0,0,0,0,0,0,0,0,0,0,0,0,0,0,0,0,0,0,0,0,0,0,0,0,0,0,0,0,0,0,0,0,0,0,0,0,0,0,0,0,0,0,0,0,0,0,0,0,0]
["",null,null,null,null,"","",null,null,null,null,null,null,null,null,null,null,null,null,null,null,null,null,null,null,null,null,null,null,null,null,null,null,null,null,null,null,null,null,null,null,null,null,null,null,null,null,null,null,null,null,null,null,null,null,null,null,null,null,null,null,null,null,null,null,null,null,null,null,null,null,null,null,null,null,null,null,null,null,null,null,null,null,null,null,null,null,null,null,null,null,null,null,null,null,null,null,null,null,0,0,0,0,0,0,0,0,0,0,0,0,0,0,0,0,0,0,0,0,0,0,0,0,0,0,0,0,0,0,0,0,0,0,0,0,0,0,0,0,0,0,0,0,0,0,0,0,0,0,0,0,0,0,0,0,0,0,0,0,0,0,0,0,0,0,0,0,0,0,0,0,0,0,0,0,0,0,0,0,0,0,0,0,0,0,0,0,0,0,0]
["",null,null,null,null,"","",null,null,null,null,null,null,null,null,null,null,null,null,null,null,null,null,null,null,null,null,null,null,null,null,null,null,null,null,null,null,null,null,null,null,null,null,null,null,null,null,null,null,null,null,null,null,null,null,null,null,null,null,null,null,null,null,null,null,null,null,null,null,null,null,null,null,null,null,null,null,null,null,null,null,null,null,null,null,null,null,null,null,null,null,null,null,null,null,null,null,null,null,0,0,0,0,0,0,0,0,0,0,0,0,0,0,0,0,0,0,0,0,0,0,0,0,0,0,0,0,0,0,0,0,0,0,0,0,0,0,0,0,0,0,0,0,0,0,0,0,0,0,0,0,0,0,0,0,0,0,0,0,0,0,0,0,0,0,0,0,0,0,0,0,0,0,0,0,0,0,0,0,0,0,0,0,0,0,0,0,0,0,0]
["",null,null,null,null,"","",null,null,null,null,null,null,null,null,null,null,null,null,null,null,null,null,null,null,null,null,null,null,null,null,null,null,null,null,null,null,null,null,null,null,null,null,null,null,null,null,null,null,null,null,null,null,null,null,null,null,null,null,null,null,null,null,null,null,null,null,null,null,null,null,null,null,null,null,null,null,null,null,null,null,null,null,null,null,null,null,null,null,null,null,null,null,null,null,null,null,null,null,0,0,0,0,0,0,0,0,0,0,0,0,0,0,0,0,0,0,0,0,0,0,0,0,0,0,0,0,0,0,0,0,0,0,0,0,0,0,0,0,0,0,0,0,0,0,0,0,0,0,0,0,0,0,0,0,0,0,0,0,0,0,0,0,0,0,0,0,0,0,0,0,0,0,0,0,0,0,0,0,0,0,0,0,0,0,0,0,0,0,0]
["",null,null,null,null,"","",null,null,null,null,null,null,null,null,null,null,null,null,null,null,null,null,null,null,null,null,null,null,null,null,null,null,null,null,null,null,null,null,null,null,null,null,null,null,null,null,null,null,null,null,null,null,null,null,null,null,null,null,null,null,null,null,null,null,null,null,null,null,null,null,null,null,null,null,null,null,null,null,null,null,null,null,null,null,null,null,null,null,null,null,null,null,null,null,null,null,null,null,0,0,0,0,0,0,0,0,0,0,0,0,0,0,0,0,0,0,0,0,0,0,0,0,0,0,0,0,0,0,0,0,0,0,0,0,0,0,0,0,0,0,0,0,0,0,0,0,0,0,0,0,0,0,0,0,0,0,0,0,0,0,0,0,0,0,0,0,0,0,0,0,0,0,0,0,0,0,0,0,0,0,0,0,0,0,0,0,0,0,0]
["",null,null,null,null,"","",null,null,null,null,null,null,null,null,null,null,null,null,null,null,null,null,null,null,null,null,null,null,null,null,null,null,null,null,null,null,null,null,null,null,null,null,null,null,null,null,null,null,null,null,null,null,null,null,null,null,null,null,null,null,null,null,null,null,null,null,null,null,null,null,null,null,null,null,null,null,null,null,null,null,null,null,null,null,null,null,null,null,null,null,null,null,null,null,null,null,null,null,0,0,0,0,0,0,0,0,0,0,0,0,0,0,0,0,0,0,0,0,0,0,0,0,0,0,0,0,0,0,0,0,0,0,0,0,0,0,0,0,0,0,0,0,0,0,0,0,0,0,0,0,0,0,0,0,0,0,0,0,0,0,0,0,0,0,0,0,0,0,0,0,0,0,0,0,0,0,0,0,0,0,0,0,0,0,0,0,0,0,0]
["",null,null,null,null,"","",null,null,null,null,null,null,null,null,null,null,null,null,null,null,null,null,null,null,null,null,null,null,null,null,null,null,null,null,null,null,null,null,null,null,null,null,null,null,null,null,null,null,null,null,null,null,null,null,null,null,null,null,null,null,null,null,null,null,null,null,null,null,null,null,null,null,null,null,null,null,null,null,null,null,null,null,null,null,null,null,null,null,null,null,null,null,null,null,null,null,null,null,0,0,0,0,0,0,0,0,0,0,0,0,0,0,0,0,0,0,0,0,0,0,0,0,0,0,0,0,0,0,0,0,0,0,0,0,0,0,0,0,0,0,0,0,0,0,0,0,0,0,0,0,0,0,0,0,0,0,0,0,0,0,0,0,0,0,0,0,0,0,0,0,0,0,0,0,0,0,0,0,0,0,0,0,0,0,0,0,0,0,0]
["",null,null,null,null,"","",null,null,null,null,null,null,null,null,null,null,null,null,null,null,null,null,null,null,null,null,null,null,null,null,null,null,null,null,null,null,null,null,null,null,null,null,null,null,null,null,null,null,null,null,null,null,null,null,null,null,null,null,null,null,null,null,null,null,null,null,null,null,null,null,null,null,null,null,null,null,null,null,null,null,null,null,null,null,null,null,null,null,null,null,null,null,null,null,null,null,null,null,0,0,0,0,0,0,0,0,0,0,0,0,0,0,0,0,0,0,0,0,0,0,0,0,0,0,0,0,0,0,0,0,0,0,0,0,0,0,0,0,0,0,0,0,0,0,0,0,0,0,0,0,0,0,0,0,0,0,0,0,0,0,0,0,0,0,0,0,0,0,0,0,0,0,0,0,0,0,0,0,0,0,0,0,0,0,0,0,0,0,0]
["",null,null,null,null,"","",null,null,null,null,null,null,null,null,null,null,null,null,null,null,null,null,null,null,null,null,null,null,null,null,null,null,null,null,null,null,null,null,null,null,null,null,null,null,null,null,null,null,null,null,null,null,null,null,null,null,null,null,null,null,null,null,null,null,null,null,null,null,null,null,null,null,null,null,null,null,null,null,null,null,null,null,null,null,null,null,null,null,null,null,null,null,null,null,null,null,null,null,0,0,0,0,0,0,0,0,0,0,0,0,0,0,0,0,0,0,0,0,0,0,0,0,0,0,0,0,0,0,0,0,0,0,0,0,0,0,0,0,0,0,0,0,0,0,0,0,0,0,0,0,0,0,0,0,0,0,0,0,0,0,0,0,0,0,0,0,0,0,0,0,0,0,0,0,0,0,0,0,0,0,0,0,0,0,0,0,0,0,0]
["",null,null,null,null,"","",null,null,null,null,null,null,null,null,null,null,null,null,null,null,null,null,null,null,null,null,null,null,null,null,null,null,null,null,null,null,null,null,null,null,null,null,null,null,null,null,null,null,null,null,null,null,null,null,null,null,null,null,null,null,null,null,null,null,null,null,null,null,null,null,null,null,null,null,null,null,null,null,null,null,null,null,null,null,null,null,null,null,null,null,null,null,null,null,null,null,null,null,0,0,0,0,0,0,0,0,0,0,0,0,0,0,0,0,0,0,0,0,0,0,0,0,0,0,0,0,0,0,0,0,0,0,0,0,0,0,0,0,0,0,0,0,0,0,0,0,0,0,0,0,0,0,0,0,0,0,0,0,0,0,0,0,0,0,0,0,0,0,0,0,0,0,0,0,0,0,0,0,0,0,0,0,0,0,0,0,0,0,0]
["",null,null,null,null,"","",null,null,null,null,null,null,null,null,null,null,null,null,null,null,null,null,null,null,null,null,null,null,null,null,null,null,null,null,null,null,null,null,null,null,null,null,null,null,null,null,null,null,null,null,null,null,null,null,null,null,null,null,null,null,null,null,null,null,null,null,null,null,null,null,null,null,null,null,null,null,null,null,null,null,null,null,null,null,null,null,null,null,null,null,null,null,null,null,null,null,null,null,0,0,0,0,0,0,0,0,0,0,0,0,0,0,0,0,0,0,0,0,0,0,0,0,0,0,0,0,0,0,0,0,0,0,0,0,0,0,0,0,0,0,0,0,0,0,0,0,0,0,0,0,0,0,0,0,0,0,0,0,0,0,0,0,0,0,0,0,0,0,0,0,0,0,0,0,0,0,0,0,0,0,0,0,0,0,0,0,0,0,0]
["",null,null,null,null,"","",null,null,null,null,null,null,null,null,null,null,null,null,null,null,null,null,null,null,null,null,null,null,null,null,null,null,null,null,null,null,null,null,null,null,null,null,null,null,null,null,null,null,null,null,null,null,null,null,null,null,null,null,null,null,null,null,null,null,null,null,null,null,null,null,null,null,null,null,null,null,null,null,null,null,null,null,null,null,null,null,null,null,null,null,null,null,null,null,null,null,null,null,0,0,0,0,0,0,0,0,0,0,0,0,0,0,0,0,0,0,0,0,0,0,0,0,0,0,0,0,0,0,0,0,0,0,0,0,0,0,0,0,0,0,0,0,0,0,0,0,0,0,0,0,0,0,0,0,0,0,0,0,0,0,0,0,0,0,0,0,0,0,0,0,0,0,0,0,0,0,0,0,0,0,0,0,0,0,0,0,0,0,0]
["",null,null,null,null,"","",null,null,null,null,null,null,null,null,null,null,null,null,null,null,null,null,null,null,null,null,null,null,null,null,null,null,null,null,null,null,null,null,null,null,null,null,null,null,null,null,null,null,null,null,null,null,null,null,null,null,null,null,null,null,null,null,null,null,null,null,null,null,null,null,null,null,null,null,null,null,null,null,null,null,null,null,null,null,null,null,null,null,null,null,null,null,null,null,null,null,null,null,0,0,0,0,0,0,0,0,0,0,0,0,0,0,0,0,0,0,0,0,0,0,0,0,0,0,0,0,0,0,0,0,0,0,0,0,0,0,0,0,0,0,0,0,0,0,0,0,0,0,0,0,0,0,0,0,0,0,0,0,0,0,0,0,0,0,0,0,0,0,0,0,0,0,0,0,0,0,0,0,0,0,0,0,0,0,0,0,0,0,0]
["",null,null,null,null,"","",null,null,null,null,null,null,null,null,null,null,null,null,null,null,null,null,null,null,null,null,null,null,null,null,null,null,null,null,null,null,null,null,null,null,null,null,null,null,null,null,null,null,null,null,null,null,null,null,null,null,null,null,null,null,null,null,null,null,null,null,null,null,null,null,null,null,null,null,null,null,null,null,null,null,null,null,null,null,null,null,null,null,null,null,null,null,null,null,null,null,null,null,0,0,0,0,0,0,0,0,0,0,0,0,0,0,0,0,0,0,0,0,0,0,0,0,0,0,0,0,0,0,0,0,0,0,0,0,0,0,0,0,0,0,0,0,0,0,0,0,0,0,0,0,0,0,0,0,0,0,0,0,0,0,0,0,0,0,0,0,0,0,0,0,0,0,0,0,0,0,0,0,0,0,0,0,0,0,0,0,0,0,0]
["",null,null,null,null,"","",null,null,null,null,null,null,null,null,null,null,null,null,null,null,null,null,null,null,null,null,null,null,null,null,null,null,null,null,null,null,null,null,null,null,null,null,null,null,null,null,null,null,null,null,null,null,null,null,null,null,null,null,null,null,null,null,null,null,null,null,null,null,null,null,null,null,null,null,null,null,null,null,null,null,null,null,null,null,null,null,null,null,null,null,null,null,null,null,null,null,null,null,0,0,0,0,0,0,0,0,0,0,0,0,0,0,0,0,0,0,0,0,0,0,0,0,0,0,0,0,0,0,0,0,0,0,0,0,0,0,0,0,0,0,0,0,0,0,0,0,0,0,0,0,0,0,0,0,0,0,0,0,0,0,0,0,0,0,0,0,0,0,0,0,0,0,0,0,0,0,0,0,0,0,0,0,0,0,0,0,0,0,0]
["",null,null,null,null,"","",null,null,null,null,null,null,null,null,null,null,null,null,null,null,null,null,null,null,null,null,null,null,null,null,null,null,null,null,null,null,null,null,null,null,null,null,null,null,null,null,null,null,null,null,null,null,null,null,null,null,null,null,null,null,null,null,null,null,null,null,null,null,null,null,null,null,null,null,null,null,null,null,null,null,null,null,null,null,null,null,null,null,null,null,null,null,null,null,null,null,null,null,0,0,0,0,0,0,0,0,0,0,0,0,0,0,0,0,0,0,0,0,0,0,0,0,0,0,0,0,0,0,0,0,0,0,0,0,0,0,0,0,0,0,0,0,0,0,0,0,0,0,0,0,0,0,0,0,0,0,0,0,0,0,0,0,0,0,0,0,0,0,0,0,0,0,0,0,0,0,0,0,0,0,0,0,0,0,0,0,0,0,0]
["",null,null,null,null,"","",null,null,null,null,null,null,null,null,null,null,null,null,null,null,null,null,null,null,null,null,null,null,null,null,null,null,null,null,null,null,null,null,null,null,null,null,null,null,null,null,null,null,null,null,null,null,null,null,null,null,null,null,null,null,null,null,null,null,null,null,null,null,null,null,null,null,null,null,null,null,null,null,null,null,null,null,null,null,null,null,null,null,null,null,null,null,null,null,null,null,null,null,0,0,0,0,0,0,0,0,0,0,0,0,0,0,0,0,0,0,0,0,0,0,0,0,0,0,0,0,0,0,0,0,0,0,0,0,0,0,0,0,0,0,0,0,0,0,0,0,0,0,0,0,0,0,0,0,0,0,0,0,0,0,0,0,0,0,0,0,0,0,0,0,0,0,0,0,0,0,0,0,0,0,0,0,0,0,0,0,0,0,0]
["",null,null,null,null,"","",null,null,null,null,null,null,null,null,null,null,null,null,null,null,null,null,null,null,null,null,null,null,null,null,null,null,null,null,null,null,null,null,null,null,null,null,null,null,null,null,null,null,null,null,null,null,null,null,null,null,null,null,null,null,null,null,null,null,null,null,null,null,null,null,null,null,null,null,null,null,null,null,null,null,null,null,null,null,null,null,null,null,null,null,null,null,null,null,null,null,null,null,0,0,0,0,0,0,0,0,0,0,0,0,0,0,0,0,0,0,0,0,0,0,0,0,0,0,0,0,0,0,0,0,0,0,0,0,0,0,0,0,0,0,0,0,0,0,0,0,0,0,0,0,0,0,0,0,0,0,0,0,0,0,0,0,0,0,0,0,0,0,0,0,0,0,0,0,0,0,0,0,0,0,0,0,0,0,0,0,0,0,0]
["",null,null,null,null,"","",null,null,null,null,null,null,null,null,null,null,null,null,null,null,null,null,null,null,null,null,null,null,null,null,null,null,null,null,null,null,null,null,null,null,null,null,null,null,null,null,null,null,null,null,null,null,null,null,null,null,null,null,null,null,null,null,null,null,null,null,null,null,null,null,null,null,null,null,null,null,null,null,null,null,null,null,null,null,null,null,null,null,null,null,null,null,null,null,null,null,null,null,0,0,0,0,0,0,0,0,0,0,0,0,0,0,0,0,0,0,0,0,0,0,0,0,0,0,0,0,0,0,0,0,0,0,0,0,0,0,0,0,0,0,0,0,0,0,0,0,0,0,0,0,0,0,0,0,0,0,0,0,0,0,0,0,0,0,0,0,0,0,0,0,0,0,0,0,0,0,0,0,0,0,0,0,0,0,0,0,0,0,0]
["",null,null,null,null,"","",null,null,null,null,null,null,null,null,null,null,null,null,null,null,null,null,null,null,null,null,null,null,null,null,null,null,null,null,null,null,null,null,null,null,null,null,null,null,null,null,null,null,null,null,null,null,null,null,null,null,null,null,null,null,null,null,null,null,null,null,null,null,null,null,null,null,null,null,null,null,null,null,null,null,null,null,null,null,null,null,null,null,null,null,null,null,null,null,null,null,null,null,0,0,0,0,0,0,0,0,0,0,0,0,0,0,0,0,0,0,0,0,0,0,0,0,0,0,0,0,0,0,0,0,0,0,0,0,0,0,0,0,0,0,0,0,0,0,0,0,0,0,0,0,0,0,0,0,0,0,0,0,0,0,0,0,0,0,0,0,0,0,0,0,0,0,0,0,0,0,0,0,0,0,0,0,0,0,0,0,0,0,0]
["",null,null,null,null,"","",null,null,null,null,null,null,null,null,null,null,null,null,null,null,null,null,null,null,null,null,null,null,null,null,null,null,null,null,null,null,null,null,null,null,null,null,null,null,null,null,null,null,null,null,null,null,null,null,null,null,null,null,null,null,null,null,null,null,null,null,null,null,null,null,null,null,null,null,null,null,null,null,null,null,null,null,null,null,null,null,null,null,null,null,null,null,null,null,null,null,null,null,0,0,0,0,0,0,0,0,0,0,0,0,0,0,0,0,0,0,0,0,0,0,0,0,0,0,0,0,0,0,0,0,0,0,0,0,0,0,0,0,0,0,0,0,0,0,0,0,0,0,0,0,0,0,0,0,0,0,0,0,0,0,0,0,0,0,0,0,0,0,0,0,0,0,0,0,0,0,0,0,0,0,0,0,0,0,0,0,0,0,0]
["",null,null,null,null,"","",null,null,null,null,null,null,null,null,null,null,null,null,null,null,null,null,null,null,null,null,null,null,null,null,null,null,null,null,null,null,null,null,null,null,null,null,null,null,null,null,null,null,null,null,null,null,null,null,null,null,null,null,null,null,null,null,null,null,null,null,null,null,null,null,null,null,null,null,null,null,null,null,null,null,null,null,null,null,null,null,null,null,null,null,null,null,null,null,null,null,null,null,0,0,0,0,0,0,0,0,0,0,0,0,0,0,0,0,0,0,0,0,0,0,0,0,0,0,0,0,0,0,0,0,0,0,0,0,0,0,0,0,0,0,0,0,0,0,0,0,0,0,0,0,0,0,0,0,0,0,0,0,0,0,0,0,0,0,0,0,0,0,0,0,0,0,0,0,0,0,0,0,0,0,0,0,0,0,0,0,0,0,0]
["",null,null,null,null,"","",null,null,null,null,null,null,null,null,null,null,null,null,null,null,null,null,null,null,null,null,null,null,null,null,null,null,null,null,null,null,null,null,null,null,null,null,null,null,null,null,null,null,null,null,null,null,null,null,null,null,null,null,null,null,null,null,null,null,null,null,null,null,null,null,null,null,null,null,null,null,null,null,null,null,null,null,null,null,null,null,null,null,null,null,null,null,null,null,null,null,null,null,0,0,0,0,0,0,0,0,0,0,0,0,0,0,0,0,0,0,0,0,0,0,0,0,0,0,0,0,0,0,0,0,0,0,0,0,0,0,0,0,0,0,0,0,0,0,0,0,0,0,0,0,0,0,0,0,0,0,0,0,0,0,0,0,0,0,0,0,0,0,0,0,0,0,0,0,0,0,0,0,0,0,0,0,0,0,0,0,0,0,0]
["",null,null,null,null,"","",null,null,null,null,null,null,null,null,null,null,null,null,null,null,null,null,null,null,null,null,null,null,null,null,null,null,null,null,null,null,null,null,null,null,null,null,null,null,null,null,null,null,null,null,null,null,null,null,null,null,null,null,null,null,null,null,null,null,null,null,null,null,null,null,null,null,null,null,null,null,null,null,null,null,null,null,null,null,null,null,null,null,null,null,null,null,null,null,null,null,null,null,0,0,0,0,0,0,0,0,0,0,0,0,0,0,0,0,0,0,0,0,0,0,0,0,0,0,0,0,0,0,0,0,0,0,0,0,0,0,0,0,0,0,0,0,0,0,0,0,0,0,0,0,0,0,0,0,0,0,0,0,0,0,0,0,0,0,0,0,0,0,0,0,0,0,0,0,0,0,0,0,0,0,0,0,0,0,0,0,0,0,0]
["",null,null,null,null,"","",null,null,null,null,null,null,null,null,null,null,null,null,null,null,null,null,null,null,null,null,null,null,null,null,null,null,null,null,null,null,null,null,null,null,null,null,null,null,null,null,null,null,null,null,null,null,null,null,null,null,null,null,null,null,null,null,null,null,null,null,null,null,null,null,null,null,null,null,null,null,null,null,null,null,null,null,null,null,null,null,null,null,null,null,null,null,null,null,null,null,null,null,0,0,0,0,0,0,0,0,0,0,0,0,0,0,0,0,0,0,0,0,0,0,0,0,0,0,0,0,0,0,0,0,0,0,0,0,0,0,0,0,0,0,0,0,0,0,0,0,0,0,0,0,0,0,0,0,0,0,0,0,0,0,0,0,0,0,0,0,0,0,0,0,0,0,0,0,0,0,0,0,0,0,0,0,0,0,0,0,0,0,0]
["",null,null,null,null,"","",null,null,null,null,null,null,null,null,null,null,null,null,null,null,null,null,null,null,null,null,null,null,null,null,null,null,null,null,null,null,null,null,null,null,null,null,null,null,null,null,null,null,null,null,null,null,null,null,null,null,null,null,null,null,null,null,null,null,null,null,null,null,null,null,null,null,null,null,null,null,null,null,null,null,null,null,null,null,null,null,null,null,null,null,null,null,null,null,null,null,null,null,0,0,0,0,0,0,0,0,0,0,0,0,0,0,0,0,0,0,0,0,0,0,0,0,0,0,0,0,0,0,0,0,0,0,0,0,0,0,0,0,0,0,0,0,0,0,0,0,0,0,0,0,0,0,0,0,0,0,0,0,0,0,0,0,0,0,0,0,0,0,0,0,0,0,0,0,0,0,0,0,0,0,0,0,0,0,0,0,0,0,0]
["",null,null,null,null,"","",null,null,null,null,null,null,null,null,null,null,null,null,null,null,null,null,null,null,null,null,null,null,null,null,null,null,null,null,null,null,null,null,null,null,null,null,null,null,null,null,null,null,null,null,null,null,null,null,null,null,null,null,null,null,null,null,null,null,null,null,null,null,null,null,null,null,null,null,null,null,null,null,null,null,null,null,null,null,null,null,null,null,null,null,null,null,null,null,null,null,null,null,0,0,0,0,0,0,0,0,0,0,0,0,0,0,0,0,0,0,0,0,0,0,0,0,0,0,0,0,0,0,0,0,0,0,0,0,0,0,0,0,0,0,0,0,0,0,0,0,0,0,0,0,0,0,0,0,0,0,0,0,0,0,0,0,0,0,0,0,0,0,0,0,0,0,0,0,0,0,0,0,0,0,0,0,0,0,0,0,0,0,0]
["",null,null,null,null,"","",null,null,null,null,null,null,null,null,null,null,null,null,null,null,null,null,null,null,null,null,null,null,null,null,null,null,null,null,null,null,null,null,null,null,null,null,null,null,null,null,null,null,null,null,null,null,null,null,null,null,null,null,null,null,null,null,null,null,null,null,null,null,null,null,null,null,null,null,null,null,null,null,null,null,null,null,null,null,null,null,null,null,null,null,null,null,null,null,null,null,null,null,0,0,0,0,0,0,0,0,0,0,0,0,0,0,0,0,0,0,0,0,0,0,0,0,0,0,0,0,0,0,0,0,0,0,0,0,0,0,0,0,0,0,0,0,0,0,0,0,0,0,0,0,0,0,0,0,0,0,0,0,0,0,0,0,0,0,0,0,0,0,0,0,0,0,0,0,0,0,0,0,0,0,0,0,0,0,0,0,0,0,0]
["",null,null,null,null,"","",null,null,null,null,null,null,null,null,null,null,null,null,null,null,null,null,null,null,null,null,null,null,null,null,null,null,null,null,null,null,null,null,null,null,null,null,null,null,null,null,null,null,null,null,null,null,null,null,null,null,null,null,null,null,null,null,null,null,null,null,null,null,null,null,null,null,null,null,null,null,null,null,null,null,null,null,null,null,null,null,null,null,null,null,null,null,null,null,null,null,null,null,0,0,0,0,0,0,0,0,0,0,0,0,0,0,0,0,0,0,0,0,0,0,0,0,0,0,0,0,0,0,0,0,0,0,0,0,0,0,0,0,0,0,0,0,0,0,0,0,0,0,0,0,0,0,0,0,0,0,0,0,0,0,0,0,0,0,0,0,0,0,0,0,0,0,0,0,0,0,0,0,0,0,0,0,0,0,0,0,0,0,0]
["",null,null,null,null,"","",null,null,null,null,null,null,null,null,null,null,null,null,null,null,null,null,null,null,null,null,null,null,null,null,null,null,null,null,null,null,null,null,null,null,null,null,null,null,null,null,null,null,null,null,null,null,null,null,null,null,null,null,null,null,null,null,null,null,null,null,null,null,null,null,null,null,null,null,null,null,null,null,null,null,null,null,null,null,null,null,null,null,null,null,null,null,null,null,null,null,null,null,0,0,0,0,0,0,0,0,0,0,0,0,0,0,0,0,0,0,0,0,0,0,0,0,0,0,0,0,0,0,0,0,0,0,0,0,0,0,0,0,0,0,0,0,0,0,0,0,0,0,0,0,0,0,0,0,0,0,0,0,0,0,0,0,0,0,0,0,0,0,0,0,0,0,0,0,0,0,0,0,0,0,0,0,0,0,0,0,0,0,0]
["",null,null,null,null,"","",null,null,null,null,null,null,null,null,null,null,null,null,null,null,null,null,null,null,null,null,null,null,null,null,null,null,null,null,null,null,null,null,null,null,null,null,null,null,null,null,null,null,null,null,null,null,null,null,null,null,null,null,null,null,null,null,null,null,null,null,null,null,null,null,null,null,null,null,null,null,null,null,null,null,null,null,null,null,null,null,null,null,null,null,null,null,null,null,null,null,null,null,0,0,0,0,0,0,0,0,0,0,0,0,0,0,0,0,0,0,0,0,0,0,0,0,0,0,0,0,0,0,0,0,0,0,0,0,0,0,0,0,0,0,0,0,0,0,0,0,0,0,0,0,0,0,0,0,0,0,0,0,0,0,0,0,0,0,0,0,0,0,0,0,0,0,0,0,0,0,0,0,0,0,0,0,0,0,0,0,0,0,0]
["",null,null,null,null,"","",null,null,null,null,null,null,null,null,null,null,null,null,null,null,null,null,null,null,null,null,null,null,null,null,null,null,null,null,null,null,null,null,null,null,null,null,null,null,null,null,null,null,null,null,null,null,null,null,null,null,null,null,null,null,null,null,null,null,null,null,null,null,null,null,null,null,null,null,null,null,null,null,null,null,null,null,null,null,null,null,null,null,null,null,null,null,null,null,null,null,null,null,0,0,0,0,0,0,0,0,0,0,0,0,0,0,0,0,0,0,0,0,0,0,0,0,0,0,0,0,0,0,0,0,0,0,0,0,0,0,0,0,0,0,0,0,0,0,0,0,0,0,0,0,0,0,0,0,0,0,0,0,0,0,0,0,0,0,0,0,0,0,0,0,0,0,0,0,0,0,0,0,0,0,0,0,0,0,0,0,0,0,0]
["",null,null,null,null,"","",null,null,null,null,null,null,null,null,null,null,null,null,null,null,null,null,null,null,null,null,null,null,null,null,null,null,null,null,null,null,null,null,null,null,null,null,null,null,null,null,null,null,null,null,null,null,null,null,null,null,null,null,null,null,null,null,null,null,null,null,null,null,null,null,null,null,null,null,null,null,null,null,null,null,null,null,null,null,null,null,null,null,null,null,null,null,null,null,null,null,null,null,0,0,0,0,0,0,0,0,0,0,0,0,0,0,0,0,0,0,0,0,0,0,0,0,0,0,0,0,0,0,0,0,0,0,0,0,0,0,0,0,0,0,0,0,0,0,0,0,0,0,0,0,0,0,0,0,0,0,0,0,0,0,0,0,0,0,0,0,0,0,0,0,0,0,0,0,0,0,0,0,0,0,0,0,0,0,0,0,0,0,0]
["",null,null,null,null,"","",null,null,null,null,null,null,null,null,null,null,null,null,null,null,null,null,null,null,null,null,null,null,null,null,null,null,null,null,null,null,null,null,null,null,null,null,null,null,null,null,null,null,null,null,null,null,null,null,null,null,null,null,null,null,null,null,null,null,null,null,null,null,null,null,null,null,null,null,null,null,null,null,null,null,null,null,null,null,null,null,null,null,null,null,null,null,null,null,null,null,null,null,0,0,0,0,0,0,0,0,0,0,0,0,0,0,0,0,0,0,0,0,0,0,0,0,0,0,0,0,0,0,0,0,0,0,0,0,0,0,0,0,0,0,0,0,0,0,0,0,0,0,0,0,0,0,0,0,0,0,0,0,0,0,0,0,0,0,0,0,0,0,0,0,0,0,0,0,0,0,0,0,0,0,0,0,0,0,0,0,0,0,0]
["",null,null,null,null,"","",null,null,null,null,null,null,null,null,null,null,null,null,null,null,null,null,null,null,null,null,null,null,null,null,null,null,null,null,null,null,null,null,null,null,null,null,null,null,null,null,null,null,null,null,null,null,null,null,null,null,null,null,null,null,null,null,null,null,null,null,null,null,null,null,null,null,null,null,null,null,null,null,null,null,null,null,null,null,null,null,null,null,null,null,null,null,null,null,null,null,null,null,0,0,0,0,0,0,0,0,0,0,0,0,0,0,0,0,0,0,0,0,0,0,0,0,0,0,0,0,0,0,0,0,0,0,0,0,0,0,0,0,0,0,0,0,0,0,0,0,0,0,0,0,0,0,0,0,0,0,0,0,0,0,0,0,0,0,0,0,0,0,0,0,0,0,0,0,0,0,0,0,0,0,0,0,0,0,0,0,0,0,0]
["",null,null,null,null,"","",null,null,null,null,null,null,null,null,null,null,null,null,null,null,null,null,null,null,null,null,null,null,null,null,null,null,null,null,null,null,null,null,null,null,null,null,null,null,null,null,null,null,null,null,null,null,null,null,null,null,null,null,null,null,null,null,null,null,null,null,null,null,null,null,null,null,null,null,null,null,null,null,null,null,null,null,null,null,null,null,null,null,null,null,null,null,null,null,null,null,null,null,0,0,0,0,0,0,0,0,0,0,0,0,0,0,0,0,0,0,0,0,0,0,0,0,0,0,0,0,0,0,0,0,0,0,0,0,0,0,0,0,0,0,0,0,0,0,0,0,0,0,0,0,0,0,0,0,0,0,0,0,0,0,0,0,0,0,0,0,0,0,0,0,0,0,0,0,0,0,0,0,0,0,0,0,0,0,0,0,0,0,0]
["",null,null,null,null,"","",null,null,null,null,null,null,null,null,null,null,null,null,null,null,null,null,null,null,null,null,null,null,null,null,null,null,null,null,null,null,null,null,null,null,null,null,null,null,null,null,null,null,null,null,null,null,null,null,null,null,null,null,null,null,null,null,null,null,null,null,null,null,null,null,null,null,null,null,null,null,null,null,null,null,null,null,null,null,null,null,null,null,null,null,null,null,null,null,null,null,null,null,0,0,0,0,0,0,0,0,0,0,0,0,0,0,0,0,0,0,0,0,0,0,0,0,0,0,0,0,0,0,0,0,0,0,0,0,0,0,0,0,0,0,0,0,0,0,0,0,0,0,0,0,0,0,0,0,0,0,0,0,0,0,0,0,0,0,0,0,0,0,0,0,0,0,0,0,0,0,0,0,0,0,0,0,0,0,0,0,0,0,0]
["",null,null,null,null,"","",null,null,null,null,null,null,null,null,null,null,null,null,null,null,null,null,null,null,null,null,null,null,null,null,null,null,null,null,null,null,null,null,null,null,null,null,null,null,null,null,null,null,null,null,null,null,null,null,null,null,null,null,null,null,null,null,null,null,null,null,null,null,null,null,null,null,null,null,null,null,null,null,null,null,null,null,null,null,null,null,null,null,null,null,null,null,null,null,null,null,null,null,0,0,0,0,0,0,0,0,0,0,0,0,0,0,0,0,0,0,0,0,0,0,0,0,0,0,0,0,0,0,0,0,0,0,0,0,0,0,0,0,0,0,0,0,0,0,0,0,0,0,0,0,0,0,0,0,0,0,0,0,0,0,0,0,0,0,0,0,0,0,0,0,0,0,0,0,0,0,0,0,0,0,0,0,0,0,0,0,0,0,0]
["",null,null,null,null,"","",null,null,null,null,null,null,null,null,null,null,null,null,null,null,null,null,null,null,null,null,null,null,null,null,null,null,null,null,null,null,null,null,null,null,null,null,null,null,null,null,null,null,null,null,null,null,null,null,null,null,null,null,null,null,null,null,null,null,null,null,null,null,null,null,null,null,null,null,null,null,null,null,null,null,null,null,null,null,null,null,null,null,null,null,null,null,null,null,null,null,null,null,0,0,0,0,0,0,0,0,0,0,0,0,0,0,0,0,0,0,0,0,0,0,0,0,0,0,0,0,0,0,0,0,0,0,0,0,0,0,0,0,0,0,0,0,0,0,0,0,0,0,0,0,0,0,0,0,0,0,0,0,0,0,0,0,0,0,0,0,0,0,0,0,0,0,0,0,0,0,0,0,0,0,0,0,0,0,0,0,0,0,0]
["",null,null,null,null,"","",null,null,null,null,null,null,null,null,null,null,null,null,null,null,null,null,null,null,null,null,null,null,null,null,null,null,null,null,null,null,null,null,null,null,null,null,null,null,null,null,null,null,null,null,null,null,null,null,null,null,null,null,null,null,null,null,null,null,null,null,null,null,null,null,null,null,null,null,null,null,null,null,null,null,null,null,null,null,null,null,null,null,null,null,null,null,null,null,null,null,null,null,0,0,0,0,0,0,0,0,0,0,0,0,0,0,0,0,0,0,0,0,0,0,0,0,0,0,0,0,0,0,0,0,0,0,0,0,0,0,0,0,0,0,0,0,0,0,0,0,0,0,0,0,0,0,0,0,0,0,0,0,0,0,0,0,0,0,0,0,0,0,0,0,0,0,0,0,0,0,0,0,0,0,0,0,0,0,0,0,0,0,0]
["",null,null,null,null,"","",null,null,null,null,null,null,null,null,null,null,null,null,null,null,null,null,null,null,null,null,null,null,null,null,null,null,null,null,null,null,null,null,null,null,null,null,null,null,null,null,null,null,null,null,null,null,null,null,null,null,null,null,null,null,null,null,null,null,null,null,null,null,null,null,null,null,null,null,null,null,null,null,null,null,null,null,null,null,null,null,null,null,null,null,null,null,null,null,null,null,null,null,0,0,0,0,0,0,0,0,0,0,0,0,0,0,0,0,0,0,0,0,0,0,0,0,0,0,0,0,0,0,0,0,0,0,0,0,0,0,0,0,0,0,0,0,0,0,0,0,0,0,0,0,0,0,0,0,0,0,0,0,0,0,0,0,0,0,0,0,0,0,0,0,0,0,0,0,0,0,0,0,0,0,0,0,0,0,0,0,0,0,0]
["",null,null,null,null,"","",null,null,null,null,null,null,null,null,null,null,null,null,null,null,null,null,null,null,null,null,null,null,null,null,null,null,null,null,null,null,null,null,null,null,null,null,null,null,null,null,null,null,null,null,null,null,null,null,null,null,null,null,null,null,null,null,null,null,null,null,null,null,null,null,null,null,null,null,null,null,null,null,null,null,null,null,null,null,null,null,null,null,null,null,null,null,null,null,null,null,null,null,0,0,0,0,0,0,0,0,0,0,0,0,0,0,0,0,0,0,0,0,0,0,0,0,0,0,0,0,0,0,0,0,0,0,0,0,0,0,0,0,0,0,0,0,0,0,0,0,0,0,0,0,0,0,0,0,0,0,0,0,0,0,0,0,0,0,0,0,0,0,0,0,0,0,0,0,0,0,0,0,0,0,0,0,0,0,0,0,0,0,0]
["",null,null,null,null,"","",null,null,null,null,null,null,null,null,null,null,null,null,null,null,null,null,null,null,null,null,null,null,null,null,null,null,null,null,null,null,null,null,null,null,null,null,null,null,null,null,null,null,null,null,null,null,null,null,null,null,null,null,null,null,null,null,null,null,null,null,null,null,null,null,null,null,null,null,null,null,null,null,null,null,null,null,null,null,null,null,null,null,null,null,null,null,null,null,null,null,null,null,0,0,0,0,0,0,0,0,0,0,0,0,0,0,0,0,0,0,0,0,0,0,0,0,0,0,0,0,0,0,0,0,0,0,0,0,0,0,0,0,0,0,0,0,0,0,0,0,0,0,0,0,0,0,0,0,0,0,0,0,0,0,0,0,0,0,0,0,0,0,0,0,0,0,0,0,0,0,0,0,0,0,0,0,0,0,0,0,0,0,0]
["",null,null,null,null,"","",null,null,null,null,null,null,null,null,null,null,null,null,null,null,null,null,null,null,null,null,null,null,null,null,null,null,null,null,null,null,null,null,null,null,null,null,null,null,null,null,null,null,null,null,null,null,null,null,null,null,null,null,null,null,null,null,null,null,null,null,null,null,null,null,null,null,null,null,null,null,null,null,null,null,null,null,null,null,null,null,null,null,null,null,null,null,null,null,null,null,null,null,0,0,0,0,0,0,0,0,0,0,0,0,0,0,0,0,0,0,0,0,0,0,0,0,0,0,0,0,0,0,0,0,0,0,0,0,0,0,0,0,0,0,0,0,0,0,0,0,0,0,0,0,0,0,0,0,0,0,0,0,0,0,0,0,0,0,0,0,0,0,0,0,0,0,0,0,0,0,0,0,0,0,0,0,0,0,0,0,0,0,0]
["",null,null,null,null,"","",null,null,null,null,null,null,null,null,null,null,null,null,null,null,null,null,null,null,null,null,null,null,null,null,null,null,null,null,null,null,null,null,null,null,null,null,null,null,null,null,null,null,null,null,null,null,null,null,null,null,null,null,null,null,null,null,null,null,null,null,null,null,null,null,null,null,null,null,null,null,null,null,null,null,null,null,null,null,null,null,null,null,null,null,null,null,null,null,null,null,null,null,0,0,0,0,0,0,0,0,0,0,0,0,0,0,0,0,0,0,0,0,0,0,0,0,0,0,0,0,0,0,0,0,0,0,0,0,0,0,0,0,0,0,0,0,0,0,0,0,0,0,0,0,0,0,0,0,0,0,0,0,0,0,0,0,0,0,0,0,0,0,0,0,0,0,0,0,0,0,0,0,0,0,0,0,0,0,0,0,0,0,0]
["",null,null,null,null,"","",null,null,null,null,null,null,null,null,null,null,null,null,null,null,null,null,null,null,null,null,null,null,null,null,null,null,null,null,null,null,null,null,null,null,null,null,null,null,null,null,null,null,null,null,null,null,null,null,null,null,null,null,null,null,null,null,null,null,null,null,null,null,null,null,null,null,null,null,null,null,null,null,null,null,null,null,null,null,null,null,null,null,null,null,null,null,null,null,null,null,null,null,0,0,0,0,0,0,0,0,0,0,0,0,0,0,0,0,0,0,0,0,0,0,0,0,0,0,0,0,0,0,0,0,0,0,0,0,0,0,0,0,0,0,0,0,0,0,0,0,0,0,0,0,0,0,0,0,0,0,0,0,0,0,0,0,0,0,0,0,0,0,0,0,0,0,0,0,0,0,0,0,0,0,0,0,0,0,0,0,0,0,0]
["",null,null,null,null,"","",null,null,null,null,null,null,null,null,null,null,null,null,null,null,null,null,null,null,null,null,null,null,null,null,null,null,null,null,null,null,null,null,null,null,null,null,null,null,null,null,null,null,null,null,null,null,null,null,null,null,null,null,null,null,null,null,null,null,null,null,null,null,null,null,null,null,null,null,null,null,null,null,null,null,null,null,null,null,null,null,null,null,null,null,null,null,null,null,null,null,null,null,0,0,0,0,0,0,0,0,0,0,0,0,0,0,0,0,0,0,0,0,0,0,0,0,0,0,0,0,0,0,0,0,0,0,0,0,0,0,0,0,0,0,0,0,0,0,0,0,0,0,0,0,0,0,0,0,0,0,0,0,0,0,0,0,0,0,0,0,0,0,0,0,0,0,0,0,0,0,0,0,0,0,0,0,0,0,0,0,0,0,0]
["",null,null,null,null,"","",null,null,null,null,null,null,null,null,null,null,null,null,null,null,null,null,null,null,null,null,null,null,null,null,null,null,null,null,null,null,null,null,null,null,null,null,null,null,null,null,null,null,null,null,null,null,null,null,null,null,null,null,null,null,null,null,null,null,null,null,null,null,null,null,null,null,null,null,null,null,null,null,null,null,null,null,null,null,null,null,null,null,null,null,null,null,null,null,null,null,null,null,0,0,0,0,0,0,0,0,0,0,0,0,0,0,0,0,0,0,0,0,0,0,0,0,0,0,0,0,0,0,0,0,0,0,0,0,0,0,0,0,0,0,0,0,0,0,0,0,0,0,0,0,0,0,0,0,0,0,0,0,0,0,0,0,0,0,0,0,0,0,0,0,0,0,0,0,0,0,0,0,0,0,0,0,0,0,0,0,0,0,0]
["",null,null,null,null,"","",null,null,null,null,null,null,null,null,null,null,null,null,null,null,null,null,null,null,null,null,null,null,null,null,null,null,null,null,null,null,null,null,null,null,null,null,null,null,null,null,null,null,null,null,null,null,null,null,null,null,null,null,null,null,null,null,null,null,null,null,null,null,null,null,null,null,null,null,null,null,null,null,null,null,null,null,null,null,null,null,null,null,null,null,null,null,null,null,null,null,null,null,0,0,0,0,0,0,0,0,0,0,0,0,0,0,0,0,0,0,0,0,0,0,0,0,0,0,0,0,0,0,0,0,0,0,0,0,0,0,0,0,0,0,0,0,0,0,0,0,0,0,0,0,0,0,0,0,0,0,0,0,0,0,0,0,0,0,0,0,0,0,0,0,0,0,0,0,0,0,0,0,0,0,0,0,0,0,0,0,0,0,0]
["",null,null,null,null,"","",null,null,null,null,null,null,null,null,null,null,null,null,null,null,null,null,null,null,null,null,null,null,null,null,null,null,null,null,null,null,null,null,null,null,null,null,null,null,null,null,null,null,null,null,null,null,null,null,null,null,null,null,null,null,null,null,null,null,null,null,null,null,null,null,null,null,null,null,null,null,null,null,null,null,null,null,null,null,null,null,null,null,null,null,null,null,null,null,null,null,null,null,0,0,0,0,0,0,0,0,0,0,0,0,0,0,0,0,0,0,0,0,0,0,0,0,0,0,0,0,0,0,0,0,0,0,0,0,0,0,0,0,0,0,0,0,0,0,0,0,0,0,0,0,0,0,0,0,0,0,0,0,0,0,0,0,0,0,0,0,0,0,0,0,0,0,0,0,0,0,0,0,0,0,0,0,0,0,0,0,0,0,0]
["",null,null,null,null,"","",null,null,null,null,null,null,null,null,null,null,null,null,null,null,null,null,null,null,null,null,null,null,null,null,null,null,null,null,null,null,null,null,null,null,null,null,null,null,null,null,null,null,null,null,null,null,null,null,null,null,null,null,null,null,null,null,null,null,null,null,null,null,null,null,null,null,null,null,null,null,null,null,null,null,null,null,null,null,null,null,null,null,null,null,null,null,null,null,null,null,null,null,0,0,0,0,0,0,0,0,0,0,0,0,0,0,0,0,0,0,0,0,0,0,0,0,0,0,0,0,0,0,0,0,0,0,0,0,0,0,0,0,0,0,0,0,0,0,0,0,0,0,0,0,0,0,0,0,0,0,0,0,0,0,0,0,0,0,0,0,0,0,0,0,0,0,0,0,0,0,0,0,0,0,0,0,0,0,0,0,0,0,0]
["",null,null,null,null,"","",null,null,null,null,null,null,null,null,null,null,null,null,null,null,null,null,null,null,null,null,null,null,null,null,null,null,null,null,null,null,null,null,null,null,null,null,null,null,null,null,null,null,null,null,null,null,null,null,null,null,null,null,null,null,null,null,null,null,null,null,null,null,null,null,null,null,null,null,null,null,null,null,null,null,null,null,null,null,null,null,null,null,null,null,null,null,null,null,null,null,null,null,0,0,0,0,0,0,0,0,0,0,0,0,0,0,0,0,0,0,0,0,0,0,0,0,0,0,0,0,0,0,0,0,0,0,0,0,0,0,0,0,0,0,0,0,0,0,0,0,0,0,0,0,0,0,0,0,0,0,0,0,0,0,0,0,0,0,0,0,0,0,0,0,0,0,0,0,0,0,0,0,0,0,0,0,0,0,0,0,0,0,0]
["",null,null,null,null,"","",null,null,null,null,null,null,null,null,null,null,null,null,null,null,null,null,null,null,null,null,null,null,null,null,null,null,null,null,null,null,null,null,null,null,null,null,null,null,null,null,null,null,null,null,null,null,null,null,null,null,null,null,null,null,null,null,null,null,null,null,null,null,null,null,null,null,null,null,null,null,null,null,null,null,null,null,null,null,null,null,null,null,null,null,null,null,null,null,null,null,null,null,0,0,0,0,0,0,0,0,0,0,0,0,0,0,0,0,0,0,0,0,0,0,0,0,0,0,0,0,0,0,0,0,0,0,0,0,0,0,0,0,0,0,0,0,0,0,0,0,0,0,0,0,0,0,0,0,0,0,0,0,0,0,0,0,0,0,0,0,0,0,0,0,0,0,0,0,0,0,0,0,0,0,0,0,0,0,0,0,0,0,0]
["",null,null,null,null,"","",null,null,null,null,null,null,null,null,null,null,null,null,null,null,null,null,null,null,null,null,null,null,null,null,null,null,null,null,null,null,null,null,null,null,null,null,null,null,null,null,null,null,null,null,null,null,null,null,null,null,null,null,null,null,null,null,null,null,null,null,null,null,null,null,null,null,null,null,null,null,null,null,null,null,null,null,null,null,null,null,null,null,null,null,null,null,null,null,null,null,null,null,0,0,0,0,0,0,0,0,0,0,0,0,0,0,0,0,0,0,0,0,0,0,0,0,0,0,0,0,0,0,0,0,0,0,0,0,0,0,0,0,0,0,0,0,0,0,0,0,0,0,0,0,0,0,0,0,0,0,0,0,0,0,0,0,0,0,0,0,0,0,0,0,0,0,0,0,0,0,0,0,0,0,0,0,0,0,0,0,0,0,0]
["",null,null,null,null,"","",null,null,null,null,null,null,null,null,null,null,null,null,null,null,null,null,null,null,null,null,null,null,null,null,null,null,null,null,null,null,null,null,null,null,null,null,null,null,null,null,null,null,null,null,null,null,null,null,null,null,null,null,null,null,null,null,null,null,null,null,null,null,null,null,null,null,null,null,null,null,null,null,null,null,null,null,null,null,null,null,null,null,null,null,null,null,null,null,null,null,null,null,0,0,0,0,0,0,0,0,0,0,0,0,0,0,0,0,0,0,0,0,0,0,0,0,0,0,0,0,0,0,0,0,0,0,0,0,0,0,0,0,0,0,0,0,0,0,0,0,0,0,0,0,0,0,0,0,0,0,0,0,0,0,0,0,0,0,0,0,0,0,0,0,0,0,0,0,0,0,0,0,0,0,0,0,0,0,0,0,0,0,0]
["",null,null,null,null,"","",null,null,null,null,null,null,null,null,null,null,null,null,null,null,null,null,null,null,null,null,null,null,null,null,null,null,null,null,null,null,null,null,null,null,null,null,null,null,null,null,null,null,null,null,null,null,null,null,null,null,null,null,null,null,null,null,null,null,null,null,null,null,null,null,null,null,null,null,null,null,null,null,null,null,null,null,null,null,null,null,null,null,null,null,null,null,null,null,null,null,null,null,0,0,0,0,0,0,0,0,0,0,0,0,0,0,0,0,0,0,0,0,0,0,0,0,0,0,0,0,0,0,0,0,0,0,0,0,0,0,0,0,0,0,0,0,0,0,0,0,0,0,0,0,0,0,0,0,0,0,0,0,0,0,0,0,0,0,0,0,0,0,0,0,0,0,0,0,0,0,0,0,0,0,0,0,0,0,0,0,0,0,0]
["",null,null,null,null,"","",null,null,null,null,null,null,null,null,null,null,null,null,null,null,null,null,null,null,null,null,null,null,null,null,null,null,null,null,null,null,null,null,null,null,null,null,null,null,null,null,null,null,null,null,null,null,null,null,null,null,null,null,null,null,null,null,null,null,null,null,null,null,null,null,null,null,null,null,null,null,null,null,null,null,null,null,null,null,null,null,null,null,null,null,null,null,null,null,null,null,null,null,0,0,0,0,0,0,0,0,0,0,0,0,0,0,0,0,0,0,0,0,0,0,0,0,0,0,0,0,0,0,0,0,0,0,0,0,0,0,0,0,0,0,0,0,0,0,0,0,0,0,0,0,0,0,0,0,0,0,0,0,0,0,0,0,0,0,0,0,0,0,0,0,0,0,0,0,0,0,0,0,0,0,0,0,0,0,0,0,0,0,0]
["",null,null,null,null,"","",null,null,null,null,null,null,null,null,null,null,null,null,null,null,null,null,null,null,null,null,null,null,null,null,null,null,null,null,null,null,null,null,null,null,null,null,null,null,null,null,null,null,null,null,null,null,null,null,null,null,null,null,null,null,null,null,null,null,null,null,null,null,null,null,null,null,null,null,null,null,null,null,null,null,null,null,null,null,null,null,null,null,null,null,null,null,null,null,null,null,null,null,0,0,0,0,0,0,0,0,0,0,0,0,0,0,0,0,0,0,0,0,0,0,0,0,0,0,0,0,0,0,0,0,0,0,0,0,0,0,0,0,0,0,0,0,0,0,0,0,0,0,0,0,0,0,0,0,0,0,0,0,0,0,0,0,0,0,0,0,0,0,0,0,0,0,0,0,0,0,0,0,0,0,0,0,0,0,0,0,0,0,0]
["",null,null,null,null,"","",null,null,null,null,null,null,null,null,null,null,null,null,null,null,null,null,null,null,null,null,null,null,null,null,null,null,null,null,null,null,null,null,null,null,null,null,null,null,null,null,null,null,null,null,null,null,null,null,null,null,null,null,null,null,null,null,null,null,null,null,null,null,null,null,null,null,null,null,null,null,null,null,null,null,null,null,null,null,null,null,null,null,null,null,null,null,null,null,null,null,null,null,0,0,0,0,0,0,0,0,0,0,0,0,0,0,0,0,0,0,0,0,0,0,0,0,0,0,0,0,0,0,0,0,0,0,0,0,0,0,0,0,0,0,0,0,0,0,0,0,0,0,0,0,0,0,0,0,0,0,0,0,0,0,0,0,0,0,0,0,0,0,0,0,0,0,0,0,0,0,0,0,0,0,0,0,0,0,0,0,0,0,0]
["",null,null,null,null,"","",null,null,null,null,null,null,null,null,null,null,null,null,null,null,null,null,null,null,null,null,null,null,null,null,null,null,null,null,null,null,null,null,null,null,null,null,null,null,null,null,null,null,null,null,null,null,null,null,null,null,null,null,null,null,null,null,null,null,null,null,null,null,null,null,null,null,null,null,null,null,null,null,null,null,null,null,null,null,null,null,null,null,null,null,null,null,null,null,null,null,null,null,0,0,0,0,0,0,0,0,0,0,0,0,0,0,0,0,0,0,0,0,0,0,0,0,0,0,0,0,0,0,0,0,0,0,0,0,0,0,0,0,0,0,0,0,0,0,0,0,0,0,0,0,0,0,0,0,0,0,0,0,0,0,0,0,0,0,0,0,0,0,0,0,0,0,0,0,0,0,0,0,0,0,0,0,0,0,0,0,0,0,0]
["",null,null,null,null,"","",null,null,null,null,null,null,null,null,null,null,null,null,null,null,null,null,null,null,null,null,null,null,null,null,null,null,null,null,null,null,null,null,null,null,null,null,null,null,null,null,null,null,null,null,null,null,null,null,null,null,null,null,null,null,null,null,null,null,null,null,null,null,null,null,null,null,null,null,null,null,null,null,null,null,null,null,null,null,null,null,null,null,null,null,null,null,null,null,null,null,null,null,0,0,0,0,0,0,0,0,0,0,0,0,0,0,0,0,0,0,0,0,0,0,0,0,0,0,0,0,0,0,0,0,0,0,0,0,0,0,0,0,0,0,0,0,0,0,0,0,0,0,0,0,0,0,0,0,0,0,0,0,0,0,0,0,0,0,0,0,0,0,0,0,0,0,0,0,0,0,0,0,0,0,0,0,0,0,0,0,0,0,0]
["",null,null,null,null,"","",null,null,null,null,null,null,null,null,null,null,null,null,null,null,null,null,null,null,null,null,null,null,null,null,null,null,null,null,null,null,null,null,null,null,null,null,null,null,null,null,null,null,null,null,null,null,null,null,null,null,null,null,null,null,null,null,null,null,null,null,null,null,null,null,null,null,null,null,null,null,null,null,null,null,null,null,null,null,null,null,null,null,null,null,null,null,null,null,null,null,null,null,0,0,0,0,0,0,0,0,0,0,0,0,0,0,0,0,0,0,0,0,0,0,0,0,0,0,0,0,0,0,0,0,0,0,0,0,0,0,0,0,0,0,0,0,0,0,0,0,0,0,0,0,0,0,0,0,0,0,0,0,0,0,0,0,0,0,0,0,0,0,0,0,0,0,0,0,0,0,0,0,0,0,0,0,0,0,0,0,0,0,0]
["",null,null,null,null,"","",null,null,null,null,null,null,null,null,null,null,null,null,null,null,null,null,null,null,null,null,null,null,null,null,null,null,null,null,null,null,null,null,null,null,null,null,null,null,null,null,null,null,null,null,null,null,null,null,null,null,null,null,null,null,null,null,null,null,null,null,null,null,null,null,null,null,null,null,null,null,null,null,null,null,null,null,null,null,null,null,null,null,null,null,null,null,null,null,null,null,null,null,0,0,0,0,0,0,0,0,0,0,0,0,0,0,0,0,0,0,0,0,0,0,0,0,0,0,0,0,0,0,0,0,0,0,0,0,0,0,0,0,0,0,0,0,0,0,0,0,0,0,0,0,0,0,0,0,0,0,0,0,0,0,0,0,0,0,0,0,0,0,0,0,0,0,0,0,0,0,0,0,0,0,0,0,0,0,0,0,0,0,0]
["",null,null,null,null,"","",null,null,null,null,null,null,null,null,null,null,null,null,null,null,null,null,null,null,null,null,null,null,null,null,null,null,null,null,null,null,null,null,null,null,null,null,null,null,null,null,null,null,null,null,null,null,null,null,null,null,null,null,null,null,null,null,null,null,null,null,null,null,null,null,null,null,null,null,null,null,null,null,null,null,null,null,null,null,null,null,null,null,null,null,null,null,null,null,null,null,null,null,0,0,0,0,0,0,0,0,0,0,0,0,0,0,0,0,0,0,0,0,0,0,0,0,0,0,0,0,0,0,0,0,0,0,0,0,0,0,0,0,0,0,0,0,0,0,0,0,0,0,0,0,0,0,0,0,0,0,0,0,0,0,0,0,0,0,0,0,0,0,0,0,0,0,0,0,0,0,0,0,0,0,0,0,0,0,0,0,0,0,0]
["",null,null,null,null,"","",null,null,null,null,null,null,null,null,null,null,null,null,null,null,null,null,null,null,null,null,null,null,null,null,null,null,null,null,null,null,null,null,null,null,null,null,null,null,null,null,null,null,null,null,null,null,null,null,null,null,null,null,null,null,null,null,null,null,null,null,null,null,null,null,null,null,null,null,null,null,null,null,null,null,null,null,null,null,null,null,null,null,null,null,null,null,null,null,null,null,null,null,0,0,0,0,0,0,0,0,0,0,0,0,0,0,0,0,0,0,0,0,0,0,0,0,0,0,0,0,0,0,0,0,0,0,0,0,0,0,0,0,0,0,0,0,0,0,0,0,0,0,0,0,0,0,0,0,0,0,0,0,0,0,0,0,0,0,0,0,0,0,0,0,0,0,0,0,0,0,0,0,0,0,0,0,0,0,0,0,0,0,0]
["",null,null,null,null,"","",null,null,null,null,null,null,null,null,null,null,null,null,null,null,null,null,null,null,null,null,null,null,null,null,null,null,null,null,null,null,null,null,null,null,null,null,null,null,null,null,null,null,null,null,null,null,null,null,null,null,null,null,null,null,null,null,null,null,null,null,null,null,null,null,null,null,null,null,null,null,null,null,null,null,null,null,null,null,null,null,null,null,null,null,null,null,null,null,null,null,null,null,0,0,0,0,0,0,0,0,0,0,0,0,0,0,0,0,0,0,0,0,0,0,0,0,0,0,0,0,0,0,0,0,0,0,0,0,0,0,0,0,0,0,0,0,0,0,0,0,0,0,0,0,0,0,0,0,0,0,0,0,0,0,0,0,0,0,0,0,0,0,0,0,0,0,0,0,0,0,0,0,0,0,0,0,0,0,0,0,0,0,0]
["",null,null,null,null,"","",null,null,null,null,null,null,null,null,null,null,null,null,null,null,null,null,null,null,null,null,null,null,null,null,null,null,null,null,null,null,null,null,null,null,null,null,null,null,null,null,null,null,null,null,null,null,null,null,null,null,null,null,null,null,null,null,null,null,null,null,null,null,null,null,null,null,null,null,null,null,null,null,null,null,null,null,null,null,null,null,null,null,null,null,null,null,null,null,null,null,null,null,0,0,0,0,0,0,0,0,0,0,0,0,0,0,0,0,0,0,0,0,0,0,0,0,0,0,0,0,0,0,0,0,0,0,0,0,0,0,0,0,0,0,0,0,0,0,0,0,0,0,0,0,0,0,0,0,0,0,0,0,0,0,0,0,0,0,0,0,0,0,0,0,0,0,0,0,0,0,0,0,0,0,0,0,0,0,0,0,0,0,0]
["",null,null,null,null,"","",null,null,null,null,null,null,null,null,null,null,null,null,null,null,null,null,null,null,null,null,null,null,null,null,null,null,null,null,null,null,null,null,null,null,null,null,null,null,null,null,null,null,null,null,null,null,null,null,null,null,null,null,null,null,null,null,null,null,null,null,null,null,null,null,null,null,null,null,null,null,null,null,null,null,null,null,null,null,null,null,null,null,null,null,null,null,null,null,null,null,null,null,0,0,0,0,0,0,0,0,0,0,0,0,0,0,0,0,0,0,0,0,0,0,0,0,0,0,0,0,0,0,0,0,0,0,0,0,0,0,0,0,0,0,0,0,0,0,0,0,0,0,0,0,0,0,0,0,0,0,0,0,0,0,0,0,0,0,0,0,0,0,0,0,0,0,0,0,0,0,0,0,0,0,0,0,0,0,0,0,0,0,0]

{"sheet":"Historical scenario - output","index":1,"n_rows":175,"n_cols":43,"rows_kept":175,"cut":false,"hidden":false,"merged":[]}
[null,null,null,"Replacement expenditure forecast ($,000)",null,null,null,null,null,null,null,null,null,null,null,null,null,null,null,null,null,null,null,"Replacement quantity forecast (#)"]
[null,null,null,1,2,3,4,5,6,7,8,9,10,11,12,13,14,15,16,17,18,19,20,1,2,3,4,5,6,7,8,9,10,11,12,13,14,15,16,17,18,19,20]
[]
[]
["ID","Asset group",null,2018,2019,2020,2021,2022,2023,2024,2025,2026,2027,2028,2029,2030,2031,2032,2033,2034,2035,2036,2037,2018,2019,2020,2021,2022,2023,2024,2025,2026,2027,2028,2029,2030,2031,2032,2033,2034,2035,2036,2037]
[1,"OVERHEAD CONDUCTORS",null,{"$f":"IFERROR(IF($A6=\"\",\"\",SUMIFS(D$21:D$175,$A$21:$A$175,$A6)),\"\")","v":17571.383359651867},{"$f":"IFERROR(IF($A6=\"\",\"\",SUMIFS(E$21:E$175,$A$21:$A$175,$A6)),\"\")","v":18974.838032325588},20429.790027164057,21909.683701436377,23387.13656994023,24834.656334633873,26225.342754872978,27533.552527482938,28735.511120211162,29809.860024236441,30738.130946181987,31505.140143037326,32099.296754528146,32512.819106449399,32741.853108617772,32786.487581040943,32650.663015423332,{"$f":"IFERROR(IF($A6=\"\",\"\",SUMIFS(U$21:U$175,$A$21:$A$175,$A6)),\"\")","v":32341.973124845288},31871.362525278841,31252.728762215724,{"$f":"IFERROR(IF($A6=\"\",\"\",SUMIFS(X$21:X$175,$A$21:$A$175,$A6)),\"\")","v":338.08176495799194},{"$f":"IFERROR(IF($A6=\"\",\"\",SUMIFS(Y$21:Y$175,$A$21:$A$175,$A6)),\"\")","v":362.42705075453108},387.73696971831731,413.55803471395745,439.4309897455621,464.90045373134319,489.52344621602862,512.87677523020682,534.56345234576065,554.21840895821867,571.51381276757581,586.16422909589448,597.93175412800497,606.63109085409974,612.13437251686253,614.37539219401856,613.35279648033406,{"$f":"IFERROR(IF($A6=\"\",\"\",SUMIFS(AO$21:AO$175,$A$21:$A$175,$A6)),\"\")","v":609.13176447492754},601.84372911306366,591.68380427107365]
[2,"POLES",null,{"$f":"IFERROR(IF($A7=\"\",\"\",SUMIFS(D$21:D$175,$A$21:$A$175,$A7)),\"\")","v":30876.957780227101},35618.180356665624,40770.622818613338,46230.006499457755,51863.085589383532,57514.858109398541,63019.523721575766,68214.441858036051,72955.338408209238,77130.269917687532,80669.79265095212,83551.492607451364,85798.227694206842,87470.652539485542,88655.486585679464,89451.456020813828,89954.992468499579,90247.716924967724,90387.474494140406,90404.1386840263,3793.1082213086515,4354.4993745176889,4962.8472618345868,5606.9050518571112,6272.4086901098826,6942.7922877698538,7600.2676630357628,8227.1969222430489,8807.5920110810566,9328.5051277664661,9781.0674025558783,10160.999056455965,10468.525820310453,10707.750486959862,10885.612042879096,11010.609386064694,11091.48181248481,11136.034590994657,11150.274809688432,11137.973088029023]
[3,"SERVICE LINES",null,13098.626025341708,12922.100486504081,12903.472595652351,13008.663997187308,13215.749580885775,13510.860904824485,13885.214552081387,14332.952469586919,14849.571563700929,15430.796917131349,16071.810915716513,16766.787957113371,17508.703067536902,18289.386432122606,19099.789262044094,19930.414494917881,20771.853120174183,21615.357249446843,22453.377200359104,23279.993434404918,19653.739296418844,19046.377223524403,18560.249808956294,18104.612738543023,17626.631857551965,17100.195041537907,16517.676926293039,15883.841781613501,15211.27692983775,14516.931089649917,13819.476125874602,13137.314435410313,12487.121476841896,11882.850895693511,11335.146495652925,10851.108755229368,10434.360280523506,10085.349531381933,9801.8287347055375,9579.4419676964353]
[4,"SWITCHGEAR",null,33757.067364124232,31632.767318301747,30240.806917156391,29393.918732191483,28964.105215435033,28859.342679114656,29009.19189725176,29355.77431337965,29848.388994000037,30440.987488808798,31091.959762336468,31765.526769280925,32433.80459388499,33078.53995063778,33691.720120853555,34274.690213314134,34835.920185927542,35387.975872422809,35944.432287067379,36517.390625716573,1124.663376176667,1028.9978090170587,973.31446925045429,946.71663470166561,941.51855988317141,952.23952273782947,974.8944916614862,1006.5013114928183,1044.7457227320217,1087.7614674335798,1133.9934082477394,1182.1184266950295,1231.0036235730988,1279.6854810481698,1327.3579730900801,1373.3621921466738,1417.1743887945761,1458.3926863706413,1496.7246111155264,1531.9778894548165]
[5,"TRANSFORMERS",null,18418.157919333767,18670.14125343434,18903.381219482475,19128.921237182745,19355.558361111187,19589.344184677917,19833.376679744109,20087.87572739477,20350.513343986058,20616.953684483444,20881.547961675376,21138.124748648297,21380.815532935896,21604.857571209523,21807.320013482549,21987.704356194423,22148.376496416746,22294.795358070824,22435.51279085044,22581.931651271465,167.95016595037427,180.58246936770229,193.80413442814171,207.57988425897426,221.85169699644749,236.53689701207654,251.5289636947293,266.70104947181812,281.91192436572601,297.01382981352424,311.86155085059852,326.32191525054435,340.2829035813387,353.66159970892375,366.41031509961118,378.52036692296343,390.02316347987471,400.98843686710188,411.5196515654269,421.74680226130812]
[6,"UNDERGROUND CABLES",null,42681.638454735265,42859.535678852022,43423.067545460959,44323.225169853562,45514.419748910266,46956.448522597588,48615.891092117818,50466.968736008363,52491.904227237188,54680.817813749069,57031.190761877508,59546.925105432638,62237.030049627421,65113.973662110082,68191.75341302302,71483.759703740667,75000.530332826136,78747.517462057032,82723.008073383578,86916.350126385965,73.001766526613181,73.275725749069807,74.303780867097885,75.971073846622147,78.166510753746465,80.786557464720715,83.738141591811612,86.940743955074495,90.327752766056278,93.847132296173072,97.461434662755721,101.14716664530673,104.89351907136574,108.70047742036081,112.57635903241354,116.53486198103084,120.59175817661961,124.76141180470103,129.05334612920055,133.46910952125927]
[null,null,null,"","","","","","","","","","","","","","","","","","","","","","","","","","","","","","","","","","","","","","","",""]
[null,null,null,"","","","","","","","","","","","","","","","","","","","","","","","","","","","","","","","","","","","","","","",""]
[null,null,null,"","","","","","","","","","","","","","","","","","","","","","","","","","","","","","","","","","","","","","","",""]
[null,null,null,"","","","","","","","","","","","","","","","","","","","","","","","","","","","","","","","","","","","","","","",""]
[null,null,null,"","","","","","","","","","","","","","","","","","","","","","","","","","","","","","","","","","","","","","","",""]
[null,null,null,"","","","","","","","","","","","","","","","","","","","","","","","","","","","","","","","","","","","","","","",""]
[null,null,"Total",{"$f":"IFERROR(SUM(D$6:D$17),\"\")","v":156403.83090341394},{"$f":"IFERROR(SUM(E$6:E$17),\"\")","v":160677.56312608341},166671.14112352955,173994.41933730923,182300.05506566603,191265.51073524708,200588.54069764382,209991.56563188869,219231.22765734463,228109.68584609666,236484.43299874,244273.9973309639,251457.87769272018,258070.22926201494,264187.92250370048,269914.5123700219,275362.33561926754,280635.33599181054,285815.16737107973,290952.53328402096]
[]
["ID","Asset group","Asset category"]
[{"$f":"IFERROR('Historical scenario - input'!A6,\"\")","v":1},{"$f":"IFERROR('Historical scenario - input'!B6,\"\")","v":"OVERHEAD CONDUCTORS"},{"$f":"IFERROR('Historical scenario - input'!C6,\"\")","v":"˂ = 1 kv"},{"$f":"IFERROR(repcalc('Historical scenario - input'!$CV6:$GH6,'Historical scenario - input'!$G6,'Historical scenario - input'!$E6,'Historical scenario - input'!$F6,20,TRUE,TRUE),\"\")","v":4479.2953941978367},4847.4480379965489,5304.2731076923792,5846.2737057979084,6467.5803614388606,7159.9111034862335,7912.5889640061105,8712.6423037475251,9545.009810733558,10392.864608014068,11238.061408551092,12061.698270606528,12844.771689909261,13568.89205157731,14217.01729098193,14774.157143505283,15227.999354604926,15569.412930660819,15792.79166376009,15896.212986187702,{"$f":"IFERROR(IF(OR(D21=\"\",'Historical scenario - input'!$D6=\"\"),\"\",D21/'Historical scenario - input'!$D6),\"\")","v":97.585831394037001},{"$f":"IFERROR(IF(OR(E21=\"\",'Historical scenario - input'!$D6=\"\"),\"\",E21/'Historical scenario - input'!$D6),\"\")","v":105.60639683197323},{"$f":"IFERROR(IF(OR(F21=\"\",'Historical scenario - input'!$D6=\"\"),\"\",F21/'Historical scenario - input'!$D6),\"\")","v":115.55877779922352},{"$f":"IFERROR(IF(OR(G21=\"\",'Historical scenario - input'!$D6=\"\"),\"\",G21/'Historical scenario - input'!$D6),\"\")","v":127.36679096368358},{"$f":"IFERROR(IF(OR(H21=\"\",'Historical scenario - input'!$D6=\"\"),\"\",H21/'Historical scenario - input'!$D6),\"\")","v":140.9025641613851},{"$f":"IFERROR(IF(OR(I21=\"\",'Historical scenario - input'!$D6=\"\"),\"\",I21/'Historical scenario - input'!$D6),\"\")","v":155.98566655062652},{"$f":"IFERROR(IF(OR(J21=\"\",'Historical scenario - input'!$D6=\"\"),\"\",J21/'Historical scenario - input'!$D6),\"\")","v":172.3834899417474},{"$f":"IFERROR(IF(OR(K21=\"\",'Historical scenario - input'!$D6=\"\"),\"\",K21/'Historical scenario - input'!$D6),\"\")","v":189.81343448601058},{"$f":"IFERROR(IF(OR(L21=\"\",'Historical scenario - input'!$D6=\"\"),\"\",L21/'Historical scenario - input'!$D6),\"\")","v":207.94737477042005},{"$f":"IFERROR(IF(OR(M21=\"\",'Historical scenario - input'!$D6=\"\"),\"\",M21/'Historical scenario - input'!$D6),\"\")","v":226.41872082212609},{"$f":"IFERROR(IF(OR(N21=\"\",'Historical scenario - input'!$D6=\"\"),\"\",N21/'Historical scenario - input'!$D6),\"\")","v":244.83215981496932},{"$f":"IFERROR(IF(OR(O21=\"\",'Historical scenario - input'!$D6=\"\"),\"\",O21/'Historical scenario - input'!$D6),\"\")","v":262.7758944600584},{"$f":"IFERROR(IF(OR(P21=\"\",'Historical scenario - input'!$D6=\"\"),\"\",P21/'Historical scenario - input'!$D6),\"\")","v":279.83591482938107},{"$f":"IFERROR(IF(OR(Q21=\"\",'Historical scenario - input'!$D6=\"\"),\"\",Q21/'Historical scenario - input'!$D6),\"\")","v":295.61158517571732},{"$f":"IFERROR(IF(OR(R21=\"\",'Historical scenario - input'!$D6=\"\"),\"\",R21/'Historical scenario - input'!$D6),\"\")","v":309.7316274521624},{"$f":"IFERROR(IF(OR(S21=\"\",'Historical scenario - input'!$D6=\"\"),\"\",S21/'Historical scenario - input'!$D6),\"\")","v":321.86946408192972},{"$f":"IFERROR(IF(OR(T21=\"\",'Historical scenario - input'!$D6=\"\"),\"\",T21/'Historical scenario - input'!$D6),\"\")","v":331.75686055710639},{"$f":"IFERROR(IF(OR(U21=\"\",'Historical scenario - input'!$D6=\"\"),\"\",U21/'Historical scenario - input'!$D6),\"\")","v":339.19488925058846},{"$f":"IFERROR(IF(OR(V21=\"\",'Historical scenario - input'!$D6=\"\"),\"\",V21/'Historical scenario - input'!$D6),\"\")","v":344.06141343952123},{"$f":"IFERROR(IF(OR(W21=\"\",'Historical scenario - input'!$D6=\"\"),\"\",W21/'Historical scenario - input'!$D6),\"\")","v":346.31454810575519}]
[{"$f":"IFERROR('Historical scenario - input'!A7,\"\")","v":1},{"$f":"IFERROR('Historical scenario - input'!B7,\"\")","v":"OVERHEAD CONDUCTORS"},{"$f":"IFERROR('Historical scenario - input'!C7,\"\")","v":"˃ 11 kv & < = 22 kv ; multiple-phase"},{"$f":"IFERROR(repcalc('Historical scenario - input'!$CV7:$GH7,'Historical scenario - input'!$G7,'Historical scenario - input'!$E7,'Historical scenario - input'!$F7,20,TRUE,TRUE),\"\")","v":45.142022474407412},54.882107723208264,65.86417660333106,78.029716732108028,91.260667421250389,105.37497006517596,120.12558987900978,135.20367719705405,150.24627766955234,164.84865907634108,178.58092239775328,191.00814153139348,201.71287320115479,210.31854367151891,216.5119975318155,220.06342344925397,220.84197527275131,218.82568756919383,214.10472382155388,206.87755269671274,{"$f":"IFERROR(IF(OR(D22=\"\",'Historical scenario - input'!$D7=\"\"),\"\",D22/'Historical scenario - input'!$D7),\"\")","v":0.39630171638667294},{"$f":"IFERROR(IF(OR(E22=\"\",'Historical scenario - input'!$D7=\"\"),\"\",E22/'Historical scenario - input'!$D7),\"\")","v":0.48180990344321584},{"$f":"IFERROR(IF(OR(F22=\"\",'Historical scenario - input'!$D7=\"\"),\"\",F22/'Historical scenario - input'!$D7),\"\")","v":0.57822146207767333},{"$f":"IFERROR(IF(OR(G22=\"\",'Historical scenario - input'!$D7=\"\"),\"\",G22/'Historical scenario - input'!$D7),\"\")","v":0.68502271221081878},{"$f":"IFERROR(IF(OR(H22=\"\",'Historical scenario - input'!$D7=\"\"),\"\",H22/'Historical scenario - input'!$D7),\"\")","v":0.801177199318862},{"$f":"IFERROR(IF(OR(I22=\"\",'Historical scenario - input'!$D7=\"\"),\"\",I22/'Historical scenario - input'!$D7),\"\")","v":0.92508663130232749},{"$f":"IFERROR(IF(OR(J22=\"\",'Historical scenario - input'!$D7=\"\"),\"\",J22/'Historical scenario - input'!$D7),\"\")","v":1.054582290326106},{"$f":"IFERROR(IF(OR(K22=\"\",'Historical scenario - input'!$D7=\"\"),\"\",K22/'Historical scenario - input'!$D7),\"\")","v":1.1869527858517943},{"$f":"IFERROR(IF(OR(L22=\"\",'Historical scenario - input'!$D7=\"\"),\"\",L22/'Historical scenario - input'!$D7),\"\")","v":1.3190117424381942},{"$f":"IFERROR(IF(OR(M22=\"\",'Historical scenario - input'!$D7=\"\"),\"\",M22/'Historical scenario - input'!$D7),\"\")","v":1.447206016811347},{"$f":"IFERROR(IF(OR(N22=\"\",'Historical scenario - input'!$D7=\"\"),\"\",N22/'Historical scenario - input'!$D7),\"\")","v":1.5677615264196003},{"$f":"IFERROR(IF(OR(O22=\"\",'Historical scenario - input'!$D7=\"\"),\"\",O22/'Historical scenario - input'!$D7),\"\")","v":1.6768600559630435},{"$f":"IFERROR(IF(OR(P22=\"\",'Historical scenario - input'!$D7=\"\"),\"\",P22/'Historical scenario - input'!$D7),\"\")","v":1.7708368718354448},{"$f":"IFERROR(IF(OR(Q22=\"\",'Historical scenario - input'!$D7=\"\"),\"\",Q22/'Historical scenario - input'!$D7),\"\")","v":1.8463860340378451},{"$f":"IFERROR(IF(OR(R22=\"\",'Historical scenario - input'!$D7=\"\"),\"\",R22/'Historical scenario - input'!$D7),\"\")","v":1.9007583519061624},{"$f":"IFERROR(IF(OR(S22=\"\",'Historical scenario - input'!$D7=\"\"),\"\",S22/'Historical scenario - input'!$D7),\"\")","v":1.9319363122533955},{"$f":"IFERROR(IF(OR(T22=\"\",'Historical scenario - input'!$D7=\"\"),\"\",T22/'Historical scenario - input'!$D7),\"\")","v":1.9387712170058995},{"$f":"IFERROR(IF(OR(U22=\"\",'Historical scenario - input'!$D7=\"\"),\"\",U22/'Historical scenario - input'!$D7),\"\")","v":1.9210702316745005},{"$f":"IFERROR(IF(OR(V22=\"\",'Historical scenario - input'!$D7=\"\"),\"\",V22/'Historical scenario - input'!$D7),\"\")","v":1.8796249012786443},{"$f":"IFERROR(IF(OR(W22=\"\",'Historical scenario - input'!$D7=\"\"),\"\",W22/'Historical scenario - input'!$D7),\"\")","v":1.8161775818099937}]
[{"$f":"IFERROR('Historical scenario - input'!A8,\"\")","v":1},{"$f":"IFERROR('Historical scenario - input'!B8,\"\")","v":"OVERHEAD CONDUCTORS"},{"$f":"IFERROR('Historical scenario - input'!C8,\"\")","v":"˃ 11 kv & < = 22 kv ; single-phase"},{"$f":"IFERROR(repcalc('Historical scenario - input'!$CV8:$GH8,'Historical scenario - input'!$G8,'Historical scenario - input'!$E8,'Historical scenario - input'!$F8,20,TRUE,TRUE),\"\")","v":10.651566929624298},14.039542517232432,18.236162841645264,23.343293593355927,29.447406731403717,36.609810360476352,44.856362546093436,54.167539925506915,64.469905749261201,75.630102904187098,87.452453001502363,99.681053114017089,112.00692652806464,124.08032493868578,135.52774168612561,145.97264245799471,155.05842545103974,162.4717607017364,167.96428846871567,171.37071513745681,{"$f":"IFERROR(IF(OR(D23=\"\",'Historical scenario - input'!$D8=\"\"),\"\",D23/'Historical scenario - input'!$D8),\"\")","v":9.3510082735234076E-2},{"$f":"IFERROR(IF(OR(E23=\"\",'Historical scenario - input'!$D8=\"\"),\"\",E23/'Historical scenario - input'!$D8),\"\")","v":0.12325311299504246},{"$f":"IFERROR(IF(OR(F23=\"\",'Historical scenario - input'!$D8=\"\"),\"\",F23/'Historical scenario - input'!$D8),\"\")","v":0.16009523362733993},{"$f":"IFERROR(IF(OR(G23=\"\",'Historical scenario - input'!$D8=\"\"),\"\",G23/'Historical scenario - input'!$D8),\"\")","v":0.20493072330575546},{"$f":"IFERROR(IF(OR(H23=\"\",'Historical scenario - input'!$D8=\"\"),\"\",H23/'Historical scenario - input'!$D8),\"\")","v":0.25851871916921582},{"$f":"IFERROR(IF(OR(I23=\"\",'Historical scenario - input'!$D8=\"\"),\"\",I23/'Historical scenario - input'!$D8),\"\")","v":0.32139744493443489},{"$f":"IFERROR(IF(OR(J23=\"\",'Historical scenario - input'!$D8=\"\"),\"\",J23/'Historical scenario - input'!$D8),\"\")","v":0.39379390850194856},{"$f":"IFERROR(IF(OR(K23=\"\",'Historical scenario - input'!$D8=\"\"),\"\",K23/'Historical scenario - input'!$D8),\"\")","v":0.47553671431297168},{"$f":"IFERROR(IF(OR(L23=\"\",'Historical scenario - input'!$D8=\"\"),\"\",L23/'Historical scenario - input'!$D8),\"\")","v":0.56598116130494969},{"$f":"IFERROR(IF(OR(M23=\"\",'Historical scenario - input'!$D8=\"\"),\"\",M23/'Historical scenario - input'!$D8),\"\")","v":0.66395650767358527},{"$f":"IFERROR(IF(OR(N23=\"\",'Historical scenario - input'!$D8=\"\"),\"\",N23/'Historical scenario - input'!$D8),\"\")","v":0.76774489327253359},{"$f":"IFERROR(IF(OR(O23=\"\",'Historical scenario - input'!$D8=\"\"),\"\",O23/'Historical scenario - input'!$D8),\"\")","v":0.87509974686473446},{"$f":"IFERROR(IF(OR(P23=\"\",'Historical scenario - input'!$D8=\"\"),\"\",P23/'Historical scenario - input'!$D8),\"\")","v":0.98330856255794463},{"$f":"IFERROR(IF(OR(Q23=\"\",'Historical scenario - input'!$D8=\"\"),\"\",Q23/'Historical scenario - input'!$D8),\"\")","v":1.0893009007493029},{"$f":"IFERROR(IF(OR(R23=\"\",'Historical scenario - input'!$D8=\"\"),\"\",R23/'Historical scenario - input'!$D8),\"\")","v":1.1897977472912566},{"$f":"IFERROR(IF(OR(S23=\"\",'Historical scenario - input'!$D8=\"\"),\"\",S23/'Historical scenario - input'!$D8),\"\")","v":1.2814935082804091},{"$f":"IFERROR(IF(OR(T23=\"\",'Historical scenario - input'!$D8=\"\"),\"\",T23/'Historical scenario - input'!$D8),\"\")","v":1.3612575772673925},{"$f":"IFERROR(IF(OR(U23=\"\",'Historical scenario - input'!$D8=\"\"),\"\",U23/'Historical scenario - input'!$D8),\"\")","v":1.4263392311890024},{"$f":"IFERROR(IF(OR(V23=\"\",'Historical scenario - input'!$D8=\"\"),\"\",V23/'Historical scenario - input'!$D8),\"\")","v":1.4745581204199709},{"$f":"IFERROR(IF(OR(W23=\"\",'Historical scenario - input'!$D8=\"\"),\"\",W23/'Historical scenario - input'!$D8),\"\")","v":1.5044631326806155}]
[{"$f":"IFERROR('Historical scenario - input'!A9,\"\")","v":1},{"$f":"IFERROR('Historical scenario - input'!B9,\"\")","v":"OVERHEAD CONDUCTORS"},{"$f":"IFERROR('Historical scenario - input'!C9,\"\")","v":"˃ 11 kv & < = 22 kv ; swer"},{"$f":"IFERROR(repcalc('Historical scenario - input'!$CV9:$GH9,'Historical scenario - input'!$G9,'Historical scenario - input'!$E9,'Historical scenario - input'!$F9,20,TRUE,TRUE),\"\")","v":350.24044608155452},375.24972796526112,396.56353512562703,413.44586146119542,425.33279418006634,431.87176575967658,432.94710375273149,428.689623665287,419.46953241786053,405.87347912372496,388.66800711920212,368.75275625997352,347.10742220909646,324.73665516679574,302.61680320926058,281.64776779094342,262.61237696460717,246.14474795398181,232.70824602584977,222.58295720785529,{"$f":"IFERROR(IF(OR(D24=\"\",'Historical scenario - input'!$D9=\"\"),\"\",D24/'Historical scenario - input'!$D9),\"\")","v":3.0747601086957301},{"$f":"IFERROR(IF(OR(E24=\"\",'Historical scenario - input'!$D9=\"\"),\"\",E24/'Historical scenario - input'!$D9),\"\")","v":3.2943165395519256},{"$f":"IFERROR(IF(OR(F24=\"\",'Historical scenario - input'!$D9=\"\"),\"\",F24/'Historical scenario - input'!$D9),\"\")","v":3.4814304059095149},{"$f":"IFERROR(IF(OR(G24=\"\",'Historical scenario - input'!$D9=\"\"),\"\",G24/'Historical scenario - input'!$D9),\"\")","v":3.6296403118165612},{"$f":"IFERROR(IF(OR(H24=\"\",'Historical scenario - input'!$D9=\"\"),\"\",H24/'Historical scenario - input'!$D9),\"\")","v":3.7339956681086321},{"$f":"IFERROR(IF(OR(I24=\"\",'Historical scenario - input'!$D9=\"\"),\"\",I24/'Historical scenario - input'!$D9),\"\")","v":3.7914012852776979},{"$f":"IFERROR(IF(OR(J24=\"\",'Historical scenario - input'!$D9=\"\"),\"\",J24/'Historical scenario - input'!$D9),\"\")","v":3.8008416751624239},{"$f":"IFERROR(IF(OR(K24=\"\",'Historical scenario - input'!$D9=\"\"),\"\",K24/'Historical scenario - input'!$D9),\"\")","v":3.7634652668038289},{"$f":"IFERROR(IF(OR(L24=\"\",'Historical scenario - input'!$D9=\"\"),\"\",L24/'Historical scenario - input'!$D9),\"\")","v":3.6825221059459299},{"$f":"IFERROR(IF(OR(M24=\"\",'Historical scenario - input'!$D9=\"\"),\"\",M24/'Historical scenario - input'!$D9),\"\")","v":3.5631623838686717},{"$f":"IFERROR(IF(OR(N24=\"\",'Historical scenario - input'!$D9=\"\"),\"\",N24/'Historical scenario - input'!$D9),\"\")","v":3.4121155828419578},{"$f":"IFERROR(IF(OR(O24=\"\",'Historical scenario - input'!$D9=\"\"),\"\",O24/'Historical scenario - input'!$D9),\"\")","v":3.2372796391875069},{"$f":"IFERROR(IF(OR(P24=\"\",'Historical scenario - input'!$D9=\"\"),\"\",P24/'Historical scenario - input'!$D9),\"\")","v":3.0472552989845689},{"$f":"IFERROR(IF(OR(Q24=\"\",'Historical scenario - input'!$D9=\"\"),\"\",Q24/'Historical scenario - input'!$D9),\"\")","v":2.8508623841395062},{"$f":"IFERROR(IF(OR(R24=\"\",'Historical scenario - input'!$D9=\"\"),\"\",R24/'Historical scenario - input'!$D9),\"\")","v":2.6566722522737902},{"$f":"IFERROR(IF(OR(S24=\"\",'Historical scenario - input'!$D9=\"\"),\"\",S24/'Historical scenario - input'!$D9),\"\")","v":2.4725851362841755},{"$f":"IFERROR(IF(OR(T24=\"\",'Historical scenario - input'!$D9=\"\"),\"\",T24/'Historical scenario - input'!$D9),\"\")","v":2.3054734819305187},{"$f":"IFERROR(IF(OR(U24=\"\",'Historical scenario - input'!$D9=\"\"),\"\",U24/'Historical scenario - input'!$D9),\"\")","v":2.1609042029304542},{"$f":"IFERROR(IF(OR(V24=\"\",'Historical scenario - input'!$D9=\"\"),\"\",V24/'Historical scenario - input'!$D9),\"\")","v":2.0429451819457287},{"$f":"IFERROR(IF(OR(W24=\"\",'Historical scenario - input'!$D9=\"\"),\"\",W24/'Historical scenario - input'!$D9),\"\")","v":1.9540552935993012}]
[{"$f":"IFERROR('Historical scenario - input'!A10,\"\")","v":1},{"$f":"IFERROR('Historical scenario - input'!B10,\"\")","v":"OVERHEAD CONDUCTORS"},{"$f":"IFERROR('Historical scenario - input'!C10,\"\")","v":"> 1 kv & < = 11 kv"},{"$f":"IFERROR(repcalc('Historical scenario - input'!$CV10:$GH10,'Historical scenario - input'!$G10,'Historical scenario - input'!$E10,'Historical scenario - input'!$F10,20,TRUE,TRUE),\"\")","v":9053.8815341265909},9575.6389331107221,10051.18811105653,10467.919511525626,10815.556262673077,11086.433111569773,11275.650469927692,11381.092148774738,11403.308353477058,11345.277460825419,11212.069810742991,11010.44337751857,10748.404318072015,10434.765034411488,10078.728928367882,9689.5251667790853,9276.1094029570868,8846.9384695466451,8409.8194689887823,7971.8271882051386,{"$f":"IFERROR(IF(OR(D25=\"\",'Historical scenario - input'!$D10=\"\"),\"\",D25/'Historical scenario - input'!$D10),\"\")","v":205.04452815193426},{"$f":"IFERROR(IF(OR(E25=\"\",'Historical scenario - input'!$D10=\"\"),\"\",E25/'Historical scenario - input'!$D10),\"\")","v":216.86084133001498},{"$f":"IFERROR(IF(OR(F25=\"\",'Historical scenario - input'!$D10=\"\"),\"\",F25/'Historical scenario - input'!$D10),\"\")","v":227.63067042899323},{"$f":"IFERROR(IF(OR(G25=\"\",'Historical scenario - input'!$D10=\"\"),\"\",G25/'Historical scenario - input'!$D10),\"\")","v":237.06844505120378},{"$f":"IFERROR(IF(OR(H25=\"\",'Historical scenario - input'!$D10=\"\"),\"\",H25/'Historical scenario - input'!$D10),\"\")","v":244.94142343496355},{"$f":"IFERROR(IF(OR(I25=\"\",'Historical scenario - input'!$D10=\"\"),\"\",I25/'Historical scenario - input'!$D10),\"\")","v":251.07600951939079},{"$f":"IFERROR(IF(OR(J25=\"\",'Historical scenario - input'!$D10=\"\"),\"\",J25/'Historical scenario - input'!$D10),\"\")","v":255.36124163960517},{"$f":"IFERROR(IF(OR(K25=\"\",'Historical scenario - input'!$D10=\"\"),\"\",K25/'Historical scenario - input'!$D10),\"\")","v":257.74919416640239},{"$f":"IFERROR(IF(OR(L25=\"\",'Historical scenario - input'!$D10=\"\"),\"\",L25/'Historical scenario - input'!$D10),\"\")","v":258.2523276780729},{"$f":"IFERROR(IF(OR(M25=\"\",'Historical scenario - input'!$D10=\"\"),\"\",M25/'Historical scenario - input'!$D10),\"\")","v":256.93809389258092},{"$f":"IFERROR(IF(OR(N25=\"\",'Historical scenario - input'!$D10=\"\"),\"\",N25/'Historical scenario - input'!$D10),\"\")","v":253.92132151109715},{"$f":"IFERROR(IF(OR(O25=\"\",'Historical scenario - input'!$D10=\"\"),\"\",O25/'Historical scenario - input'!$D10),\"\")","v":249.35505932756536},{"$f":"IFERROR(IF(OR(P25=\"\",'Historical scenario - input'!$D10=\"\"),\"\",P25/'Historical scenario - input'!$D10),\"\")","v":243.42062390347974},{"$f":"IFERROR(IF(OR(Q25=\"\",'Historical scenario - input'!$D10=\"\"),\"\",Q25/'Historical scenario - input'!$D10),\"\")","v":236.31759094621373},{"$f":"IFERROR(IF(OR(R25=\"\",'Historical scenario - input'!$D10=\"\"),\"\",R25/'Historical scenario - input'!$D10),\"\")","v":228.25439119110385},{"$f":"IFERROR(IF(OR(S25=\"\",'Historical scenario - input'!$D10=\"\"),\"\",S25/'Historical scenario - input'!$D10),\"\")","v":219.44003887722292},{"$f":"IFERROR(IF(OR(T25=\"\",'Historical scenario - input'!$D10=\"\"),\"\",T25/'Historical scenario - input'!$D10),\"\")","v":210.07735394436438},{"$f":"IFERROR(IF(OR(U25=\"\",'Historical scenario - input'!$D10=\"\"),\"\",U25/'Historical scenario - input'!$D10),\"\")","v":200.35785947053279},{"$f":"IFERROR(IF(OR(V25=\"\",'Historical scenario - input'!$D10=\"\"),\"\",V25/'Historical scenario - input'!$D10),\"\")","v":190.45836400245139},{"$f":"IFERROR(IF(OR(W25=\"\",'Historical scenario - input'!$D10=\"\"),\"\",W25/'Historical scenario - input'!$D10),\"\")","v":180.53909123430651}]
[{"$f":"IFERROR('Historical scenario - input'!A11,\"\")","v":1},{"$f":"IFERROR('Historical scenario - input'!B11,\"\")","v":"OVERHEAD CONDUCTORS"},{"$f":"IFERROR('Historical scenario - input'!C11,\"\")","v":"> 22 kv & < = 66 kv"},{"$f":"IFERROR(repcalc('Historical scenario - input'!$CV11:$GH11,'Historical scenario - input'!$G11,'Historical scenario - input'!$E11,'Historical scenario - input'!$F11,20,TRUE,TRUE),\"\")","v":1982.1383114407347},2240.8477920195101,2508.1442409202805,2779.3138476256058,3048.9888474083459,3311.3350826915193,3560.2925873106942,3789.856491649462,3994.3799135482036,4168.8762089557877,4309.2957442091465,4412.7527483033582,4477.6810228419226,4503.9031615919994,4492.6059015662968,4446.2233984299064,4368.2394751028269,4262.9280552714117,4135.0569979881757,3989.5836081614211,{"$f":"IFERROR(IF(OR(D26=\"\",'Historical scenario - input'!$D11=\"\"),\"\",D26/'Historical scenario - input'!$D11),\"\")","v":17.401187892835026},{"$f":"IFERROR(IF(OR(E26=\"\",'Historical scenario - input'!$D11=\"\"),\"\",E26/'Historical scenario - input'!$D11),\"\")","v":19.672397855946436},{"$f":"IFERROR(IF(OR(F26=\"\",'Historical scenario - input'!$D11=\"\"),\"\",F26/'Historical scenario - input'!$D11),\"\")","v":22.018992795140694},{"$f":"IFERROR(IF(OR(G26=\"\",'Historical scenario - input'!$D11=\"\"),\"\",G26/'Historical scenario - input'!$D11),\"\")","v":24.399590178214194},{"$f":"IFERROR(IF(OR(H26=\"\",'Historical scenario - input'!$D11=\"\"),\"\",H26/'Historical scenario - input'!$D11),\"\")","v":26.767066410389337},{"$f":"IFERROR(IF(OR(I26=\"\",'Historical scenario - input'!$D11=\"\"),\"\",I26/'Historical scenario - input'!$D11),\"\")","v":29.070203435081723},{"$f":"IFERROR(IF(OR(J26=\"\",'Historical scenario - input'!$D11=\"\"),\"\",J26/'Historical scenario - input'!$D11),\"\")","v":31.255800822612535},{"$f":"IFERROR(IF(OR(K26=\"\",'Historical scenario - input'!$D11=\"\"),\"\",K26/'Historical scenario - input'!$D11),\"\")","v":33.271141835777321},{"$f":"IFERROR(IF(OR(L26=\"\",'Historical scenario - input'!$D11=\"\"),\"\",L26/'Historical scenario - input'!$D11),\"\")","v":35.066652508470341},{"$f":"IFERROR(IF(OR(M26=\"\",'Historical scenario - input'!$D11=\"\"),\"\",M26/'Historical scenario - input'!$D11),\"\")","v":36.598555103493567},{"$f":"IFERROR(IF(OR(N26=\"\",'Historical scenario - input'!$D11=\"\"),\"\",N26/'Historical scenario - input'!$D11),\"\")","v":37.831297895792567},{"$f":"IFERROR(IF(OR(O26=\"\",'Historical scenario - input'!$D11=\"\"),\"\",O26/'Historical scenario - input'!$D11),\"\")","v":38.739546708038489},{"$f":"IFERROR(IF(OR(P26=\"\",'Historical scenario - input'!$D11=\"\"),\"\",P26/'Historical scenario - input'!$D11),\"\")","v":39.309551887940344},{"$f":"IFERROR(IF(OR(Q26=\"\",'Historical scenario - input'!$D11=\"\"),\"\",Q26/'Historical scenario - input'!$D11),\"\")","v":39.539755986568764},{"$f":"IFERROR(IF(OR(R26=\"\",'Historical scenario - input'!$D11=\"\"),\"\",R26/'Historical scenario - input'!$D11),\"\")","v":39.440577365557914},{"$f":"IFERROR(IF(OR(S26=\"\",'Historical scenario - input'!$D11=\"\"),\"\",S26/'Historical scenario - input'!$D11),\"\")","v":39.03338547215786},{"$f":"IFERROR(IF(OR(T26=\"\",'Historical scenario - input'!$D11=\"\"),\"\",T26/'Historical scenario - input'!$D11),\"\")","v":38.348764780149445},{"$f":"IFERROR(IF(OR(U26=\"\",'Historical scenario - input'!$D11=\"\"),\"\",U26/'Historical scenario - input'!$D11),\"\")","v":37.424236056210049},{"$f":"IFERROR(IF(OR(V26=\"\",'Historical scenario - input'!$D11=\"\"),\"\",V26/'Historical scenario - input'!$D11),\"\")","v":36.301656324514269},{"$f":"IFERROR(IF(OR(W26=\"\",'Historical scenario - input'!$D11=\"\"),\"\",W26/'Historical scenario - input'!$D11),\"\")","v":35.024545753989543}]
[{"$f":"IFERROR('Historical scenario - input'!A12,\"\")","v":1},{"$f":"IFERROR('Historical scenario - input'!B12,\"\")","v":"OVERHEAD CONDUCTORS"},{"$f":"IFERROR('Historical scenario - input'!C12,\"\")","v":"> 66 kv & < = 132 kv"},{"$f":"IFERROR(repcalc('Historical scenario - input'!$CV12:$GH12,'Historical scenario - input'!$G12,'Historical scenario - input'!$E12,'Historical scenario - input'!$F12,20,TRUE,TRUE),\"\")","v":1650.0340844011207},1866.7318909931053,2085.5206929242681,2301.3577647005773,2508.9702300872268,2703.1204907010183,2878.8816774506449,3031.9007425233663,3158.6273266156672,3256.4895053369096,3324.0026001602996,3360.8037957034835,3367.61250176663,3346.1233350916009,3298.8444452744584,3228.8980386284779,3139.8020050700943,3035.2514731415013,2918.9171362256693,2794.2737546194357,{"$f":"IFERROR(IF(OR(D27=\"\",'Historical scenario - input'!$D12=\"\"),\"\",D27/'Historical scenario - input'!$D12),\"\")","v":14.485645611368025},{"$f":"IFERROR(IF(OR(E27=\"\",'Historical scenario - input'!$D12=\"\"),\"\",E27/'Historical scenario - input'!$D12),\"\")","v":16.388035180606263},{"$f":"IFERROR(IF(OR(F27=\"\",'Historical scenario - input'!$D12=\"\"),\"\",F27/'Historical scenario - input'!$D12),\"\")","v":18.308781593345316},{"$f":"IFERROR(IF(OR(G27=\"\",'Historical scenario - input'!$D12=\"\"),\"\",G27/'Historical scenario - input'!$D12),\"\")","v":20.203614773522798},{"$f":"IFERROR(IF(OR(H27=\"\",'Historical scenario - input'!$D12=\"\"),\"\",H27/'Historical scenario - input'!$D12),\"\")","v":22.026244152227392},{"$f":"IFERROR(IF(OR(I27=\"\",'Historical scenario - input'!$D12=\"\"),\"\",I27/'Historical scenario - input'!$D12),\"\")","v":23.730688864729728},{"$f":"IFERROR(IF(OR(J27=\"\",'Historical scenario - input'!$D12=\"\"),\"\",J27/'Historical scenario - input'!$D12),\"\")","v":25.273695938073089},{"$f":"IFERROR(IF(OR(K27=\"\",'Historical scenario - input'!$D12=\"\"),\"\",K27/'Historical scenario - input'!$D12),\"\")","v":26.617049975047912},{"$f":"IFERROR(IF(OR(L27=\"\",'Historical scenario - input'!$D12=\"\"),\"\",L27/'Historical scenario - input'!$D12),\"\")","v":27.729582379108265},{"$f":"IFERROR(IF(OR(M27=\"\",'Historical scenario - input'!$D12=\"\"),\"\",M27/'Historical scenario - input'!$D12),\"\")","v":28.588714231664387},{"$f":"IFERROR(IF(OR(N27=\"\",'Historical scenario - input'!$D12=\"\"),\"\",N27/'Historical scenario - input'!$D12),\"\")","v":29.181411543182815},{"$f":"IFERROR(IF(OR(O27=\"\",'Historical scenario - input'!$D12=\"\"),\"\",O27/'Historical scenario - input'!$D12),\"\")","v":29.50448915821687},{"$f":"IFERROR(IF(OR(P27=\"\",'Historical scenario - input'!$D12=\"\"),\"\",P27/'Historical scenario - input'!$D12),\"\")","v":29.564262773825853},{"$f":"IFERROR(IF(OR(Q27=\"\",'Historical scenario - input'!$D12=\"\"),\"\",Q27/'Historical scenario - input'!$D12),\"\")","v":29.375609426673286},{"$f":"IFERROR(IF(OR(R27=\"\",'Historical scenario - input'!$D12=\"\"),\"\",R27/'Historical scenario - input'!$D12),\"\")","v":28.960548156567093},{"$f":"IFERROR(IF(OR(S27=\"\",'Historical scenario - input'!$D12=\"\"),\"\",S27/'Historical scenario - input'!$D12),\"\")","v":28.346488805890068},{"$f":"IFERROR(IF(OR(T27=\"\",'Historical scenario - input'!$D12=\"\"),\"\",T27/'Historical scenario - input'!$D12),\"\")","v":27.564314922510121},{"$f":"IFERROR(IF(OR(U27=\"\",'Historical scenario - input'!$D12=\"\"),\"\",U27/'Historical scenario - input'!$D12),\"\")","v":26.64646603180233},{"$f":"IFERROR(IF(OR(V27=\"\",'Historical scenario - input'!$D12=\"\"),\"\",V27/'Historical scenario - input'!$D12),\"\")","v":25.625167142932487},{"$f":"IFERROR(IF(OR(W27=\"\",'Historical scenario - input'!$D12=\"\"),\"\",W27/'Historical scenario - input'!$D12),\"\")","v":24.530923168932564}]
[{"$f":"IFERROR('Historical scenario - input'!A13,\"\")","v":2},{"$f":"IFERROR('Historical scenario - input'!B13,\"\")","v":"POLES"},{"$f":"IFERROR('Historical scenario - input'!C13,\"\")","v":"˂ = 1 kv ; concrete"},{"$f":"IFERROR(repcalc('Historical scenario - input'!$CV13:$GH13,'Historical scenario - input'!$G13,'Historical scenario - input'!$E13,'Historical scenario - input'!$F13,20,TRUE,TRUE),\"\")","v":37.01316222259161},38.809364531658325,40.253278109321997,41.335724959299966,42.066256708876736,42.472331427609355,42.597644716949006,42.499983716203431,42.248974641678544,41.924018556112308,41.612571382140906,41.40875088928366,41.412081331834401,41.726052184020233,42.456101351659541,43.706653758465727,45.57695650689449,48.15563939858999,51.514168480037682,55.699615211559426,{"$f":"IFERROR(IF(OR(D28=\"\",'Historical scenario - input'!$D13=\"\"),\"\",D28/'Historical scenario - input'!$D13),\"\")","v":3.4533985178443665},{"$f":"IFERROR(IF(OR(E28=\"\",'Historical scenario - input'!$D13=\"\"),\"\",E28/'Historical scenario - input'!$D13),\"\")","v":3.6209876137064194},{"$f":"IFERROR(IF(OR(F28=\"\",'Historical scenario - input'!$D13=\"\"),\"\",F28/'Historical scenario - input'!$D13),\"\")","v":3.7557075000812059},{"$f":"IFERROR(IF(OR(G28=\"\",'Historical scenario - input'!$D13=\"\"),\"\",G28/'Historical scenario - input'!$D13),\"\")","v":3.8567018524383143},{"$f":"IFERROR(IF(OR(H28=\"\",'Historical scenario - input'!$D13=\"\"),\"\",H28/'Historical scenario - input'!$D13),\"\")","v":3.9248618557921162},{"$f":"IFERROR(IF(OR(I28=\"\",'Historical scenario - input'!$D13=\"\"),\"\",I28/'Historical scenario - input'!$D13),\"\")","v":3.9627494003194346},{"$f":"IFERROR(IF(OR(J28=\"\",'Historical scenario - input'!$D13=\"\"),\"\",J28/'Historical scenario - input'!$D13),\"\")","v":3.974441368843205},{"$f":"IFERROR(IF(OR(K28=\"\",'Historical scenario - input'!$D13=\"\"),\"\",K28/'Historical scenario - input'!$D13),\"\")","v":3.9653294115022537},{"$f":"IFERROR(IF(OR(L28=\"\",'Historical scenario - input'!$D13=\"\"),\"\",L28/'Historical scenario - input'!$D13),\"\")","v":3.9419097868639503},{"$f":"IFERROR(IF(OR(M28=\"\",'Historical scenario - input'!$D13=\"\"),\"\",M28/'Historical scenario - input'!$D13),\"\")","v":3.9115907652815687},{"$f":"IFERROR(IF(OR(N28=\"\",'Historical scenario - input'!$D13=\"\"),\"\",N28/'Historical scenario - input'!$D13),\"\")","v":3.8825321508753894},{"$f":"IFERROR(IF(OR(O28=\"\",'Historical scenario - input'!$D13=\"\"),\"\",O28/'Historical scenario - input'!$D13),\"\")","v":3.8635153107657403},{"$f":"IFERROR(IF(OR(P28=\"\",'Historical scenario - input'!$D13=\"\"),\"\",P28/'Historical scenario - input'!$D13),\"\")","v":3.8638260473977342},{"$f":"IFERROR(IF(OR(Q28=\"\",'Historical scenario - input'!$D13=\"\"),\"\",Q28/'Historical scenario - input'!$D13),\"\")","v":3.8931201257870454},{"$f":"IFERROR(IF(OR(R28=\"\",'Historical scenario - input'!$D13=\"\"),\"\",R28/'Historical scenario - input'!$D13),\"\")","v":3.9612351033271236},{"$f":"IFERROR(IF(OR(S28=\"\",'Historical scenario - input'!$D13=\"\"),\"\",S28/'Historical scenario - input'!$D13),\"\")","v":4.0779140242520482},{"$f":"IFERROR(IF(OR(T28=\"\",'Historical scenario - input'!$D13=\"\"),\"\",T28/'Historical scenario - input'!$D13),\"\")","v":4.252416832212667},{"$f":"IFERROR(IF(OR(U28=\"\",'Historical scenario - input'!$D13=\"\"),\"\",U28/'Historical scenario - input'!$D13),\"\")","v":4.493012856476069},{"$f":"IFERROR(IF(OR(V28=\"\",'Historical scenario - input'!$D13=\"\"),\"\",V28/'Historical scenario - input'!$D13),\"\")","v":4.8063700152688789},{"$f":"IFERROR(IF(OR(W28=\"\",'Historical scenario - input'!$D13=\"\"),\"\",W28/'Historical scenario - input'!$D13),\"\")","v":5.1968801654751609}]
[{"$f":"IFERROR('Historical scenario - input'!A14,\"\")","v":2},{"$f":"IFERROR('Historical scenario - input'!B14,\"\")","v":"POLES"},{"$f":"IFERROR('Historical scenario - input'!C14,\"\")","v":"˂ = 1 kv ; steel"},{"$f":"IFERROR(repcalc('Historical scenario - input'!$CV14:$GH14,'Historical scenario - input'!$G14,'Historical scenario - input'!$E14,'Historical scenario - input'!$F14,20,TRUE,TRUE),\"\")","v":490.05441633809977},523.88558965312438,559.21641881864184,596.29065113707895,635.55483060419965,677.63943100884046,723.30987544815969,773.38770512082897,828.6458423442491,889.68585420298348,956.80886765902676,1029.8947191785039,1108.3054329106635,1190.8287000306789,1275.6743842754975,1360.5322299444554,1442.6922981071752,1519.2219665366774,1587.1856353483381,1643.8867373103426,{"$f":"IFERROR(IF(OR(D29=\"\",'Historical scenario - input'!$D14=\"\"),\"\",D29/'Historical scenario - input'!$D14),\"\")","v":45.801845017885775},{"$f":"IFERROR(IF(OR(E29=\"\",'Historical scenario - input'!$D14=\"\"),\"\",E29/'Historical scenario - input'!$D14),\"\")","v":48.963800313639979},{"$f":"IFERROR(IF(OR(F29=\"\",'Historical scenario - input'!$D14=\"\"),\"\",F29/'Historical scenario - input'!$D14),\"\")","v":52.265917604785834},{"$f":"IFERROR(IF(OR(G29=\"\",'Historical scenario - input'!$D14=\"\"),\"\",G29/'Historical scenario - input'!$D14),\"\")","v":55.73097819029153},{"$f":"IFERROR(IF(OR(H29=\"\",'Historical scenario - input'!$D14=\"\"),\"\",H29/'Historical scenario - input'!$D14),\"\")","v":59.400717310582969},{"$f":"IFERROR(IF(OR(I29=\"\",'Historical scenario - input'!$D14=\"\"),\"\",I29/'Historical scenario - input'!$D14),\"\")","v":63.334060794713821},{"$f":"IFERROR(IF(OR(J29=\"\",'Historical scenario - input'!$D14=\"\"),\"\",J29/'Historical scenario - input'!$D14),\"\")","v":67.602547208403209},{"$f":"IFERROR(IF(OR(K29=\"\",'Historical scenario - input'!$D14=\"\"),\"\",K29/'Historical scenario - input'!$D14),\"\")","v":72.282960070792825},{"$f":"IFERROR(IF(OR(L29=\"\",'Historical scenario - input'!$D14=\"\"),\"\",L29/'Historical scenario - input'!$D14),\"\")","v":77.44753884552631},{"$f":"IFERROR(IF(OR(M29=\"\",'Historical scenario - input'!$D14=\"\"),\"\",M29/'Historical scenario - input'!$D14),\"\")","v":83.152507660897243},{"$f":"IFERROR(IF(OR(N29=\"\",'Historical scenario - input'!$D14=\"\"),\"\",N29/'Historical scenario - input'!$D14),\"\")","v":89.426010678011338},{"$f":"IFERROR(IF(OR(O29=\"\",'Historical scenario - input'!$D14=\"\"),\"\",O29/'Historical scenario - input'!$D14),\"\")","v":96.256817079694301},{"$f":"IFERROR(IF(OR(P29=\"\",'Historical scenario - input'!$D14=\"\"),\"\",P29/'Historical scenario - input'!$D14),\"\")","v":103.58529987337741},{"$f":"IFERROR(IF(OR(Q29=\"\",'Historical scenario - input'!$D14=\"\"),\"\",Q29/'Historical scenario - input'!$D14),\"\")","v":111.29815331370396},{"$f":"IFERROR(IF(OR(R29=\"\",'Historical scenario - input'!$D14=\"\"),\"\",R29/'Historical scenario - input'!$D14),\"\")","v":119.22806630021718},{"$f":"IFERROR(IF(OR(S29=\"\",'Historical scenario - input'!$D14=\"\"),\"\",S29/'Historical scenario - input'!$D14),\"\")","v":127.15911592716267},{"$f":"IFERROR(IF(OR(T29=\"\",'Historical scenario - input'!$D14=\"\"),\"\",T29/'Historical scenario - input'!$D14),\"\")","v":134.83802378553324},{"$f":"IFERROR(IF(OR(U29=\"\",'Historical scenario - input'!$D14=\"\"),\"\",U29/'Historical scenario - input'!$D14),\"\")","v":141.99069886776314},{"$f":"IFERROR(IF(OR(V29=\"\",'Historical scenario - input'!$D14=\"\"),\"\",V29/'Historical scenario - input'!$D14),\"\")","v":148.34277186614412},{"$f":"IFERROR(IF(OR(W29=\"\",'Historical scenario - input'!$D14=\"\"),\"\",W29/'Historical scenario - input'!$D14),\"\")","v":153.64221412770581}]
[{"$f":"IFERROR('Historical scenario - input'!A15,\"\")","v":2},{"$f":"IFERROR('Historical scenario - input'!B15,\"\")","v":"POLES"},{"$f":"IFERROR('Historical scenario - input'!C15,\"\")","v":"˂ = 1 kv ; wood"},{"$f":"IFERROR(repcalc('Historical scenario - input'!$CV15:$GH15,'Historical scenario - input'!$G15,'Historical scenario - input'!$E15,'Historical scenario - input'!$F15,20,TRUE,TRUE),\"\")","v":13841.186491161276},15634.448163100806,17638.776054086902,19842.864631466207,22227.921923129452,24767.336542344066,27426.703073091336,30164.276639286429,32931.899749069649,35676.407771773076,38341.476922827569,40869.834649295764,43205.711624863048,45297.381978677775,47099.618109769319,48575.881544660064,49700.083253882141,50457.775264725191,50846.677999258449,50876.500533906132,{"$f":"IFERROR(IF(OR(D30=\"\",'Historical scenario - input'!$D15=\"\"),\"\",D30/'Historical scenario - input'!$D15),\"\")","v":1838.7504288595953},{"$f":"IFERROR(IF(OR(E30=\"\",'Historical scenario - input'!$D15=\"\"),\"\",E30/'Historical scenario - input'!$D15),\"\")","v":2076.9786089684262},{"$f":"IFERROR(IF(OR(F30=\"\",'Historical scenario - input'!$D15=\"\"),\"\",F30/'Historical scenario - input'!$D15),\"\")","v":2343.2461555750269},{"$f":"IFERROR(IF(OR(G30=\"\",'Historical scenario - input'!$D15=\"\"),\"\",G30/'Historical scenario - input'!$D15),\"\")","v":2636.0511704838827},{"$f":"IFERROR(IF(OR(H30=\"\",'Historical scenario - input'!$D15=\"\"),\"\",H30/'Historical scenario - input'!$D15),\"\")","v":2952.8972097089891},{"$f":"IFERROR(IF(OR(I30=\"\",'Historical scenario - input'!$D15=\"\"),\"\",I30/'Historical scenario - input'!$D15),\"\")","v":3290.2490489544871},{"$f":"IFERROR(IF(OR(J30=\"\",'Historical scenario - input'!$D15=\"\"),\"\",J30/'Historical scenario - input'!$D15),\"\")","v":3643.5360559628098},{"$f":"IFERROR(IF(OR(K30=\"\",'Historical scenario - input'!$D15=\"\"),\"\",K30/'Historical scenario - input'!$D15),\"\")","v":4007.2125783541783},{"$f":"IFERROR(IF(OR(L30=\"\",'Historical scenario - input'!$D15=\"\"),\"\",L30/'Historical scenario - input'!$D15),\"\")","v":4374.8810714624351},{"$f":"IFERROR(IF(OR(M30=\"\",'Historical scenario - input'!$D15=\"\"),\"\",M30/'Historical scenario - input'!$D15),\"\")","v":4739.4788107514114},{"$f":"IFERROR(IF(OR(N30=\"\",'Historical scenario - input'!$D15=\"\"),\"\",N30/'Historical scenario - input'!$D15),\"\")","v":5093.5233897744047},{"$f":"IFERROR(IF(OR(O30=\"\",'Historical scenario - input'!$D15=\"\"),\"\",O30/'Historical scenario - input'!$D15),\"\")","v":5429.4063617163429},{"$f":"IFERROR(IF(OR(P30=\"\",'Historical scenario - input'!$D15=\"\"),\"\",P30/'Historical scenario - input'!$D15),\"\")","v":5739.718977858779},{"$f":"IFERROR(IF(OR(Q30=\"\",'Historical scenario - input'!$D15=\"\"),\"\",Q30/'Historical scenario - input'!$D15),\"\")","v":6017.5896475853779},{"$f":"IFERROR(IF(OR(R30=\"\",'Historical scenario - input'!$D15=\"\"),\"\",R30/'Historical scenario - input'!$D15),\"\")","v":6257.010051397363},{"$f":"IFERROR(IF(OR(S30=\"\",'Historical scenario - input'!$D15=\"\"),\"\",S30/'Historical scenario - input'!$D15),\"\")","v":6453.1261882436165},{"$f":"IFERROR(IF(OR(T30=\"\",'Historical scenario - input'!$D15=\"\"),\"\",T30/'Historical scenario - input'!$D15),\"\")","v":6602.4722270587727},{"$f":"IFERROR(IF(OR(U30=\"\",'Historical scenario - input'!$D15=\"\"),\"\",U30/'Historical scenario - input'!$D15),\"\")","v":6703.1288081091634},{"$f":"IFERROR(IF(OR(V30=\"\",'Historical scenario - input'!$D15=\"\"),\"\",V30/'Historical scenario - input'!$D15),\"\")","v":6754.7930978985059},{"$f":"IFERROR(IF(OR(W30=\"\",'Historical scenario - input'!$D15=\"\"),\"\",W30/'Historical scenario - input'!$D15),\"\")","v":6758.7549113173291}]
[{"$f":"IFERROR('Historical scenario - input'!A16,\"\")","v":2},{"$f":"IFERROR('Historical scenario - input'!B16,\"\")","v":"POLES"},{"$f":"IFERROR('Historical scenario - input'!C16,\"\")","v":"˃ 11 kv & < = 22 kv ; concrete"},{"$f":"IFERROR(repcalc('Historical scenario - input'!$CV16:$GH16,'Historical scenario - input'!$G16,'Historical scenario - input'!$E16,'Historical scenario - input'!$F16,20,TRUE,TRUE),\"\")","v":3.5574297912296826E-8},9.1343864636129125E-8,2.2883807109232537E-7,5.5935001130920316E-7,1.333970165001017E-6,3.1039611784178348E-6,7.0468453635190342E-6,1.5609251742761812E-5,3.3734858063955073E-5,7.1135389395346672E-5,1.4635350089338815E-4,2.9378636444164611E-4,5.7540257221396678E-4,1.0995731388194294E-3,2.050166366797558E-3,3.7296427379966499E-3,6.6200150677386011E-3,1.1464755466693666E-2,1.937247581378887E-2,3.1938932454055755E-2,{"$f":"IFERROR(IF(OR(D31=\"\",'Historical scenario - input'!$D16=\"\"),\"\",D31/'Historical scenario - input'!$D16),\"\")","v":3.3250067507562297E-9},{"$f":"IFERROR(IF(OR(E31=\"\",'Historical scenario - input'!$D16=\"\"),\"\",E31/'Historical scenario - input'!$D16),\"\")","v":8.5375955220273583E-9},{"$f":"IFERROR(IF(OR(F31=\"\",'Historical scenario - input'!$D16=\"\"),\"\",F31/'Historical scenario - input'!$D16),\"\")","v":2.1388704088774236E-8},{"$f":"IFERROR(IF(OR(G31=\"\",'Historical scenario - input'!$D16=\"\"),\"\",G31/'Historical scenario - input'!$D16),\"\")","v":5.2280513538843156E-8},{"$f":"IFERROR(IF(OR(H31=\"\",'Historical scenario - input'!$D16=\"\"),\"\",H31/'Historical scenario - input'!$D16),\"\")","v":1.2468158373415419E-7},{"$f":"IFERROR(IF(OR(I31=\"\",'Historical scenario - input'!$D16=\"\"),\"\",I31/'Historical scenario - input'!$D16),\"\")","v":2.9011653013556875E-7},{"$f":"IFERROR(IF(OR(J31=\"\",'Historical scenario - input'!$D16=\"\"),\"\",J31/'Historical scenario - input'!$D16),\"\")","v":6.5864429603083729E-7},{"$f":"IFERROR(IF(OR(K31=\"\",'Historical scenario - input'!$D16=\"\"),\"\",K31/'Historical scenario - input'!$D16),\"\")","v":1.4589428453905229E-6},{"$f":"IFERROR(IF(OR(L31=\"\",'Historical scenario - input'!$D16=\"\"),\"\",L31/'Historical scenario - input'!$D16),\"\")","v":3.1530806616335489E-6},{"$f":"IFERROR(IF(OR(M31=\"\",'Historical scenario - input'!$D16=\"\"),\"\",M31/'Historical scenario - input'!$D16),\"\")","v":6.6487791421863004E-6},{"$f":"IFERROR(IF(OR(N31=\"\",'Historical scenario - input'!$D16=\"\"),\"\",N31/'Historical scenario - input'!$D16),\"\")","v":1.3679156217419355E-5},{"$f":"IFERROR(IF(OR(O31=\"\",'Historical scenario - input'!$D16=\"\"),\"\",O31/'Historical scenario - input'!$D16),\"\")","v":2.7459196734025842E-5},{"$f":"IFERROR(IF(OR(P31=\"\",'Historical scenario - input'!$D16=\"\"),\"\",P31/'Historical scenario - input'!$D16),\"\")","v":5.378089096039768E-5},{"$f":"IFERROR(IF(OR(Q31=\"\",'Historical scenario - input'!$D16=\"\"),\"\",Q31/'Historical scenario - input'!$D16),\"\")","v":1.0277330331404894E-4},{"$f":"IFERROR(IF(OR(R31=\"\",'Historical scenario - input'!$D16=\"\"),\"\",R31/'Historical scenario - input'!$D16),\"\")","v":1.9162196894457646E-4},{"$f":"IFERROR(IF(OR(S31=\"\",'Historical scenario - input'!$D16=\"\"),\"\",S31/'Historical scenario - input'!$D16),\"\")","v":3.4859682437924305E-4},{"$f":"IFERROR(IF(OR(T31=\"\",'Historical scenario - input'!$D16=\"\"),\"\",T31/'Historical scenario - input'!$D16),\"\")","v":6.1874994257385321E-4},{"$f":"IFERROR(IF(OR(U31=\"\",'Historical scenario - input'!$D16=\"\"),\"\",U31/'Historical scenario - input'!$D16),\"\")","v":1.0715710937291305E-3},{"$f":"IFERROR(IF(OR(V31=\"\",'Historical scenario - input'!$D16=\"\"),\"\",V31/'Historical scenario - input'!$D16),\"\")","v":1.8106784009767956E-3},{"$f":"IFERROR(IF(OR(W31=\"\",'Historical scenario - input'!$D16=\"\"),\"\",W31/'Historical scenario - input'!$D16),\"\")","v":2.9852216980780911E-3}]
[{"$f":"IFERROR('Historical scenario - input'!A17,\"\")","v":2},{"$f":"IFERROR('Historical scenario - input'!B17,\"\")","v":"POLES"},{"$f":"IFERROR('Historical scenario - input'!C17,\"\")","v":"˃ 11 kv & < = 22 kv ; steel"},{"$f":"IFERROR(repcalc('Historical scenario - input'!$CV17:$GH17,'Historical scenario - input'!$G17,'Historical scenario - input'!$E17,'Historical scenario - input'!$F17,20,TRUE,TRUE),\"\")","v":1.1999520901882255},1.6860957564118988,2.2825787567044622,2.9774791474786269,3.7429901233068614,4.5354668881078206,5.2987302111915655,5.9706216593283461,6.4918995631539218,6.8157600913008585,6.9158603252637478,6.7909045982668639,6.4646322885648866,5.9812014365201671,5.3971390038068154,4.7718520571275791,4.1589160038733644,3.599939687890402,3.121930042700682,2.7380534242509138,{"$f":"IFERROR(IF(OR(D32=\"\",'Historical scenario - input'!$D17=\"\"),\"\",D32/'Historical scenario - input'!$D17),\"\")","v":8.3265308240663083E-2},{"$f":"IFERROR(IF(OR(E32=\"\",'Historical scenario - input'!$D17=\"\"),\"\",E32/'Historical scenario - input'!$D17),\"\")","v":0.1169990735704194},{"$f":"IFERROR(IF(OR(F32=\"\",'Historical scenario - input'!$D17=\"\"),\"\",F32/'Historical scenario - input'!$D17),\"\")","v":0.15838934347018274},{"$f":"IFERROR(IF(OR(G32=\"\",'Historical scenario - input'!$D17=\"\"),\"\",G32/'Historical scenario - input'!$D17),\"\")","v":0.20660884798831056},{"$f":"IFERROR(IF(OR(H32=\"\",'Historical scenario - input'!$D17=\"\"),\"\",H32/'Historical scenario - input'!$D17),\"\")","v":0.25972805823440492},{"$f":"IFERROR(IF(OR(I32=\"\",'Historical scenario - input'!$D17=\"\"),\"\",I32/'Historical scenario - input'!$D17),\"\")","v":0.31471843879565276},{"$f":"IFERROR(IF(OR(J32=\"\",'Historical scenario - input'!$D17=\"\"),\"\",J32/'Historical scenario - input'!$D17),\"\")","v":0.36768168323268008},{"$f":"IFERROR(IF(OR(K32=\"\",'Historical scenario - input'!$D17=\"\"),\"\",K32/'Historical scenario - input'!$D17),\"\")","v":0.41430458508920248},{"$f":"IFERROR(IF(OR(L32=\"\",'Historical scenario - input'!$D17=\"\"),\"\",L32/'Historical scenario - input'!$D17),\"\")","v":0.45047633369149442},{"$f":"IFERROR(IF(OR(M32=\"\",'Historical scenario - input'!$D17=\"\"),\"\",M32/'Historical scenario - input'!$D17),\"\")","v":0.47294918650256679},{"$f":"IFERROR(IF(OR(N32=\"\",'Historical scenario - input'!$D17=\"\"),\"\",N32/'Historical scenario - input'!$D17),\"\")","v":0.47989519451741602},{"$f":"IFERROR(IF(OR(O32=\"\",'Historical scenario - input'!$D17=\"\"),\"\",O32/'Historical scenario - input'!$D17),\"\")","v":0.47122445073530417},{"$f":"IFERROR(IF(OR(P32=\"\",'Historical scenario - input'!$D17=\"\"),\"\",P32/'Historical scenario - input'!$D17),\"\")","v":0.44858424313045991},{"$f":"IFERROR(IF(OR(Q32=\"\",'Historical scenario - input'!$D17=\"\"),\"\",Q32/'Historical scenario - input'!$D17),\"\")","v":0.41503872140697523},{"$f":"IFERROR(IF(OR(R32=\"\",'Historical scenario - input'!$D17=\"\"),\"\",R32/'Historical scenario - input'!$D17),\"\")","v":0.37451032124056499},{"$f":"IFERROR(IF(OR(S32=\"\",'Historical scenario - input'!$D17=\"\"),\"\",S32/'Historical scenario - input'!$D17),\"\")","v":0.33112133031348329},{"$f":"IFERROR(IF(OR(T32=\"\",'Historical scenario - input'!$D17=\"\"),\"\",T32/'Historical scenario - input'!$D17),\"\")","v":0.28858937439345811},{"$f":"IFERROR(IF(OR(U32=\"\",'Historical scenario - input'!$D17=\"\"),\"\",U32/'Historical scenario - input'!$D17),\"\")","v":0.24980171309420504},{"$f":"IFERROR(IF(OR(V32=\"\",'Historical scenario - input'!$D17=\"\"),\"\",V32/'Historical scenario - input'!$D17),\"\")","v":0.21663237177284553},{"$f":"IFERROR(IF(OR(W32=\"\",'Historical scenario - input'!$D17=\"\"),\"\",W32/'Historical scenario - input'!$D17),\"\")","v":0.18999497081078753}]
[{"$f":"IFERROR('Historical scenario - input'!A18,\"\")","v":2},{"$f":"IFERROR('Historical scenario - input'!B18,\"\")","v":"POLES"},{"$f":"IFERROR('Historical scenario - input'!C18,\"\")","v":"˃ 11 kv & < = 22 kv ; wood"},{"$f":"IFERROR(repcalc('Historical scenario - input'!$CV18:$GH18,'Historical scenario - input'!$G18,'Historical scenario - input'!$E18,'Historical scenario - input'!$F18,20,TRUE,TRUE),\"\")","v":36.970392124218336},42.105897458996942,47.486936148955571,53.042417167606146,58.687667054124596,64.325392070669082,69.84747507452316,75.137771160611891,80.07600004967729,84.542721112836631,88.425228273048688,91.6240363353118,94.059474637008307,95.677788256402991,96.456098411963325,96.405610391759694,95.572584346577869,94.036791152117218,91.907437385721181,89.316824651699775,{"$f":"IFERROR(IF(OR(D33=\"\",'Historical scenario - input'!$D18=\"\"),\"\",D33/'Historical scenario - input'!$D18),\"\")","v":8.0417565745247348},{"$f":"IFERROR(IF(OR(E33=\"\",'Historical scenario - input'!$D18=\"\"),\"\",E33/'Historical scenario - input'!$D18),\"\")","v":9.1588257051604671},{"$f":"IFERROR(IF(OR(F33=\"\",'Historical scenario - input'!$D18=\"\"),\"\",F33/'Historical scenario - input'!$D18),\"\")","v":10.329302964837671},{"$f":"IFERROR(IF(OR(G33=\"\",'Historical scenario - input'!$D18=\"\"),\"\",G33/'Historical scenario - input'!$D18),\"\")","v":11.537724716391523},{"$f":"IFERROR(IF(OR(H33=\"\",'Historical scenario - input'!$D18=\"\"),\"\",H33/'Historical scenario - input'!$D18),\"\")","v":12.765672887382273},{"$f":"IFERROR(IF(OR(I33=\"\",'Historical scenario - input'!$D18=\"\"),\"\",I33/'Historical scenario - input'!$D18),\"\")","v":13.991984257432902},{"$f":"IFERROR(IF(OR(J33=\"\",'Historical scenario - input'!$D18=\"\"),\"\",J33/'Historical scenario - input'!$D18),\"\")","v":15.19314131176192},{"$f":"IFERROR(IF(OR(K33=\"\",'Historical scenario - input'!$D18=\"\"),\"\",K33/'Historical scenario - input'!$D18),\"\")","v":16.343880346082781},{"$f":"IFERROR(IF(OR(L33=\"\",'Historical scenario - input'!$D18=\"\"),\"\",L33/'Historical scenario - input'!$D18),\"\")","v":17.418038134339923},{"$f":"IFERROR(IF(OR(M33=\"\",'Historical scenario - input'!$D18=\"\"),\"\",M33/'Historical scenario - input'!$D18),\"\")","v":18.389634090248091},{"$f":"IFERROR(IF(OR(N33=\"\",'Historical scenario - input'!$D18=\"\"),\"\",N33/'Historical scenario - input'!$D18),\"\")","v":19.234152519383763},{"$f":"IFERROR(IF(OR(O33=\"\",'Historical scenario - input'!$D18=\"\"),\"\",O33/'Historical scenario - input'!$D18),\"\")","v":19.929953518164513},{"$f":"IFERROR(IF(OR(P33=\"\",'Historical scenario - input'!$D18=\"\"),\"\",P33/'Historical scenario - input'!$D18),\"\")","v":20.45970721698145},{"$f":"IFERROR(IF(OR(Q33=\"\",'Historical scenario - input'!$D18=\"\"),\"\",Q33/'Historical scenario - input'!$D18),\"\")","v":20.811720907955664},{"$f":"IFERROR(IF(OR(R33=\"\",'Historical scenario - input'!$D18=\"\"),\"\",R33/'Historical scenario - input'!$D18),\"\")","v":20.981018025212816},{"$f":"IFERROR(IF(OR(S33=\"\",'Historical scenario - input'!$D18=\"\"),\"\",S33/'Historical scenario - input'!$D18),\"\")","v":20.970035929944714},{"$f":"IFERROR(IF(OR(T33=\"\",'Historical scenario - input'!$D18=\"\"),\"\",T33/'Historical scenario - input'!$D18),\"\")","v":20.788837076194852},{"$f":"IFERROR(IF(OR(U33=\"\",'Historical scenario - input'!$D18=\"\"),\"\",U33/'Historical scenario - input'!$D18),\"\")","v":20.454773131804775},{"$f":"IFERROR(IF(OR(V33=\"\",'Historical scenario - input'!$D18=\"\"),\"\",V33/'Historical scenario - input'!$D18),\"\")","v":19.991598584105372},{"$f":"IFERROR(IF(OR(W33=\"\",'Historical scenario - input'!$D18=\"\"),\"\",W33/'Historical scenario - input'!$D18),\"\")","v":19.428091523756478}]
[{"$f":"IFERROR('Historical scenario - input'!A19,\"\")","v":2},{"$f":"IFERROR('Historical scenario - input'!B19,\"\")","v":"POLES"},{"$f":"IFERROR('Historical scenario - input'!C19,\"\")","v":"> 1 kv & < = 11 kv ; concrete"},{"$f":"IFERROR(repcalc('Historical scenario - input'!$CV19:$GH19,'Historical scenario - input'!$G19,'Historical scenario - input'!$E19,'Historical scenario - input'!$F19,20,TRUE,TRUE),\"\")","v":15.049142327543382},14.729077768909535,15.850716612477742,18.401292416518302,22.373674053988502,27.744618839468252,34.450945187955568,42.367194415070102,51.288673826978261,60.923626784396511,70.897480985067702,80.77063281763283,90.069166046193587,98.325598577704199,105.12465638912796,110.14767126796266,113.2088695336697,114.27772648293752,113.48359075124584,111.10155258281958,{"$f":"IFERROR(IF(OR(D34=\"\",'Historical scenario - input'!$D19=\"\"),\"\",D34/'Historical scenario - input'!$D19),\"\")","v":1.406591352991297},{"$f":"IFERROR(IF(OR(E34=\"\",'Historical scenario - input'!$D19=\"\"),\"\",E34/'Historical scenario - input'!$D19),\"\")","v":1.376676024212103},{"$f":"IFERROR(IF(OR(F34=\"\",'Historical scenario - input'!$D19=\"\"),\"\",F34/'Historical scenario - input'!$D19),\"\")","v":1.4815117327331573},{"$f":"IFERROR(IF(OR(G34=\"\",'Historical scenario - input'!$D19=\"\"),\"\",G34/'Historical scenario - input'!$D19),\"\")","v":1.7199052433418058},{"$f":"IFERROR(IF(OR(H34=\"\",'Historical scenario - input'!$D19=\"\"),\"\",H34/'Historical scenario - input'!$D19),\"\")","v":2.0911900342245762},{"$f":"IFERROR(IF(OR(I34=\"\",'Historical scenario - input'!$D19=\"\"),\"\",I34/'Historical scenario - input'!$D19),\"\")","v":2.5931936918564555},{"$f":"IFERROR(IF(OR(J34=\"\",'Historical scenario - input'!$D19=\"\"),\"\",J34/'Historical scenario - input'!$D19),\"\")","v":3.2200108517191341},{"$f":"IFERROR(IF(OR(K34=\"\",'Historical scenario - input'!$D19=\"\"),\"\",K34/'Historical scenario - input'!$D19),\"\")","v":3.9599153239230995},{"$f":"IFERROR(IF(OR(L34=\"\",'Historical scenario - input'!$D19=\"\"),\"\",L34/'Historical scenario - input'!$D19),\"\")","v":4.7937751893928127},{"$f":"IFERROR(IF(OR(M34=\"\",'Historical scenario - input'!$D19=\"\"),\"\",M34/'Historical scenario - input'!$D19),\"\")","v":5.6943209627940226},{"$f":"IFERROR(IF(OR(N34=\"\",'Historical scenario - input'!$D19=\"\"),\"\",N34/'Historical scenario - input'!$D19),\"\")","v":6.6265426648230799},{"$f":"IFERROR(IF(OR(O34=\"\",'Historical scenario - input'!$D19=\"\"),\"\",O34/'Historical scenario - input'!$D19),\"\")","v":7.5493520643354364},{"$f":"IFERROR(IF(OR(P34=\"\",'Historical scenario - input'!$D19=\"\"),\"\",P34/'Historical scenario - input'!$D19),\"\")","v":8.4184538476880864},{"$f":"IFERROR(IF(OR(Q34=\"\",'Historical scenario - input'!$D19=\"\"),\"\",Q34/'Historical scenario - input'!$D19),\"\")","v":9.1901540783466551},{"$f":"IFERROR(IF(OR(R34=\"\",'Historical scenario - input'!$D19=\"\"),\"\",R34/'Historical scenario - input'!$D19),\"\")","v":9.8256385277516696},{"$f":"IFERROR(IF(OR(S34=\"\",'Historical scenario - input'!$D19=\"\"),\"\",S34/'Historical scenario - input'!$D19),\"\")","v":10.29512237877382},{"$f":"IFERROR(IF(OR(T34=\"\",'Historical scenario - input'!$D19=\"\"),\"\",T34/'Historical scenario - input'!$D19),\"\")","v":10.581242007163192},{"$f":"IFERROR(IF(OR(U34=\"\",'Historical scenario - input'!$D19=\"\"),\"\",U34/'Historical scenario - input'!$D19),\"\")","v":10.681144374334851},{"$f":"IFERROR(IF(OR(V34=\"\",'Historical scenario - input'!$D19=\"\"),\"\",V34/'Historical scenario - input'!$D19),\"\")","v":10.60691925047151},{"$f":"IFERROR(IF(OR(W34=\"\",'Historical scenario - input'!$D19=\"\"),\"\",W34/'Historical scenario - input'!$D19),\"\")","v":10.384278370527719}]
[{"$f":"IFERROR('Historical scenario - input'!A20,\"\")","v":2},{"$f":"IFERROR('Historical scenario - input'!B20,\"\")","v":"POLES"},{"$f":"IFERROR('Historical scenario - input'!C20,\"\")","v":"> 1 kv & < = 11 kv ; steel"},{"$f":"IFERROR(repcalc('Historical scenario - input'!$CV20:$GH20,'Historical scenario - input'!$G20,'Historical scenario - input'!$E20,'Historical scenario - input'!$F20,20,TRUE,TRUE),\"\")","v":3.4363269663541267},3.9014504130700676,4.3962172939217288,4.9180014263321814,5.4627397719153779,6.0244588837189168,6.5948488383533306,7.1629797811970004,7.7152554954297603,8.2356797921591625,8.706475667761806,9.1090483891607974,9.4252294142355488,9.6386877061827061,9.736358034154355,9.7097198786118799,9.5557696388367432,9.2775624892270354,8.8842533792835319,8.3906305952434366,{"$f":"IFERROR(IF(OR(D35=\"\",'Historical scenario - input'!$D20=\"\"),\"\",D35/'Historical scenario - input'!$D20),\"\")","v":0.31787654338045807},{"$f":"IFERROR(IF(OR(E35=\"\",'Historical scenario - input'!$D20=\"\"),\"\",E35/'Historical scenario - input'!$D20),\"\")","v":0.36090266834904211},{"$f":"IFERROR(IF(OR(F35=\"\",'Historical scenario - input'!$D20=\"\"),\"\",F35/'Historical scenario - input'!$D20),\"\")","v":0.40667095157824901},{"$f":"IFERROR(IF(OR(G35=\"\",'Historical scenario - input'!$D20=\"\"),\"\",G35/'Historical scenario - input'!$D20),\"\")","v":0.45493845872335142},{"$f":"IFERROR(IF(OR(H35=\"\",'Historical scenario - input'!$D20=\"\"),\"\",H35/'Historical scenario - input'!$D20),\"\")","v":0.50532933946206493},{"$f":"IFERROR(IF(OR(I35=\"\",'Historical scenario - input'!$D20=\"\"),\"\",I35/'Historical scenario - input'!$D20),\"\")","v":0.55729102161837485},{"$f":"IFERROR(IF(OR(J35=\"\",'Historical scenario - input'!$D20=\"\"),\"\",J35/'Historical scenario - input'!$D20),\"\")","v":0.61005479786359462},{"$f":"IFERROR(IF(OR(K35=\"\",'Historical scenario - input'!$D20=\"\"),\"\",K35/'Historical scenario - input'!$D20),\"\")","v":0.66260960480335285},{"$f":"IFERROR(IF(OR(L35=\"\",'Historical scenario - input'!$D20=\"\"),\"\",L35/'Historical scenario - input'!$D20),\"\")","v":0.71369772789297381},{"$f":"IFERROR(IF(OR(M35=\"\",'Historical scenario - input'!$D20=\"\"),\"\",M35/'Historical scenario - input'!$D20),\"\")","v":0.76183944378768298},{"$f":"IFERROR(IF(OR(N35=\"\",'Historical scenario - input'!$D20=\"\"),\"\",N35/'Historical scenario - input'!$D20),\"\")","v":0.80539029533343254},{"$f":"IFERROR(IF(OR(O35=\"\",'Historical scenario - input'!$D20=\"\"),\"\",O35/'Historical scenario - input'!$D20),\"\")","v":0.84263018152311819},{"$f":"IFERROR(IF(OR(P35=\"\",'Historical scenario - input'!$D20=\"\"),\"\",P35/'Historical scenario - input'!$D20),\"\")","v":0.87187842603457899},{"$f":"IFERROR(IF(OR(Q35=\"\",'Historical scenario - input'!$D20=\"\"),\"\",Q35/'Historical scenario - input'!$D20),\"\")","v":0.8916243305030499},{"$f":"IFERROR(IF(OR(R35=\"\",'Historical scenario - input'!$D20=\"\"),\"\",R35/'Historical scenario - input'!$D20),\"\")","v":0.90065929910483111},{"$f":"IFERROR(IF(OR(S35=\"\",'Historical scenario - input'!$D20=\"\"),\"\",S35/'Historical scenario - input'!$D20),\"\")","v":0.89819514336855177},{"$f":"IFERROR(IF(OR(T35=\"\",'Historical scenario - input'!$D20=\"\"),\"\",T35/'Historical scenario - input'!$D20),\"\")","v":0.88395401598123724},{"$f":"IFERROR(IF(OR(U35=\"\",'Historical scenario - input'!$D20=\"\"),\"\",U35/'Historical scenario - input'!$D20),\"\")","v":0.85821853506584223},{"$f":"IFERROR(IF(OR(V35=\"\",'Historical scenario - input'!$D20=\"\"),\"\",V35/'Historical scenario - input'!$D20),\"\")","v":0.82183557687442976},{"$f":"IFERROR(IF(OR(W35=\"\",'Historical scenario - input'!$D20=\"\"),\"\",W35/'Historical scenario - input'!$D20),\"\")","v":0.7761731280269083}]
[{"$f":"IFERROR('Historical scenario - input'!A21,\"\")","v":2},{"$f":"IFERROR('Historical scenario - input'!B21,\"\")","v":"POLES"},{"$f":"IFERROR('Historical scenario - input'!C21,\"\")","v":"> 1 kv & < = 11 kv ; wood"},{"$f":"IFERROR(repcalc('Historical scenario - input'!$CV21:$GH21,'Historical scenario - input'!$G21,'Historical scenario - input'!$E21,'Historical scenario - input'!$F21,20,TRUE,TRUE),\"\")","v":7173.6344275629726},8048.4729021246549,8937.3378679414582,9824.2460894936321,10692.566900175936,11525.805467442751,12308.409923175961,13026.541317256633,13668.746175342181,14226.47834821976,14694.429269642054,15070.642450546156,15356.407256252438,15555.94665868445,15675.931605940144,15724.869011594214,15712.419698218462,15648.706115500547,15543.667168467769,15406.509586143147,{"$f":"IFERROR(IF(OR(D36=\"\",'Historical scenario - input'!$D21=\"\"),\"\",D36/'Historical scenario - input'!$D21),\"\")","v":1142.1034254538049},{"$f":"IFERROR(IF(OR(E36=\"\",'Historical scenario - input'!$D21=\"\"),\"\",E36/'Historical scenario - input'!$D21),\"\")","v":1281.3851282788976},{"$f":"IFERROR(IF(OR(F36=\"\",'Historical scenario - input'!$D21=\"\"),\"\",F36/'Historical scenario - input'!$D21),\"\")","v":1422.8999674411332},{"$f":"IFERROR(IF(OR(G36=\"\",'Historical scenario - input'!$D21=\"\"),\"\",G36/'Historical scenario - input'!$D21),\"\")","v":1564.1032763253852},{"$f":"IFERROR(IF(OR(H36=\"\",'Historical scenario - input'!$D21=\"\"),\"\",H36/'Historical scenario - input'!$D21),\"\")","v":1702.3473117982089},{"$f":"IFERROR(IF(OR(I36=\"\",'Historical scenario - input'!$D21=\"\"),\"\",I36/'Historical scenario - input'!$D21),\"\")","v":1835.0059566601751},{"$f":"IFERROR(IF(OR(J36=\"\",'Historical scenario - input'!$D21=\"\"),\"\",J36/'Historical scenario - input'!$D21),\"\")","v":1959.6032216440219},{"$f":"IFERROR(IF(OR(K36=\"\",'Historical scenario - input'!$D21=\"\"),\"\",K36/'Historical scenario - input'!$D21),\"\")","v":2073.9358285516314},{"$f":"IFERROR(IF(OR(L36=\"\",'Historical scenario - input'!$D21=\"\"),\"\",L36/'Historical scenario - input'!$D21),\"\")","v":2176.1802871547097},{"$f":"IFERROR(IF(OR(M36=\"\",'Historical scenario - input'!$D21=\"\"),\"\",M36/'Historical scenario - input'!$D21),\"\")","v":2264.9759780365594},{"$f":"IFERROR(IF(OR(N36=\"\",'Historical scenario - input'!$D21=\"\"),\"\",N36/'Historical scenario - input'!$D21),\"\")","v":2339.4777324397633},{"$f":"IFERROR(IF(OR(O36=\"\",'Historical scenario - input'!$D21=\"\"),\"\",O36/'Historical scenario - input'!$D21),\"\")","v":2399.3740607166164},{"$f":"IFERROR(IF(OR(P36=\"\",'Historical scenario - input'!$D21=\"\"),\"\",P36/'Historical scenario - input'!$D21),\"\")","v":2444.8702407585315},{"$f":"IFERROR(IF(OR(Q36=\"\",'Historical scenario - input'!$D21=\"\"),\"\",Q36/'Historical scenario - input'!$D21),\"\")","v":2476.6386055019279},{"$f":"IFERROR(IF(OR(R36=\"\",'Historical scenario - input'!$D21=\"\"),\"\",R36/'Historical scenario - input'!$D21),\"\")","v":2495.7412264463542},{"$f":"IFERROR(IF(OR(S36=\"\",'Historical scenario - input'!$D21=\"\"),\"\",S36/'Historical scenario - input'!$D21),\"\")","v":2503.5324763622389},{"$f":"IFERROR(IF(OR(T36=\"\",'Historical scenario - input'!$D21=\"\"),\"\",T36/'Historical scenario - input'!$D21),\"\")","v":2501.550440116237},{"$f":"IFERROR(IF(OR(U36=\"\",'Historical scenario - input'!$D21=\"\"),\"\",U36/'Historical scenario - input'!$D21),\"\")","v":2491.4066975259439},{"$f":"IFERROR(IF(OR(V36=\"\",'Historical scenario - input'!$D21=\"\"),\"\",V36/'Historical scenario - input'!$D21),\"\")","v":2474.6836065427656},{"$f":"IFERROR(IF(OR(W36=\"\",'Historical scenario - input'!$D21=\"\"),\"\",W36/'Historical scenario - input'!$D21),\"\")","v":2452.8469564901743}]
[{"$f":"IFERROR('Historical scenario - input'!A22,\"\")","v":2},{"$f":"IFERROR('Historical scenario - input'!B22,\"\")","v":"POLES"},{"$f":"IFERROR('Historical scenario - input'!C22,\"\")","v":"> 22 kv & < = 66 kv ; concrete"},{"$f":"IFERROR(repcalc('Historical scenario - input'!$CV22:$GH22,'Historical scenario - input'!$G22,'Historical scenario - input'!$E22,'Historical scenario - input'!$F22,20,TRUE,TRUE),\"\")","v":313.39114122295183},302.12144090288905,288.82223651708881,274.49184897133267,260.1948717690031,247.00694944474452,235.96245856364442,228.00861649497696,223.96870210585402,224.51617327670235,230.16065480334277,241.24614316614955,257.96135747683763,280.3619086805698,308.4037485782992,341.9870475788166,381.00908865103668,425.42385189387301,475.30467863501377,530.90483498536116,{"$f":"IFERROR(IF(OR(D37=\"\",'Historical scenario - input'!$D22=\"\"),\"\",D37/'Historical scenario - input'!$D22),\"\")","v":14.107090698966488},{"$f":"IFERROR(IF(OR(E37=\"\",'Historical scenario - input'!$D22=\"\"),\"\",E37/'Historical scenario - input'!$D22),\"\")","v":13.599792745537119},{"$f":"IFERROR(IF(OR(F37=\"\",'Historical scenario - input'!$D22=\"\"),\"\",F37/'Historical scenario - input'!$D22),\"\")","v":13.001138036401274},{"$f":"IFERROR(IF(OR(G37=\"\",'Historical scenario - input'!$D22=\"\"),\"\",G37/'Historical scenario - input'!$D22),\"\")","v":12.356065313316542},{"$f":"IFERROR(IF(OR(H37=\"\",'Historical scenario - input'!$D22=\"\"),\"\",H37/'Historical scenario - input'!$D22),\"\")","v":11.712496534290862},{"$f":"IFERROR(IF(OR(I37=\"\",'Historical scenario - input'!$D22=\"\"),\"\",I37/'Historical scenario - input'!$D22),\"\")","v":11.118851112045546},{"$f":"IFERROR(IF(OR(J37=\"\",'Historical scenario - input'!$D22=\"\"),\"\",J37/'Historical scenario - input'!$D22),\"\")","v":10.621690809506092},{"$f":"IFERROR(IF(OR(K37=\"\",'Historical scenario - input'!$D22=\"\"),\"\",K37/'Historical scenario - input'!$D22),\"\")","v":10.263653977226516},{"$f":"IFERROR(IF(OR(L37=\"\",'Historical scenario - input'!$D22=\"\"),\"\",L37/'Historical scenario - input'!$D22),\"\")","v":10.081799957738223},{"$f":"IFERROR(IF(OR(M37=\"\",'Historical scenario - input'!$D22=\"\"),\"\",M37/'Historical scenario - input'!$D22),\"\")","v":10.106444002978582},{"$f":"IFERROR(IF(OR(N37=\"\",'Historical scenario - input'!$D22=\"\"),\"\",N37/'Historical scenario - input'!$D22),\"\")","v":10.360526529160486},{"$f":"IFERROR(IF(OR(O37=\"\",'Historical scenario - input'!$D22=\"\"),\"\",O37/'Historical scenario - input'!$D22),\"\")","v":10.859532305667738},{"$f":"IFERROR(IF(OR(P37=\"\",'Historical scenario - input'!$D22=\"\"),\"\",P37/'Historical scenario - input'!$D22),\"\")","v":11.611956395938321},{"$f":"IFERROR(IF(OR(Q37=\"\",'Historical scenario - input'!$D22=\"\"),\"\",Q37/'Historical scenario - input'!$D22),\"\")","v":12.62030208913416},{"$f":"IFERROR(IF(OR(R37=\"\",'Historical scenario - input'!$D22=\"\"),\"\",R37/'Historical scenario - input'!$D22),\"\")","v":13.882586585305472},{"$f":"IFERROR(IF(OR(S37=\"\",'Historical scenario - input'!$D22=\"\"),\"\",S37/'Historical scenario - input'!$D22),\"\")","v":15.394316122783898},{"$f":"IFERROR(IF(OR(T37=\"\",'Historical scenario - input'!$D22=\"\"),\"\",T37/'Historical scenario - input'!$D22),\"\")","v":17.150866963743944},{"$f":"IFERROR(IF(OR(U37=\"\",'Historical scenario - input'!$D22=\"\"),\"\",U37/'Historical scenario - input'!$D22),\"\")","v":19.150167553399307},{"$f":"IFERROR(IF(OR(V37=\"\",'Historical scenario - input'!$D22=\"\"),\"\",V37/'Historical scenario - input'!$D22),\"\")","v":21.395519302114185},{"$f":"IFERROR(IF(OR(W37=\"\",'Historical scenario - input'!$D22=\"\"),\"\",W37/'Historical scenario - input'!$D22),\"\")","v":23.898322812929006}]
[{"$f":"IFERROR('Historical scenario - input'!A23,\"\")","v":2},{"$f":"IFERROR('Historical scenario - input'!B23,\"\")","v":"POLES"},{"$f":"IFERROR('Historical scenario - input'!C23,\"\")","v":"> 22 kv & < = 66 kv ; steel"},{"$f":"IFERROR(repcalc('Historical scenario - input'!$CV23:$GH23,'Historical scenario - input'!$G23,'Historical scenario - input'!$E23,'Historical scenario - input'!$F23,20,TRUE,TRUE),\"\")","v":32.262469392962011},35.601509108397735,38.821919459290015,41.847086180306071,44.605518975079541,47.034765214902379,49.08486798727354,50.721092315067523,51.925690718495858,52.698546260775451,53.056613709905967,53.032172771757573,52.670006092530159,52.02371246427353,51.151454732552622,50.111513534398838,48.958063000392002,47.737594588142642,46.486384416063153,45.229326136172212,{"$f":"IFERROR(IF(OR(D38=\"\",'Historical scenario - input'!$D23=\"\"),\"\",D38/'Historical scenario - input'!$D23),\"\")","v":1.4389619796732971},{"$f":"IFERROR(IF(OR(E38=\"\",'Historical scenario - input'!$D23=\"\"),\"\",E38/'Historical scenario - input'!$D23),\"\")","v":1.5878889306951955},{"$f":"IFERROR(IF(OR(F38=\"\",'Historical scenario - input'!$D23=\"\"),\"\",F38/'Historical scenario - input'!$D23),\"\")","v":1.7315248067168629},{"$f":"IFERROR(IF(OR(G38=\"\",'Historical scenario - input'!$D23=\"\"),\"\",G38/'Historical scenario - input'!$D23),\"\")","v":1.8664524788889336},{"$f":"IFERROR(IF(OR(H38=\"\",'Historical scenario - input'!$D23=\"\"),\"\",H38/'Historical scenario - input'!$D23),\"\")","v":1.989483356247282},{"$f":"IFERROR(IF(OR(I38=\"\",'Historical scenario - input'!$D23=\"\"),\"\",I38/'Historical scenario - input'!$D23),\"\")","v":2.0978319434491017},{"$f":"IFERROR(IF(OR(J38=\"\",'Historical scenario - input'!$D23=\"\"),\"\",J38/'Historical scenario - input'!$D23),\"\")","v":2.1892700757238885},{"$f":"IFERROR(IF(OR(K38=\"\",'Historical scenario - input'!$D23=\"\"),\"\",K38/'Historical scenario - input'!$D23),\"\")","v":2.2622485129673087},{"$f":"IFERROR(IF(OR(L38=\"\",'Historical scenario - input'!$D23=\"\"),\"\",L38/'Historical scenario - input'!$D23),\"\")","v":2.3159756868607819},{"$f":"IFERROR(IF(OR(M38=\"\",'Historical scenario - input'!$D23=\"\"),\"\",M38/'Historical scenario - input'!$D23),\"\")","v":2.3504463818213703},{"$f":"IFERROR(IF(OR(N38=\"\",'Historical scenario - input'!$D23=\"\"),\"\",N38/'Historical scenario - input'!$D23),\"\")","v":2.3664168098497291},{"$f":"IFERROR(IF(OR(O38=\"\",'Historical scenario - input'!$D23=\"\"),\"\",O38/'Historical scenario - input'!$D23),\"\")","v":2.3653267017022492},{"$f":"IFERROR(IF(OR(P38=\"\",'Historical scenario - input'!$D23=\"\"),\"\",P38/'Historical scenario - input'!$D23),\"\")","v":2.3491734409160032},{"$f":"IFERROR(IF(OR(Q38=\"\",'Historical scenario - input'!$D23=\"\"),\"\",Q38/'Historical scenario - input'!$D23),\"\")","v":2.3203476263932852},{"$f":"IFERROR(IF(OR(R38=\"\",'Historical scenario - input'!$D23=\"\"),\"\",R38/'Historical scenario - input'!$D23),\"\")","v":2.2814434217233148},{"$f":"IFERROR(IF(OR(S38=\"\",'Historical scenario - input'!$D23=\"\"),\"\",S38/'Historical scenario - input'!$D23),\"\")","v":2.2350602441986074},{"$f":"IFERROR(IF(OR(T38=\"\",'Historical scenario - input'!$D23=\"\"),\"\",T38/'Historical scenario - input'!$D23),\"\")","v":2.1836143538157784},{"$f":"IFERROR(IF(OR(U38=\"\",'Historical scenario - input'!$D23=\"\"),\"\",U38/'Historical scenario - input'!$D23),\"\")","v":2.1291793500586831},{"$f":"IFERROR(IF(OR(V38=\"\",'Historical scenario - input'!$D23=\"\"),\"\",V38/'Historical scenario - input'!$D23),\"\")","v":2.0733732106006899},{"$f":"IFERROR(IF(OR(W38=\"\",'Historical scenario - input'!$D23=\"\"),\"\",W38/'Historical scenario - input'!$D23),\"\")","v":2.0173062354115192}]
[{"$f":"IFERROR('Historical scenario - input'!A24,\"\")","v":2},{"$f":"IFERROR('Historical scenario - input'!B24,\"\")","v":"POLES"},{"$f":"IFERROR('Historical scenario - input'!C24,\"\")","v":"> 22 kv & < = 66 kv ; wood"},{"$f":"IFERROR(repcalc('Historical scenario - input'!$CV24:$GH24,'Historical scenario - input'!$G24,'Historical scenario - input'!$E24,'Historical scenario - input'!$F24,20,TRUE,TRUE),\"\")","v":1540.9694348456687},1765.3575161045619,2013.6226825966937,2283.6491525385431,2572.1488103904467,2874.7191316258873,3185.9821101627017,3499.7999806288058,3809.556248640778,4108.4837330298606,4390.0157924854002,4648.1334043917359,4877.6798636810818,5074.6168788294335,5236.2007182787456,5361.0643865138018,5449.2008213435483,5501.8517781516557,5521.3162501025499,5510.69984514318,{"$f":"IFERROR(IF(OR(D39=\"\",'Historical scenario - input'!$D24=\"\"),\"\",D39/'Historical scenario - input'!$D24),\"\")","v":101.83390375501234},{"$f":"IFERROR(IF(OR(E39=\"\",'Historical scenario - input'!$D24=\"\"),\"\",E39/'Historical scenario - input'!$D24),\"\")","v":116.66243555712335},{"$f":"IFERROR(IF(OR(F39=\"\",'Historical scenario - input'!$D24=\"\"),\"\",F39/'Historical scenario - input'!$D24),\"\")","v":133.06886809146746},{"$f":"IFERROR(IF(OR(G39=\"\",'Historical scenario - input'!$D24=\"\"),\"\",G39/'Historical scenario - input'!$D24),\"\")","v":150.91338137613101},{"$f":"IFERROR(IF(OR(H39=\"\",'Historical scenario - input'!$D24=\"\"),\"\",H39/'Historical scenario - input'!$D24),\"\")","v":169.97868256037358},{"$f":"IFERROR(IF(OR(I39=\"\",'Historical scenario - input'!$D24=\"\"),\"\",I39/'Historical scenario - input'!$D24),\"\")","v":189.9738338431107},{"$f":"IFERROR(IF(OR(J39=\"\",'Historical scenario - input'!$D24=\"\"),\"\",J39/'Historical scenario - input'!$D24),\"\")","v":210.54343339651842},{"$f":"IFERROR(IF(OR(K39=\"\",'Historical scenario - input'!$D24=\"\"),\"\",K39/'Historical scenario - input'!$D24),\"\")","v":231.28187122338471},{"$f":"IFERROR(IF(OR(L39=\"\",'Historical scenario - input'!$D24=\"\"),\"\",L39/'Historical scenario - input'!$D24),\"\")","v":251.75190084950907},{"$f":"IFERROR(IF(OR(M39=\"\",'Historical scenario - input'!$D24=\"\"),\"\",M39/'Historical scenario - input'!$D24),\"\")","v":271.5063177682681},{"$f":"IFERROR(IF(OR(N39=\"\",'Historical scenario - input'!$D24=\"\"),\"\",N39/'Historical scenario - input'!$D24),\"\")","v":290.11117001143873},{"$f":"IFERROR(IF(OR(O39=\"\",'Historical scenario - input'!$D24=\"\"),\"\",O39/'Historical scenario - input'!$D24),\"\")","v":307.16869461508276},{"$f":"IFERROR(IF(OR(P39=\"\",'Historical scenario - input'!$D24=\"\"),\"\",P39/'Historical scenario - input'!$D24),\"\")","v":322.33811427648976},{"$f":"IFERROR(IF(OR(Q39=\"\",'Historical scenario - input'!$D24=\"\"),\"\",Q39/'Historical scenario - input'!$D24),\"\")","v":335.35256128167981},{"$f":"IFERROR(IF(OR(R39=\"\",'Historical scenario - input'!$D24=\"\"),\"\",R39/'Historical scenario - input'!$D24),\"\")","v":346.03071802039187},{"$f":"IFERROR(IF(OR(S39=\"\",'Historical scenario - input'!$D24=\"\"),\"\",S39/'Historical scenario - input'!$D24),\"\")","v":354.28224753552468},{"$f":"IFERROR(IF(OR(T39=\"\",'Historical scenario - input'!$D24=\"\"),\"\",T39/'Historical scenario - input'!$D24),\"\")","v":360.10668312704644},{"$f":"IFERROR(IF(OR(U39=\"\",'Historical scenario - input'!$D24=\"\"),\"\",U39/'Historical scenario - input'!$D24),\"\")","v":363.58608534422484},{"$f":"IFERROR(IF(OR(V39=\"\",'Historical scenario - input'!$D24=\"\"),\"\",V39/'Historical scenario - input'!$D24),\"\")","v":364.87238156689324},{"$f":"IFERROR(IF(OR(W39=\"\",'Historical scenario - input'!$D24=\"\"),\"\",W39/'Historical scenario - input'!$D24),\"\")","v":364.1708037572302}]
[{"$f":"IFERROR('Historical scenario - input'!A25,\"\")","v":2},{"$f":"IFERROR('Historical scenario - input'!B25,\"\")","v":"POLES"},{"$f":"IFERROR('Historical scenario - input'!C25,\"\")","v":"> 66 kv & < = 132 kv ; concrete"},{"$f":"IFERROR(repcalc('Historical scenario - input'!$CV25:$GH25,'Historical scenario - input'!$G25,'Historical scenario - input'!$E25,'Historical scenario - input'!$F25,20,TRUE,TRUE),\"\")","v":221.33230451652616},210.58783368946774,199.61006670031725,189.29648732517623,180.53265747222449,174.15139807450529,170.89530208741306,171.38330101812201,176.08205452699082,185.28330385666391,199.08888317574318,217.40560671854368,239.95250736585083,266.28268481577464,295.82119563706306,327.91896316864643,361.92071334243383,397.24269010586977,433.45370578957824,470.35132022417361,{"$f":"IFERROR(IF(OR(D40=\"\",'Historical scenario - input'!$D25=\"\"),\"\",D40/'Historical scenario - input'!$D25),\"\")","v":9.9654821845419637},{"$f":"IFERROR(IF(OR(E40=\"\",'Historical scenario - input'!$D25=\"\"),\"\",E40/'Historical scenario - input'!$D25),\"\")","v":9.4817126198447923},{"$f":"IFERROR(IF(OR(F40=\"\",'Historical scenario - input'!$D25=\"\"),\"\",F40/'Historical scenario - input'!$D25),\"\")","v":8.9874389005366222},{"$f":"IFERROR(IF(OR(G40=\"\",'Historical scenario - input'!$D25=\"\"),\"\",G40/'Historical scenario - input'!$D25),\"\")","v":8.5230702140661254},{"$f":"IFERROR(IF(OR(H40=\"\",'Historical scenario - input'!$D25=\"\"),\"\",H40/'Historical scenario - input'!$D25),\"\")","v":8.1284789660387649},{"$f":"IFERROR(IF(OR(I40=\"\",'Historical scenario - input'!$D25=\"\"),\"\",I40/'Historical scenario - input'!$D25),\"\")","v":7.8411629008045409},{"$f":"IFERROR(IF(OR(J40=\"\",'Historical scenario - input'!$D25=\"\"),\"\",J40/'Historical scenario - input'!$D25),\"\")","v":7.6945572499872945},{"$f":"IFERROR(IF(OR(K40=\"\",'Historical scenario - input'!$D25=\"\"),\"\",K40/'Historical scenario - input'!$D25),\"\")","v":7.7165293912012869},{"$f":"IFERROR(IF(OR(L40=\"\",'Historical scenario - input'!$D25=\"\"),\"\",L40/'Historical scenario - input'!$D25),\"\")","v":7.928090665478309},{"$f":"IFERROR(IF(OR(M40=\"\",'Historical scenario - input'!$D25=\"\"),\"\",M40/'Historical scenario - input'!$D25),\"\")","v":8.3423767159067914},{"$f":"IFERROR(IF(OR(N40=\"\",'Historical scenario - input'!$D25=\"\"),\"\",N40/'Historical scenario - input'!$D25),\"\")","v":8.9639726237074662},{"$f":"IFERROR(IF(OR(O40=\"\",'Historical scenario - input'!$D25=\"\"),\"\",O40/'Historical scenario - input'!$D25),\"\")","v":9.7886827018123537},{"$f":"IFERROR(IF(OR(P40=\"\",'Historical scenario - input'!$D25=\"\"),\"\",P40/'Historical scenario - input'!$D25),\"\")","v":10.80385641180551},{"$f":"IFERROR(IF(OR(Q40=\"\",'Historical scenario - input'!$D25=\"\"),\"\",Q40/'Historical scenario - input'!$D25),\"\")","v":11.989372077339333},{"$f":"IFERROR(IF(OR(R40=\"\",'Historical scenario - input'!$D25=\"\"),\"\",R40/'Historical scenario - input'!$D25),\"\")","v":13.319342882958765},{"$f":"IFERROR(IF(OR(S40=\"\",'Historical scenario - input'!$D25=\"\"),\"\",S40/'Historical scenario - input'!$D25),\"\")","v":14.764544166152742},{"$f":"IFERROR(IF(OR(T40=\"\",'Historical scenario - input'!$D25=\"\"),\"\",T40/'Historical scenario - input'!$D25),\"\")","v":16.295472226294205},{"$f":"IFERROR(IF(OR(U40=\"\",'Historical scenario - input'!$D25=\"\"),\"\",U40/'Historical scenario - input'!$D25),\"\")","v":17.885843459846075},{"$f":"IFERROR(IF(OR(V40=\"\",'Historical scenario - input'!$D25=\"\"),\"\",V40/'Historical scenario - input'!$D25),\"\")","v":19.516243651397065},{"$f":"IFERROR(IF(OR(W40=\"\",'Historical scenario - input'!$D25=\"\"),\"\",W40/'Historical scenario - input'!$D25),\"\")","v":21.177557936734946}]
[{"$f":"IFERROR('Historical scenario - input'!A26,\"\")","v":2},{"$f":"IFERROR('Historical scenario - input'!B26,\"\")","v":"POLES"},{"$f":"IFERROR('Historical scenario - input'!C26,\"\")","v":"> 66 kv & < = 132 kv ; steel"},{"$f":"IFERROR(repcalc('Historical scenario - input'!$CV26:$GH26,'Historical scenario - input'!$G26,'Historical scenario - input'!$E26,'Historical scenario - input'!$F26,20,TRUE,TRUE),\"\")","v":389.20121700182108},429.1586770509868,469.27373642612861,509.10616669097368,548.25779704700847,586.39080690598109,623.24158930763326,658.62866114857979,692.45334723711744,724.69236889128626,755.38204482865615,784.594564116416,812.40768731070636,838.87020042181666,863.96637221835022,887.5834011947029,909.48622541662508,929.30396602343251,946.53159447148175,960.54914605974989,{"$f":"IFERROR(IF(OR(D41=\"\",'Historical scenario - input'!$D26=\"\"),\"\",D41/'Historical scenario - input'!$D26),\"\")","v":2.7016985101561217},{"$f":"IFERROR(IF(OR(E41=\"\",'Historical scenario - input'!$D26=\"\"),\"\",E41/'Historical scenario - input'!$D26),\"\")","v":2.979069200607865},{"$f":"IFERROR(IF(OR(F41=\"\",'Historical scenario - input'!$D26=\"\"),\"\",F41/'Historical scenario - input'!$D26),\"\")","v":3.2575338903730509},{"$f":"IFERROR(IF(OR(G41=\"\",'Historical scenario - input'!$D26=\"\"),\"\",G41/'Historical scenario - input'!$D26),\"\")","v":3.5340366678603217},{"$f":"IFERROR(IF(OR(H41=\"\",'Historical scenario - input'!$D26=\"\"),\"\",H41/'Historical scenario - input'!$D26),\"\")","v":3.8058135708667362},{"$f":"IFERROR(IF(OR(I41=\"\",'Historical scenario - input'!$D26=\"\"),\"\",I41/'Historical scenario - input'!$D26),\"\")","v":4.0705195672081427},{"$f":"IFERROR(IF(OR(J41=\"\",'Historical scenario - input'!$D26=\"\"),\"\",J41/'Historical scenario - input'!$D26),\"\")","v":4.3263247897086812},{"$f":"IFERROR(IF(OR(K41=\"\",'Historical scenario - input'!$D26=\"\"),\"\",K41/'Historical scenario - input'!$D26),\"\")","v":4.571969446238688},{"$f":"IFERROR(IF(OR(L41=\"\",'Historical scenario - input'!$D26=\"\"),\"\",L41/'Historical scenario - input'!$D26),\"\")","v":4.8067685681835535},{"$f":"IFERROR(IF(OR(M41=\"\",'Historical scenario - input'!$D26=\"\"),\"\",M41/'Historical scenario - input'!$D26),\"\")","v":5.0305605630876986},{"$f":"IFERROR(IF(OR(N41=\"\",'Historical scenario - input'!$D26=\"\"),\"\",N41/'Historical scenario - input'!$D26),\"\")","v":5.2435975427659471},{"$f":"IFERROR(IF(OR(O41=\"\",'Historical scenario - input'!$D26=\"\"),\"\",O41/'Historical scenario - input'!$D26),\"\")","v":5.4463806184346915},{"$f":"IFERROR(IF(OR(P41=\"\",'Historical scenario - input'!$D26=\"\"),\"\",P41/'Historical scenario - input'!$D26),\"\")","v":5.6394495766349211},{"$f":"IFERROR(IF(OR(Q41=\"\",'Historical scenario - input'!$D26=\"\"),\"\",Q41/'Historical scenario - input'!$D26),\"\")","v":5.8231430727601889},{"$f":"IFERROR(IF(OR(R41=\"\",'Historical scenario - input'!$D26=\"\"),\"\",R41/'Historical scenario - input'!$D26),\"\")","v":5.9973519061128338},{"$f":"IFERROR(IF(OR(S41=\"\",'Historical scenario - input'!$D26=\"\"),\"\",S41/'Historical scenario - input'!$D26),\"\")","v":6.1612930481556329},{"$f":"IFERROR(IF(OR(T41=\"\",'Historical scenario - input'!$D26=\"\"),\"\",T41/'Historical scenario - input'!$D26),\"\")","v":6.3133347812838769},{"$f":"IFERROR(IF(OR(U41=\"\",'Historical scenario - input'!$D26=\"\"),\"\",U41/'Historical scenario - input'!$D26),\"\")","v":6.4509025943665925},{"$f":"IFERROR(IF(OR(V41=\"\",'Historical scenario - input'!$D26=\"\"),\"\",V41/'Historical scenario - input'!$D26),\"\")","v":6.5704907561667136},{"$f":"IFERROR(IF(OR(W41=\"\",'Historical scenario - input'!$D26=\"\"),\"\",W41/'Historical scenario - input'!$D26),\"\")","v":6.6677956889051009}]
[{"$f":"IFERROR('Historical scenario - input'!A27,\"\")","v":2},{"$f":"IFERROR('Historical scenario - input'!B27,\"\")","v":"POLES"},{"$f":"IFERROR('Historical scenario - input'!C27,\"\")","v":"> 66 kv & < = 132 kv ; wood"},{"$f":"IFERROR(repcalc('Historical scenario - input'!$CV27:$GH27,'Historical scenario - input'!$G27,'Historical scenario - input'!$E27,'Historical scenario - input'!$F27,20,TRUE,TRUE),\"\")","v":443.92764636715407},524.21787583461742,612.65084314870785,708.73682486717098,811.70217590444884,920.48652608672455,1033.7540470635672,1149.9194729962362,1267.1884857271471,1383.6109170007671,1497.1440968757699,1605.7227238959736,1707.3309803830593,1800.0723713046232,1882.2329865629608,1952.3345701367664,2009.1748512743573,2051.8539144229549,2079.786771182205,2092.7035475142084,{"$f":"IFERROR(IF(OR(D42=\"\",'Historical scenario - input'!$D27=\"\"),\"\",D42/'Historical scenario - input'!$D27),\"\")","v":29.348300723959646},{"$f":"IFERROR(IF(OR(E42=\"\",'Historical scenario - input'!$D27=\"\"),\"\",E42/'Historical scenario - input'!$D27),\"\")","v":34.656331928796966},{"$f":"IFERROR(IF(OR(F42=\"\",'Historical scenario - input'!$D27=\"\"),\"\",F42/'Historical scenario - input'!$D27),\"\")","v":40.502684008657084},{"$f":"IFERROR(IF(OR(G42=\"\",'Historical scenario - input'!$D27=\"\"),\"\",G42/'Historical scenario - input'!$D27),\"\")","v":46.854981077576447},{"$f":"IFERROR(IF(OR(H42=\"\",'Historical scenario - input'!$D27=\"\"),\"\",H42/'Historical scenario - input'!$D27),\"\")","v":53.662077033683786},{"$f":"IFERROR(IF(OR(I42=\"\",'Historical scenario - input'!$D27=\"\"),\"\",I42/'Historical scenario - input'!$D27),\"\")","v":60.853870221913077},{"$f":"IFERROR(IF(OR(J42=\"\",'Historical scenario - input'!$D27=\"\"),\"\",J42/'Historical scenario - input'!$D27),\"\")","v":68.342048295725746},{"$f":"IFERROR(IF(OR(K42=\"\",'Historical scenario - input'!$D27=\"\"),\"\",K42/'Historical scenario - input'!$D27),\"\")","v":76.021808459117722},{"$f":"IFERROR(IF(OR(L42=\"\",'Historical scenario - input'!$D27=\"\"),\"\",L42/'Historical scenario - input'!$D27),\"\")","v":83.774527352372189},{"$f":"IFERROR(IF(OR(M42=\"\",'Historical scenario - input'!$D27=\"\"),\"\",M42/'Historical scenario - input'!$D27),\"\")","v":91.47127828012772},{"$f":"IFERROR(IF(OR(N42=\"\",'Historical scenario - input'!$D27=\"\"),\"\",N42/'Historical scenario - input'!$D27),\"\")","v":98.977019209727814},{"$f":"IFERROR(IF(OR(O42=\"\",'Historical scenario - input'!$D27=\"\"),\"\",O42/'Historical scenario - input'!$D27),\"\")","v":106.15521192662854},{"$f":"IFERROR(IF(OR(P42=\"\",'Historical scenario - input'!$D27=\"\"),\"\",P42/'Historical scenario - input'!$D27),\"\")","v":112.87258961604125},{"$f":"IFERROR(IF(OR(Q42=\"\",'Historical scenario - input'!$D27=\"\"),\"\",Q42/'Historical scenario - input'!$D27),\"\")","v":119.0037739488892},{"$f":"IFERROR(IF(OR(R42=\"\",'Historical scenario - input'!$D27=\"\"),\"\",R42/'Historical scenario - input'!$D27),\"\")","v":124.43545738649375},{"$f":"IFERROR(IF(OR(S42=\"\",'Historical scenario - input'!$D27=\"\"),\"\",S42/'Historical scenario - input'!$D27),\"\")","v":129.06991161070368},{"$f":"IFERROR(IF(OR(T42=\"\",'Historical scenario - input'!$D27=\"\"),\"\",T42/'Historical scenario - input'!$D27),\"\")","v":132.82765384124897},{"$f":"IFERROR(IF(OR(U42=\"\",'Historical scenario - input'!$D27=\"\"),\"\",U42/'Historical scenario - input'!$D27),\"\")","v":135.64919016626075},{"$f":"IFERROR(IF(OR(V42=\"\",'Historical scenario - input'!$D27=\"\"),\"\",V42/'Historical scenario - input'!$D27),\"\")","v":137.49584668102926},{"$f":"IFERROR(IF(OR(W42=\"\",'Historical scenario - input'!$D27=\"\"),\"\",W42/'Historical scenario - input'!$D27),\"\")","v":138.34978186456195}]
[{"$f":"IFERROR('Historical scenario - input'!A28,\"\")","v":2},{"$f":"IFERROR('Historical scenario - input'!B28,\"\")","v":"POLES"},{"$f":"IFERROR('Historical scenario - input'!C28,\"\")","v":"staked wooden pole"},{"$f":"IFERROR(repcalc('Historical scenario - input'!$CV28:$GH28,'Historical scenario - input'!$G28,'Historical scenario - input'!$E28,'Historical scenario - input'!$F28,20,TRUE,TRUE),\"\")","v":6337.3292560511964},8043.0969630757309,9902.221265767892,11838.802645110751,13757.266774869546,15549.184820036602,17103.390823612262,18318.636505428713,19117.051275184982,19455.971023703463,19335.671741957867,18801.282506554329,17938.369818750212,16862.917017842181,15707.313606329473,14604.428115491288,13671.967739218513,12999.240659053163,12638.133553954141,12599.525191205814,{"$f":"IFERROR(IF(OR(D43=\"\",'Historical scenario - input'!$D28=\"\"),\"\",D43/'Historical scenario - input'!$D28),\"\")","v":593.75419582474888},{"$f":"IFERROR(IF(OR(E43=\"\",'Historical scenario - input'!$D28=\"\"),\"\",E43/'Historical scenario - input'!$D28),\"\")","v":753.57021488058388},{"$f":"IFERROR(IF(OR(F43=\"\",'Historical scenario - input'!$D28=\"\"),\"\",F43/'Historical scenario - input'!$D28),\"\")","v":927.75445096539954},{"$f":"IFERROR(IF(OR(G43=\"\",'Historical scenario - input'!$D28=\"\"),\"\",G43/'Historical scenario - input'!$D28),\"\")","v":1109.195760558548},{"$f":"IFERROR(IF(OR(H43=\"\",'Historical scenario - input'!$D28=\"\"),\"\",H43/'Historical scenario - input'!$D28),\"\")","v":1288.9396369708229},{"$f":"IFERROR(IF(OR(I43=\"\",'Historical scenario - input'!$D28=\"\"),\"\",I43/'Historical scenario - input'!$D28),\"\")","v":1456.827214671808},{"$f":"IFERROR(IF(OR(J43=\"\",'Historical scenario - input'!$D28=\"\"),\"\",J43/'Historical scenario - input'!$D28),\"\")","v":1602.4431829312941},{"$f":"IFERROR(IF(OR(K43=\"\",'Historical scenario - input'!$D28=\"\"),\"\",K43/'Historical scenario - input'!$D28),\"\")","v":1716.3014335259663},{"$f":"IFERROR(IF(OR(L43=\"\",'Historical scenario - input'!$D28=\"\"),\"\",L43/'Historical scenario - input'!$D28),\"\")","v":1791.1061502129803},{"$f":"IFERROR(IF(OR(M43=\"\",'Historical scenario - input'!$D28=\"\"),\"\",M43/'Historical scenario - input'!$D28),\"\")","v":1822.8600665080139},{"$f":"IFERROR(IF(OR(N43=\"\",'Historical scenario - input'!$D28=\"\"),\"\",N43/'Historical scenario - input'!$D28),\"\")","v":1811.5890404329607},{"$f":"IFERROR(IF(OR(O43=\"\",'Historical scenario - input'!$D28=\"\"),\"\",O43/'Historical scenario - input'!$D28),\"\")","v":1761.5212850892628},{"$f":"IFERROR(IF(OR(P43=\"\",'Historical scenario - input'!$D28=\"\"),\"\",P43/'Historical scenario - input'!$D28),\"\")","v":1680.6736585398166},{"$f":"IFERROR(IF(OR(Q43=\"\",'Historical scenario - input'!$D28=\"\"),\"\",Q43/'Historical scenario - input'!$D28),\"\")","v":1579.9128195253536},{"$f":"IFERROR(IF(OR(R43=\"\",'Historical scenario - input'!$D28=\"\"),\"\",R43/'Historical scenario - input'!$D28),\"\")","v":1471.6425456335719},{"$f":"IFERROR(IF(OR(S43=\"\",'Historical scenario - input'!$D28=\"\"),\"\",S43/'Historical scenario - input'!$D28),\"\")","v":1368.3114954006787},{"$f":"IFERROR(IF(OR(T43=\"\",'Historical scenario - input'!$D28=\"\"),\"\",T43/'Historical scenario - input'!$D28),\"\")","v":1280.9478381749427},{"$f":"IFERROR(IF(OR(U43=\"\",'Historical scenario - input'!$D28=\"\"),\"\",U43/'Historical scenario - input'!$D28),\"\")","v":1217.9189958417614},{"$f":"IFERROR(IF(OR(V43=\"\",'Historical scenario - input'!$D28=\"\"),\"\",V43/'Historical scenario - input'!$D28),\"\")","v":1184.0863117359222},{"$f":"IFERROR(IF(OR(W43=\"\",'Historical scenario - input'!$D28=\"\"),\"\",W43/'Historical scenario - input'!$D28),\"\")","v":1180.4690344177436}]
[{"$f":"IFERROR('Historical scenario - input'!A29,\"\")","v":3},{"$f":"IFERROR('Historical scenario - input'!B29,\"\")","v":"SERVICE LINES"},{"$f":"IFERROR('Historical scenario - input'!C29,\"\")","v":"˂ = 11 kv ; commercial and industrial ; complex type"},{"$f":"IFERROR(repcalc('Historical scenario - input'!$CV29:$GH29,'Historical scenario - input'!$G29,'Historical scenario - input'!$E29,'Historical scenario - input'!$F29,20,TRUE,TRUE),\"\")","v":416.66474042068103},387.28011411164618,362.34951026189839,339.58124966118294,317.7320642305703,296.22962293304323,274.91495624138588,253.86910557922479,233.29778248220333,213.45551857213235,194.59665580768234,176.94475953523019,160.67493861624149,145.90544883637031,132.69612726042575,121.05189214826594,110.92992593753127,102.24936805877796,94.902469418912474,88.766258945943349,{"$f":"IFERROR(IF(OR(D44=\"\",'Historical scenario - input'!$D29=\"\"),\"\",D44/'Historical scenario - input'!$D29),\"\")","v":1111.0324265496954},{"$f":"IFERROR(IF(OR(E44=\"\",'Historical scenario - input'!$D29=\"\"),\"\",E44/'Historical scenario - input'!$D29),\"\")","v":1032.6786099094368},{"$f":"IFERROR(IF(OR(F44=\"\",'Historical scenario - input'!$D29=\"\"),\"\",F44/'Historical scenario - input'!$D29),\"\")","v":966.20140028865433},{"$f":"IFERROR(IF(OR(G44=\"\",'Historical scenario - input'!$D29=\"\"),\"\",G44/'Historical scenario - input'!$D29),\"\")","v":905.49005764423339},{"$f":"IFERROR(IF(OR(H44=\"\",'Historical scenario - input'!$D29=\"\"),\"\",H44/'Historical scenario - input'!$D29),\"\")","v":847.22941988880757},{"$f":"IFERROR(IF(OR(I44=\"\",'Historical scenario - input'!$D29=\"\"),\"\",I44/'Historical scenario - input'!$D29),\"\")","v":789.893371949129},{"$f":"IFERROR(IF(OR(J44=\"\",'Historical scenario - input'!$D29=\"\"),\"\",J44/'Historical scenario - input'!$D29),\"\")","v":733.05802314658706},{"$f":"IFERROR(IF(OR(K44=\"\",'Historical scenario - input'!$D29=\"\"),\"\",K44/'Historical scenario - input'!$D29),\"\")","v":676.9394696390948},{"$f":"IFERROR(IF(OR(L44=\"\",'Historical scenario - input'!$D29=\"\"),\"\",L44/'Historical scenario - input'!$D29),\"\")","v":622.08623921036724},{"$f":"IFERROR(IF(OR(M44=\"\",'Historical scenario - input'!$D29=\"\"),\"\",M44/'Historical scenario - input'!$D29),\"\")","v":569.17703792305008},{"$f":"IFERROR(IF(OR(N44=\"\",'Historical scenario - input'!$D29=\"\"),\"\",N44/'Historical scenario - input'!$D29),\"\")","v":518.89006610489275},{"$f":"IFERROR(IF(OR(O44=\"\",'Historical scenario - input'!$D29=\"\"),\"\",O44/'Historical scenario - input'!$D29),\"\")","v":471.82145855008707},{"$f":"IFERROR(IF(OR(P44=\"\",'Historical scenario - input'!$D29=\"\"),\"\",P44/'Historical scenario - input'!$D29),\"\")","v":428.4381413130622},{"$f":"IFERROR(IF(OR(Q44=\"\",'Historical scenario - input'!$D29=\"\"),\"\",Q44/'Historical scenario - input'!$D29),\"\")","v":389.05544228154918},{"$f":"IFERROR(IF(OR(R44=\"\",'Historical scenario - input'!$D29=\"\"),\"\",R44/'Historical scenario - input'!$D29),\"\")","v":353.83291639951875},{"$f":"IFERROR(IF(OR(S44=\"\",'Historical scenario - input'!$D29=\"\"),\"\",S44/'Historical scenario - input'!$D29),\"\")","v":322.78367815844206},{"$f":"IFERROR(IF(OR(T44=\"\",'Historical scenario - input'!$D29=\"\"),\"\",T44/'Historical scenario - input'!$D29),\"\")","v":295.79355495000277},{"$f":"IFERROR(IF(OR(U44=\"\",'Historical scenario - input'!$D29=\"\"),\"\",U44/'Historical scenario - input'!$D29),\"\")","v":272.6469328621846},{"$f":"IFERROR(IF(OR(V44=\"\",'Historical scenario - input'!$D29=\"\"),\"\",V44/'Historical scenario - input'!$D29),\"\")","v":253.05649999948764},{"$f":"IFERROR(IF(OR(W44=\"\",'Historical scenario - input'!$D29=\"\"),\"\",W44/'Historical scenario - input'!$D29),\"\")","v":236.6943552096038}]
[{"$f":"IFERROR('Historical scenario - input'!A30,\"\")","v":3},{"$f":"IFERROR('Historical scenario - input'!B30,\"\")","v":"SERVICE LINES"},{"$f":"IFERROR('Historical scenario - input'!C30,\"\")","v":"˂ = 11 kv ; commercial and industrial ; simple type"},{"$f":"IFERROR(repcalc('Historical scenario - input'!$CV30:$GH30,'Historical scenario - input'!$G30,'Historical scenario - input'!$E30,'Historical scenario - input'!$F30,20,TRUE,TRUE),\"\")","v":452.81061138841244},440.06600646109274,427.78626911969911,414.64577425814383,400.01365154366874,383.73552567859059,365.97351977528285,347.08746508578156,327.54551137088396,307.85639878288089,288.51853149397476,269.98284143612045,252.62747460000224,236.74281097466832,222.52545719445439,210.07980129007245,199.42561787327165,190.51014122539698,183.2230265983124,177.41271038966815,{"$f":"IFERROR(IF(OR(D45=\"\",'Historical scenario - input'!$D30=\"\"),\"\",D45/'Historical scenario - input'!$D30),\"\")","v":1207.4150354800418},{"$f":"IFERROR(IF(OR(E45=\"\",'Historical scenario - input'!$D30=\"\"),\"\",E45/'Historical scenario - input'!$D30),\"\")","v":1173.4316719645183},{"$f":"IFERROR(IF(OR(F45=\"\",'Historical scenario - input'!$D30=\"\"),\"\",F45/'Historical scenario - input'!$D30),\"\")","v":1140.687873288329},{"$f":"IFERROR(IF(OR(G45=\"\",'Historical scenario - input'!$D30=\"\"),\"\",G45/'Historical scenario - input'!$D30),\"\")","v":1105.6488731623349},{"$f":"IFERROR(IF(OR(H45=\"\",'Historical scenario - input'!$D30=\"\"),\"\",H45/'Historical scenario - input'!$D30),\"\")","v":1066.6324620577554},{"$f":"IFERROR(IF(OR(I45=\"\",'Historical scenario - input'!$D30=\"\"),\"\",I45/'Historical scenario - input'!$D30),\"\")","v":1023.2269997637795},{"$f":"IFERROR(IF(OR(J45=\"\",'Historical scenario - input'!$D30=\"\"),\"\",J45/'Historical scenario - input'!$D30),\"\")","v":975.86478596278062},{"$f":"IFERROR(IF(OR(K45=\"\",'Historical scenario - input'!$D30=\"\"),\"\",K45/'Historical scenario - input'!$D30),\"\")","v":925.50530714429067},{"$f":"IFERROR(IF(OR(L45=\"\",'Historical scenario - input'!$D30=\"\"),\"\",L45/'Historical scenario - input'!$D30),\"\")","v":873.3968800346114},{"$f":"IFERROR(IF(OR(M45=\"\",'Historical scenario - input'!$D30=\"\"),\"\",M45/'Historical scenario - input'!$D30),\"\")","v":820.89605523918203},{"$f":"IFERROR(IF(OR(N45=\"\",'Historical scenario - input'!$D30=\"\"),\"\",N45/'Historical scenario - input'!$D30),\"\")","v":769.3318225743368},{"$f":"IFERROR(IF(OR(O45=\"\",'Historical scenario - input'!$D30=\"\"),\"\",O45/'Historical scenario - input'!$D30),\"\")","v":719.90658759534938},{"$f":"IFERROR(IF(OR(P45=\"\",'Historical scenario - input'!$D30=\"\"),\"\",P45/'Historical scenario - input'!$D30),\"\")","v":673.62867286197343},{"$f":"IFERROR(IF(OR(Q45=\"\",'Historical scenario - input'!$D30=\"\"),\"\",Q45/'Historical scenario - input'!$D30),\"\")","v":631.27237375501772},{"$f":"IFERROR(IF(OR(R45=\"\",'Historical scenario - input'!$D30=\"\"),\"\",R45/'Historical scenario - input'!$D30),\"\")","v":593.36193992853566},{"$f":"IFERROR(IF(OR(S45=\"\",'Historical scenario - input'!$D30=\"\"),\"\",S45/'Historical scenario - input'!$D30),\"\")","v":560.17572103829025},{"$f":"IFERROR(IF(OR(T45=\"\",'Historical scenario - input'!$D30=\"\"),\"\",T45/'Historical scenario - input'!$D30),\"\")","v":531.76644589174794},{"$f":"IFERROR(IF(OR(U45=\"\",'Historical scenario - input'!$D30=\"\"),\"\",U45/'Historical scenario - input'!$D30),\"\")","v":507.99341521981142},{"$f":"IFERROR(IF(OR(V45=\"\",'Historical scenario - input'!$D30=\"\"),\"\",V45/'Historical scenario - input'!$D30),\"\")","v":488.5623958383747},{"$f":"IFERROR(IF(OR(W45=\"\",'Historical scenario - input'!$D30=\"\"),\"\",W45/'Historical scenario - input'!$D30),\"\")","v":473.06924489454059}]
[{"$f":"IFERROR('Historical scenario - input'!A31,\"\")","v":3},{"$f":"IFERROR('Historical scenario - input'!B31,\"\")","v":"SERVICE LINES"},{"$f":"IFERROR('Historical scenario - input'!C31,\"\")","v":"˂ = 11 kv ; residential ; complex type"},{"$f":"IFERROR(repcalc('Historical scenario - input'!$CV31:$GH31,'Historical scenario - input'!$G31,'Historical scenario - input'!$E31,'Historical scenario - input'!$F31,20,TRUE,TRUE),\"\")","v":5734.9033673915073},5794.2034690624087,5968.9232902238282,6260.0104713848341,6665.8607284739446,7182.5388589953627,7803.9875161544342,8522.2243357056195,9327.5389718174065,10208.708930420837,11153.255636406679,12147.759511901137,13178.245316434159,14230.637655534829,15291.273023643949,16347.440998076843,17387.915346552578,18403.427802401449,19387.034641455979,20334.329882567807,{"$f":"IFERROR(IF(OR(D46=\"\",'Historical scenario - input'!$D31=\"\"),\"\",D46/'Historical scenario - input'!$D31),\"\")","v":548.09524689282762},{"$f":"IFERROR(IF(OR(E46=\"\",'Historical scenario - input'!$D31=\"\"),\"\",E46/'Historical scenario - input'!$D31),\"\")","v":553.76266651333742},{"$f":"IFERROR(IF(OR(F46=\"\",'Historical scenario - input'!$D31=\"\"),\"\",F46/'Historical scenario - input'!$D31),\"\")","v":570.46096069228474},{"$f":"IFERROR(IF(OR(G46=\"\",'Historical scenario - input'!$D31=\"\"),\"\",G46/'Historical scenario - input'!$D31),\"\")","v":598.28069717344988},{"$f":"IFERROR(IF(OR(H46=\"\",'Historical scenario - input'!$D31=\"\"),\"\",H46/'Historical scenario - input'!$D31),\"\")","v":637.06855158187591},{"$f":"IFERROR(IF(OR(I46=\"\",'Historical scenario - input'!$D31=\"\"),\"\",I46/'Historical scenario - input'!$D31),\"\")","v":686.44842938809393},{"$f":"IFERROR(IF(OR(J46=\"\",'Historical scenario - input'!$D31=\"\"),\"\",J46/'Historical scenario - input'!$D31),\"\")","v":745.84141883470488},{"$f":"IFERROR(IF(OR(K46=\"\",'Historical scenario - input'!$D31=\"\"),\"\",K46/'Historical scenario - input'!$D31),\"\")","v":814.48463071126025},{"$f":"IFERROR(IF(OR(L46=\"\",'Historical scenario - input'!$D31=\"\"),\"\",L46/'Historical scenario - input'!$D31),\"\")","v":891.45002943372583},{"$f":"IFERROR(IF(OR(M46=\"\",'Historical scenario - input'!$D31=\"\"),\"\",M46/'Historical scenario - input'!$D31),\"\")","v":975.66506063397492},{"$f":"IFERROR(IF(OR(N46=\"\",'Historical scenario - input'!$D31=\"\"),\"\",N46/'Historical scenario - input'!$D31),\"\")","v":1065.9371239720867},{"$f":"IFERROR(IF(OR(O46=\"\",'Historical scenario - input'!$D31=\"\"),\"\",O46/'Historical scenario - input'!$D31),\"\")","v":1160.9836857457924},{"$f":"IFERROR(IF(OR(P46=\"\",'Historical scenario - input'!$D31=\"\"),\"\",P46/'Historical scenario - input'!$D31),\"\")","v":1259.4691065580316},{"$f":"IFERROR(IF(OR(Q46=\"\",'Historical scenario - input'!$D31=\"\"),\"\",Q46/'Historical scenario - input'!$D31),\"\")","v":1360.0481751099508},{"$f":"IFERROR(IF(OR(R46=\"\",'Historical scenario - input'!$D31=\"\"),\"\",R46/'Historical scenario - input'!$D31),\"\")","v":1461.415045082417},{"$f":"IFERROR(IF(OR(S46=\"\",'Historical scenario - input'!$D31=\"\"),\"\",S46/'Historical scenario - input'!$D31),\"\")","v":1562.354958036939},{"$f":"IFERROR(IF(OR(T46=\"\",'Historical scenario - input'!$D31=\"\"),\"\",T46/'Historical scenario - input'!$D31),\"\")","v":1661.795002337607},{"$f":"IFERROR(IF(OR(U46=\"\",'Historical scenario - input'!$D31=\"\"),\"\",U46/'Historical scenario - input'!$D31),\"\")","v":1758.8493927177531},{"$f":"IFERROR(IF(OR(V46=\"\",'Historical scenario - input'!$D31=\"\"),\"\",V46/'Historical scenario - input'!$D31),\"\")","v":1852.8545047066368},{"$f":"IFERROR(IF(OR(W46=\"\",'Historical scenario - input'!$D31=\"\"),\"\",W46/'Historical scenario - input'!$D31),\"\")","v":1943.3892505943861}]
[{"$f":"IFERROR('Historical scenario - input'!A32,\"\")","v":3},{"$f":"IFERROR('Historical scenario - input'!B32,\"\")","v":"SERVICE LINES"},{"$f":"IFERROR('Historical scenario - input'!C32,\"\")","v":"˂ = 11 kv ; residential ; simple type"},{"$f":"IFERROR(repcalc('Historical scenario - input'!$CV32:$GH32,'Historical scenario - input'!$G32,'Historical scenario - input'!$E32,'Historical scenario - input'!$F32,20,TRUE,TRUE),\"\")","v":6494.2473061411065},6300.5508968689337,6144.4135260469257,5994.4265018831466,5832.1431366375909,5648.3568972174889,5440.338559910283,5209.7715632162926,4961.1892980304347,4700.7760693554983,4435.4400920081762,4172.1008442408838,3917.1553378864978,3676.100516776738,3453.2946539452628,3251.8418034026995,3073.5822298108023,2919.1699377612176,2788.217062885898,2679.4845825015018,{"$f":"IFERROR(IF(OR(D47=\"\",'Historical scenario - input'!$D32=\"\"),\"\",D47/'Historical scenario - input'!$D32),\"\")","v":16787.196587496281},{"$f":"IFERROR(IF(OR(E47=\"\",'Historical scenario - input'!$D32=\"\"),\"\",E47/'Historical scenario - input'!$D32),\"\")","v":16286.504275137111},{"$f":"IFERROR(IF(OR(F47=\"\",'Historical scenario - input'!$D32=\"\"),\"\",F47/'Historical scenario - input'!$D32),\"\")","v":15882.899574687026},{"$f":"IFERROR(IF(OR(G47=\"\",'Historical scenario - input'!$D32=\"\"),\"\",G47/'Historical scenario - input'!$D32),\"\")","v":15495.193110563005},{"$f":"IFERROR(IF(OR(H47=\"\",'Historical scenario - input'!$D32=\"\"),\"\",H47/'Historical scenario - input'!$D32),\"\")","v":15075.701424023526},{"$f":"IFERROR(IF(OR(I47=\"\",'Historical scenario - input'!$D32=\"\"),\"\",I47/'Historical scenario - input'!$D32),\"\")","v":14600.626240436904},{"$f":"IFERROR(IF(OR(J47=\"\",'Historical scenario - input'!$D32=\"\"),\"\",J47/'Historical scenario - input'!$D32),\"\")","v":14062.912698348966},{"$f":"IFERROR(IF(OR(K47=\"\",'Historical scenario - input'!$D32=\"\"),\"\",K47/'Historical scenario - input'!$D32),\"\")","v":13466.912374118856},{"$f":"IFERROR(IF(OR(L47=\"\",'Historical scenario - input'!$D32=\"\"),\"\",L47/'Historical scenario - input'!$D32),\"\")","v":12824.343781159045},{"$f":"IFERROR(IF(OR(M47=\"\",'Historical scenario - input'!$D32=\"\"),\"\",M47/'Historical scenario - input'!$D32),\"\")","v":12151.192935853711},{"$f":"IFERROR(IF(OR(N47=\"\",'Historical scenario - input'!$D32=\"\"),\"\",N47/'Historical scenario - input'!$D32),\"\")","v":11465.317113223286},{"$f":"IFERROR(IF(OR(O47=\"\",'Historical scenario - input'!$D32=\"\"),\"\",O47/'Historical scenario - input'!$D32),\"\")","v":10784.602703519085},{"$f":"IFERROR(IF(OR(P47=\"\",'Historical scenario - input'!$D32=\"\"),\"\",P47/'Historical scenario - input'!$D32),\"\")","v":10125.585556108828},{"$f":"IFERROR(IF(OR(Q47=\"\",'Historical scenario - input'!$D32=\"\"),\"\",Q47/'Historical scenario - input'!$D32),\"\")","v":9502.4749045469925},{"$f":"IFERROR(IF(OR(R47=\"\",'Historical scenario - input'!$D32=\"\"),\"\",R47/'Historical scenario - input'!$D32),\"\")","v":8926.5365942424542},{"$f":"IFERROR(IF(OR(S47=\"\",'Historical scenario - input'!$D32=\"\"),\"\",S47/'Historical scenario - input'!$D32),\"\")","v":8405.7943979956963},{"$f":"IFERROR(IF(OR(T47=\"\",'Historical scenario - input'!$D32=\"\"),\"\",T47/'Historical scenario - input'!$D32),\"\")","v":7945.0052773441485},{"$f":"IFERROR(IF(OR(U47=\"\",'Historical scenario - input'!$D32=\"\"),\"\",U47/'Historical scenario - input'!$D32),\"\")","v":7545.8597905821844},{"$f":"IFERROR(IF(OR(V47=\"\",'Historical scenario - input'!$D32=\"\"),\"\",V47/'Historical scenario - input'!$D32),\"\")","v":7207.3553341610377},{"$f":"IFERROR(IF(OR(W47=\"\",'Historical scenario - input'!$D32=\"\"),\"\",W47/'Historical scenario - input'!$D32),\"\")","v":6926.2891169979048}]
[{"$f":"IFERROR('Historical scenario - input'!A33,\"\")","v":4},{"$f":"IFERROR('Historical scenario - input'!B33,\"\")","v":"SWITCHGEAR"},{"$f":"IFERROR('Historical scenario - input'!C33,\"\")","v":"˂ = 11 kv ; circuit breaker"},{"$f":"IFERROR(repcalc('Historical scenario - input'!$CV33:$GH33,'Historical scenario - input'!$G33,'Historical scenario - input'!$E33,'Historical scenario - input'!$F33,20,TRUE,TRUE),\"\")","v":9976.5564731179966},8760.3629538789537,7824.6038921356558,7112.342142440044,6576.6494238779806,6179.1933341286358,5888.8304537521344,5680.3038682598153,5533.1073551318541,5430.54698270684,5359.0050293249433,5307.3915265225469,5266.7554422269723,5230.0201900721404,5191.8060590813402,5148.3043274013235,5097.1731340954957,5037.4324757797594,4969.3438622446711,4894.2682185204894,{"$f":"IFERROR(IF(OR(D48=\"\",'Historical scenario - input'!$D33=\"\"),\"\",D48/'Historical scenario - input'!$D33),\"\")","v":125.87990891315556},{"$f":"IFERROR(IF(OR(E48=\"\",'Historical scenario - input'!$D33=\"\"),\"\",E48/'Historical scenario - input'!$D33),\"\")","v":110.53450092242286},{"$f":"IFERROR(IF(OR(F48=\"\",'Historical scenario - input'!$D33=\"\"),\"\",F48/'Historical scenario - input'!$D33),\"\")","v":98.727494589696519},{"$f":"IFERROR(IF(OR(G48=\"\",'Historical scenario - input'!$D33=\"\"),\"\",G48/'Historical scenario - input'!$D33),\"\")","v":89.740481443868362},{"$f":"IFERROR(IF(OR(H48=\"\",'Historical scenario - input'!$D33=\"\"),\"\",H48/'Historical scenario - input'!$D33),\"\")","v":82.981340571992135},{"$f":"IFERROR(IF(OR(I48=\"\",'Historical scenario - input'!$D33=\"\"),\"\",I48/'Historical scenario - input'!$D33),\"\")","v":77.966410168957992},{"$f":"IFERROR(IF(OR(J48=\"\",'Historical scenario - input'!$D33=\"\"),\"\",J48/'Historical scenario - input'!$D33),\"\")","v":74.30273593105413},{"$f":"IFERROR(IF(OR(K48=\"\",'Historical scenario - input'!$D33=\"\"),\"\",K48/'Historical scenario - input'!$D33),\"\")","v":71.671636948306556},{"$f":"IFERROR(IF(OR(L48=\"\",'Historical scenario - input'!$D33=\"\"),\"\",L48/'Historical scenario - input'!$D33),\"\")","v":69.81437450361345},{"$f":"IFERROR(IF(OR(M48=\"\",'Historical scenario - input'!$D33=\"\"),\"\",M48/'Historical scenario - input'!$D33),\"\")","v":68.520311730175834},{"$f":"IFERROR(IF(OR(N48=\"\",'Historical scenario - input'!$D33=\"\"),\"\",N48/'Historical scenario - input'!$D33),\"\")","v":67.617626059077963},{"$f":"IFERROR(IF(OR(O48=\"\",'Historical scenario - input'!$D33=\"\"),\"\",O48/'Historical scenario - input'!$D33),\"\")","v":66.966389026644862},{"$f":"IFERROR(IF(OR(P48=\"\",'Historical scenario - input'!$D33=\"\"),\"\",P48/'Historical scenario - input'!$D33),\"\")","v":66.453660350823966},{"$f":"IFERROR(IF(OR(Q48=\"\",'Historical scenario - input'!$D33=\"\"),\"\",Q48/'Historical scenario - input'!$D33),\"\")","v":65.990150701215697},{"$f":"IFERROR(IF(OR(R48=\"\",'Historical scenario - input'!$D33=\"\"),\"\",R48/'Historical scenario - input'!$D33),\"\")","v":65.507981193001214},{"$f":"IFERROR(IF(OR(S48=\"\",'Historical scenario - input'!$D33=\"\"),\"\",S48/'Historical scenario - input'!$D33),\"\")","v":64.959095008053509},{"$f":"IFERROR(IF(OR(T48=\"\",'Historical scenario - input'!$D33=\"\"),\"\",T48/'Historical scenario - input'!$D33),\"\")","v":64.313943549902447},{"$f":"IFERROR(IF(OR(U48=\"\",'Historical scenario - input'!$D33=\"\"),\"\",U48/'Historical scenario - input'!$D33),\"\")","v":63.560161556339835},{"$f":"IFERROR(IF(OR(V48=\"\",'Historical scenario - input'!$D33=\"\"),\"\",V48/'Historical scenario - input'!$D33),\"\")","v":62.701048645696304},{"$f":"IFERROR(IF(OR(W48=\"\",'Historical scenario - input'!$D33=\"\"),\"\",W48/'Historical scenario - input'!$D33),\"\")","v":61.753776386068338}]
[{"$f":"IFERROR('Historical scenario - input'!A34,\"\")","v":4},{"$f":"IFERROR('Historical scenario - input'!B34,\"\")","v":"SWITCHGEAR"},{"$f":"IFERROR('Historical scenario - input'!C34,\"\")","v":"˂ = 11 kv ; fuse"},{"$f":"IFERROR(repcalc('Historical scenario - input'!$CV34:$GH34,'Historical scenario - input'!$G34,'Historical scenario - input'!$E34,'Historical scenario - input'!$F34,20,TRUE,TRUE),\"\")","v":1880.7446640183541},1586.2999329625659,1383.560860250446,1241.1069036402225,1138.1529273729495,1061.180861532793,1001.5576031042699,953.88321949328656,914.86516661302949,882.56189676657334,855.87997389864131,834.24179220016026,817.36656351893566,805.12632623358184,797.4524404711284,794.27745241937544,795.50329969743734,800.99042427683173,810.56417163547212,824.03548942833061,{"$f":"IFERROR(IF(OR(D49=\"\",'Historical scenario - input'!$D34=\"\"),\"\",D49/'Historical scenario - input'!$D34),\"\")","v":505.29101076845632},{"$f":"IFERROR(IF(OR(E49=\"\",'Historical scenario - input'!$D34=\"\"),\"\",E49/'Historical scenario - input'!$D34),\"\")","v":426.18390036850172},{"$f":"IFERROR(IF(OR(F49=\"\",'Historical scenario - input'!$D34=\"\"),\"\",F49/'Historical scenario - input'!$D34),\"\")","v":371.71492702360808},{"$f":"IFERROR(IF(OR(G49=\"\",'Historical scenario - input'!$D34=\"\"),\"\",G49/'Historical scenario - input'!$D34),\"\")","v":333.44247829590392},{"$f":"IFERROR(IF(OR(H49=\"\",'Historical scenario - input'!$D34=\"\"),\"\",H49/'Historical scenario - input'!$D34),\"\")","v":305.78230744656935},{"$f":"IFERROR(IF(OR(I49=\"\",'Historical scenario - input'!$D34=\"\"),\"\",I49/'Historical scenario - input'!$D34),\"\")","v":285.1025768625089},{"$f":"IFERROR(IF(OR(J49=\"\",'Historical scenario - input'!$D34=\"\"),\"\",J49/'Historical scenario - input'!$D34),\"\")","v":269.0838704995258},{"$f":"IFERROR(IF(OR(K49=\"\",'Historical scenario - input'!$D34=\"\"),\"\",K49/'Historical scenario - input'!$D34),\"\")","v":256.27541332645694},{"$f":"IFERROR(IF(OR(L49=\"\",'Historical scenario - input'!$D34=\"\"),\"\",L49/'Historical scenario - input'!$D34),\"\")","v":245.79261268090912},{"$f":"IFERROR(IF(OR(M49=\"\",'Historical scenario - input'!$D34=\"\"),\"\",M49/'Historical scenario - input'!$D34),\"\")","v":237.11384188117302},{"$f":"IFERROR(IF(OR(N49=\"\",'Historical scenario - input'!$D34=\"\"),\"\",N49/'Historical scenario - input'!$D34),\"\")","v":229.94533249597143},{"$f":"IFERROR(IF(OR(O49=\"\",'Historical scenario - input'!$D34=\"\"),\"\",O49/'Historical scenario - input'!$D34),\"\")","v":224.13190183162138},{"$f":"IFERROR(IF(OR(P49=\"\",'Historical scenario - input'!$D34=\"\"),\"\",P49/'Historical scenario - input'!$D34),\"\")","v":219.59811182789679},{"$f":"IFERROR(IF(OR(Q49=\"\",'Historical scenario - input'!$D34=\"\"),\"\",Q49/'Historical scenario - input'!$D34),\"\")","v":216.30958362505837},{"$f":"IFERROR(IF(OR(R49=\"\",'Historical scenario - input'!$D34=\"\"),\"\",R49/'Historical scenario - input'!$D34),\"\")","v":214.24787606442274},{"$f":"IFERROR(IF(OR(S49=\"\",'Historical scenario - input'!$D34=\"\"),\"\",S49/'Historical scenario - input'!$D34),\"\")","v":213.39486664079354},{"$f":"IFERROR(IF(OR(T49=\"\",'Historical scenario - input'!$D34=\"\"),\"\",T49/'Historical scenario - input'!$D34),\"\")","v":213.72420938573384},{"$f":"IFERROR(IF(OR(U49=\"\",'Historical scenario - input'!$D34=\"\"),\"\",U49/'Historical scenario - input'!$D34),\"\")","v":215.19840988619453},{"$f":"IFERROR(IF(OR(V49=\"\",'Historical scenario - input'!$D34=\"\"),\"\",V49/'Historical scenario - input'!$D34),\"\")","v":217.7705445157585},{"$f":"IFERROR(IF(OR(W49=\"\",'Historical scenario - input'!$D34=\"\"),\"\",W49/'Historical scenario - input'!$D34),\"\")","v":221.38982145120013}]
[{"$f":"IFERROR('Historical scenario - input'!A35,\"\")","v":4},{"$f":"IFERROR('Historical scenario - input'!B35,\"\")","v":"SWITCHGEAR"},{"$f":"IFERROR('Historical scenario - input'!C35,\"\")","v":"˂ = 11 kv ; switch"},{"$f":"IFERROR(repcalc('Historical scenario - input'!$CV35:$GH35,'Historical scenario - input'!$G35,'Historical scenario - input'!$E35,'Historical scenario - input'!$F35,20,TRUE,TRUE),\"\")","v":7520.7033083719643},7465.0047252240338,7618.4423621771612,7955.656506429993,8452.5199361724244,9086.1605126744125,9834.8433318217449,10677.79417302091,11595.030634520053,12567.248159736517,13575.787857035722,14602.693890103214,15630.852039989348,16644.18901666515,17627.90485336032,18568.708321564216,19455.027326260537,20277.17182937586,21027.434851007478,21700.126196579658,{"$f":"IFERROR(IF(OR(D50=\"\",'Historical scenario - input'!$D35=\"\"),\"\",D50/'Historical scenario - input'!$D35),\"\")","v":403.41954619507459},{"$f":"IFERROR(IF(OR(E50=\"\",'Historical scenario - input'!$D35=\"\"),\"\",E50/'Historical scenario - input'!$D35),\"\")","v":400.43180738715836},{"$f":"IFERROR(IF(OR(F50=\"\",'Historical scenario - input'!$D35=\"\"),\"\",F50/'Historical scenario - input'!$D35),\"\")","v":408.66238627463679},{"$f":"IFERROR(IF(OR(G50=\"\",'Historical scenario - input'!$D35=\"\"),\"\",G50/'Historical scenario - input'!$D35),\"\")","v":426.75095744504858},{"$f":"IFERROR(IF(OR(H50=\"\",'Historical scenario - input'!$D35=\"\"),\"\",H50/'Historical scenario - input'!$D35),\"\")","v":453.40330778101878},{"$f":"IFERROR(IF(OR(I50=\"\",'Historical scenario - input'!$D35=\"\"),\"\",I50/'Historical scenario - input'!$D35),\"\")","v":487.39254832700084},{"$f":"IFERROR(IF(OR(J50=\"\",'Historical scenario - input'!$D35=\"\"),\"\",J50/'Historical scenario - input'!$D35),\"\")","v":527.55279275630119},{"$f":"IFERROR(IF(OR(K50=\"\",'Historical scenario - input'!$D35=\"\"),\"\",K50/'Historical scenario - input'!$D35),\"\")","v":572.76968695857204},{"$f":"IFERROR(IF(OR(L50=\"\",'Historical scenario - input'!$D35=\"\"),\"\",L50/'Historical scenario - input'!$D35),\"\")","v":621.9713509358819},{"$f":"IFERROR(IF(OR(M50=\"\",'Historical scenario - input'!$D35=\"\"),\"\",M50/'Historical scenario - input'!$D35),\"\")","v":674.12226511821893},{"$f":"IFERROR(IF(OR(N50=\"\",'Historical scenario - input'!$D35=\"\"),\"\",N50/'Historical scenario - input'!$D35),\"\")","v":728.22154417783111},{"$f":"IFERROR(IF(OR(O50=\"\",'Historical scenario - input'!$D35=\"\"),\"\",O50/'Historical scenario - input'!$D35),\"\")","v":783.30601551762004},{"$f":"IFERROR(IF(OR(P50=\"\",'Historical scenario - input'!$D35=\"\"),\"\",P50/'Historical scenario - input'!$D35),\"\")","v":838.45765190541692},{"$f":"IFERROR(IF(OR(Q50=\"\",'Historical scenario - input'!$D35=\"\"),\"\",Q50/'Historical scenario - input'!$D35),\"\")","v":892.81426278490335},{"$f":"IFERROR(IF(OR(R50=\"\",'Historical scenario - input'!$D35=\"\"),\"\",R50/'Historical scenario - input'!$D35),\"\")","v":945.5819601866483},{"$f":"IFERROR(IF(OR(S50=\"\",'Historical scenario - input'!$D35=\"\"),\"\",S50/'Historical scenario - input'!$D35),\"\")","v":996.0477866711301},{"$f":"IFERROR(IF(OR(T50=\"\",'Historical scenario - input'!$D35=\"\"),\"\",T50/'Historical scenario - input'!$D35),\"\")","v":1043.5910011814844},{"$f":"IFERROR(IF(OR(U50=\"\",'Historical scenario - input'!$D35=\"\"),\"\",U50/'Historical scenario - input'!$D35),\"\")","v":1087.6918184527028},{"$f":"IFERROR(IF(OR(V50=\"\",'Historical scenario - input'!$D35=\"\"),\"\",V50/'Historical scenario - input'!$D35),\"\")","v":1127.9368268386395},{"$f":"IFERROR(IF(OR(W50=\"\",'Historical scenario - input'!$D35=\"\"),\"\",W50/'Historical scenario - input'!$D35),\"\")","v":1164.0207974771288}]
[{"$f":"IFERROR('Historical scenario - input'!A36,\"\")","v":4},{"$f":"IFERROR('Historical scenario - input'!B36,\"\")","v":"SWITCHGEAR"},{"$f":"IFERROR('Historical scenario - input'!C36,\"\")","v":"> 11 kv & < = 22 kv ; circuit breaker"},{"$f":"IFERROR(repcalc('Historical scenario - input'!$CV36:$GH36,'Historical scenario - input'!$G36,'Historical scenario - input'!$E36,'Historical scenario - input'!$F36,20,TRUE,TRUE),\"\")","v":6.4428266147966871E-4},1.1796893980773806E-3,2.121477095043615E-3,3.7472798196869182E-3,6.5017843662269108E-3,1.1082139617646607E-2,1.8557959428361508E-2,3.0535068544282801E-2,4.9372196259631983E-2,7.8458615451464195E-2,0.12255780695148809,0.18821726208129044,0.28423741749535414,0.42218370458127358,0.61691548910362826,0.88709540376825735,1.2556336561918759,1.7500157612198337,2.4024598707292557,3.2498517794715509,{"$f":"IFERROR(IF(OR(D51=\"\",'Historical scenario - input'!$D36=\"\"),\"\",D51/'Historical scenario - input'!$D36),\"\")","v":2.2792558225642374E-6},{"$f":"IFERROR(IF(OR(E51=\"\",'Historical scenario - input'!$D36=\"\"),\"\",E51/'Historical scenario - input'!$D36),\"\")","v":4.1733451637670993E-6},{"$f":"IFERROR(IF(OR(F51=\"\",'Historical scenario - input'!$D36=\"\"),\"\",F51/'Historical scenario - input'!$D36),\"\")","v":7.5050739534256605E-6},{"$f":"IFERROR(IF(OR(G51=\"\",'Historical scenario - input'!$D36=\"\"),\"\",G51/'Historical scenario - input'!$D36),\"\")","v":1.325661834230254E-5},{"$f":"IFERROR(IF(OR(H51=\"\",'Historical scenario - input'!$D36=\"\"),\"\",H51/'Historical scenario - input'!$D36),\"\")","v":2.3001130962838212E-5},{"$f":"IFERROR(IF(OR(I51=\"\",'Historical scenario - input'!$D36=\"\"),\"\",I51/'Historical scenario - input'!$D36),\"\")","v":3.9204890586346978E-5},{"$f":"IFERROR(IF(OR(J51=\"\",'Historical scenario - input'!$D36=\"\"),\"\",J51/'Historical scenario - input'!$D36),\"\")","v":6.5651832046606526E-5},{"$f":"IFERROR(IF(OR(K51=\"\",'Historical scenario - input'!$D36=\"\"),\"\",K51/'Historical scenario - input'!$D36),\"\")","v":1.0802282434873644E-4},{"$f":"IFERROR(IF(OR(L51=\"\",'Historical scenario - input'!$D36=\"\"),\"\",L51/'Historical scenario - input'!$D36),\"\")","v":1.7466226010041645E-4},{"$f":"IFERROR(IF(OR(M51=\"\",'Historical scenario - input'!$D36=\"\"),\"\",M51/'Historical scenario - input'!$D36),\"\")","v":2.7756024923498795E-4},{"$f":"IFERROR(IF(OR(N51=\"\",'Historical scenario - input'!$D36=\"\"),\"\",N51/'Historical scenario - input'!$D36),\"\")","v":4.3356838821852732E-4},{"$f":"IFERROR(IF(OR(O51=\"\",'Historical scenario - input'!$D36=\"\"),\"\",O51/'Historical scenario - input'!$D36),\"\")","v":6.658495038817957E-4},{"$f":"IFERROR(IF(OR(P51=\"\",'Historical scenario - input'!$D36=\"\"),\"\",P51/'Historical scenario - input'!$D36),\"\")","v":1.0055365875112129E-3},{"$f":"IFERROR(IF(OR(Q51=\"\",'Historical scenario - input'!$D36=\"\"),\"\",Q51/'Historical scenario - input'!$D36),\"\")","v":1.4935442537731141E-3},{"$f":"IFERROR(IF(OR(R51=\"\",'Historical scenario - input'!$D36=\"\"),\"\",R51/'Historical scenario - input'!$D36),\"\")","v":2.1824399516513779E-3},{"$f":"IFERROR(IF(OR(S51=\"\",'Historical scenario - input'!$D36=\"\"),\"\",S51/'Historical scenario - input'!$D36),\"\")","v":3.138245812117945E-3},{"$f":"IFERROR(IF(OR(T51=\"\",'Historical scenario - input'!$D36=\"\"),\"\",T51/'Historical scenario - input'!$D36),\"\")","v":4.4420104606109553E-3},{"$f":"IFERROR(IF(OR(U51=\"\",'Historical scenario - input'!$D36=\"\"),\"\",U51/'Historical scenario - input'!$D36),\"\")","v":6.1909684239816578E-3},{"$f":"IFERROR(IF(OR(V51=\"\",'Historical scenario - input'!$D36=\"\"),\"\",V51/'Historical scenario - input'!$D36),\"\")","v":8.4990967105349913E-3},{"$f":"IFERROR(IF(OR(W51=\"\",'Historical scenario - input'!$D36=\"\"),\"\",W51/'Historical scenario - input'!$D36),\"\")","v":1.1496884882513679E-2}]
[{"$f":"IFERROR('Historical scenario - input'!A37,\"\")","v":4},{"$f":"IFERROR('Historical scenario - input'!B37,\"\")","v":"SWITCHGEAR"},{"$f":"IFERROR('Historical scenario - input'!C37,\"\")","v":"> 11 kv & < = 22 kv ; switch"},{"$f":"IFERROR(repcalc('Historical scenario - input'!$CV37:$GH37,'Historical scenario - input'!$G37,'Historical scenario - input'!$E37,'Historical scenario - input'!$F37,20,TRUE,TRUE),\"\")","v":1.2372731828107499},1.6192381015421164,2.0885094475618184,2.654951661116344,3.3264987597845863,4.1081632459484609,5.0010389920206855,6.0013961219816911,7.0999799196803792,8.281629159888201,9.5253192657930015,10.804711126880134,12.089248004207063,13.345793592202956,14.540748853178822,15.642529965725089,16.624241459990845,17.466343708197574,18.159097278299583,18.704570866042321,{"$f":"IFERROR(IF(OR(D52=\"\",'Historical scenario - input'!$D37=\"\"),\"\",D52/'Historical scenario - input'!$D37),\"\")","v":2.2422796353528847E-2},{"$f":"IFERROR(IF(OR(E52=\"\",'Historical scenario - input'!$D37=\"\"),\"\",E52/'Historical scenario - input'!$D37),\"\")","v":2.9345052251332191E-2},{"$f":"IFERROR(IF(OR(F52=\"\",'Historical scenario - input'!$D37=\"\"),\"\",F52/'Historical scenario - input'!$D37),\"\")","v":3.7849540970987583E-2},{"$f":"IFERROR(IF(OR(G52=\"\",'Historical scenario - input'!$D37=\"\"),\"\",G52/'Historical scenario - input'!$D37),\"\")","v":4.811503332710694E-2},{"$f":"IFERROR(IF(OR(H52=\"\",'Historical scenario - input'!$D37=\"\"),\"\",H52/'Historical scenario - input'!$D37),\"\")","v":6.0285315561005783E-2},{"$f":"IFERROR(IF(OR(I52=\"\",'Historical scenario - input'!$D37=\"\"),\"\",I52/'Historical scenario - input'!$D37),\"\")","v":7.4451228015538648E-2},{"$f":"IFERROR(IF(OR(J52=\"\",'Historical scenario - input'!$D37=\"\"),\"\",J52/'Historical scenario - input'!$D37),\"\")","v":9.0632594670314801E-2},{"$f":"IFERROR(IF(OR(K52=\"\",'Historical scenario - input'!$D37=\"\"),\"\",K52/'Historical scenario - input'!$D37),\"\")","v":0.10876181990330619},{"$f":"IFERROR(IF(OR(L52=\"\",'Historical scenario - input'!$D37=\"\"),\"\",L52/'Historical scenario - input'!$D37),\"\")","v":0.12867118277911327},{"$f":"IFERROR(IF(OR(M52=\"\",'Historical scenario - input'!$D37=\"\"),\"\",M52/'Historical scenario - input'!$D37),\"\")","v":0.15008592015690936},{"$f":"IFERROR(IF(OR(N52=\"\",'Historical scenario - input'!$D37=\"\"),\"\",N52/'Historical scenario - input'!$D37),\"\")","v":0.17262500882304396},{"$f":"IFERROR(IF(OR(O52=\"\",'Historical scenario - input'!$D37=\"\"),\"\",O52/'Historical scenario - input'!$D37),\"\")","v":0.19581111158197445},{"$f":"IFERROR(IF(OR(P52=\"\",'Historical scenario - input'!$D37=\"\"),\"\",P52/'Historical scenario - input'!$D37),\"\")","v":0.2190904561996822},{"$f":"IFERROR(IF(OR(Q52=\"\",'Historical scenario - input'!$D37=\"\"),\"\",Q52/'Historical scenario - input'!$D37),\"\")","v":0.24186252159315538},{"$f":"IFERROR(IF(OR(R52=\"\",'Historical scenario - input'!$D37=\"\"),\"\",R52/'Historical scenario - input'!$D37),\"\")","v":0.26351840069947408},{"$f":"IFERROR(IF(OR(S52=\"\",'Historical scenario - input'!$D37=\"\"),\"\",S52/'Historical scenario - input'!$D37),\"\")","v":0.2834857077227026},{"$f":"IFERROR(IF(OR(T52=\"\",'Historical scenario - input'!$D37=\"\"),\"\",T52/'Historical scenario - input'!$D37),\"\")","v":0.30127702270443735},{"$f":"IFERROR(IF(OR(U52=\"\",'Historical scenario - input'!$D37=\"\"),\"\",U52/'Historical scenario - input'!$D37),\"\")","v":0.31653823379566365},{"$f":"IFERROR(IF(OR(V52=\"\",'Historical scenario - input'!$D37=\"\"),\"\",V52/'Historical scenario - input'!$D37),\"\")","v":0.32909283567452247},{"$f":"IFERROR(IF(OR(W52=\"\",'Historical scenario - input'!$D37=\"\"),\"\",W52/'Historical scenario - input'!$D37),\"\")","v":0.33897831880315421}]
[{"$f":"IFERROR('Historical scenario - input'!A38,\"\")","v":4},{"$f":"IFERROR('Historical scenario - input'!B38,\"\")","v":"SWITCHGEAR"},{"$f":"IFERROR('Historical scenario - input'!C38,\"\")","v":"> 22 kv & < = 33 kv ; circuit breaker"},{"$f":"IFERROR(repcalc('Historical scenario - input'!$CV38:$GH38,'Historical scenario - input'!$G38,'Historical scenario - input'!$E38,'Historical scenario - input'!$F38,20,TRUE,TRUE),\"\")","v":8118.258310620311},7525.9615190351306,6917.0240285662594,6301.9991855589851,5691.1002699776436,5093.9661192725016,4519.40333704153,3975.1414560232706,3467.6371872432765,3001.9559432865294,2581.7456462987043,2209.302610574955,1885.7151918230111,1611.0604561066575,1384.6238697415527,1205.1123487402597,1070.8363114311128,979.84526436062583,930.01210013394837,919.07177825545921,{"$f":"IFERROR(IF(OR(D53=\"\",'Historical scenario - input'!$D38=\"\"),\"\",D53/'Historical scenario - input'!$D38),\"\")","v":28.719673258110429},{"$f":"IFERROR(IF(OR(E53=\"\",'Historical scenario - input'!$D38=\"\"),\"\",E53/'Historical scenario - input'!$D38),\"\")","v":26.62432599576719},{"$f":"IFERROR(IF(OR(F53=\"\",'Historical scenario - input'!$D38=\"\"),\"\",F53/'Historical scenario - input'!$D38),\"\")","v":24.470109525714584},{"$f":"IFERROR(IF(OR(G53=\"\",'Historical scenario - input'!$D38=\"\"),\"\",G53/'Historical scenario - input'!$D38),\"\")","v":22.294358045414626},{"$f":"IFERROR(IF(OR(H53=\"\",'Historical scenario - input'!$D38=\"\"),\"\",H53/'Historical scenario - input'!$D38),\"\")","v":20.133202711606391},{"$f":"IFERROR(IF(OR(I53=\"\",'Historical scenario - input'!$D38=\"\"),\"\",I53/'Historical scenario - input'!$D38),\"\")","v":18.020742496208221},{"$f":"IFERROR(IF(OR(J53=\"\",'Historical scenario - input'!$D38=\"\"),\"\",J53/'Historical scenario - input'!$D38),\"\")","v":15.988132207082856},{"$f":"IFERROR(IF(OR(K53=\"\",'Historical scenario - input'!$D38=\"\"),\"\",K53/'Historical scenario - input'!$D38),\"\")","v":14.062716336878225},{"$f":"IFERROR(IF(OR(L53=\"\",'Historical scenario - input'!$D38=\"\"),\"\",L53/'Historical scenario - input'!$D38),\"\")","v":12.267336562205351},{"$f":"IFERROR(IF(OR(M53=\"\",'Historical scenario - input'!$D38=\"\"),\"\",M53/'Historical scenario - input'!$D38),\"\")","v":10.61991261273924},{"$f":"IFERROR(IF(OR(N53=\"\",'Historical scenario - input'!$D38=\"\"),\"\",N53/'Historical scenario - input'!$D38),\"\")","v":9.1333496127179039},{"$f":"IFERROR(IF(OR(O53=\"\",'Historical scenario - input'!$D38=\"\"),\"\",O53/'Historical scenario - input'!$D38),\"\")","v":7.8157711514300017},{"$f":"IFERROR(IF(OR(P53=\"\",'Historical scenario - input'!$D38=\"\"),\"\",P53/'Historical scenario - input'!$D38),\"\")","v":6.6710274660962092},{"$f":"IFERROR(IF(OR(Q53=\"\",'Historical scenario - input'!$D38=\"\"),\"\",Q53/'Historical scenario - input'!$D38),\"\")","v":5.6993911905853318},{"$f":"IFERROR(IF(OR(R53=\"\",'Historical scenario - input'!$D38=\"\"),\"\",R53/'Historical scenario - input'!$D38),\"\")","v":4.8983345445335251},{"$f":"IFERROR(IF(OR(S53=\"\",'Historical scenario - input'!$D38=\"\"),\"\",S53/'Historical scenario - input'!$D38),\"\")","v":4.2632830307772904},{"$f":"IFERROR(IF(OR(T53=\"\",'Historical scenario - input'!$D38=\"\"),\"\",T53/'Historical scenario - input'!$D38),\"\")","v":3.7882594764186361},{"$f":"IFERROR(IF(OR(U53=\"\",'Historical scenario - input'!$D38=\"\"),\"\",U53/'Historical scenario - input'!$D38),\"\")","v":3.4663636902425421},{"$f":"IFERROR(IF(OR(V53=\"\",'Historical scenario - input'!$D38=\"\"),\"\",V53/'Historical scenario - input'!$D38),\"\")","v":3.2900706801845048},{"$f":"IFERROR(IF(OR(W53=\"\",'Historical scenario - input'!$D38=\"\"),\"\",W53/'Historical scenario - input'!$D38),\"\")","v":3.2513674931625141}]
[{"$f":"IFERROR('Historical scenario - input'!A39,\"\")","v":4},{"$f":"IFERROR('Historical scenario - input'!B39,\"\")","v":"SWITCHGEAR"},{"$f":"IFERROR('Historical scenario - input'!C39,\"\")","v":"> 22 kv & < = 33 kv ; switch"},{"$f":"IFERROR(repcalc('Historical scenario - input'!$CV39:$GH39,'Historical scenario - input'!$G39,'Historical scenario - input'!$E39,'Historical scenario - input'!$F39,20,TRUE,TRUE),\"\")","v":1809.3489380281103},2023.6790992561821,2241.6748616684176,2459.0191444948823,2670.8644119289979,2871.9897168347275,3057.0043456404678,3220.5889988942217,3357.7603773546743,3464.1408666266834,3536.2124035100842,3571.5330949663048,3568.8970242712098,3528.4218757474064,3451.5551571316551,3340.9972143158261,3200.5470261376427,3034.8839697250455,2849.3044630947347,2649.4359328859696,{"$f":"IFERROR(IF(OR(D54=\"\",'Historical scenario - input'!$D39=\"\"),\"\",D54/'Historical scenario - input'!$D39),\"\")","v":32.790383994028247},{"$f":"IFERROR(IF(OR(E54=\"\",'Historical scenario - input'!$D39=\"\"),\"\",E54/'Historical scenario - input'!$D39),\"\")","v":36.674636578181406},{"$f":"IFERROR(IF(OR(F54=\"\",'Historical scenario - input'!$D39=\"\"),\"\",F54/'Historical scenario - input'!$D39),\"\")","v":40.62531994739291},{"$f":"IFERROR(IF(OR(G54=\"\",'Historical scenario - input'!$D39=\"\"),\"\",G54/'Historical scenario - input'!$D39),\"\")","v":44.564196712951187},{"$f":"IFERROR(IF(OR(H54=\"\",'Historical scenario - input'!$D39=\"\"),\"\",H54/'Historical scenario - input'!$D39),\"\")","v":48.40341618050882},{"$f":"IFERROR(IF(OR(I54=\"\",'Historical scenario - input'!$D39=\"\"),\"\",I54/'Historical scenario - input'!$D39),\"\")","v":52.048360414406744},{"$f":"IFERROR(IF(OR(J54=\"\",'Historical scenario - input'!$D39=\"\"),\"\",J54/'Historical scenario - input'!$D39),\"\")","v":55.401334843797088},{"$f":"IFERROR(IF(OR(K54=\"\",'Historical scenario - input'!$D39=\"\"),\"\",K54/'Historical scenario - input'!$D39),\"\")","v":58.365939118286242},{"$f":"IFERROR(IF(OR(L54=\"\",'Historical scenario - input'!$D39=\"\"),\"\",L54/'Historical scenario - input'!$D39),\"\")","v":60.851862136325195},{"$f":"IFERROR(IF(OR(M54=\"\",'Historical scenario - input'!$D39=\"\"),\"\",M54/'Historical scenario - input'!$D39),\"\")","v":62.779769473261211},{"$f":"IFERROR(IF(OR(N54=\"\",'Historical scenario - input'!$D39=\"\"),\"\",N54/'Historical scenario - input'!$D39),\"\")","v":64.085904138486171},{"$f":"IFERROR(IF(OR(O54=\"\",'Historical scenario - input'!$D39=\"\"),\"\",O54/'Historical scenario - input'!$D39),\"\")","v":64.726012307475557},{"$f":"IFERROR(IF(OR(P54=\"\",'Historical scenario - input'!$D39=\"\"),\"\",P54/'Historical scenario - input'!$D39),\"\")","v":64.678239449233089},{"$f":"IFERROR(IF(OR(Q54=\"\",'Historical scenario - input'!$D39=\"\"),\"\",Q54/'Historical scenario - input'!$D39),\"\")","v":63.944718327675822},{"$f":"IFERROR(IF(OR(R54=\"\",'Historical scenario - input'!$D39=\"\"),\"\",R54/'Historical scenario - input'!$D39),\"\")","v":62.55168176806211},{"$f":"IFERROR(IF(OR(S54=\"\",'Historical scenario - input'!$D39=\"\"),\"\",S54/'Historical scenario - input'!$D39),\"\")","v":60.548067472153129},{"$f":"IFERROR(IF(OR(T54=\"\",'Historical scenario - input'!$D39=\"\"),\"\",T54/'Historical scenario - input'!$D39),\"\")","v":58.002723395285734},{"$f":"IFERROR(IF(OR(U54=\"\",'Historical scenario - input'!$D39=\"\"),\"\",U54/'Historical scenario - input'!$D39),\"\")","v":55.000452733600341},{"$f":"IFERROR(IF(OR(V54=\"\",'Historical scenario - input'!$D39=\"\"),\"\",V54/'Historical scenario - input'!$D39),\"\")","v":51.637241162889119},{"$f":"IFERROR(IF(OR(W54=\"\",'Historical scenario - input'!$D39=\"\"),\"\",W54/'Historical scenario - input'!$D39),\"\")","v":48.015073146469931}]
[{"$f":"IFERROR('Historical scenario - input'!A40,\"\")","v":4},{"$f":"IFERROR('Historical scenario - input'!B40,\"\")","v":"SWITCHGEAR"},{"$f":"IFERROR('Historical scenario - input'!C40,\"\")","v":"> 33 kv & < = 66 kv ; circuit breaker"},{"$f":"IFERROR(repcalc('Historical scenario - input'!$CV40:$GH40,'Historical scenario - input'!$G40,'Historical scenario - input'!$E40,'Historical scenario - input'!$F40,20,TRUE,TRUE),\"\")","v":892.29378955135007},871.32107720380702,944.43940977980117,1057.5957095790291,1187.1578133309763,1323.3317347562397,1461.1801719264029,1595.8232364759288,1720.231195179422,1824.9704191657981,1899.508411799429,1934.532685783144,1924.5088656784485,1869.6315789417415,1776.5091263527418,1657.3284097052424,1527.7257062434885,1403.9675955298121,1300.1984256815037,1226.4064631583817,{"$f":"IFERROR(IF(OR(D55=\"\",'Historical scenario - input'!$D40=\"\"),\"\",D55/'Historical scenario - input'!$D40),\"\")","v":4.3620499075479469},{"$f":"IFERROR(IF(OR(E55=\"\",'Historical scenario - input'!$D40=\"\"),\"\",E55/'Historical scenario - input'!$D40),\"\")","v":4.2595231175737291},{"$f":"IFERROR(IF(OR(F55=\"\",'Historical scenario - input'!$D40=\"\"),\"\",F55/'Historical scenario - input'!$D40),\"\")","v":4.6169679631929545},{"$f":"IFERROR(IF(OR(G55=\"\",'Historical scenario - input'!$D40=\"\"),\"\",G55/'Historical scenario - input'!$D40),\"\")","v":5.1701416295992519},{"$f":"IFERROR(IF(OR(H55=\"\",'Historical scenario - input'!$D40=\"\"),\"\",H55/'Historical scenario - input'!$D40),\"\")","v":5.8035163872304381},{"$f":"IFERROR(IF(OR(I55=\"\",'Historical scenario - input'!$D40=\"\"),\"\",I55/'Historical scenario - input'!$D40),\"\")","v":6.4692135469766434},{"$f":"IFERROR(IF(OR(J55=\"\",'Historical scenario - input'!$D40=\"\"),\"\",J55/'Historical scenario - input'!$D40),\"\")","v":7.1430967115295161},{"$f":"IFERROR(IF(OR(K55=\"\",'Historical scenario - input'!$D40=\"\"),\"\",K55/'Historical scenario - input'!$D40),\"\")","v":7.8013101543974077},{"$f":"IFERROR(IF(OR(L55=\"\",'Historical scenario - input'!$D40=\"\"),\"\",L55/'Historical scenario - input'!$D40),\"\")","v":8.4094884596993644},{"$f":"IFERROR(IF(OR(M55=\"\",'Historical scenario - input'!$D40=\"\"),\"\",M55/'Historical scenario - input'!$D40),\"\")","v":8.9215145744794935},{"$f":"IFERROR(IF(OR(N55=\"\",'Historical scenario - input'!$D40=\"\"),\"\",N55/'Historical scenario - input'!$D40),\"\")","v":9.2858995423944002},{"$f":"IFERROR(IF(OR(O55=\"\",'Historical scenario - input'!$D40=\"\"),\"\",O55/'Historical scenario - input'!$D40),\"\")","v":9.4571185208089137},{"$f":"IFERROR(IF(OR(P55=\"\",'Historical scenario - input'!$D40=\"\"),\"\",P55/'Historical scenario - input'!$D40),\"\")","v":9.4081162705714121},{"$f":"IFERROR(IF(OR(Q55=\"\",'Historical scenario - input'!$D40=\"\"),\"\",Q55/'Historical scenario - input'!$D40),\"\")","v":9.139844243645511},{"$f":"IFERROR(IF(OR(R55=\"\",'Historical scenario - input'!$D40=\"\"),\"\",R55/'Historical scenario - input'!$D40),\"\")","v":8.6846076495292088},{"$f":"IFERROR(IF(OR(S55=\"\",'Historical scenario - input'!$D40=\"\"),\"\",S55/'Historical scenario - input'!$D40),\"\")","v":8.1019831371529474},{"$f":"IFERROR(IF(OR(T55=\"\",'Historical scenario - input'!$D40=\"\"),\"\",T55/'Historical scenario - input'!$D40),\"\")","v":7.4684099045772045},{"$f":"IFERROR(IF(OR(U55=\"\",'Historical scenario - input'!$D40=\"\"),\"\",U55/'Historical scenario - input'!$D40),\"\")","v":6.8634084334044259},{"$f":"IFERROR(IF(OR(V55=\"\",'Historical scenario - input'!$D40=\"\"),\"\",V55/'Historical scenario - input'!$D40),\"\")","v":6.3561245062454867},{"$f":"IFERROR(IF(OR(W55=\"\",'Historical scenario - input'!$D40=\"\"),\"\",W55/'Historical scenario - input'!$D40),\"\")","v":5.9953865664873147}]
[{"$f":"IFERROR('Historical scenario - input'!A41,\"\")","v":4},{"$f":"IFERROR('Historical scenario - input'!B41,\"\")","v":"SWITCHGEAR"},{"$f":"IFERROR('Historical scenario - input'!C41,\"\")","v":"> 33 kv & < = 66 kv ; switch"},{"$f":"IFERROR(repcalc('Historical scenario - input'!$CV41:$GH41,'Historical scenario - input'!$G41,'Historical scenario - input'!$E41,'Historical scenario - input'!$F41,20,TRUE,TRUE),\"\")","v":310.82798661013618},332.42151818606931,352.82029277266815,372.13573960392699,390.63914931445169,408.74961542102039,427.00801255519019,446.03827466204297,466.49829130183031,489.02359475729088,514.16762913870707,542.34276996914593,573.76641045422616,608.41636123771298,645.99952466798186,685.93728691887998,727.37029532495058,769.18423120696093,810.05685072294523,848.52499059809134,{"$f":"IFERROR(IF(OR(D56=\"\",'Historical scenario - input'!$D41=\"\"),\"\",D56/'Historical scenario - input'!$D41),\"\")","v":2.5497983345681372},{"$f":"IFERROR(IF(OR(E56=\"\",'Historical scenario - input'!$D41=\"\"),\"\",E56/'Historical scenario - input'!$D41),\"\")","v":2.7269353789193529},{"$f":"IFERROR(IF(OR(F56=\"\",'Historical scenario - input'!$D41=\"\"),\"\",F56/'Historical scenario - input'!$D41),\"\")","v":2.8942715381738244},{"$f":"IFERROR(IF(OR(G56=\"\",'Historical scenario - input'!$D41=\"\"),\"\",G56/'Historical scenario - input'!$D41),\"\")","v":3.0527208937125745},{"$f":"IFERROR(IF(OR(H56=\"\",'Historical scenario - input'!$D41=\"\"),\"\",H56/'Historical scenario - input'!$D41),\"\")","v":3.2045089092586276},{"$f":"IFERROR(IF(OR(I56=\"\",'Historical scenario - input'!$D41=\"\"),\"\",I56/'Historical scenario - input'!$D41),\"\")","v":3.3530735118878674},{"$f":"IFERROR(IF(OR(J56=\"\",'Historical scenario - input'!$D41=\"\"),\"\",J56/'Historical scenario - input'!$D41),\"\")","v":3.5028516290783984},{"$f":"IFERROR(IF(OR(K56=\"\",'Historical scenario - input'!$D41=\"\"),\"\",K56/'Historical scenario - input'!$D41),\"\")","v":3.6589615442621621},{"$f":"IFERROR(IF(OR(L56=\"\",'Historical scenario - input'!$D41=\"\"),\"\",L56/'Historical scenario - input'!$D41),\"\")","v":3.826800087124135},{"$f":"IFERROR(IF(OR(M56=\"\",'Historical scenario - input'!$D41=\"\"),\"\",M56/'Historical scenario - input'!$D41),\"\")","v":4.0115806851093945},{"$f":"IFERROR(IF(OR(N56=\"\",'Historical scenario - input'!$D41=\"\"),\"\",N56/'Historical scenario - input'!$D41),\"\")","v":4.217843376217945},{"$f":"IFERROR(IF(OR(O56=\"\",'Historical scenario - input'!$D41=\"\"),\"\",O56/'Historical scenario - input'!$D41),\"\")","v":4.448970978172861},{"$f":"IFERROR(IF(OR(P56=\"\",'Historical scenario - input'!$D41=\"\"),\"\",P56/'Historical scenario - input'!$D41),\"\")","v":4.7067468208463294},{"$f":"IFERROR(IF(OR(Q56=\"\",'Historical scenario - input'!$D41=\"\"),\"\",Q56/'Historical scenario - input'!$D41),\"\")","v":4.990988879497948},{"$f":"IFERROR(IF(OR(R56=\"\",'Historical scenario - input'!$D41=\"\"),\"\",R56/'Historical scenario - input'!$D41),\"\")","v":5.2992928020868044},{"$f":"IFERROR(IF(OR(S56=\"\",'Historical scenario - input'!$D41=\"\"),\"\",S56/'Historical scenario - input'!$D41),\"\")","v":5.6269120772502257},{"$f":"IFERROR(IF(OR(T56=\"\",'Historical scenario - input'!$D41=\"\"),\"\",T56/'Historical scenario - input'!$D41),\"\")","v":5.9667972239582516},{"$f":"IFERROR(IF(OR(U56=\"\",'Historical scenario - input'!$D41=\"\"),\"\",U56/'Historical scenario - input'!$D41),\"\")","v":6.3098072123329985},{"$f":"IFERROR(IF(OR(V56=\"\",'Historical scenario - input'!$D41=\"\"),\"\",V56/'Historical scenario - input'!$D41),\"\")","v":6.645095351306181},{"$f":"IFERROR(IF(OR(W56=\"\",'Historical scenario - input'!$D41=\"\"),\"\",W56/'Historical scenario - input'!$D41),\"\")","v":6.9606589530825183}]
[{"$f":"IFERROR('Historical scenario - input'!A42,\"\")","v":4},{"$f":"IFERROR('Historical scenario - input'!B42,\"\")","v":"SWITCHGEAR"},{"$f":"IFERROR('Historical scenario - input'!C42,\"\")","v":"> 66 kv & < = 132 kv ; circuit breaker"},{"$f":"IFERROR(repcalc('Historical scenario - input'!$CV42:$GH42,'Historical scenario - input'!$G42,'Historical scenario - input'!$E42,'Historical scenario - input'!$F42,20,TRUE,TRUE),\"\")","v":920.2404611242398},665.00669718514655,493.34584885889848,379.57545161661682,305.54737771937454,258.79592152344111,231.11637443344327,217.50303323368524,215.36978370347671,223.98268879019969,244.04553978069222,277.39187028107739,326.74824885875881,395.54283094106063,487.73999534452071,607.68663077603151,759.95865920531992,949.19814652497587,1179.9323634956791,1456.366976763823,{"$f":"IFERROR(IF(OR(D57=\"\",'Historical scenario - input'!$D42=\"\"),\"\",D57/'Historical scenario - input'!$D42),\"\")","v":2.5408123054901495},{"$f":"IFERROR(IF(OR(E57=\"\",'Historical scenario - input'!$D42=\"\"),\"\",E57/'Historical scenario - input'!$D42),\"\")","v":1.8361040084861742},{"$f":"IFERROR(IF(OR(F57=\"\",'Historical scenario - input'!$D42=\"\"),\"\",F57/'Historical scenario - input'!$D42),\"\")","v":1.3621431099777956},{"$f":"IFERROR(IF(OR(G57=\"\",'Historical scenario - input'!$D42=\"\"),\"\",G57/'Historical scenario - input'!$D42),\"\")","v":1.0480195330155941},{"$f":"IFERROR(IF(OR(H57=\"\",'Historical scenario - input'!$D42=\"\"),\"\",H57/'Historical scenario - input'!$D42),\"\")","v":0.84362573698530485},{"$f":"IFERROR(IF(OR(I57=\"\",'Historical scenario - input'!$D42=\"\"),\"\",I57/'Historical scenario - input'!$D42),\"\")","v":0.71454352399817755},{"$f":"IFERROR(IF(OR(J57=\"\",'Historical scenario - input'!$D42=\"\"),\"\",J57/'Historical scenario - input'!$D42),\"\")","v":0.63811944048120028},{"$f":"IFERROR(IF(OR(K57=\"\",'Historical scenario - input'!$D42=\"\"),\"\",K57/'Historical scenario - input'!$D42),\"\")","v":0.60053258541407517},{"$f":"IFERROR(IF(OR(L57=\"\",'Historical scenario - input'!$D42=\"\"),\"\",L57/'Historical scenario - input'!$D42),\"\")","v":0.59464261764368043},{"$f":"IFERROR(IF(OR(M57=\"\",'Historical scenario - input'!$D42=\"\"),\"\",M57/'Historical scenario - input'!$D42),\"\")","v":0.61842311432346075},{"$f":"IFERROR(IF(OR(N57=\"\",'Historical scenario - input'!$D42=\"\"),\"\",N57/'Historical scenario - input'!$D42),\"\")","v":0.67381726491056093},{"$f":"IFERROR(IF(OR(O57=\"\",'Historical scenario - input'!$D42=\"\"),\"\",O57/'Historical scenario - input'!$D42),\"\")","v":0.76588751226179241},{"$f":"IFERROR(IF(OR(P57=\"\",'Historical scenario - input'!$D42=\"\"),\"\",P57/'Historical scenario - input'!$D42),\"\")","v":0.90216199631501282},{"$f":"IFERROR(IF(OR(Q57=\"\",'Historical scenario - input'!$D42=\"\"),\"\",Q57/'Historical scenario - input'!$D42),\"\")","v":1.0921059599744916},{"$f":"IFERROR(IF(OR(R57=\"\",'Historical scenario - input'!$D42=\"\"),\"\",R57/'Historical scenario - input'!$D42),\"\")","v":1.3466651754663035},{"$f":"IFERROR(IF(OR(S57=\"\",'Historical scenario - input'!$D42=\"\"),\"\",S57/'Historical scenario - input'!$D42),\"\")","v":1.6778415366254311},{"$f":"IFERROR(IF(OR(T57=\"\",'Historical scenario - input'!$D42=\"\"),\"\",T57/'Historical scenario - input'!$D42),\"\")","v":2.098269305191943},{"$f":"IFERROR(IF(OR(U57=\"\",'Historical scenario - input'!$D42=\"\"),\"\",U57/'Historical scenario - input'!$D42),\"\")","v":2.6207653683176808},{"$f":"IFERROR(IF(OR(V57=\"\",'Historical scenario - input'!$D42=\"\"),\"\",V57/'Historical scenario - input'!$D42),\"\")","v":3.2578296602534902},{"$f":"IFERROR(IF(OR(W57=\"\",'Historical scenario - input'!$D42=\"\"),\"\",W57/'Historical scenario - input'!$D42),\"\")","v":4.0210741563681696}]
[{"$f":"IFERROR('Historical scenario - input'!A43,\"\")","v":4},{"$f":"IFERROR('Historical scenario - input'!B43,\"\")","v":"SWITCHGEAR"},{"$f":"IFERROR('Historical scenario - input'!C43,\"\")","v":"> 66 kv & < = 132 kv ; switch"},{"$f":"IFERROR(repcalc('Historical scenario - input'!$CV43:$GH43,'Historical scenario - input'!$G43,'Historical scenario - input'!$E43,'Historical scenario - input'!$F43,20,TRUE,TRUE),\"\")","v":2326.855515216299},2401.089377578915,2462.8047300224266,2511.8292498868454,2548.1409051960854,2571.8556175853205,2583.2286700251238,2582.6661221259674,2570.7396508364805,2548.1968491970315,2515.9593944768017,2475.1036004914158,2426.8213216423756,2372.3633373955486,2312.9714303600331,2249.8085961034863,2183.8985524153741,2116.0855761735215,2047.02364190192,1977.2001568808655,{"$f":"IFERROR(IF(OR(D58=\"\",'Historical scenario - input'!$D43=\"\"),\"\",D58/'Historical scenario - input'!$D43),\"\")","v":19.087767424626513},{"$f":"IFERROR(IF(OR(E58=\"\",'Historical scenario - input'!$D43=\"\"),\"\",E58/'Historical scenario - input'!$D43),\"\")","v":19.696726034451341},{"$f":"IFERROR(IF(OR(F58=\"\",'Historical scenario - input'!$D43=\"\"),\"\",F58/'Historical scenario - input'!$D43),\"\")","v":20.20299223201587},{"$f":"IFERROR(IF(OR(G58=\"\",'Historical scenario - input'!$D43=\"\"),\"\",G58/'Historical scenario - input'!$D43),\"\")","v":20.605152412206095},{"$f":"IFERROR(IF(OR(H58=\"\",'Historical scenario - input'!$D43=\"\"),\"\",H58/'Historical scenario - input'!$D43),\"\")","v":20.903025841309642},{"$f":"IFERROR(IF(OR(I58=\"\",'Historical scenario - input'!$D43=\"\"),\"\",I58/'Historical scenario - input'!$D43),\"\")","v":21.097563452978044},{"$f":"IFERROR(IF(OR(J58=\"\",'Historical scenario - input'!$D43=\"\"),\"\",J58/'Historical scenario - input'!$D43),\"\")","v":21.1908593961337},{"$f":"IFERROR(IF(OR(K58=\"\",'Historical scenario - input'!$D43=\"\"),\"\",K58/'Historical scenario - input'!$D43),\"\")","v":21.186244677517056},{"$f":"IFERROR(IF(OR(L58=\"\",'Historical scenario - input'!$D43=\"\"),\"\",L58/'Historical scenario - input'!$D43),\"\")","v":21.088408903580294},{"$f":"IFERROR(IF(OR(M58=\"\",'Historical scenario - input'!$D43=\"\"),\"\",M58/'Historical scenario - input'!$D43),\"\")","v":20.903484763693037},{"$f":"IFERROR(IF(OR(N58=\"\",'Historical scenario - input'!$D43=\"\"),\"\",N58/'Historical scenario - input'!$D43),\"\")","v":20.639033002920744},{"$f":"IFERROR(IF(OR(O58=\"\",'Historical scenario - input'!$D43=\"\"),\"\",O58/'Historical scenario - input'!$D43),\"\")","v":20.30388288790855},{"$f":"IFERROR(IF(OR(P58=\"\",'Historical scenario - input'!$D43=\"\"),\"\",P58/'Historical scenario - input'!$D43),\"\")","v":19.907811493112138},{"$f":"IFERROR(IF(OR(Q58=\"\",'Historical scenario - input'!$D43=\"\"),\"\",Q58/'Historical scenario - input'!$D43),\"\")","v":19.461079269766167},{"$f":"IFERROR(IF(OR(R58=\"\",'Historical scenario - input'!$D43=\"\"),\"\",R58/'Historical scenario - input'!$D43),\"\")","v":18.973872865678988},{"$f":"IFERROR(IF(OR(S58=\"\",'Historical scenario - input'!$D43=\"\"),\"\",S58/'Historical scenario - input'!$D43),\"\")","v":18.455732619202564},{"$f":"IFERROR(IF(OR(T58=\"\",'Historical scenario - input'!$D43=\"\"),\"\",T58/'Historical scenario - input'!$D43),\"\")","v":17.91505633885831},{"$f":"IFERROR(IF(OR(U58=\"\",'Historical scenario - input'!$D43=\"\"),\"\",U58/'Historical scenario - input'!$D43),\"\")","v":17.358769835286608},{"$f":"IFERROR(IF(OR(V58=\"\",'Historical scenario - input'!$D43=\"\"),\"\",V58/'Historical scenario - input'!$D43),\"\")","v":16.792237822168197},{"$f":"IFERROR(IF(OR(W58=\"\",'Historical scenario - input'!$D43=\"\"),\"\",W58/'Historical scenario - input'!$D43),\"\")","v":16.219458621163579}]
[{"$f":"IFERROR('Historical scenario - input'!A44,\"\")","v":5},{"$f":"IFERROR('Historical scenario - input'!B44,\"\")","v":"TRANSFORMERS"},{"$f":"IFERROR('Historical scenario - input'!C44,\"\")","v":"ground outdoor / indoor chamber mounted ; ˂ 22 kv ; < = 60 kva ; multiple phase"},{"$f":"IFERROR(repcalc('Historical scenario - input'!$CV44:$GH44,'Historical scenario - input'!$G44,'Historical scenario - input'!$E44,'Historical scenario - input'!$F44,20,TRUE,TRUE),\"\")","v":5.2904067650206459E-3},8.0609456341294711E-3,1.2136914866795774E-2,1.805743283021681E-2,2.6547834513751093E-2,3.8568041805496438E-2,5.5367061224719315E-2,7.8541782661706569E-2,0.11009698758549347,0.15250199346500629,0.20873775574892067,0.28232666996663808,0.3773359731167375,0.49834479455227459,0.65036484163563602,0.83870571235201308,1.0687781481913947,1.3458323212679488,1.6746334851847859,2.0590838092859243,{"$f":"IFERROR(IF(OR(D59=\"\",'Historical scenario - input'!$D44=\"\"),\"\",D59/'Historical scenario - input'!$D44),\"\")","v":4.127075842431512E-5},{"$f":"IFERROR(IF(OR(E59=\"\",'Historical scenario - input'!$D44=\"\"),\"\",E59/'Historical scenario - input'!$D44),\"\")","v":6.2883886762230243E-5},{"$f":"IFERROR(IF(OR(F59=\"\",'Historical scenario - input'!$D44=\"\"),\"\",F59/'Historical scenario - input'!$D44),\"\")","v":9.4680750220546109E-5},{"$f":"IFERROR(IF(OR(G59=\"\",'Historical scenario - input'!$D44=\"\"),\"\",G59/'Historical scenario - input'!$D44),\"\")","v":1.4086704126922963E-4},{"$f":"IFERROR(IF(OR(H59=\"\",'Historical scenario - input'!$D44=\"\"),\"\",H59/'Historical scenario - input'!$D44),\"\")","v":2.0710113864022344E-4},{"$f":"IFERROR(IF(OR(I59=\"\",'Historical scenario - input'!$D44=\"\"),\"\",I59/'Historical scenario - input'!$D44),\"\")","v":3.0087144655451046E-4},{"$f":"IFERROR(IF(OR(J59=\"\",'Historical scenario - input'!$D44=\"\"),\"\",J59/'Historical scenario - input'!$D44),\"\")","v":4.3192153457423957E-4},{"$f":"IFERROR(IF(OR(K59=\"\",'Historical scenario - input'!$D44=\"\"),\"\",K59/'Historical scenario - input'!$D44),\"\")","v":6.1270882985378606E-4},{"$f":"IFERROR(IF(OR(L59=\"\",'Historical scenario - input'!$D44=\"\"),\"\",L59/'Historical scenario - input'!$D44),\"\")","v":8.5887274451721481E-4},{"$f":"IFERROR(IF(OR(M59=\"\",'Historical scenario - input'!$D44=\"\"),\"\",M59/'Historical scenario - input'!$D44),\"\")","v":1.1896765619488611E-3},{"$f":"IFERROR(IF(OR(N59=\"\",'Historical scenario - input'!$D44=\"\"),\"\",N59/'Historical scenario - input'!$D44),\"\")","v":1.6283748819669033E-3},{"$f":"IFERROR(IF(OR(O59=\"\",'Historical scenario - input'!$D44=\"\"),\"\",O59/'Historical scenario - input'!$D44),\"\")","v":2.2024461086762944E-3},{"$f":"IFERROR(IF(OR(P59=\"\",'Historical scenario - input'!$D44=\"\"),\"\",P59/'Historical scenario - input'!$D44),\"\")","v":2.9436189848899012E-3},{"$f":"IFERROR(IF(OR(Q59=\"\",'Historical scenario - input'!$D44=\"\"),\"\",Q59/'Historical scenario - input'!$D44),\"\")","v":3.8876155542458771E-3},{"$f":"IFERROR(IF(OR(R59=\"\",'Historical scenario - input'!$D44=\"\"),\"\",R59/'Historical scenario - input'!$D44),\"\")","v":5.0735324255747564E-3},{"$f":"IFERROR(IF(OR(S59=\"\",'Historical scenario - input'!$D44=\"\"),\"\",S59/'Historical scenario - input'!$D44),\"\")","v":6.5427900690804407E-3},{"$f":"IFERROR(IF(OR(T59=\"\",'Historical scenario - input'!$D44=\"\"),\"\",T59/'Historical scenario - input'!$D44),\"\")","v":8.3375979810924403E-3},{"$f":"IFERROR(IF(OR(U59=\"\",'Historical scenario - input'!$D44=\"\"),\"\",U59/'Historical scenario - input'!$D44),\"\")","v":1.0498913047278326E-2},{"$f":"IFERROR(IF(OR(V59=\"\",'Historical scenario - input'!$D44=\"\"),\"\",V59/'Historical scenario - input'!$D44),\"\")","v":1.3063909276938271E-2},{"$f":"IFERROR(IF(OR(W59=\"\",'Historical scenario - input'!$D44=\"\"),\"\",W59/'Historical scenario - input'!$D44),\"\")","v":1.6063027710899711E-2}]
[{"$f":"IFERROR('Historical scenario - input'!A45,\"\")","v":5},{"$f":"IFERROR('Historical scenario - input'!B45,\"\")","v":"TRANSFORMERS"},{"$f":"IFERROR('Historical scenario - input'!C45,\"\")","v":"ground outdoor / indoor chamber mounted ; ˂ 22 kv ; > 60 kva and < = 600 kva ; multiple phase"},{"$f":"IFERROR(repcalc('Historical scenario - input'!$CV45:$GH45,'Historical scenario - input'!$G45,'Historical scenario - input'!$E45,'Historical scenario - input'!$F45,20,TRUE,TRUE),\"\")","v":583.13700810937576},638.27975173950483,697.78597370921455,761.5892584469924,829.47646696340064,901.08252464320196,975.8951858754848,1053.2701359290522,1132.4558813597866,1212.626951214668,1292.9230749151959,1372.4913115786637,1450.5276620980073,1526.3145617365167,1599.2508607020311,1668.87145195835,1734.8545615740873,1797.0158049431636,1855.289332048194,1909.6976185807368,{"$f":"IFERROR(IF(OR(D60=\"\",'Historical scenario - input'!$D45=\"\"),\"\",D60/'Historical scenario - input'!$D45),\"\")","v":4.5490843443426634},{"$f":"IFERROR(IF(OR(E60=\"\",'Historical scenario - input'!$D45=\"\"),\"\",E60/'Historical scenario - input'!$D45),\"\")","v":4.9792559648426451},{"$f":"IFERROR(IF(OR(F60=\"\",'Historical scenario - input'!$D45=\"\"),\"\",F60/'Historical scenario - input'!$D45),\"\")","v":5.4434673233894735},{"$f":"IFERROR(IF(OR(G60=\"\",'Historical scenario - input'!$D45=\"\"),\"\",G60/'Historical scenario - input'!$D45),\"\")","v":5.9412003084032152},{"$f":"IFERROR(IF(OR(H60=\"\",'Historical scenario - input'!$D45=\"\"),\"\",H60/'Historical scenario - input'!$D45),\"\")","v":6.470792210732272},{"$f":"IFERROR(IF(OR(I60=\"\",'Historical scenario - input'!$D45=\"\"),\"\",I60/'Historical scenario - input'!$D45),\"\")","v":7.0293950629288595},{"$f":"IFERROR(IF(OR(J60=\"\",'Historical scenario - input'!$D45=\"\"),\"\",J60/'Historical scenario - input'!$D45),\"\")","v":7.6130128083945285},{"$f":"IFERROR(IF(OR(K60=\"\",'Historical scenario - input'!$D45=\"\"),\"\",K60/'Historical scenario - input'!$D45),\"\")","v":8.216619111952884},{"$f":"IFERROR(IF(OR(L60=\"\",'Historical scenario - input'!$D45=\"\"),\"\",L60/'Historical scenario - input'!$D45),\"\")","v":8.8343515313065399},{"$f":"IFERROR(IF(OR(M60=\"\",'Historical scenario - input'!$D45=\"\"),\"\",M60/'Historical scenario - input'!$D45),\"\")","v":9.4597705214825805},{"$f":"IFERROR(IF(OR(N60=\"\",'Historical scenario - input'!$D45=\"\"),\"\",N60/'Historical scenario - input'!$D45),\"\")","v":10.086165063687593},{"$f":"IFERROR(IF(OR(O60=\"\",'Historical scenario - input'!$D45=\"\"),\"\",O60/'Historical scenario - input'!$D45),\"\")","v":10.706881318494117},{"$f":"IFERROR(IF(OR(P60=\"\",'Historical scenario - input'!$D45=\"\"),\"\",P60/'Historical scenario - input'!$D45),\"\")","v":11.315647243997851},{"$f":"IFERROR(IF(OR(Q60=\"\",'Historical scenario - input'!$D45=\"\"),\"\",Q60/'Historical scenario - input'!$D45),\"\")","v":11.90686507764141},{"$f":"IFERROR(IF(OR(R60=\"\",'Historical scenario - input'!$D45=\"\"),\"\",R60/'Historical scenario - input'!$D45),\"\")","v":12.475845216346798},{"$f":"IFERROR(IF(OR(S60=\"\",'Historical scenario - input'!$D45=\"\"),\"\",S60/'Historical scenario - input'!$D45),\"\")","v":13.018959334167624},{"$f":"IFERROR(IF(OR(T60=\"\",'Historical scenario - input'!$D45=\"\"),\"\",T60/'Historical scenario - input'!$D45),\"\")","v":13.533697254707382},{"$f":"IFERROR(IF(OR(U60=\"\",'Historical scenario - input'!$D45=\"\"),\"\",U60/'Historical scenario - input'!$D45),\"\")","v":14.018620583363795},{"$f":"IFERROR(IF(OR(V60=\"\",'Historical scenario - input'!$D45=\"\"),\"\",V60/'Historical scenario - input'!$D45),\"\")","v":14.473215620476239},{"$f":"IFERROR(IF(OR(W60=\"\",'Historical scenario - input'!$D45=\"\"),\"\",W60/'Historical scenario - input'!$D45),\"\")","v":14.897657700168901}]
[{"$f":"IFERROR('Historical scenario - input'!A46,\"\")","v":5},{"$f":"IFERROR('Historical scenario - input'!B46,\"\")","v":"TRANSFORMERS"},{"$f":"IFERROR('Historical scenario - input'!C46,\"\")","v":"ground outdoor / indoor chamber mounted ; ˂ 22 kv ; > 600 kva ; multiple phase"},{"$f":"IFERROR(repcalc('Historical scenario - input'!$CV46:$GH46,'Historical scenario - input'!$G46,'Historical scenario - input'!$E46,'Historical scenario - input'!$F46,20,TRUE,TRUE),\"\")","v":1316.4023831935258},1509.0181726114893,1709.5745354761268,1914.5856521609016,2120.1706560582675,2322.2345407955295,2516.6835587703126,2699.663093751476,2867.8027628371542,3018.4511687185568,3149.881598894804,3261.4503071079953,3353.6909630384848,3428.3324277365905,3488.232046625054,3537.2228198724847,3579.8796312596101,3621.2166067406902,3666.3340096949796,3720.0382728843865,{"$f":"IFERROR(IF(OR(D61=\"\",'Historical scenario - input'!$D46=\"\"),\"\",D61/'Historical scenario - input'!$D46),\"\")","v":22.449013774018933},{"$f":"IFERROR(IF(OR(E61=\"\",'Historical scenario - input'!$D46=\"\"),\"\",E61/'Historical scenario - input'!$D46),\"\")","v":25.733749934437835},{"$f":"IFERROR(IF(OR(F61=\"\",'Historical scenario - input'!$D46=\"\"),\"\",F61/'Historical scenario - input'!$D46),\"\")","v":29.153899130379774},{"$f":"IFERROR(IF(OR(G61=\"\",'Historical scenario - input'!$D46=\"\"),\"\",G61/'Historical scenario - input'!$D46),\"\")","v":32.650016610141982},{"$f":"IFERROR(IF(OR(H61=\"\",'Historical scenario - input'!$D46=\"\"),\"\",H61/'Historical scenario - input'!$D46),\"\")","v":36.155920764635766},{"$f":"IFERROR(IF(OR(I61=\"\",'Historical scenario - input'!$D46=\"\"),\"\",I61/'Historical scenario - input'!$D46),\"\")","v":39.601778193649331},{"$f":"IFERROR(IF(OR(J61=\"\",'Historical scenario - input'!$D46=\"\"),\"\",J61/'Historical scenario - input'!$D46),\"\")","v":42.917776963167377},{"$f":"IFERROR(IF(OR(K61=\"\",'Historical scenario - input'!$D46=\"\"),\"\",K61/'Historical scenario - input'!$D46),\"\")","v":46.038183119824907},{"$f":"IFERROR(IF(OR(L61=\"\",'Historical scenario - input'!$D46=\"\"),\"\",L61/'Historical scenario - input'!$D46),\"\")","v":48.905520489806307},{"$f":"IFERROR(IF(OR(M61=\"\",'Historical scenario - input'!$D46=\"\"),\"\",M61/'Historical scenario - input'!$D46),\"\")","v":51.474573981232894},{"$f":"IFERROR(IF(OR(N61=\"\",'Historical scenario - input'!$D46=\"\"),\"\",N61/'Historical scenario - input'!$D46),\"\")","v":53.715897435991522},{"$f":"IFERROR(IF(OR(O61=\"\",'Historical scenario - input'!$D46=\"\"),\"\",O61/'Historical scenario - input'!$D46),\"\")","v":55.618512851614959},{"$f":"IFERROR(IF(OR(P61=\"\",'Historical scenario - input'!$D46=\"\"),\"\",P61/'Historical scenario - input'!$D46),\"\")","v":57.191521060916934},{"$f":"IFERROR(IF(OR(Q61=\"\",'Historical scenario - input'!$D46=\"\"),\"\",Q61/'Historical scenario - input'!$D46),\"\")","v":58.464404861883423},{"$f":"IFERROR(IF(OR(R61=\"\",'Historical scenario - input'!$D46=\"\"),\"\",R61/'Historical scenario - input'!$D46),\"\")","v":59.485891442774786},{"$f":"IFERROR(IF(OR(S61=\"\",'Historical scenario - input'!$D46=\"\"),\"\",S61/'Historical scenario - input'!$D46),\"\")","v":60.321346131608884},{"$f":"IFERROR(IF(OR(T61=\"\",'Historical scenario - input'!$D46=\"\"),\"\",T61/'Historical scenario - input'!$D46),\"\")","v":61.048785825285378},{"$f":"IFERROR(IF(OR(U61=\"\",'Historical scenario - input'!$D46=\"\"),\"\",U61/'Historical scenario - input'!$D46),\"\")","v":61.753717952269099},{"$f":"IFERROR(IF(OR(V61=\"\",'Historical scenario - input'!$D46=\"\"),\"\",V61/'Historical scenario - input'!$D46),\"\")","v":62.523118868964275},{"$f":"IFERROR(IF(OR(W61=\"\",'Historical scenario - input'!$D46=\"\"),\"\",W61/'Historical scenario - input'!$D46),\"\")","v":63.43895414809662}]
[{"$f":"IFERROR('Historical scenario - input'!A47,\"\")","v":5},{"$f":"IFERROR('Historical scenario - input'!B47,\"\")","v":"TRANSFORMERS"},{"$f":"IFERROR('Historical scenario - input'!C47,\"\")","v":"ground outdoor / indoor chamber mounted ; > = 22 kv & < = 33 kv ; < = 15 mva"},{"$f":"IFERROR(repcalc('Historical scenario - input'!$CV47:$GH47,'Historical scenario - input'!$G47,'Historical scenario - input'!$E47,'Historical scenario - input'!$F47,20,TRUE,TRUE),\"\")","v":306.41507424000969},349.90233293450029,397.0599790104593,447.65839297831531,501.31269323274779,557.4653010780313,615.37593068544493,674.12159764772389,732.60877222230988,789.59899422913895,843.74815964140794,893.65837783194024,937.93992000575452,975.27949852653717,1004.5101051554839,1024.6770465135446,1035.0947567374681,1035.3894862968166,1025.5240335878259,1005.8021988804451,{"$f":"IFERROR(IF(OR(D62=\"\",'Historical scenario - input'!$D47=\"\"),\"\",D62/'Historical scenario - input'!$D47),\"\")","v":0.66911741199111752},{"$f":"IFERROR(IF(OR(E62=\"\",'Historical scenario - input'!$D47=\"\"),\"\",E62/'Historical scenario - input'!$D47),\"\")","v":0.76408037053490552},{"$f":"IFERROR(IF(OR(F62=\"\",'Historical scenario - input'!$D47=\"\"),\"\",F62/'Historical scenario - input'!$D47),\"\")","v":0.8670583398015973},{"$f":"IFERROR(IF(OR(G62=\"\",'Historical scenario - input'!$D47=\"\"),\"\",G62/'Historical scenario - input'!$D47),\"\")","v":0.97754990060029345},{"$f":"IFERROR(IF(OR(H62=\"\",'Historical scenario - input'!$D47=\"\"),\"\",H62/'Historical scenario - input'!$D47),\"\")","v":1.0947145884586968},{"$f":"IFERROR(IF(OR(I62=\"\",'Historical scenario - input'!$D47=\"\"),\"\",I62/'Historical scenario - input'!$D47),\"\")","v":1.2173348209364181},{"$f":"IFERROR(IF(OR(J62=\"\",'Historical scenario - input'!$D47=\"\"),\"\",J62/'Historical scenario - input'!$D47),\"\")","v":1.3437940387337035},{"$f":"IFERROR(IF(OR(K62=\"\",'Historical scenario - input'!$D47=\"\"),\"\",K62/'Historical scenario - input'!$D47),\"\")","v":1.4720767243717576},{"$f":"IFERROR(IF(OR(L62=\"\",'Historical scenario - input'!$D47=\"\"),\"\",L62/'Historical scenario - input'!$D47),\"\")","v":1.5997949411830039},{"$f":"IFERROR(IF(OR(M62=\"\",'Historical scenario - input'!$D47=\"\"),\"\",M62/'Historical scenario - input'!$D47),\"\")","v":1.7242442684642709},{"$f":"IFERROR(IF(OR(N62=\"\",'Historical scenario - input'!$D47=\"\"),\"\",N62/'Historical scenario - input'!$D47),\"\")","v":1.8424895914530359},{"$f":"IFERROR(IF(OR(O62=\"\",'Historical scenario - input'!$D47=\"\"),\"\",O62/'Historical scenario - input'!$D47),\"\")","v":1.9514783417956598},{"$f":"IFERROR(IF(OR(P62=\"\",'Historical scenario - input'!$D47=\"\"),\"\",P62/'Historical scenario - input'!$D47),\"\")","v":2.0481757740998874},{"$f":"IFERROR(IF(OR(Q62=\"\",'Historical scenario - input'!$D47=\"\"),\"\",Q62/'Historical scenario - input'!$D47),\"\")","v":2.1297140672358679},{"$f":"IFERROR(IF(OR(R62=\"\",'Historical scenario - input'!$D47=\"\"),\"\",R62/'Historical scenario - input'!$D47),\"\")","v":2.1935448298280869},{"$f":"IFERROR(IF(OR(S62=\"\",'Historical scenario - input'!$D47=\"\"),\"\",S62/'Historical scenario - input'!$D47),\"\")","v":2.2375833016387543},{"$f":"IFERROR(IF(OR(T62=\"\",'Historical scenario - input'!$D47=\"\"),\"\",T62/'Historical scenario - input'!$D47),\"\")","v":2.260332415144982},{"$f":"IFERROR(IF(OR(U62=\"\",'Historical scenario - input'!$D47=\"\"),\"\",U62/'Historical scenario - input'!$D47),\"\")","v":2.2609760149433198},{"$f":"IFERROR(IF(OR(V62=\"\",'Historical scenario - input'!$D47=\"\"),\"\",V62/'Historical scenario - input'!$D47),\"\")","v":2.2394328640355741},{"$f":"IFERROR(IF(OR(W62=\"\",'Historical scenario - input'!$D47=\"\"),\"\",W62/'Historical scenario - input'!$D47),\"\")","v":2.1963663698957236}]
[{"$f":"IFERROR('Historical scenario - input'!A48,\"\")","v":5},{"$f":"IFERROR('Historical scenario - input'!B48,\"\")","v":"TRANSFORMERS"},{"$f":"IFERROR('Historical scenario - input'!C48,\"\")","v":"ground outdoor / indoor chamber mounted ; > = 22 kv & < = 33 kv ; > 15 mva and < = 40 mva"},{"$f":"IFERROR(repcalc('Historical scenario - input'!$CV48:$GH48,'Historical scenario - input'!$G48,'Historical scenario - input'!$E48,'Historical scenario - input'!$F48,20,TRUE,TRUE),\"\")","v":5597.911526756744},5341.7149969780467,5036.5277482354559,4694.0100398214499,4326.1333272409074,3944.587452181283,3560.2768738012046,3182.9265053031299,2820.8075760469296,2480.5852982730621,2167.2830826897311,1884.3524398495988,1633.8332484429536,1416.5855318096872,1232.5711328022719,1081.1617014627143,961.44828094037985,872.52761406386401,813.7412415974735,784.84569062703486,{"$f":"IFERROR(IF(OR(D63=\"\",'Historical scenario - input'!$D48=\"\"),\"\",D63/'Historical scenario - input'!$D48),\"\")","v":7.6829956998461153},{"$f":"IFERROR(IF(OR(E63=\"\",'Historical scenario - input'!$D48=\"\"),\"\",E63/'Historical scenario - input'!$D48),\"\")","v":7.3313722725738311},{"$f":"IFERROR(IF(OR(F63=\"\",'Historical scenario - input'!$D48=\"\"),\"\",F63/'Historical scenario - input'!$D48),\"\")","v":6.9125102901130857},{"$f":"IFERROR(IF(OR(G63=\"\",'Historical scenario - input'!$D48=\"\"),\"\",G63/'Historical scenario - input'!$D48),\"\")","v":6.4424131711629764},{"$f":"IFERROR(IF(OR(H63=\"\",'Historical scenario - input'!$D48=\"\"),\"\",H63/'Historical scenario - input'!$D48),\"\")","v":5.9375114435596892},{"$f":"IFERROR(IF(OR(I63=\"\",'Historical scenario - input'!$D48=\"\"),\"\",I63/'Historical scenario - input'!$D48),\"\")","v":5.4138491271108462},{"$f":"IFERROR(IF(OR(J63=\"\",'Historical scenario - input'!$D48=\"\"),\"\",J63/'Historical scenario - input'!$D48),\"\")","v":4.8863923234463922},{"$f":"IFERROR(IF(OR(K63=\"\",'Historical scenario - input'!$D48=\"\"),\"\",K63/'Historical scenario - input'!$D48),\"\")","v":4.3684882364223956},{"$f":"IFERROR(IF(OR(L63=\"\",'Historical scenario - input'!$D48=\"\"),\"\",L63/'Historical scenario - input'!$D48),\"\")","v":3.8714889246236681},{"$f":"IFERROR(IF(OR(M63=\"\",'Historical scenario - input'!$D48=\"\"),\"\",M63/'Historical scenario - input'!$D48),\"\")","v":3.4045422276931254},{"$f":"IFERROR(IF(OR(N63=\"\",'Historical scenario - input'!$D48=\"\"),\"\",N63/'Historical scenario - input'!$D48),\"\")","v":2.9745426531064951},{"$f":"IFERROR(IF(OR(O63=\"\",'Historical scenario - input'!$D48=\"\"),\"\",O63/'Historical scenario - input'!$D48),\"\")","v":2.5862273140902605},{"$f":"IFERROR(IF(OR(P63=\"\",'Historical scenario - input'!$D48=\"\"),\"\",P63/'Historical scenario - input'!$D48),\"\")","v":2.2423958939067918},{"$f":"IFERROR(IF(OR(Q63=\"\",'Historical scenario - input'!$D48=\"\"),\"\",Q63/'Historical scenario - input'!$D48),\"\")","v":1.9442287534086271},{"$f":"IFERROR(IF(OR(R63=\"\",'Historical scenario - input'!$D48=\"\"),\"\",R63/'Historical scenario - input'!$D48),\"\")","v":1.6916735228505551},{"$f":"IFERROR(IF(OR(S63=\"\",'Historical scenario - input'!$D48=\"\"),\"\",S63/'Historical scenario - input'!$D48),\"\")","v":1.4838678073908229},{"$f":"IFERROR(IF(OR(T63=\"\",'Historical scenario - input'!$D48=\"\"),\"\",T63/'Historical scenario - input'!$D48),\"\")","v":1.3195640861385787},{"$f":"IFERROR(IF(OR(U63=\"\",'Historical scenario - input'!$D48=\"\"),\"\",U63/'Historical scenario - input'!$D48),\"\")","v":1.1975226608723362},{"$f":"IFERROR(IF(OR(V63=\"\",'Historical scenario - input'!$D48=\"\"),\"\",V63/'Historical scenario - input'!$D48),\"\")","v":1.1168398125082597},{"$f":"IFERROR(IF(OR(W63=\"\",'Historical scenario - input'!$D48=\"\"),\"\",W63/'Historical scenario - input'!$D48),\"\")","v":1.0771813804681258}]
[{"$f":"IFERROR('Historical scenario - input'!A49,\"\")","v":5},{"$f":"IFERROR('Historical scenario - input'!B49,\"\")","v":"TRANSFORMERS"},{"$f":"IFERROR('Historical scenario - input'!C49,\"\")","v":"ground outdoor / indoor chamber mounted ; > 33 kv & < = 66 kv ; < = 15 mva"},{"$f":"IFERROR(repcalc('Historical scenario - input'!$CV49:$GH49,'Historical scenario - input'!$G49,'Historical scenario - input'!$E49,'Historical scenario - input'!$F49,20,TRUE,TRUE),\"\")","v":56.659441357366362},64.46774011672909,72.611794464486934,80.979341974749602,89.443521683339668,97.866178221641121,106.10165458604639,114.00090255193471,121.41573887645868,128.20308430755549,134.2290376560708,139.37265576518334,143.52932997643032,146.61366953138577,148.56182197958213,149.33318019125505,148.91144500987559,147.30503152539285,144.54682456932861,140.69330433535674,{"$f":"IFERROR(IF(OR(D64=\"\",'Historical scenario - input'!$D49=\"\"),\"\",D64/'Historical scenario - input'!$D49),\"\")","v":0.13588296629977253},{"$f":"IFERROR(IF(OR(E64=\"\",'Historical scenario - input'!$D49=\"\"),\"\",E64/'Historical scenario - input'!$D49),\"\")","v":0.15460914452812702},{"$f":"IFERROR(IF(OR(F64=\"\",'Historical scenario - input'!$D49=\"\"),\"\",F64/'Historical scenario - input'!$D49),\"\")","v":0.17414054540269669},{"$f":"IFERROR(IF(OR(G64=\"\",'Historical scenario - input'!$D49=\"\"),\"\",G64/'Historical scenario - input'!$D49),\"\")","v":0.1942079366284124},{"$f":"IFERROR(IF(OR(H64=\"\",'Historical scenario - input'!$D49=\"\"),\"\",H64/'Historical scenario - input'!$D49),\"\")","v":0.21450707510461681},{"$f":"IFERROR(IF(OR(I64=\"\",'Historical scenario - input'!$D49=\"\"),\"\",I64/'Historical scenario - input'!$D49),\"\")","v":0.23470663103263828},{"$f":"IFERROR(IF(OR(J64=\"\",'Historical scenario - input'!$D49=\"\"),\"\",J64/'Historical scenario - input'!$D49),\"\")","v":0.2544572838890411},{"$f":"IFERROR(IF(OR(K64=\"\",'Historical scenario - input'!$D49=\"\"),\"\",K64/'Historical scenario - input'!$D49),\"\")","v":0.27340158018685129},{"$f":"IFERROR(IF(OR(L64=\"\",'Historical scenario - input'!$D49=\"\"),\"\",L64/'Historical scenario - input'!$D49),\"\")","v":0.29118414087340533},{"$f":"IFERROR(IF(OR(M64=\"\",'Historical scenario - input'!$D49=\"\"),\"\",M64/'Historical scenario - input'!$D49),\"\")","v":0.30746182749339063},{"$f":"IFERROR(IF(OR(N64=\"\",'Historical scenario - input'!$D49=\"\"),\"\",N64/'Historical scenario - input'!$D49),\"\")","v":0.32191351279356439},{"$f":"IFERROR(IF(OR(O64=\"\",'Historical scenario - input'!$D49=\"\"),\"\",O64/'Historical scenario - input'!$D49),\"\")","v":0.33424914599847189},{"$f":"IFERROR(IF(OR(P64=\"\",'Historical scenario - input'!$D49=\"\"),\"\",P64/'Historical scenario - input'!$D49),\"\")","v":0.34421785038797559},{"$f":"IFERROR(IF(OR(Q64=\"\",'Historical scenario - input'!$D49=\"\"),\"\",Q64/'Historical scenario - input'!$D49),\"\")","v":0.35161483838790369},{"$f":"IFERROR(IF(OR(R64=\"\",'Historical scenario - input'!$D49=\"\"),\"\",R64/'Historical scenario - input'!$D49),\"\")","v":0.35628697646627655},{"$f":"IFERROR(IF(OR(S64=\"\",'Historical scenario - input'!$D49=\"\"),\"\",S64/'Historical scenario - input'!$D49),\"\")","v":0.35813687896038537},{"$f":"IFERROR(IF(OR(T64=\"\",'Historical scenario - input'!$D49=\"\"),\"\",T64/'Historical scenario - input'!$D49),\"\")","v":0.35712545657311956},{"$f":"IFERROR(IF(OR(U64=\"\",'Historical scenario - input'!$D49=\"\"),\"\",U64/'Historical scenario - input'!$D49),\"\")","v":0.35327289071390661},{"$f":"IFERROR(IF(OR(V64=\"\",'Historical scenario - input'!$D49=\"\"),\"\",V64/'Historical scenario - input'!$D49),\"\")","v":0.34665804711714832},{"$f":"IFERROR(IF(OR(W64=\"\",'Historical scenario - input'!$D49=\"\"),\"\",W64/'Historical scenario - input'!$D49),\"\")","v":0.33741637887009257}]
[{"$f":"IFERROR('Historical scenario - input'!A50,\"\")","v":5},{"$f":"IFERROR('Historical scenario - input'!B50,\"\")","v":"TRANSFORMERS"},{"$f":"IFERROR('Historical scenario - input'!C50,\"\")","v":"ground outdoor / indoor chamber mounted ; > 33 kv & < = 66 kv ; > 15 mva and < = 40 mva"},{"$f":"IFERROR(repcalc('Historical scenario - input'!$CV50:$GH50,'Historical scenario - input'!$G50,'Historical scenario - input'!$E50,'Historical scenario - input'!$F50,20,TRUE,TRUE),\"\")","v":151.80628789671056},165.75936920135362,179.07687391623043,191.52406232742896,202.90624240134804,213.07618164159524,221.93681214629456,229.43891594631714,235.57408183709143,240.36384226239454,243.84644959929793,246.06315509819544,247.04604121168467,246.80938229161609,245.34615609055717,242.6307256136559,238.62792478393169,233.30791324344153,226.66533636890441,218.74065726466463,{"$f":"IFERROR(IF(OR(D65=\"\",'Historical scenario - input'!$D50=\"\"),\"\",D65/'Historical scenario - input'!$D50),\"\")","v":0.34316368150761162},{"$f":"IFERROR(IF(OR(E65=\"\",'Historical scenario - input'!$D50=\"\"),\"\",E65/'Historical scenario - input'!$D50),\"\")","v":0.37470513354637197},{"$f":"IFERROR(IF(OR(F65=\"\",'Historical scenario - input'!$D50=\"\"),\"\",F65/'Historical scenario - input'!$D50),\"\")","v":0.40480984139326698},{"$f":"IFERROR(IF(OR(G65=\"\",'Historical scenario - input'!$D50=\"\"),\"\",G65/'Historical scenario - input'!$D50),\"\")","v":0.43294716731557698},{"$f":"IFERROR(IF(OR(H65=\"\",'Historical scenario - input'!$D50=\"\"),\"\",H65/'Historical scenario - input'!$D50),\"\")","v":0.45867700283073209},{"$f":"IFERROR(IF(OR(I65=\"\",'Historical scenario - input'!$D50=\"\"),\"\",I65/'Historical scenario - input'!$D50),\"\")","v":0.48166652348067068},{"$f":"IFERROR(IF(OR(J65=\"\",'Historical scenario - input'!$D50=\"\"),\"\",J65/'Historical scenario - input'!$D50),\"\")","v":0.50169630371309515},{"$f":"IFERROR(IF(OR(K65=\"\",'Historical scenario - input'!$D50=\"\"),\"\",K65/'Historical scenario - input'!$D50),\"\")","v":0.51865508450364872},{"$f":"IFERROR(IF(OR(L65=\"\",'Historical scenario - input'!$D50=\"\"),\"\",L65/'Historical scenario - input'!$D50),\"\")","v":0.53252385201590446},{"$f":"IFERROR(IF(OR(M65=\"\",'Historical scenario - input'!$D50=\"\"),\"\",M65/'Historical scenario - input'!$D50),\"\")","v":0.54335128112875408},{"$f":"IFERROR(IF(OR(N65=\"\",'Historical scenario - input'!$D50=\"\"),\"\",N65/'Historical scenario - input'!$D50),\"\")","v":0.55122384274352954},{"$f":"IFERROR(IF(OR(O65=\"\",'Historical scenario - input'!$D50=\"\"),\"\",O65/'Historical scenario - input'!$D50),\"\")","v":0.55623478682469574},{"$f":"IFERROR(IF(OR(P65=\"\",'Historical scenario - input'!$D50=\"\"),\"\",P65/'Historical scenario - input'!$D50),\"\")","v":0.55845663693302039},{"$f":"IFERROR(IF(OR(Q65=\"\",'Historical scenario - input'!$D50=\"\"),\"\",Q65/'Historical scenario - input'!$D50),\"\")","v":0.5579216607643942},{"$f":"IFERROR(IF(OR(R65=\"\",'Historical scenario - input'!$D50=\"\"),\"\",R65/'Historical scenario - input'!$D50),\"\")","v":0.55461398427094466},{"$f":"IFERROR(IF(OR(S65=\"\",'Historical scenario - input'!$D50=\"\"),\"\",S65/'Historical scenario - input'!$D50),\"\")","v":0.54847565408553478},{"$f":"IFERROR(IF(OR(T65=\"\",'Historical scenario - input'!$D50=\"\"),\"\",T65/'Historical scenario - input'!$D50),\"\")","v":0.53942717600138257},{"$f":"IFERROR(IF(OR(U65=\"\",'Historical scenario - input'!$D50=\"\"),\"\",U65/'Historical scenario - input'!$D50),\"\")","v":0.52740109479491926},{"$f":"IFERROR(IF(OR(V65=\"\",'Historical scenario - input'!$D50=\"\"),\"\",V65/'Historical scenario - input'!$D50),\"\")","v":0.5123853061438296},{"$f":"IFERROR(IF(OR(W65=\"\",'Historical scenario - input'!$D50=\"\"),\"\",W65/'Historical scenario - input'!$D50),\"\")","v":0.49447127837952715}]
[{"$f":"IFERROR('Historical scenario - input'!A51,\"\")","v":5},{"$f":"IFERROR('Historical scenario - input'!B51,\"\")","v":"TRANSFORMERS"},{"$f":"IFERROR('Historical scenario - input'!C51,\"\")","v":"ground outdoor / indoor chamber mounted ; > 66 kv & < = 132 kv ; < = 100 mva"},{"$f":"IFERROR(repcalc('Historical scenario - input'!$CV51:$GH51,'Historical scenario - input'!$G51,'Historical scenario - input'!$E51,'Historical scenario - input'!$F51,20,TRUE,TRUE),\"\")","v":6223.4567737113812},6080.1373053892376,5936.9374209051848,5798.6514078467399,5668.3051485852757,5547.1564494277545,5434.8385565232611,5329.6254683586421,5228.7892281758077,5129.0143796249413,5026.8334437855947,4919.0493660645834,4803.1156914912817,4677.4517918867487,4541.6777721981443,4396.7608614612427,4245.0715639731807,4090.3533340766303,3937.6140038456483,3792.9506977013812,{"$f":"IFERROR(IF(OR(D66=\"\",'Historical scenario - input'!$D51=\"\"),\"\",D66/'Historical scenario - input'!$D51),\"\")","v":3.1840614261830611},{"$f":"IFERROR(IF(OR(E66=\"\",'Historical scenario - input'!$D51=\"\"),\"\",E66/'Historical scenario - input'!$D51),\"\")","v":3.1107359404765917},{"$f":"IFERROR(IF(OR(F66=\"\",'Historical scenario - input'!$D51=\"\"),\"\",F66/'Historical scenario - input'!$D51),\"\")","v":3.0374716365698693},{"$f":"IFERROR(IF(OR(G66=\"\",'Historical scenario - input'!$D51=\"\"),\"\",G66/'Historical scenario - input'!$D51),\"\")","v":2.9667213805674546},{"$f":"IFERROR(IF(OR(H66=\"\",'Historical scenario - input'!$D51=\"\"),\"\",H66/'Historical scenario - input'!$D51),\"\")","v":2.9000332824167896},{"$f":"IFERROR(IF(OR(I66=\"\",'Historical scenario - input'!$D51=\"\"),\"\",I66/'Historical scenario - input'!$D51),\"\")","v":2.8380508643096771},{"$f":"IFERROR(IF(OR(J66=\"\",'Historical scenario - input'!$D51=\"\"),\"\",J66/'Historical scenario - input'!$D51),\"\")","v":2.780586486670225},{"$f":"IFERROR(IF(OR(K66=\"\",'Historical scenario - input'!$D51=\"\"),\"\",K66/'Historical scenario - input'!$D51),\"\")","v":2.726757088036067},{"$f":"IFERROR(IF(OR(L66=\"\",'Historical scenario - input'!$D51=\"\"),\"\",L66/'Historical scenario - input'!$D51),\"\")","v":2.675166983950549},{"$f":"IFERROR(IF(OR(M66=\"\",'Historical scenario - input'!$D51=\"\"),\"\",M66/'Historical scenario - input'!$D51),\"\")","v":2.6241199118609622},{"$f":"IFERROR(IF(OR(N66=\"\",'Historical scenario - input'!$D51=\"\"),\"\",N66/'Historical scenario - input'!$D51),\"\")","v":2.5718418310246549},{"$f":"IFERROR(IF(OR(O66=\"\",'Historical scenario - input'!$D51=\"\"),\"\",O66/'Historical scenario - input'!$D51),\"\")","v":2.5166970559090198},{"$f":"IFERROR(IF(OR(P66=\"\",'Historical scenario - input'!$D51=\"\"),\"\",P66/'Historical scenario - input'!$D51),\"\")","v":2.4573827624822862},{"$f":"IFERROR(IF(OR(Q66=\"\",'Historical scenario - input'!$D51=\"\"),\"\",Q66/'Historical scenario - input'!$D51),\"\")","v":2.3930902655720971},{"$f":"IFERROR(IF(OR(R66=\"\",'Historical scenario - input'!$D51=\"\"),\"\",R66/'Historical scenario - input'!$D51),\"\")","v":2.3236252022660504},{"$f":"IFERROR(IF(OR(S66=\"\",'Historical scenario - input'!$D51=\"\"),\"\",S66/'Historical scenario - input'!$D51),\"\")","v":2.2494824288433937},{"$f":"IFERROR(IF(OR(T66=\"\",'Historical scenario - input'!$D51=\"\"),\"\",T66/'Historical scenario - input'!$D51),\"\")","v":2.1718747489866388},{"$f":"IFERROR(IF(OR(U66=\"\",'Historical scenario - input'!$D51=\"\"),\"\",U66/'Historical scenario - input'!$D51),\"\")","v":2.0927173987143806},{"$f":"IFERROR(IF(OR(V66=\"\",'Historical scenario - input'!$D51=\"\"),\"\",V66/'Historical scenario - input'!$D51),\"\")","v":2.0145724983265727},{"$f":"IFERROR(IF(OR(W66=\"\",'Historical scenario - input'!$D51=\"\"),\"\",W66/'Historical scenario - input'!$D51),\"\")","v":1.9405594747568142}]
[{"$f":"IFERROR('Historical scenario - input'!A52,\"\")","v":5},{"$f":"IFERROR('Historical scenario - input'!B52,\"\")","v":"TRANSFORMERS"},{"$f":"IFERROR('Historical scenario - input'!C52,\"\")","v":"ground outdoor / indoor chamber mounted ; > 66 kv & < = 132 kv ; > 100 mva"},{"$f":"IFERROR(repcalc('Historical scenario - input'!$CV52:$GH52,'Historical scenario - input'!$G52,'Historical scenario - input'!$E52,'Historical scenario - input'!$F52,20,TRUE,TRUE),\"\")","v":1021.3816453940022},1100.1052841066105,1170.5793120404928,1231.172442916951,1280.7032638895828,1318.4971402654301,1344.3985243902914,1358.737805481609,1362.2574621650635,1356.0074139023216,1341.2233143816331,1319.2034616415021,1291.199679016938,1258.3349762655403,1221.556435287594,1181.6262970600455,1139.1485608613066,1094.6234697634682,1048.5188208890943,1001.3455804768549,{"$f":"IFERROR(IF(OR(D67=\"\",'Historical scenario - input'!$D52=\"\"),\"\",D67/'Historical scenario - input'!$D52),\"\")","v":0.63965619962672049},{"$f":"IFERROR(IF(OR(E67=\"\",'Historical scenario - input'!$D52=\"\"),\"\",E67/'Historical scenario - input'!$D52),\"\")","v":0.68895810727972995},{"$f":"IFERROR(IF(OR(F67=\"\",'Historical scenario - input'!$D52=\"\"),\"\",F67/'Historical scenario - input'!$D52),\"\")","v":0.73309356740265497},{"$f":"IFERROR(IF(OR(G67=\"\",'Historical scenario - input'!$D52=\"\"),\"\",G67/'Historical scenario - input'!$D52),\"\")","v":0.77104096149839318},{"$f":"IFERROR(IF(OR(H67=\"\",'Historical scenario - input'!$D52=\"\"),\"\",H67/'Historical scenario - input'!$D52),\"\")","v":0.80206041132953187},{"$f":"IFERROR(IF(OR(I67=\"\",'Historical scenario - input'!$D52=\"\"),\"\",I67/'Historical scenario - input'!$D52),\"\")","v":0.82572941638827357},{"$f":"IFERROR(IF(OR(J67=\"\",'Historical scenario - input'!$D52=\"\"),\"\",J67/'Historical scenario - input'!$D52),\"\")","v":0.84195056252801015},{"$f":"IFERROR(IF(OR(K67=\"\",'Historical scenario - input'!$D52=\"\"),\"\",K67/'Historical scenario - input'!$D52),\"\")","v":0.85093076115367983},{"$f":"IFERROR(IF(OR(L67=\"\",'Historical scenario - input'!$D52=\"\"),\"\",L67/'Historical scenario - input'!$D52),\"\")","v":0.85313500109502016},{"$f":"IFERROR(IF(OR(M67=\"\",'Historical scenario - input'!$D52=\"\"),\"\",M67/'Historical scenario - input'!$D52),\"\")","v":0.84922081080458567},{"$f":"IFERROR(IF(OR(N67=\"\",'Historical scenario - input'!$D52=\"\"),\"\",N67/'Historical scenario - input'!$D52),\"\")","v":0.83996203769371902},{"$f":"IFERROR(IF(OR(O67=\"\",'Historical scenario - input'!$D52=\"\"),\"\",O67/'Historical scenario - input'!$D52),\"\")","v":0.82617176117601354},{"$f":"IFERROR(IF(OR(P67=\"\",'Historical scenario - input'!$D52=\"\"),\"\",P67/'Historical scenario - input'!$D52),\"\")","v":0.80863395515650993},{"$f":"IFERROR(IF(OR(Q67=\"\",'Historical scenario - input'!$D52=\"\"),\"\",Q67/'Historical scenario - input'!$D52),\"\")","v":0.78805192202656116},{"$f":"IFERROR(IF(OR(R67=\"\",'Historical scenario - input'!$D52=\"\"),\"\",R67/'Historical scenario - input'!$D52),\"\")","v":0.76501878661056921},{"$f":"IFERROR(IF(OR(S67=\"\",'Historical scenario - input'!$D52=\"\"),\"\",S67/'Historical scenario - input'!$D52),\"\")","v":0.74001191421925028},{"$f":"IFERROR(IF(OR(T67=\"\",'Historical scenario - input'!$D52=\"\"),\"\",T67/'Historical scenario - input'!$D52),\"\")","v":0.71340956882939321},{"$f":"IFERROR(IF(OR(U67=\"\",'Historical scenario - input'!$D52=\"\"),\"\",U67/'Historical scenario - input'!$D52),\"\")","v":0.68552503547390065},{"$f":"IFERROR(IF(OR(V67=\"\",'Historical scenario - input'!$D52=\"\"),\"\",V67/'Historical scenario - input'!$D52),\"\")","v":0.65665127940328905},{"$f":"IFERROR(IF(OR(W67=\"\",'Historical scenario - input'!$D52=\"\"),\"\",W67/'Historical scenario - input'!$D52),\"\")","v":0.62710830120092409}]
[{"$f":"IFERROR('Historical scenario - input'!A53,\"\")","v":5},{"$f":"IFERROR('Historical scenario - input'!B53,\"\")","v":"TRANSFORMERS"},{"$f":"IFERROR('Historical scenario - input'!C53,\"\")","v":"kiosk mounted ; < = 22 kv ; < = 60 kva ; multiple phase"},{"$f":"IFERROR(repcalc('Historical scenario - input'!$CV53:$GH53,'Historical scenario - input'!$G53,'Historical scenario - input'!$E53,'Historical scenario - input'!$F53,20,TRUE,TRUE),\"\")","v":4.4809538560351281E-5},7.974952347018583E-5,1.396903058038162E-4,2.4081580897893987E-4,4.0858675292400223E-4,6.8228235502764941E-4,1.121307107359225E-3,1.8137005903588815E-3,2.8872687151502282E-3,4.5236543557196458E-3,6.9754499531625817E-3,1.0586091687741836E-2,1.5811741004876034E-2,2.3243651511989857E-2,3.3628666574094607E-2,4.7884567875762243E-2,6.7106121162219215E-2,9.2557015932511713E-2,0.12564268259787273,0.16785941657872935,{"$f":"IFERROR(IF(OR(D68=\"\",'Historical scenario - input'!$D53=\"\"),\"\",D68/'Historical scenario - input'!$D53),\"\")","v":1.1137219079293791E-6},{"$f":"IFERROR(IF(OR(E68=\"\",'Historical scenario - input'!$D53=\"\"),\"\",E68/'Historical scenario - input'!$D53),\"\")","v":1.9821402828339652E-6},{"$f":"IFERROR(IF(OR(F68=\"\",'Historical scenario - input'!$D53=\"\"),\"\",F68/'Historical scenario - input'!$D53),\"\")","v":3.4719427804311888E-6},{"$f":"IFERROR(IF(OR(G68=\"\",'Historical scenario - input'!$D53=\"\"),\"\",G68/'Historical scenario - input'!$D53),\"\")","v":5.9853738925331006E-6},{"$f":"IFERROR(IF(OR(H68=\"\",'Historical scenario - input'!$D53=\"\"),\"\",H68/'Historical scenario - input'!$D53),\"\")","v":1.0155248918894965E-5},{"$f":"IFERROR(IF(OR(I68=\"\",'Historical scenario - input'!$D53=\"\"),\"\",I68/'Historical scenario - input'!$D53),\"\")","v":1.6957836001022786E-5},{"$f":"IFERROR(IF(OR(J68=\"\",'Historical scenario - input'!$D53=\"\"),\"\",J68/'Historical scenario - input'!$D53),\"\")","v":2.7869608371461417E-5},{"$f":"IFERROR(IF(OR(K68=\"\",'Historical scenario - input'!$D53=\"\"),\"\",K68/'Historical scenario - input'!$D53),\"\")","v":4.5078752131905447E-5},{"$f":"IFERROR(IF(OR(L68=\"\",'Historical scenario - input'!$D53=\"\"),\"\",L68/'Historical scenario - input'!$D53),\"\")","v":7.1761828518073246E-5},{"$f":"IFERROR(IF(OR(M68=\"\",'Historical scenario - input'!$D53=\"\"),\"\",M68/'Historical scenario - input'!$D53),\"\")","v":1.1243349344201849E-4},{"$f":"IFERROR(IF(OR(N68=\"\",'Historical scenario - input'!$D53=\"\"),\"\",N68/'Historical scenario - input'!$D53),\"\")","v":1.7337182394857551E-4},{"$f":"IFERROR(IF(OR(O68=\"\",'Historical scenario - input'!$D53=\"\"),\"\",O68/'Historical scenario - input'!$D53),\"\")","v":2.6311277934960175E-4},{"$f":"IFERROR(IF(OR(P68=\"\",'Historical scenario - input'!$D53=\"\"),\"\",P68/'Historical scenario - input'!$D53),\"\")","v":3.9299405718981102E-4},{"$f":"IFERROR(IF(OR(Q68=\"\",'Historical scenario - input'!$D53=\"\"),\"\",Q68/'Historical scenario - input'!$D53),\"\")","v":5.7771101289769676E-4},{"$f":"IFERROR(IF(OR(R68=\"\",'Historical scenario - input'!$D53=\"\"),\"\",R68/'Historical scenario - input'!$D53),\"\")","v":8.3582611875322938E-4},{"$f":"IFERROR(IF(OR(S68=\"\",'Historical scenario - input'!$D53=\"\"),\"\",S68/'Historical scenario - input'!$D53),\"\")","v":1.1901504458284183E-3},{"$f":"IFERROR(IF(OR(T68=\"\",'Historical scenario - input'!$D53=\"\"),\"\",T68/'Historical scenario - input'!$D53),\"\")","v":1.6678939282953635E-3},{"$f":"IFERROR(IF(OR(U68=\"\",'Historical scenario - input'!$D53=\"\"),\"\",U68/'Historical scenario - input'!$D53),\"\")","v":2.3004650279487004E-3},{"$f":"IFERROR(IF(OR(V68=\"\",'Historical scenario - input'!$D53=\"\"),\"\",V68/'Historical scenario - input'!$D53),\"\")","v":3.1227951163077371E-3},{"$f":"IFERROR(IF(OR(W68=\"\",'Historical scenario - input'!$D53=\"\"),\"\",W68/'Historical scenario - input'!$D53),\"\")","v":4.1720739758162179E-3}]
[{"$f":"IFERROR('Historical scenario - input'!A54,\"\")","v":5},{"$f":"IFERROR('Historical scenario - input'!B54,\"\")","v":"TRANSFORMERS"},{"$f":"IFERROR('Historical scenario - input'!C54,\"\")","v":"kiosk mounted ; < = 22 kv ; < = 60 kva ; single phase"},{"$f":"IFERROR(repcalc('Historical scenario - input'!$CV54:$GH54,'Historical scenario - input'!$G54,'Historical scenario - input'!$E54,'Historical scenario - input'!$F54,20,TRUE,TRUE),\"\")","v":1.9760125226401055E-6},3.8084189168939749E-6,7.2240415935591851E-6,1.3486407377679097E-5,2.4779516680643902E-5,4.4809481454932858E-5,7.9749421837140236E-5,1.396901277820493E-4,2.4081550208251664E-4,4.0858623221977179E-4,6.8228148552491657E-4,1.1213056783620568E-3,1.8136982789735035E-3,2.8872650356067853E-3,4.5236485907624137E-3,6.9754410636320508E-3,1.0586078196804068E-2,1.5811720854367075E-2,2.3243621890257499E-2,3.3628623717721462E-2,{"$f":"IFERROR(IF(OR(D69=\"\",'Historical scenario - input'!$D54=\"\"),\"\",D69/'Historical scenario - input'!$D54),\"\")","v":4.9112945759150238E-8},{"$f":"IFERROR(IF(OR(E69=\"\",'Historical scenario - input'!$D54=\"\"),\"\",E69/'Historical scenario - input'!$D54),\"\")","v":9.4656622643075173E-8},{"$f":"IFERROR(IF(OR(F69=\"\",'Historical scenario - input'!$D54=\"\"),\"\",F69/'Historical scenario - input'!$D54),\"\")","v":1.7955046280389223E-7},{"$f":"IFERROR(IF(OR(G69=\"\",'Historical scenario - input'!$D54=\"\"),\"\",G69/'Historical scenario - input'!$D54),\"\")","v":3.3519888484350126E-7},{"$f":"IFERROR(IF(OR(H69=\"\",'Historical scenario - input'!$D54=\"\"),\"\",H69/'Historical scenario - input'!$D54),\"\")","v":6.15884284502622E-7},{"$f":"IFERROR(IF(OR(I69=\"\",'Historical scenario - input'!$D54=\"\"),\"\",I69/'Historical scenario - input'!$D54),\"\")","v":1.1137204885986382E-6},{"$f":"IFERROR(IF(OR(J69=\"\",'Historical scenario - input'!$D54=\"\"),\"\",J69/'Historical scenario - input'!$D54),\"\")","v":1.9821377567881034E-6},{"$f":"IFERROR(IF(OR(K69=\"\",'Historical scenario - input'!$D54=\"\"),\"\",K69/'Historical scenario - input'!$D54),\"\")","v":3.4719383557763439E-6},{"$f":"IFERROR(IF(OR(L69=\"\",'Historical scenario - input'!$D54=\"\"),\"\",L69/'Historical scenario - input'!$D54),\"\")","v":5.9853662647538152E-6},{"$f":"IFERROR(IF(OR(M69=\"\",'Historical scenario - input'!$D54=\"\"),\"\",M69/'Historical scenario - input'!$D54),\"\")","v":1.0155235977014115E-5},{"$f":"IFERROR(IF(OR(N69=\"\",'Historical scenario - input'!$D54=\"\"),\"\",N69/'Historical scenario - input'!$D54),\"\")","v":1.6957814389904401E-5},{"$f":"IFERROR(IF(OR(O69=\"\",'Historical scenario - input'!$D54=\"\"),\"\",O69/'Historical scenario - input'!$D54),\"\")","v":2.7869572854348237E-5},{"$f":"IFERROR(IF(OR(P69=\"\",'Historical scenario - input'!$D54=\"\"),\"\",P69/'Historical scenario - input'!$D54),\"\")","v":4.5078694683410864E-5},{"$f":"IFERROR(IF(OR(Q69=\"\",'Historical scenario - input'!$D54=\"\"),\"\",Q69/'Historical scenario - input'!$D54),\"\")","v":7.1761737064595358E-5},{"$f":"IFERROR(IF(OR(R69=\"\",'Historical scenario - input'!$D54=\"\"),\"\",R69/'Historical scenario - input'!$D54),\"\")","v":1.1243335015647318E-4},{"$f":"IFERROR(IF(OR(S69=\"\",'Historical scenario - input'!$D54=\"\"),\"\",S69/'Historical scenario - input'!$D54),\"\")","v":1.733716030030978E-4},{"$f":"IFERROR(IF(OR(T69=\"\",'Historical scenario - input'!$D54=\"\"),\"\",T69/'Historical scenario - input'!$D54),\"\")","v":2.6311244403811603E-4},{"$f":"IFERROR(IF(OR(U69=\"\",'Historical scenario - input'!$D54=\"\"),\"\",U69/'Historical scenario - input'!$D54),\"\")","v":3.9299355635753281E-4},{"$f":"IFERROR(IF(OR(V69=\"\",'Historical scenario - input'!$D54=\"\"),\"\",V69/'Historical scenario - input'!$D54),\"\")","v":5.7771027666221348E-4},{"$f":"IFERROR(IF(OR(W69=\"\",'Historical scenario - input'!$D54=\"\"),\"\",W69/'Historical scenario - input'!$D54),\"\")","v":8.3582505357641219E-4}]
[{"$f":"IFERROR('Historical scenario - input'!A55,\"\")","v":5},{"$f":"IFERROR('Historical scenario - input'!B55,\"\")","v":"TRANSFORMERS"},{"$f":"IFERROR('Historical scenario - input'!C55,\"\")","v":"kiosk mounted ; < = 22 kv ; > 60 kva and < = 600 kva ; multiple phase"},{"$f":"IFERROR(repcalc('Historical scenario - input'!$CV55:$GH55,'Historical scenario - input'!$G55,'Historical scenario - input'!$E55,'Historical scenario - input'!$F55,20,TRUE,TRUE),\"\")","v":927.82398570920509},1070.2085486904198,1234.6963024439276,1421.2922193029542,1629.6976706468049,1859.2238722852621,2108.7187146511978,2376.5088631018475,2660.3592902369951,2957.4531308523983,3264.3956296931965,3577.2466030107516,3891.5858613868945,4202.6151069673251,4505.2977231937548,4794.534620621419,5065.3701287978311,5313.2173099198917,5534.0876855858933,5724.8069860850273,{"$f":"IFERROR(IF(OR(D70=\"\",'Historical scenario - input'!$D55=\"\"),\"\",D70/'Historical scenario - input'!$D55),\"\")","v":23.060668169902172},{"$f":"IFERROR(IF(OR(E70=\"\",'Historical scenario - input'!$D55=\"\"),\"\",E70/'Historical scenario - input'!$D55),\"\")","v":26.599575559665887},{"$f":"IFERROR(IF(OR(F70=\"\",'Historical scenario - input'!$D55=\"\"),\"\",F70/'Historical scenario - input'!$D55),\"\")","v":30.687848298619496},{"$f":"IFERROR(IF(OR(G70=\"\",'Historical scenario - input'!$D55=\"\"),\"\",G70/'Historical scenario - input'!$D55),\"\")","v":35.325609971977769},{"$f":"IFERROR(IF(OR(H70=\"\",'Historical scenario - input'!$D55=\"\"),\"\",H70/'Historical scenario - input'!$D55),\"\")","v":40.50543829314978},{"$f":"IFERROR(IF(OR(I70=\"\",'Historical scenario - input'!$D55=\"\"),\"\",I70/'Historical scenario - input'!$D55),\"\")","v":46.210213825802846},{"$f":"IFERROR(IF(OR(J70=\"\",'Historical scenario - input'!$D55=\"\"),\"\",J70/'Historical scenario - input'!$D55),\"\")","v":52.411301379607622},{"$f":"IFERROR(IF(OR(K70=\"\",'Historical scenario - input'!$D55=\"\"),\"\",K70/'Historical scenario - input'!$D55),\"\")","v":59.067110938000248},{"$f":"IFERROR(IF(OR(L70=\"\",'Historical scenario - input'!$D55=\"\"),\"\",L70/'Historical scenario - input'!$D55),\"\")","v":66.122091851266049},{"$f":"IFERROR(IF(OR(M70=\"\",'Historical scenario - input'!$D55=\"\"),\"\",M70/'Historical scenario - input'!$D55),\"\")","v":73.506232140026469},{"$f":"IFERROR(IF(OR(N70=\"\",'Historical scenario - input'!$D55=\"\"),\"\",N70/'Historical scenario - input'!$D55),\"\")","v":81.135156614960962},{"$f":"IFERROR(IF(OR(O70=\"\",'Historical scenario - input'!$D55=\"\"),\"\",O70/'Historical scenario - input'!$D55),\"\")","v":88.910933694912657},{"$f":"IFERROR(IF(OR(P70=\"\",'Historical scenario - input'!$D55=\"\"),\"\",P70/'Historical scenario - input'!$D55),\"\")","v":96.723701463192015},{"$f":"IFERROR(IF(OR(Q70=\"\",'Historical scenario - input'!$D55=\"\"),\"\",Q70/'Historical scenario - input'!$D55),\"\")","v":104.45420027971358},{"$f":"IFERROR(IF(OR(R70=\"\",'Historical scenario - input'!$D55=\"\"),\"\",R70/'Historical scenario - input'!$D55),\"\")","v":111.97724719497538},{"$f":"IFERROR(IF(OR(S70=\"\",'Historical scenario - input'!$D55=\"\"),\"\",S70/'Historical scenario - input'!$D55),\"\")","v":119.16610652261284},{"$f":"IFERROR(IF(OR(T70=\"\",'Historical scenario - input'!$D55=\"\"),\"\",T70/'Historical scenario - input'!$D55),\"\")","v":125.89760719394874},{"$f":"IFERROR(IF(OR(U70=\"\",'Historical scenario - input'!$D55=\"\"),\"\",U70/'Historical scenario - input'!$D55),\"\")","v":132.05774283253399},{"$f":"IFERROR(IF(OR(V70=\"\",'Historical scenario - input'!$D55=\"\"),\"\",V70/'Historical scenario - input'!$D55),\"\")","v":137.54738151427384},{"$f":"IFERROR(IF(OR(W70=\"\",'Historical scenario - input'!$D55=\"\"),\"\",W70/'Historical scenario - input'!$D55),\"\")","v":142.28762812370439}]
[{"$f":"IFERROR('Historical scenario - input'!A56,\"\")","v":5},{"$f":"IFERROR('Historical scenario - input'!B56,\"\")","v":"TRANSFORMERS"},{"$f":"IFERROR('Historical scenario - input'!C56,\"\")","v":"kiosk mounted ; < = 22 kv ; > 600 kva ; multiple phase"},{"$f":"IFERROR(repcalc('Historical scenario - input'!$CV56:$GH56,'Historical scenario - input'!$G56,'Historical scenario - input'!$E56,'Historical scenario - input'!$F56,20,TRUE,TRUE),\"\")","v":72.055363122779127},68.582155192709251,65.99097632596964,64.543189683558069,64.47887205785311,66.021550173005934,69.386154785352645,74.789283942092069,82.460843470678768,92.656212253276422,105.66820777823995,121.83824419469329,141.56612878762863,165.31790168009766,193.63098559164845,227.11571064225146,266.45208122071074,312.38055300906512,365.68569607863884,427.1720326858902,{"$f":"IFERROR(IF(OR(D71=\"\",'Historical scenario - input'!$D56=\"\"),\"\",D71/'Historical scenario - input'!$D56),\"\")","v":2.0101643139559577},{"$f":"IFERROR(IF(OR(E71=\"\",'Historical scenario - input'!$D56=\"\"),\"\",E71/'Historical scenario - input'!$D56),\"\")","v":1.9132705043434968},{"$f":"IFERROR(IF(OR(F71=\"\",'Historical scenario - input'!$D56=\"\"),\"\",F71/'Historical scenario - input'!$D56),\"\")","v":1.8409830983370705},{"$f":"IFERROR(IF(OR(G71=\"\",'Historical scenario - input'!$D56=\"\"),\"\",G71/'Historical scenario - input'!$D56),\"\")","v":1.8005934740722001},{"$f":"IFERROR(IF(OR(H71=\"\",'Historical scenario - input'!$D56=\"\"),\"\",H71/'Historical scenario - input'!$D56),\"\")","v":1.7987991732686612},{"$f":"IFERROR(IF(OR(I71=\"\",'Historical scenario - input'!$D56=\"\"),\"\",I71/'Historical scenario - input'!$D56),\"\")","v":1.8418360321589151},{"$f":"IFERROR(IF(OR(J71=\"\",'Historical scenario - input'!$D56=\"\"),\"\",J71/'Historical scenario - input'!$D56),\"\")","v":1.9357000809846274},{"$f":"IFERROR(IF(OR(K71=\"\",'Historical scenario - input'!$D56=\"\"),\"\",K71/'Historical scenario - input'!$D56),\"\")","v":2.0864338632301709},{"$f":"IFERROR(IF(OR(L71=\"\",'Historical scenario - input'!$D56=\"\"),\"\",L71/'Historical scenario - input'!$D56),\"\")","v":2.3004511761465865},{"$f":"IFERROR(IF(OR(M71=\"\",'Historical scenario - input'!$D56=\"\"),\"\",M71/'Historical scenario - input'!$D56),\"\")","v":2.5848764514654672},{"$f":"IFERROR(IF(OR(N71=\"\",'Historical scenario - input'!$D56=\"\"),\"\",N71/'Historical scenario - input'!$D56),\"\")","v":2.9478785643417456},{"$f":"IFERROR(IF(OR(O71=\"\",'Historical scenario - input'!$D56=\"\"),\"\",O71/'Historical scenario - input'!$D56),\"\")","v":3.3989821151535944},{"$f":"IFERROR(IF(OR(P71=\"\",'Historical scenario - input'!$D56=\"\"),\"\",P71/'Historical scenario - input'!$D56),\"\")","v":3.9493407266422023},{"$f":"IFERROR(IF(OR(Q71=\"\",'Historical scenario - input'!$D56=\"\"),\"\",Q71/'Historical scenario - input'!$D56),\"\")","v":4.6119557519842083},{"$f":"IFERROR(IF(OR(R71=\"\",'Historical scenario - input'!$D56=\"\"),\"\",R71/'Historical scenario - input'!$D56),\"\")","v":5.4018199401649145},{"$f":"IFERROR(IF(OR(S71=\"\",'Historical scenario - input'!$D56=\"\"),\"\",S71/'Historical scenario - input'!$D56),\"\")","v":6.3359599741920327},{"$f":"IFERROR(IF(OR(T71=\"\",'Historical scenario - input'!$D56=\"\"),\"\",T71/'Historical scenario - input'!$D56),\"\")","v":7.4333462748152055},{"$f":"IFERROR(IF(OR(U71=\"\",'Historical scenario - input'!$D56=\"\"),\"\",U71/'Historical scenario - input'!$D56),\"\")","v":8.7146357025871168},{"$f":"IFERROR(IF(OR(V71=\"\",'Historical scenario - input'!$D56=\"\"),\"\",V71/'Historical scenario - input'!$D56),\"\")","v":10.201715799126099},{"$f":"IFERROR(IF(OR(W71=\"\",'Historical scenario - input'!$D56=\"\"),\"\",W71/'Historical scenario - input'!$D56),\"\")","v":11.917030722085764}]
[{"$f":"IFERROR('Historical scenario - input'!A57,\"\")","v":5},{"$f":"IFERROR('Historical scenario - input'!B57,\"\")","v":"TRANSFORMERS"},{"$f":"IFERROR('Historical scenario - input'!C57,\"\")","v":"pole mounted ; < = 22 kv ; < = 60 kva ; multiple phase"},{"$f":"IFERROR(repcalc('Historical scenario - input'!$CV57:$GH57,'Historical scenario - input'!$G57,'Historical scenario - input'!$E57,'Historical scenario - input'!$F57,20,TRUE,TRUE),\"\")","v":332.5323969582592},343.39137273305732,352.60700428925742,360.44586892944051,367.25041750204713,373.41835436522069,379.38140297861804,385.58564440206015,392.47520604554001,400.4804657063101,410.01121489786067,421.45449739787381,435.17619807292931,451.52497761498182,470.83687702290155,493.43886674215514,519.64977568061477,549.77736804021822,584.1107891503159,622.9081171390028,{"$f":"IFERROR(IF(OR(D72=\"\",'Historical scenario - input'!$D57=\"\"),\"\",D72/'Historical scenario - input'!$D57),\"\")","v":22.123335644644822},{"$f":"IFERROR(IF(OR(E72=\"\",'Historical scenario - input'!$D57=\"\"),\"\",E72/'Historical scenario - input'!$D57),\"\")","v":22.845781842430121},{"$f":"IFERROR(IF(OR(F72=\"\",'Historical scenario - input'!$D57=\"\"),\"\",F72/'Historical scenario - input'!$D57),\"\")","v":23.45889657037883},{"$f":"IFERROR(IF(OR(G72=\"\",'Historical scenario - input'!$D57=\"\"),\"\",G72/'Historical scenario - input'!$D57),\"\")","v":23.980415180577513},{"$f":"IFERROR(IF(OR(H72=\"\",'Historical scenario - input'!$D57=\"\"),\"\",H72/'Historical scenario - input'!$D57),\"\")","v":24.433120881913919},{"$f":"IFERROR(IF(OR(I72=\"\",'Historical scenario - input'!$D57=\"\"),\"\",I72/'Historical scenario - input'!$D57),\"\")","v":24.843472891844833},{"$f":"IFERROR(IF(OR(J72=\"\",'Historical scenario - input'!$D57=\"\"),\"\",J72/'Historical scenario - input'!$D57),\"\")","v":25.240193714075225},{"$f":"IFERROR(IF(OR(K72=\"\",'Historical scenario - input'!$D57=\"\"),\"\",K72/'Historical scenario - input'!$D57),\"\")","v":25.65296106151791},{"$f":"IFERROR(IF(OR(L72=\"\",'Historical scenario - input'!$D57=\"\"),\"\",L72/'Historical scenario - input'!$D57),\"\")","v":26.111322671025412},{"$f":"IFERROR(IF(OR(M72=\"\",'Historical scenario - input'!$D57=\"\"),\"\",M72/'Historical scenario - input'!$D57),\"\")","v":26.643911519563929},{"$f":"IFERROR(IF(OR(N72=\"\",'Historical scenario - input'!$D57=\"\"),\"\",N72/'Historical scenario - input'!$D57),\"\")","v":27.277990981409772},{"$f":"IFERROR(IF(OR(O72=\"\",'Historical scenario - input'!$D57=\"\"),\"\",O72/'Historical scenario - input'!$D57),\"\")","v":28.03931102703546},{"$f":"IFERROR(IF(OR(P72=\"\",'Historical scenario - input'!$D57=\"\"),\"\",P72/'Historical scenario - input'!$D57),\"\")","v":28.952213927403712},{"$f":"IFERROR(IF(OR(Q72=\"\",'Historical scenario - input'!$D57=\"\"),\"\",Q72/'Historical scenario - input'!$D57),\"\")","v":30.03989603145606},{"$f":"IFERROR(IF(OR(R72=\"\",'Historical scenario - input'!$D57=\"\"),\"\",R72/'Historical scenario - input'!$D57),\"\")","v":31.324714101650454},{"$f":"IFERROR(IF(OR(S72=\"\",'Historical scenario - input'!$D57=\"\"),\"\",S72/'Historical scenario - input'!$D57),\"\")","v":32.828421437746861},{"$f":"IFERROR(IF(OR(T72=\"\",'Historical scenario - input'!$D57=\"\"),\"\",T72/'Historical scenario - input'!$D57),\"\")","v":34.572229684104137},{"$f":"IFERROR(IF(OR(U72=\"\",'Historical scenario - input'!$D57=\"\"),\"\",U72/'Historical scenario - input'!$D57),\"\")","v":36.576614351683489},{"$f":"IFERROR(IF(OR(V72=\"\",'Historical scenario - input'!$D57=\"\"),\"\",V72/'Historical scenario - input'!$D57),\"\")","v":38.860812240357085},{"$f":"IFERROR(IF(OR(W72=\"\",'Historical scenario - input'!$D57=\"\"),\"\",W72/'Historical scenario - input'!$D57),\"\")","v":41.441993253276053}]
[{"$f":"IFERROR('Historical scenario - input'!A58,\"\")","v":5},{"$f":"IFERROR('Historical scenario - input'!B58,\"\")","v":"TRANSFORMERS"},{"$f":"IFERROR('Historical scenario - input'!C58,\"\")","v":"pole mounted ; < = 22 kv ; < = 60 kva ; single phase"},{"$f":"IFERROR(repcalc('Historical scenario - input'!$CV58:$GH58,'Historical scenario - input'!$G58,'Historical scenario - input'!$E58,'Historical scenario - input'!$F58,20,TRUE,TRUE),\"\")","v":212.88501631291194},230.00598466414687,245.71795660148018,259.66151090595201,271.55174240288551,281.19738147988483,288.51417402567114,293.53135291649926,296.39065204074097,297.33798558714216,296.70855765047804,294.90670452038938,292.38214560626176,289.60449526485667,287.03786235305245,285.11716070046032,284.22741798838587,284.68696248639202,286.73494965543478,290.52331967937999,{"$f":"IFERROR(IF(OR(D73=\"\",'Historical scenario - input'!$D58=\"\"),\"\",D73/'Historical scenario - input'!$D58),\"\")","v":14.177401606685308},{"$f":"IFERROR(IF(OR(E73=\"\",'Historical scenario - input'!$D58=\"\"),\"\",E73/'Historical scenario - input'!$D58),\"\")","v":15.317598546868384},{"$f":"IFERROR(IF(OR(F73=\"\",'Historical scenario - input'!$D58=\"\"),\"\",F73/'Historical scenario - input'!$D58),\"\")","v":16.363961226809767},{"$f":"IFERROR(IF(OR(G73=\"\",'Historical scenario - input'!$D58=\"\"),\"\",G73/'Historical scenario - input'!$D58),\"\")","v":17.292553443504602},{"$f":"IFERROR(IF(OR(H73=\"\",'Historical scenario - input'!$D58=\"\"),\"\",H73/'Historical scenario - input'!$D58),\"\")","v":18.08440150330749},{"$f":"IFERROR(IF(OR(I73=\"\",'Historical scenario - input'!$D58=\"\"),\"\",I73/'Historical scenario - input'!$D58),\"\")","v":18.726767515327577},{"$f":"IFERROR(IF(OR(J73=\"\",'Historical scenario - input'!$D58=\"\"),\"\",J73/'Historical scenario - input'!$D58),\"\")","v":19.214040448815485},{"$f":"IFERROR(IF(OR(K73=\"\",'Historical scenario - input'!$D58=\"\"),\"\",K73/'Historical scenario - input'!$D58),\"\")","v":19.548167111648826},{"$f":"IFERROR(IF(OR(L73=\"\",'Historical scenario - input'!$D58=\"\"),\"\",L73/'Historical scenario - input'!$D58),\"\")","v":19.738586487798973},{"$f":"IFERROR(IF(OR(M73=\"\",'Historical scenario - input'!$D58=\"\"),\"\",M73/'Historical scenario - input'!$D58),\"\")","v":19.801675606870994},{"$f":"IFERROR(IF(OR(N73=\"\",'Historical scenario - input'!$D58=\"\"),\"\",N73/'Historical scenario - input'!$D58),\"\")","v":19.759757895633687},{"$f":"IFERROR(IF(OR(O73=\"\",'Historical scenario - input'!$D58=\"\"),\"\",O73/'Historical scenario - input'!$D58),\"\")","v":19.639760744570779},{"$f":"IFERROR(IF(OR(P73=\"\",'Historical scenario - input'!$D58=\"\"),\"\",P73/'Historical scenario - input'!$D58),\"\")","v":19.471633902084523},{"$f":"IFERROR(IF(OR(Q73=\"\",'Historical scenario - input'!$D58=\"\"),\"\",Q73/'Historical scenario - input'!$D58),\"\")","v":19.286652050871645},{"$f":"IFERROR(IF(OR(R73=\"\",'Historical scenario - input'!$D58=\"\"),\"\",R73/'Historical scenario - input'!$D58),\"\")","v":19.11572322648647},{"$f":"IFERROR(IF(OR(S73=\"\",'Historical scenario - input'!$D58=\"\"),\"\",S73/'Historical scenario - input'!$D58),\"\")","v":18.987811177216656},{"$f":"IFERROR(IF(OR(T73=\"\",'Historical scenario - input'!$D58=\"\"),\"\",T73/'Historical scenario - input'!$D58),\"\")","v":18.928557407392105},{"$f":"IFERROR(IF(OR(U73=\"\",'Historical scenario - input'!$D58=\"\"),\"\",U73/'Historical scenario - input'!$D58),\"\")","v":18.959161472521796},{"$f":"IFERROR(IF(OR(V73=\"\",'Historical scenario - input'!$D58=\"\"),\"\",V73/'Historical scenario - input'!$D58),\"\")","v":19.095550294448934},{"$f":"IFERROR(IF(OR(W73=\"\",'Historical scenario - input'!$D58=\"\"),\"\",W73/'Historical scenario - input'!$D58),\"\")","v":19.347842560924157}]
[{"$f":"IFERROR('Historical scenario - input'!A59,\"\")","v":5},{"$f":"IFERROR('Historical scenario - input'!B59,\"\")","v":"TRANSFORMERS"},{"$f":"IFERROR('Historical scenario - input'!C59,\"\")","v":"pole mounted ; < = 22 kv ; > 60 kva and < = 600 kva ; multiple phase"},{"$f":"IFERROR(repcalc('Historical scenario - input'!$CV59:$GH59,'Historical scenario - input'!$G59,'Historical scenario - input'!$E59,'Historical scenario - input'!$F59,20,TRUE,TRUE),\"\")","v":1585.1821500792112},1678.889206767268,1775.7235970421723,1875.8004766885624,1978.8305878326917,2084.0755788368224,2190.3488737436187,2296.0636820613759,2399.3245253619434,2498.0539075638221,2590.1420238858891,2673.6050907139834,2746.7371956074685,2808.2415221038868,2857.3292191981604,2893.7777287287749,2917.9446183368168,2930.73740499317,2933.5440104405025,2928.1319376096721,{"$f":"IFERROR(IF(OR(D74=\"\",'Historical scenario - input'!$D59=\"\"),\"\",D74/'Historical scenario - input'!$D59),\"\")","v":65.616356107639049},{"$f":"IFERROR(IF(OR(E74=\"\",'Historical scenario - input'!$D59=\"\"),\"\",E74/'Historical scenario - input'!$D59),\"\")","v":69.495226180163527},{"$f":"IFERROR(IF(OR(F74=\"\",'Historical scenario - input'!$D59=\"\"),\"\",F74/'Historical scenario - input'!$D59),\"\")","v":73.503547769847543},{"$f":"IFERROR(IF(OR(G74=\"\",'Historical scenario - input'!$D59=\"\"),\"\",G74/'Historical scenario - input'!$D59),\"\")","v":77.646087586291173},{"$f":"IFERROR(IF(OR(H74=\"\",'Historical scenario - input'!$D59=\"\"),\"\",H74/'Historical scenario - input'!$D59),\"\")","v":81.910872212023307},{"$f":"IFERROR(IF(OR(I74=\"\",'Historical scenario - input'!$D59=\"\"),\"\",I74/'Historical scenario - input'!$D59),\"\")","v":86.267338633202243},{"$f":"IFERROR(IF(OR(J74=\"\",'Historical scenario - input'!$D59=\"\"),\"\",J74/'Historical scenario - input'!$D59),\"\")","v":90.666370229027393},{"$f":"IFERROR(IF(OR(K74=\"\",'Historical scenario - input'!$D59=\"\"),\"\",K74/'Historical scenario - input'!$D59),\"\")","v":95.04228406838152},{"$f":"IFERROR(IF(OR(L74=\"\",'Historical scenario - input'!$D59=\"\"),\"\",L74/'Historical scenario - input'!$D59),\"\")","v":99.316619522920021},{"$f":"IFERROR(IF(OR(M74=\"\",'Historical scenario - input'!$D59=\"\"),\"\",M74/'Historical scenario - input'!$D59),\"\")","v":103.40338160292576},{"$f":"IFERROR(IF(OR(N74=\"\",'Historical scenario - input'!$D59=\"\"),\"\",N74/'Historical scenario - input'!$D59),\"\")","v":107.21523794610277},{"$f":"IFERROR(IF(OR(O74=\"\",'Historical scenario - input'!$D59=\"\"),\"\",O74/'Historical scenario - input'!$D59),\"\")","v":110.67007265677262},{"$f":"IFERROR(IF(OR(P74=\"\",'Historical scenario - input'!$D59=\"\"),\"\",P74/'Historical scenario - input'!$D59),\"\")","v":113.69727192049909},{"$f":"IFERROR(IF(OR(Q74=\"\",'Historical scenario - input'!$D59=\"\"),\"\",Q74/'Historical scenario - input'!$D59),\"\")","v":116.24315586787247},{"$f":"IFERROR(IF(OR(R74=\"\",'Historical scenario - input'!$D59=\"\"),\"\",R74/'Historical scenario - input'!$D59),\"\")","v":118.27507113570515},{"$f":"IFERROR(IF(OR(S74=\"\",'Historical scenario - input'!$D59=\"\"),\"\",S74/'Historical scenario - input'!$D59),\"\")","v":119.7838052460621},{"$f":"IFERROR(IF(OR(T74=\"\",'Historical scenario - input'!$D59=\"\"),\"\",T74/'Historical scenario - input'!$D59),\"\")","v":120.78415920188733},{"$f":"IFERROR(IF(OR(U74=\"\",'Historical scenario - input'!$D59=\"\"),\"\",U74/'Historical scenario - input'!$D59),\"\")","v":121.31369837491573},{"$f":"IFERROR(IF(OR(V74=\"\",'Historical scenario - input'!$D59=\"\"),\"\",V74/'Historical scenario - input'!$D59),\"\")","v":121.42987380779995},{"$f":"IFERROR(IF(OR(W74=\"\",'Historical scenario - input'!$D59=\"\"),\"\",W74/'Historical scenario - input'!$D59),\"\")","v":121.2058487655482}]
[{"$f":"IFERROR('Historical scenario - input'!A60,\"\")","v":5},{"$f":"IFERROR('Historical scenario - input'!B60,\"\")","v":"TRANSFORMERS"},{"$f":"IFERROR('Historical scenario - input'!C60,\"\")","v":"pole mounted ; < = 22 kv ; > 60 kva and < = 600 kva ; single phase"},{"$f":"IFERROR(repcalc('Historical scenario - input'!$CV60:$GH60,'Historical scenario - input'!$G60,'Historical scenario - input'!$E60,'Historical scenario - input'!$F60,20,TRUE,TRUE),\"\")","v":30.503529297103874},29.670887799467572,28.479461179498411,26.989061435699025,25.270769355229469,23.402384031212378,21.463694425646658,19.531980356898032,17.67809732062824,15.963413994322632,14.437767394982606,13.138493622791637,12.090495455844755,11.30723165666102,10.792461848709408,10.54255546331844,10.549169656441006,10.802112661268877,11.292228237203183,12.014156922264236,{"$f":"IFERROR(IF(OR(D75=\"\",'Historical scenario - input'!$D60=\"\"),\"\",D75/'Historical scenario - input'!$D60),\"\")","v":1.3092221700189548},{"$f":"IFERROR(IF(OR(E75=\"\",'Historical scenario - input'!$D60=\"\"),\"\",E75/'Historical scenario - input'!$D60),\"\")","v":1.2734849050695272},{"$f":"IFERROR(IF(OR(F75=\"\",'Historical scenario - input'!$D60=\"\"),\"\",F75/'Historical scenario - input'!$D60),\"\")","v":1.2223484569024465},{"$f":"IFERROR(IF(OR(G75=\"\",'Historical scenario - input'!$D60=\"\"),\"\",G75/'Historical scenario - input'!$D60),\"\")","v":1.1583799774597092},{"$f":"IFERROR(IF(OR(H75=\"\",'Historical scenario - input'!$D60=\"\"),\"\",H75/'Historical scenario - input'!$D60),\"\")","v":1.0846302790426043},{"$f":"IFERROR(IF(OR(I75=\"\",'Historical scenario - input'!$D60=\"\"),\"\",I75/'Historical scenario - input'!$D60),\"\")","v":1.0044385259993436},{"$f":"IFERROR(IF(OR(J75=\"\",'Historical scenario - input'!$D60=\"\"),\"\",J75/'Historical scenario - input'!$D60),\"\")","v":0.92122928854782904},{"$f":"IFERROR(IF(OR(K75=\"\",'Historical scenario - input'!$D60=\"\"),\"\",K75/'Historical scenario - input'!$D60),\"\")","v":0.83831944358168153},{"$f":"IFERROR(IF(OR(L75=\"\",'Historical scenario - input'!$D60=\"\"),\"\",L75/'Historical scenario - input'!$D60),\"\")","v":0.75875013381210976},{"$f":"IFERROR(IF(OR(M75=\"\",'Historical scenario - input'!$D60=\"\"),\"\",M75/'Historical scenario - input'!$D60),\"\")","v":0.68515532438871996},{"$f":"IFERROR(IF(OR(N75=\"\",'Historical scenario - input'!$D60=\"\"),\"\",N75/'Historical scenario - input'!$D60),\"\")","v":0.61967403755088413},{"$f":"IFERROR(IF(OR(O75=\"\",'Historical scenario - input'!$D60=\"\"),\"\",O75/'Historical scenario - input'!$D60),\"\")","v":0.56390875180612687},{"$f":"IFERROR(IF(OR(P75=\"\",'Historical scenario - input'!$D60=\"\"),\"\",P75/'Historical scenario - input'!$D60),\"\")","v":0.51892830311960869},{"$f":"IFERROR(IF(OR(Q75=\"\",'Historical scenario - input'!$D60=\"\"),\"\",Q75/'Historical scenario - input'!$D60),\"\")","v":0.48531034629642944},{"$f":"IFERROR(IF(OR(R75=\"\",'Historical scenario - input'!$D60=\"\"),\"\",R75/'Historical scenario - input'!$D60),\"\")","v":0.46321624569376124},{"$f":"IFERROR(IF(OR(S75=\"\",'Historical scenario - input'!$D60=\"\"),\"\",S75/'Historical scenario - input'!$D60),\"\")","v":0.45249017603157887},{"$f":"IFERROR(IF(OR(T75=\"\",'Historical scenario - input'!$D60=\"\"),\"\",T75/'Historical scenario - input'!$D60),\"\")","v":0.45277405951891264},{"$f":"IFERROR(IF(OR(U75=\"\",'Historical scenario - input'!$D60=\"\"),\"\",U75/'Historical scenario - input'!$D60),\"\")","v":0.46363046195177154},{"$f":"IFERROR(IF(OR(V75=\"\",'Historical scenario - input'!$D60=\"\"),\"\",V75/'Historical scenario - input'!$D60),\"\")","v":0.48466639427405939},{"$f":"IFERROR(IF(OR(W75=\"\",'Historical scenario - input'!$D60=\"\"),\"\",W75/'Historical scenario - input'!$D60),\"\")","v":0.51565182649892327}]
[{"$f":"IFERROR('Historical scenario - input'!A61,\"\")","v":5},{"$f":"IFERROR('Historical scenario - input'!B61,\"\")","v":"TRANSFORMERS"},{"$f":"IFERROR('Historical scenario - input'!C61,\"\")","v":"pole mounted ; < = 22 kv ; > 600 kva ; multiple phase"},{"$f":"IFERROR(repcalc('Historical scenario - input'!$CV61:$GH61,'Historical scenario - input'!$G61,'Historical scenario - input'!$E61,'Historical scenario - input'!$F61,20,TRUE,TRUE),\"\")","v":2.8677024294085805E-9},6.224465443171535E-9,1.330357238185606E-8,2.7998369711215614E-8,5.8022370920647589E-8,1.1840129906954165E-7,2.3791166815845621E-7,4.7073154686485534E-7,9.1712633135876354E-7,1.7594759121124224E-6,3.3238070276502825E-6,6.182819945841563E-6,1.1324935214504333E-5,2.0425993552853659E-5,3.6276802418986633E-5,6.3441458857543248E-5,1.0924855021440717E-4,1.8524929774695403E-4,3.0931133248912363E-4,5.0854978357050781E-4,{"$f":"IFERROR(IF(OR(D76=\"\",'Historical scenario - input'!$D61=\"\"),\"\",D76/'Historical scenario - input'!$D61),\"\")","v":1.1870445538981898E-10},{"$f":"IFERROR(IF(OR(E76=\"\",'Historical scenario - input'!$D61=\"\"),\"\",E76/'Historical scenario - input'!$D61),\"\")","v":2.5765287672361679E-10},{"$f":"IFERROR(IF(OR(F76=\"\",'Historical scenario - input'!$D61=\"\"),\"\",F76/'Historical scenario - input'!$D61),\"\")","v":5.50682420230381E-10},{"$f":"IFERROR(IF(OR(G76=\"\",'Historical scenario - input'!$D61=\"\"),\"\",G76/'Historical scenario - input'!$D61),\"\")","v":1.1589526145702921E-9},{"$f":"IFERROR(IF(OR(H76=\"\",'Historical scenario - input'!$D61=\"\"),\"\",H76/'Historical scenario - input'!$D61),\"\")","v":2.4017533583433847E-9},{"$f":"IFERROR(IF(OR(I76=\"\",'Historical scenario - input'!$D61=\"\"),\"\",I76/'Historical scenario - input'!$D61),\"\")","v":4.9010530448919693E-9},{"$f":"IFERROR(IF(OR(J76=\"\",'Historical scenario - input'!$D61=\"\"),\"\",J76/'Historical scenario - input'!$D61),\"\")","v":9.8480144627339132E-9},{"$f":"IFERROR(IF(OR(K76=\"\",'Historical scenario - input'!$D61=\"\"),\"\",K76/'Historical scenario - input'!$D61),\"\")","v":1.9485261557254273E-8},{"$f":"IFERROR(IF(OR(L76=\"\",'Historical scenario - input'!$D61=\"\"),\"\",L76/'Historical scenario - input'!$D61),\"\")","v":3.7963137517743371E-8},{"$f":"IFERROR(IF(OR(M76=\"\",'Historical scenario - input'!$D61=\"\"),\"\",M76/'Historical scenario - input'!$D61),\"\")","v":7.2830998006262371E-8},{"$f":"IFERROR(IF(OR(N76=\"\",'Historical scenario - input'!$D61=\"\"),\"\",N76/'Historical scenario - input'!$D61),\"\")","v":1.3758425525323762E-7},{"$f":"IFERROR(IF(OR(O76=\"\",'Historical scenario - input'!$D61=\"\"),\"\",O76/'Historical scenario - input'!$D61),\"\")","v":2.5592902070937472E-7},{"$f":"IFERROR(IF(OR(P76=\"\",'Historical scenario - input'!$D61=\"\"),\"\",P76/'Historical scenario - input'!$D61),\"\")","v":4.687795543835296E-7},{"$f":"IFERROR(IF(OR(Q76=\"\",'Historical scenario - input'!$D61=\"\"),\"\",Q76/'Historical scenario - input'!$D61),\"\")","v":8.4550489465794932E-7},{"$f":"IFERROR(IF(OR(R76=\"\",'Historical scenario - input'!$D61=\"\"),\"\",R76/'Historical scenario - input'!$D61),\"\")","v":1.5016265391656997E-6},{"$f":"IFERROR(IF(OR(S76=\"\",'Historical scenario - input'!$D61=\"\"),\"\",S76/'Historical scenario - input'!$D61),\"\")","v":2.6260687809137109E-6},{"$f":"IFERROR(IF(OR(T76=\"\",'Historical scenario - input'!$D61=\"\"),\"\",T76/'Historical scenario - input'!$D61),\"\")","v":4.5221880493378127E-6},{"$f":"IFERROR(IF(OR(U76=\"\",'Historical scenario - input'!$D61=\"\"),\"\",U76/'Historical scenario - input'!$D61),\"\")","v":7.6681306870928309E-6},{"$f":"IFERROR(IF(OR(V76=\"\",'Historical scenario - input'!$D61=\"\"),\"\",V76/'Historical scenario - input'!$D61),\"\")","v":1.2803501818210923E-5},{"$f":"IFERROR(IF(OR(W76=\"\",'Historical scenario - input'!$D61=\"\"),\"\",W76/'Historical scenario - input'!$D61),\"\")","v":2.1050693572065367E-5}]
[{"$f":"IFERROR('Historical scenario - input'!A62,\"\")","v":6},{"$f":"IFERROR('Historical scenario - input'!B62,\"\")","v":"UNDERGROUND CABLES"},{"$f":"IFERROR('Historical scenario - input'!C62,\"\")","v":"˂ = 1 kv"},{"$f":"IFERROR(repcalc('Historical scenario - input'!$CV62:$GH62,'Historical scenario - input'!$G62,'Historical scenario - input'!$E62,'Historical scenario - input'!$F62,20,TRUE,TRUE),\"\")","v":19304.580688605474},19880.009929958869,20733.906081143105,21810.613953219785,23055.596436170716,24416.527210176799,25844.219523064272,27293.448982817648,28723.698529794376,30099.823147697789,31392.605963412836,32579.160235794647,33643.12566135142,34574.612956098637,35369.866686684698,36030.640347996261,36563.306291412162,36977.752367252862,37286.143092092927,37501.642236291387,{"$f":"IFERROR(IF(OR(D77=\"\",'Historical scenario - input'!$D62=\"\"),\"\",D77/'Historical scenario - input'!$D62),\"\")","v":40.677382733185006},{"$f":"IFERROR(IF(OR(E77=\"\",'Historical scenario - input'!$D62=\"\"),\"\",E77/'Historical scenario - input'!$D62),\"\")","v":41.889890575959043},{"$f":"IFERROR(IF(OR(F77=\"\",'Historical scenario - input'!$D62=\"\"),\"\",F77/'Historical scenario - input'!$D62),\"\")","v":43.68916615290108},{"$f":"IFERROR(IF(OR(G77=\"\",'Historical scenario - input'!$D62=\"\"),\"\",G77/'Historical scenario - input'!$D62),\"\")","v":45.957936395092759},{"$f":"IFERROR(IF(OR(H77=\"\",'Historical scenario - input'!$D62=\"\"),\"\",H77/'Historical scenario - input'!$D62),\"\")","v":48.581284178295213},{"$f":"IFERROR(IF(OR(I77=\"\",'Historical scenario - input'!$D62=\"\"),\"\",I77/'Historical scenario - input'!$D62),\"\")","v":51.448950814550656},{"$f":"IFERROR(IF(OR(J77=\"\",'Historical scenario - input'!$D62=\"\"),\"\",J77/'Historical scenario - input'!$D62),\"\")","v":54.457293112854423},{"$f":"IFERROR(IF(OR(K77=\"\",'Historical scenario - input'!$D62=\"\"),\"\",K77/'Historical scenario - input'!$D62),\"\")","v":57.511017115126627},{"$f":"IFERROR(IF(OR(L77=\"\",'Historical scenario - input'!$D62=\"\"),\"\",L77/'Historical scenario - input'!$D62),\"\")","v":60.524747854208513},{"$f":"IFERROR(IF(OR(M77=\"\",'Historical scenario - input'!$D62=\"\"),\"\",M77/'Historical scenario - input'!$D62),\"\")","v":63.424429990482814},{"$f":"IFERROR(IF(OR(N77=\"\",'Historical scenario - input'!$D62=\"\"),\"\",N77/'Historical scenario - input'!$D62),\"\")","v":66.148499590024286},{"$f":"IFERROR(IF(OR(O77=\"\",'Historical scenario - input'!$D62=\"\"),\"\",O77/'Historical scenario - input'!$D62),\"\")","v":68.648731169768453},{"$f":"IFERROR(IF(OR(P77=\"\",'Historical scenario - input'!$D62=\"\"),\"\",P77/'Historical scenario - input'!$D62),\"\")","v":70.890651340341975},{"$f":"IFERROR(IF(OR(Q77=\"\",'Historical scenario - input'!$D62=\"\"),\"\",Q77/'Historical scenario - input'!$D62),\"\")","v":72.853422032476033},{"$f":"IFERROR(IF(OR(R77=\"\",'Historical scenario - input'!$D62=\"\"),\"\",R77/'Historical scenario - input'!$D62),\"\")","v":74.529130036231649},{"$f":"IFERROR(IF(OR(S77=\"\",'Historical scenario - input'!$D62=\"\"),\"\",S77/'Historical scenario - input'!$D62),\"\")","v":75.921470204337112},{"$f":"IFERROR(IF(OR(T77=\"\",'Historical scenario - input'!$D62=\"\"),\"\",T77/'Historical scenario - input'!$D62),\"\")","v":77.04386994970173},{"$f":"IFERROR(IF(OR(U77=\"\",'Historical scenario - input'!$D62=\"\"),\"\",U77/'Historical scenario - input'!$D62),\"\")","v":77.917164320668803},{"$f":"IFERROR(IF(OR(V77=\"\",'Historical scenario - input'!$D62=\"\"),\"\",V77/'Historical scenario - input'!$D62),\"\")","v":78.566985611689546},{"$f":"IFERROR(IF(OR(W77=\"\",'Historical scenario - input'!$D62=\"\"),\"\",W77/'Historical scenario - input'!$D62),\"\")","v":79.021071681137755}]
[{"$f":"IFERROR('Historical scenario - input'!A63,\"\")","v":6},{"$f":"IFERROR('Historical scenario - input'!B63,\"\")","v":"UNDERGROUND CABLES"},{"$f":"IFERROR('Historical scenario - input'!C63,\"\")","v":"> 1 kv & < = 11 kv"},{"$f":"IFERROR(repcalc('Historical scenario - input'!$CV63:$GH63,'Historical scenario - input'!$G63,'Historical scenario - input'!$E63,'Historical scenario - input'!$F63,20,TRUE,TRUE),\"\")","v":9288.8224735923068},9801.583749061152,10323.909646089345,10870.126788860238,11458.537892113178,12111.275896124567,12853.975096675533,13715.255738029222,14726.024215604953,15918.596734304267,17325.660242024715,18979.091014256926,20908.658660275571,23140.651641754568,25696.469459952375,28591.235965593569,31832.496922990325,35419.071877197246,39340.134222038236,43574.592841229787,{"$f":"IFERROR(IF(OR(D78=\"\",'Historical scenario - input'!$D63=\"\"),\"\",D78/'Historical scenario - input'!$D63),\"\")","v":9.5984932500857294},{"$f":"IFERROR(IF(OR(E78=\"\",'Historical scenario - input'!$D63=\"\"),\"\",E78/'Historical scenario - input'!$D63),\"\")","v":10.128348961666537},{"$f":"IFERROR(IF(OR(F78=\"\",'Historical scenario - input'!$D63=\"\"),\"\",F78/'Historical scenario - input'!$D63),\"\")","v":10.668088160173491},{"$f":"IFERROR(IF(OR(G78=\"\",'Historical scenario - input'!$D63=\"\"),\"\",G78/'Historical scenario - input'!$D63),\"\")","v":11.232515090806814},{"$f":"IFERROR(IF(OR(H78=\"\",'Historical scenario - input'!$D63=\"\"),\"\",H78/'Historical scenario - input'!$D63),\"\")","v":11.840542644235189},{"$f":"IFERROR(IF(OR(I78=\"\",'Historical scenario - input'!$D63=\"\"),\"\",I78/'Historical scenario - input'!$D63),\"\")","v":12.515041628728618},{"$f":"IFERROR(IF(OR(J78=\"\",'Historical scenario - input'!$D63=\"\"),\"\",J78/'Historical scenario - input'!$D63),\"\")","v":13.282500936256492},{"$f":"IFERROR(IF(OR(K78=\"\",'Historical scenario - input'!$D63=\"\"),\"\",K78/'Historical scenario - input'!$D63),\"\")","v":14.172494952824856},{"$f":"IFERROR(IF(OR(L78=\"\",'Historical scenario - input'!$D63=\"\"),\"\",L78/'Historical scenario - input'!$D63),\"\")","v":15.216960431306333},{"$f":"IFERROR(IF(OR(M78=\"\",'Historical scenario - input'!$D63=\"\"),\"\",M78/'Historical scenario - input'!$D63),\"\")","v":16.449290934286243},{"$f":"IFERROR(IF(OR(N78=\"\",'Historical scenario - input'!$D63=\"\"),\"\",N78/'Historical scenario - input'!$D63),\"\")","v":17.90326312717643},{"$f":"IFERROR(IF(OR(O78=\"\",'Historical scenario - input'!$D63=\"\"),\"\",O78/'Historical scenario - input'!$D63),\"\")","v":19.611815976783994},{"$f":"IFERROR(IF(OR(P78=\"\",'Historical scenario - input'!$D63=\"\"),\"\",P78/'Historical scenario - input'!$D63),\"\")","v":21.605711551658846},{"$f":"IFERROR(IF(OR(Q78=\"\",'Historical scenario - input'!$D63=\"\"),\"\",Q78/'Historical scenario - input'!$D63),\"\")","v":23.91211471824661},{"$f":"IFERROR(IF(OR(R78=\"\",'Historical scenario - input'!$D63=\"\"),\"\",R78/'Historical scenario - input'!$D63),\"\")","v":26.553138394408343},{"$f":"IFERROR(IF(OR(S78=\"\",'Historical scenario - input'!$D63=\"\"),\"\",S78/'Historical scenario - input'!$D63),\"\")","v":29.544410629825034},{"$f":"IFERROR(IF(OR(T78=\"\",'Historical scenario - input'!$D63=\"\"),\"\",T78/'Historical scenario - input'!$D63),\"\")","v":32.893728749509947},{"$f":"IFERROR(IF(OR(U78=\"\",'Historical scenario - input'!$D63=\"\"),\"\",U78/'Historical scenario - input'!$D63),\"\")","v":36.599872944509087},{"$f":"IFERROR(IF(OR(V78=\"\",'Historical scenario - input'!$D63=\"\"),\"\",V78/'Historical scenario - input'!$D63),\"\")","v":40.651655671234657},{"$f":"IFERROR(IF(OR(W78=\"\",'Historical scenario - input'!$D63=\"\"),\"\",W78/'Historical scenario - input'!$D63),\"\")","v":45.027282677739265}]
[{"$f":"IFERROR('Historical scenario - input'!A64,\"\")","v":6},{"$f":"IFERROR('Historical scenario - input'!B64,\"\")","v":"UNDERGROUND CABLES"},{"$f":"IFERROR('Historical scenario - input'!C64,\"\")","v":"> 22 kv & < = 33 kv"},{"$f":"IFERROR(repcalc('Historical scenario - input'!$CV64:$GH64,'Historical scenario - input'!$G64,'Historical scenario - input'!$E64,'Historical scenario - input'!$F64,20,TRUE,TRUE),\"\")","v":14088.235292537454},13177.941999831934,12365.251818228351,11642.48442777315,11000.285420625469,10428.64541629413,9917.6964723732272,9458.2640151506876,9042.1814818138209,8662.397931694255,8312.9245563257136,7988.6738551370281,7685.2457274861472,7398.7090631876254,7125.417264192788,6861.883385712862,6604.7271095638989,6350.6932001575196,6096.7307253473618,5840.114983870797,{"$f":"IFERROR(IF(OR(D79=\"\",'Historical scenario - input'!$D64=\"\"),\"\",D79/'Historical scenario - input'!$D64),\"\")","v":22.725890543342402},{"$f":"IFERROR(IF(OR(E79=\"\",'Historical scenario - input'!$D64=\"\"),\"\",E79/'Historical scenario - input'!$D64),\"\")","v":21.257486211444107},{"$f":"IFERROR(IF(OR(F79=\"\",'Historical scenario - input'!$D64=\"\"),\"\",F79/'Historical scenario - input'!$D64),\"\")","v":19.946526554023055},{"$f":"IFERROR(IF(OR(G79=\"\",'Historical scenario - input'!$D64=\"\"),\"\",G79/'Historical scenario - input'!$D64),\"\")","v":18.780622360721946},{"$f":"IFERROR(IF(OR(H79=\"\",'Historical scenario - input'!$D64=\"\"),\"\",H79/'Historical scenario - input'!$D64),\"\")","v":17.744683931214588},{"$f":"IFERROR(IF(OR(I79=\"\",'Historical scenario - input'!$D64=\"\"),\"\",I79/'Historical scenario - input'!$D64),\"\")","v":16.822565021438066},{"$f":"IFERROR(IF(OR(J79=\"\",'Historical scenario - input'!$D64=\"\"),\"\",J79/'Historical scenario - input'!$D64),\"\")","v":15.998347542692974},{"$f":"IFERROR(IF(OR(K79=\"\",'Historical scenario - input'!$D64=\"\"),\"\",K79/'Historical scenario - input'!$D64),\"\")","v":15.257231887105586},{"$f":"IFERROR(IF(OR(L79=\"\",'Historical scenario - input'!$D64=\"\"),\"\",L79/'Historical scenario - input'!$D64),\"\")","v":14.586044480502645},{"$f":"IFERROR(IF(OR(M79=\"\",'Historical scenario - input'!$D64=\"\"),\"\",M79/'Historical scenario - input'!$D64),\"\")","v":13.973411371318909},{"$f":"IFERROR(IF(OR(N79=\"\",'Historical scenario - input'!$D64=\"\"),\"\",N79/'Historical scenario - input'!$D64),\"\")","v":13.409671945370734},{"$f":"IFERROR(IF(OR(O79=\"\",'Historical scenario - input'!$D64=\"\"),\"\",O79/'Historical scenario - input'!$D64),\"\")","v":12.886619498360611},{"$f":"IFERROR(IF(OR(P79=\"\",'Historical scenario - input'!$D64=\"\"),\"\",P79/'Historical scenario - input'!$D64),\"\")","v":12.397156178535319},{"$f":"IFERROR(IF(OR(Q79=\"\",'Historical scenario - input'!$D64=\"\"),\"\",Q79/'Historical scenario - input'!$D64),\"\")","v":11.934940667913349},{"$f":"IFERROR(IF(OR(R79=\"\",'Historical scenario - input'!$D64=\"\"),\"\",R79/'Historical scenario - input'!$D64),\"\")","v":11.494090598235731},{"$f":"IFERROR(IF(OR(S79=\"\",'Historical scenario - input'!$D64=\"\"),\"\",S79/'Historical scenario - input'!$D64),\"\")","v":11.068981139709743},{"$f":"IFERROR(IF(OR(T79=\"\",'Historical scenario - input'!$D64=\"\"),\"\",T79/'Historical scenario - input'!$D64),\"\")","v":10.654159463116191},{"$f":"IFERROR(IF(OR(U79=\"\",'Historical scenario - input'!$D64=\"\"),\"\",U79/'Historical scenario - input'!$D64),\"\")","v":10.244374511375302},{"$f":"IFERROR(IF(OR(V79=\"\",'Historical scenario - input'!$D64=\"\"),\"\",V79/'Historical scenario - input'!$D64),\"\")","v":9.8347047915836985},{"$f":"IFERROR(IF(OR(W79=\"\",'Historical scenario - input'!$D64=\"\"),\"\",W79/'Historical scenario - input'!$D64),\"\")","v":9.4207550575397061}]
[{"$f":"IFERROR('Historical scenario - input'!A65,\"\")","v":6},{"$f":"IFERROR('Historical scenario - input'!B65,\"\")","v":"UNDERGROUND CABLES"},{"$f":"IFERROR('Historical scenario - input'!C65,\"\")","v":"> 33 kv & < = 66 kv"},{"$f":"IFERROR(repcalc('Historical scenario - input'!$CV65:$GH65,'Historical scenario - input'!$G65,'Historical scenario - input'!$E65,'Historical scenario - input'!$F65,20,TRUE,TRUE),\"\")","v":2.7385202238337616E-11},6.7000020703633291E-11,1.617086632928181E-10,3.8502864367152935E-10,9.0439089878468897E-10,2.0956784975725978E-9,4.7907151155169387E-9,1.0804012390623235E-8,2.40370187477352E-8,5.2758036761851688E-8,1.1423804669909452E-7,2.4403301070161741E-7,5.1428460404454435E-7,1.0692444167850168E-6,2.1931598305427628E-6,4.4379725300616579E-6,8.8597423262481557E-6,1.7449410168260076E-5,3.3905059937235657E-5,6.4993991983255093E-5,{"$f":"IFERROR(IF(OR(D80=\"\",'Historical scenario - input'!$D65=\"\"),\"\",D80/'Historical scenario - input'!$D65),\"\")","v":4.41753772316265E-14},{"$f":"IFERROR(IF(OR(E80=\"\",'Historical scenario - input'!$D65=\"\"),\"\",E80/'Historical scenario - input'!$D65),\"\")","v":1.080784857219829E-13},{"$f":"IFERROR(IF(OR(F80=\"\",'Historical scenario - input'!$D65=\"\"),\"\",F80/'Historical scenario - input'!$D65),\"\")","v":2.6085406054010405E-13},{"$f":"IFERROR(IF(OR(G80=\"\",'Historical scenario - input'!$D65=\"\"),\"\",G80/'Historical scenario - input'!$D65),\"\")","v":6.2109402848813172E-13},{"$f":"IFERROR(IF(OR(H80=\"\",'Historical scenario - input'!$D65=\"\"),\"\",H80/'Historical scenario - input'!$D65),\"\")","v":1.4588831139882281E-12},{"$f":"IFERROR(IF(OR(I80=\"\",'Historical scenario - input'!$D65=\"\"),\"\",I80/'Historical scenario - input'!$D65),\"\")","v":3.380562516236417E-12},{"$f":"IFERROR(IF(OR(J80=\"\",'Historical scenario - input'!$D65=\"\"),\"\",J80/'Historical scenario - input'!$D65),\"\")","v":7.7279563464732961E-12},{"$f":"IFERROR(IF(OR(K80=\"\",'Historical scenario - input'!$D65=\"\"),\"\",K80/'Historical scenario - input'!$D65),\"\")","v":1.7428073702621685E-11},{"$f":"IFERROR(IF(OR(L80=\"\",'Historical scenario - input'!$D65=\"\"),\"\",L80/'Historical scenario - input'!$D65),\"\")","v":3.8774384847096856E-11},{"$f":"IFERROR(IF(OR(M80=\"\",'Historical scenario - input'!$D65=\"\"),\"\",M80/'Historical scenario - input'!$D65),\"\")","v":8.5104581506143128E-11},{"$f":"IFERROR(IF(OR(N80=\"\",'Historical scenario - input'!$D65=\"\"),\"\",N80/'Historical scenario - input'!$D65),\"\")","v":1.8427867587816678E-10},{"$f":"IFERROR(IF(OR(O80=\"\",'Historical scenario - input'!$D65=\"\"),\"\",O80/'Historical scenario - input'!$D65),\"\")","v":3.9365238974287367E-10},{"$f":"IFERROR(IF(OR(P80=\"\",'Historical scenario - input'!$D65=\"\"),\"\",P80/'Historical scenario - input'!$D65),\"\")","v":8.2959826954575476E-10},{"$f":"IFERROR(IF(OR(Q80=\"\",'Historical scenario - input'!$D65=\"\"),\"\",Q80/'Historical scenario - input'!$D65),\"\")","v":1.7248101749697316E-9},{"$f":"IFERROR(IF(OR(R80=\"\",'Historical scenario - input'!$D65=\"\"),\"\",R80/'Historical scenario - input'!$D65),\"\")","v":3.5378107490418813E-9},{"$f":"IFERROR(IF(OR(S80=\"\",'Historical scenario - input'!$D65=\"\"),\"\",S80/'Historical scenario - input'!$D65),\"\")","v":7.1589433210251336E-9},{"$f":"IFERROR(IF(OR(T80=\"\",'Historical scenario - input'!$D65=\"\"),\"\",T80/'Historical scenario - input'!$D65),\"\")","v":1.4291749830100169E-8},{"$f":"IFERROR(IF(OR(U80=\"\",'Historical scenario - input'!$D65=\"\"),\"\",U80/'Historical scenario - input'!$D65),\"\")","v":2.8147839477086172E-8},{"$f":"IFERROR(IF(OR(V80=\"\",'Historical scenario - input'!$D65=\"\"),\"\",V80/'Historical scenario - input'!$D65),\"\")","v":5.469263289542214E-8},{"$f":"IFERROR(IF(OR(W80=\"\",'Historical scenario - input'!$D65=\"\"),\"\",W80/'Historical scenario - input'!$D65),\"\")","v":1.0484253826799167E-7}]
[{"$f":"IFERROR('Historical scenario - input'!A66,\"\")","v":""},{"$f":"IFERROR('Historical scenario - input'!B66,\"\")","v":0},{"$f":"IFERROR('Historical scenario - input'!C66,\"\")","v":0},{"$f":"IFERROR(repcalc('Historical scenario - input'!$CV66:$GH66,'Historical scenario - input'!$G66,'Historical scenario - input'!$E66,'Historical scenario - input'!$F66,20,TRUE,TRUE),\"\")","v":""},"","","","","","","","","","","","","","","","","","","",{"$f":"IFERROR(IF(OR(D81=\"\",'Historical scenario - input'!$D66=\"\"),\"\",D81/'Historical scenario - input'!$D66),\"\")","v":""},{"$f":"IFERROR(IF(OR(E81=\"\",'Historical scenario - input'!$D66=\"\"),\"\",E81/'Historical scenario - input'!$D66),\"\")","v":""},{"$f":"IFERROR(IF(OR(F81=\"\",'Historical scenario - input'!$D66=\"\"),\"\",F81/'Historical scenario - input'!$D66),\"\")","v":""},{"$f":"IFERROR(IF(OR(G81=\"\",'Historical scenario - input'!$D66=\"\"),\"\",G81/'Historical scenario - input'!$D66),\"\")","v":""},{"$f":"IFERROR(IF(OR(H81=\"\",'Historical scenario - input'!$D66=\"\"),\"\",H81/'Historical scenario - input'!$D66),\"\")","v":""},{"$f":"IFERROR(IF(OR(I81=\"\",'Historical scenario - input'!$D66=\"\"),\"\",I81/'Historical scenario - input'!$D66),\"\")","v":""},{"$f":"IFERROR(IF(OR(J81=\"\",'Historical scenario - input'!$D66=\"\"),\"\",J81/'Historical scenario - input'!$D66),\"\")","v":""},{"$f":"IFERROR(IF(OR(K81=\"\",'Historical scenario - input'!$D66=\"\"),\"\",K81/'Historical scenario - input'!$D66),\"\")","v":""},{"$f":"IFERROR(IF(OR(L81=\"\",'Historical scenario - input'!$D66=\"\"),\"\",L81/'Historical scenario - input'!$D66),\"\")","v":""},{"$f":"IFERROR(IF(OR(M81=\"\",'Historical scenario - input'!$D66=\"\"),\"\",M81/'Historical scenario - input'!$D66),\"\")","v":""},{"$f":"IFERROR(IF(OR(N81=\"\",'Historical scenario - input'!$D66=\"\"),\"\",N81/'Historical scenario - input'!$D66),\"\")","v":""},{"$f":"IFERROR(IF(OR(O81=\"\",'Historical scenario - input'!$D66=\"\"),\"\",O81/'Historical scenario - input'!$D66),\"\")","v":""},{"$f":"IFERROR(IF(OR(P81=\"\",'Historical scenario - input'!$D66=\"\"),\"\",P81/'Historical scenario - input'!$D66),\"\")","v":""},{"$f":"IFERROR(IF(OR(Q81=\"\",'Historical scenario - input'!$D66=\"\"),\"\",Q81/'Historical scenario - input'!$D66),\"\")","v":""},{"$f":"IFERROR(IF(OR(R81=\"\",'Historical scenario - input'!$D66=\"\"),\"\",R81/'Historical scenario - input'!$D66),\"\")","v":""},{"$f":"IFERROR(IF(OR(S81=\"\",'Historical scenario - input'!$D66=\"\"),\"\",S81/'Historical scenario - input'!$D66),\"\")","v":""},{"$f":"IFERROR(IF(OR(T81=\"\",'Historical scenario - input'!$D66=\"\"),\"\",T81/'Historical scenario - input'!$D66),\"\")","v":""},{"$f":"IFERROR(IF(OR(U81=\"\",'Historical scenario - input'!$D66=\"\"),\"\",U81/'Historical scenario - input'!$D66),\"\")","v":""},{"$f":"IFERROR(IF(OR(V81=\"\",'Historical scenario - input'!$D66=\"\"),\"\",V81/'Historical scenario - input'!$D66),\"\")","v":""},{"$f":"IFERROR(IF(OR(W81=\"\",'Historical scenario - input'!$D66=\"\"),\"\",W81/'Historical scenario - input'!$D66),\"\")","v":""}]
[{"$f":"IFERROR('Historical scenario - input'!A67,\"\")","v":""},{"$f":"IFERROR('Historical scenario - input'!B67,\"\")","v":0},{"$f":"IFERROR('Historical scenario - input'!C67,\"\")","v":0},{"$f":"IFERROR(repcalc('Historical scenario - input'!$CV67:$GH67,'Historical scenario - input'!$G67,'Historical scenario - input'!$E67,'Historical scenario - input'!$F67,20,TRUE,TRUE),\"\")","v":""},"","","","","","","","","","","","","","","","","","","",{"$f":"IFERROR(IF(OR(D82=\"\",'Historical scenario - input'!$D67=\"\"),\"\",D82/'Historical scenario - input'!$D67),\"\")","v":""},{"$f":"IFERROR(IF(OR(E82=\"\",'Historical scenario - input'!$D67=\"\"),\"\",E82/'Historical scenario - input'!$D67),\"\")","v":""},{"$f":"IFERROR(IF(OR(F82=\"\",'Historical scenario - input'!$D67=\"\"),\"\",F82/'Historical scenario - input'!$D67),\"\")","v":""},{"$f":"IFERROR(IF(OR(G82=\"\",'Historical scenario - input'!$D67=\"\"),\"\",G82/'Historical scenario - input'!$D67),\"\")","v":""},{"$f":"IFERROR(IF(OR(H82=\"\",'Historical scenario - input'!$D67=\"\"),\"\",H82/'Historical scenario - input'!$D67),\"\")","v":""},{"$f":"IFERROR(IF(OR(I82=\"\",'Historical scenario - input'!$D67=\"\"),\"\",I82/'Historical scenario - input'!$D67),\"\")","v":""},{"$f":"IFERROR(IF(OR(J82=\"\",'Historical scenario - input'!$D67=\"\"),\"\",J82/'Historical scenario - input'!$D67),\"\")","v":""},{"$f":"IFERROR(IF(OR(K82=\"\",'Historical scenario - input'!$D67=\"\"),\"\",K82/'Historical scenario - input'!$D67),\"\")","v":""},{"$f":"IFERROR(IF(OR(L82=\"\",'Historical scenario - input'!$D67=\"\"),\"\",L82/'Historical scenario - input'!$D67),\"\")","v":""},{"$f":"IFERROR(IF(OR(M82=\"\",'Historical scenario - input'!$D67=\"\"),\"\",M82/'Historical scenario - input'!$D67),\"\")","v":""},{"$f":"IFERROR(IF(OR(N82=\"\",'Historical scenario - input'!$D67=\"\"),\"\",N82/'Historical scenario - input'!$D67),\"\")","v":""},{"$f":"IFERROR(IF(OR(O82=\"\",'Historical scenario - input'!$D67=\"\"),\"\",O82/'Historical scenario - input'!$D67),\"\")","v":""},{"$f":"IFERROR(IF(OR(P82=\"\",'Historical scenario - input'!$D67=\"\"),\"\",P82/'Historical scenario - input'!$D67),\"\")","v":""},{"$f":"IFERROR(IF(OR(Q82=\"\",'Historical scenario - input'!$D67=\"\"),\"\",Q82/'Historical scenario - input'!$D67),\"\")","v":""},{"$f":"IFERROR(IF(OR(R82=\"\",'Historical scenario - input'!$D67=\"\"),\"\",R82/'Historical scenario - input'!$D67),\"\")","v":""},{"$f":"IFERROR(IF(OR(S82=\"\",'Historical scenario - input'!$D67=\"\"),\"\",S82/'Historical scenario - input'!$D67),\"\")","v":""},{"$f":"IFERROR(IF(OR(T82=\"\",'Historical scenario - input'!$D67=\"\"),\"\",T82/'Historical scenario - input'!$D67),\"\")","v":""},{"$f":"IFERROR(IF(OR(U82=\"\",'Historical scenario - input'!$D67=\"\"),\"\",U82/'Historical scenario - input'!$D67),\"\")","v":""},{"$f":"IFERROR(IF(OR(V82=\"\",'Historical scenario - input'!$D67=\"\"),\"\",V82/'Historical scenario - input'!$D67),\"\")","v":""},{"$f":"IFERROR(IF(OR(W82=\"\",'Historical scenario - input'!$D67=\"\"),\"\",W82/'Historical scenario - input'!$D67),\"\")","v":""}]
[{"$f":"IFERROR('Historical scenario - input'!A68,\"\")","v":""},{"$f":"IFERROR('Historical scenario - input'!B68,\"\")","v":0},{"$f":"IFERROR('Historical scenario - input'!C68,\"\")","v":0},{"$f":"IFERROR(repcalc('Historical scenario - input'!$CV68:$GH68,'Historical scenario - input'!$G68,'Historical scenario - input'!$E68,'Historical scenario - input'!$F68,20,TRUE,TRUE),\"\")","v":""},"","","","","","","","","","","","","","","","","","","",{"$f":"IFERROR(IF(OR(D83=\"\",'Historical scenario - input'!$D68=\"\"),\"\",D83/'Historical scenario - input'!$D68),\"\")","v":""},{"$f":"IFERROR(IF(OR(E83=\"\",'Historical scenario - input'!$D68=\"\"),\"\",E83/'Historical scenario - input'!$D68),\"\")","v":""},{"$f":"IFERROR(IF(OR(F83=\"\",'Historical scenario - input'!$D68=\"\"),\"\",F83/'Historical scenario - input'!$D68),\"\")","v":""},{"$f":"IFERROR(IF(OR(G83=\"\",'Historical scenario - input'!$D68=\"\"),\"\",G83/'Historical scenario - input'!$D68),\"\")","v":""},{"$f":"IFERROR(IF(OR(H83=\"\",'Historical scenario - input'!$D68=\"\"),\"\",H83/'Historical scenario - input'!$D68),\"\")","v":""},{"$f":"IFERROR(IF(OR(I83=\"\",'Historical scenario - input'!$D68=\"\"),\"\",I83/'Historical scenario - input'!$D68),\"\")","v":""},{"$f":"IFERROR(IF(OR(J83=\"\",'Historical scenario - input'!$D68=\"\"),\"\",J83/'Historical scenario - input'!$D68),\"\")","v":""},{"$f":"IFERROR(IF(OR(K83=\"\",'Historical scenario - input'!$D68=\"\"),\"\",K83/'Historical scenario - input'!$D68),\"\")","v":""},{"$f":"IFERROR(IF(OR(L83=\"\",'Historical scenario - input'!$D68=\"\"),\"\",L83/'Historical scenario - input'!$D68),\"\")","v":""},{"$f":"IFERROR(IF(OR(M83=\"\",'Historical scenario - input'!$D68=\"\"),\"\",M83/'Historical scenario - input'!$D68),\"\")","v":""},{"$f":"IFERROR(IF(OR(N83=\"\",'Historical scenario - input'!$D68=\"\"),\"\",N83/'Historical scenario - input'!$D68),\"\")","v":""},{"$f":"IFERROR(IF(OR(O83=\"\",'Historical scenario - input'!$D68=\"\"),\"\",O83/'Historical scenario - input'!$D68),\"\")","v":""},{"$f":"IFERROR(IF(OR(P83=\"\",'Historical scenario - input'!$D68=\"\"),\"\",P83/'Historical scenario - input'!$D68),\"\")","v":""},{"$f":"IFERROR(IF(OR(Q83=\"\",'Historical scenario - input'!$D68=\"\"),\"\",Q83/'Historical scenario - input'!$D68),\"\")","v":""},{"$f":"IFERROR(IF(OR(R83=\"\",'Historical scenario - input'!$D68=\"\"),\"\",R83/'Historical scenario - input'!$D68),\"\")","v":""},{"$f":"IFERROR(IF(OR(S83=\"\",'Historical scenario - input'!$D68=\"\"),\"\",S83/'Historical scenario - input'!$D68),\"\")","v":""},{"$f":"IFERROR(IF(OR(T83=\"\",'Historical scenario - input'!$D68=\"\"),\"\",T83/'Historical scenario - input'!$D68),\"\")","v":""},{"$f":"IFERROR(IF(OR(U83=\"\",'Historical scenario - input'!$D68=\"\"),\"\",U83/'Historical scenario - input'!$D68),\"\")","v":""},{"$f":"IFERROR(IF(OR(V83=\"\",'Historical scenario - input'!$D68=\"\"),\"\",V83/'Historical scenario - input'!$D68),\"\")","v":""},{"$f":"IFERROR(IF(OR(W83=\"\",'Historical scenario - input'!$D68=\"\"),\"\",W83/'Historical scenario - input'!$D68),\"\")","v":""}]
[{"$f":"IFERROR('Historical scenario - input'!A69,\"\")","v":""},{"$f":"IFERROR('Historical scenario - input'!B69,\"\")","v":0},{"$f":"IFERROR('Historical scenario - input'!C69,\"\")","v":0},{"$f":"IFERROR(repcalc('Historical scenario - input'!$CV69:$GH69,'Historical scenario - input'!$G69,'Historical scenario - input'!$E69,'Historical scenario - input'!$F69,20,TRUE,TRUE),\"\")","v":""},"","","","","","","","","","","","","","","","","","","",{"$f":"IFERROR(IF(OR(D84=\"\",'Historical scenario - input'!$D69=\"\"),\"\",D84/'Historical scenario - input'!$D69),\"\")","v":""},{"$f":"IFERROR(IF(OR(E84=\"\",'Historical scenario - input'!$D69=\"\"),\"\",E84/'Historical scenario - input'!$D69),\"\")","v":""},{"$f":"IFERROR(IF(OR(F84=\"\",'Historical scenario - input'!$D69=\"\"),\"\",F84/'Historical scenario - input'!$D69),\"\")","v":""},{"$f":"IFERROR(IF(OR(G84=\"\",'Historical scenario - input'!$D69=\"\"),\"\",G84/'Historical scenario - input'!$D69),\"\")","v":""},{"$f":"IFERROR(IF(OR(H84=\"\",'Historical scenario - input'!$D69=\"\"),\"\",H84/'Historical scenario - input'!$D69),\"\")","v":""},{"$f":"IFERROR(IF(OR(I84=\"\",'Historical scenario - input'!$D69=\"\"),\"\",I84/'Historical scenario - input'!$D69),\"\")","v":""},{"$f":"IFERROR(IF(OR(J84=\"\",'Historical scenario - input'!$D69=\"\"),\"\",J84/'Historical scenario - input'!$D69),\"\")","v":""},{"$f":"IFERROR(IF(OR(K84=\"\",'Historical scenario - input'!$D69=\"\"),\"\",K84/'Historical scenario - input'!$D69),\"\")","v":""},{"$f":"IFERROR(IF(OR(L84=\"\",'Historical scenario - input'!$D69=\"\"),\"\",L84/'Historical scenario - input'!$D69),\"\")","v":""},{"$f":"IFERROR(IF(OR(M84=\"\",'Historical scenario - input'!$D69=\"\"),\"\",M84/'Historical scenario - input'!$D69),\"\")","v":""},{"$f":"IFERROR(IF(OR(N84=\"\",'Historical scenario - input'!$D69=\"\"),\"\",N84/'Historical scenario - input'!$D69),\"\")","v":""},{"$f":"IFERROR(IF(OR(O84=\"\",'Historical scenario - input'!$D69=\"\"),\"\",O84/'Historical scenario - input'!$D69),\"\")","v":""},{"$f":"IFERROR(IF(OR(P84=\"\",'Historical scenario - input'!$D69=\"\"),\"\",P84/'Historical scenario - input'!$D69),\"\")","v":""},{"$f":"IFERROR(IF(OR(Q84=\"\",'Historical scenario - input'!$D69=\"\"),\"\",Q84/'Historical scenario - input'!$D69),\"\")","v":""},{"$f":"IFERROR(IF(OR(R84=\"\",'Historical scenario - input'!$D69=\"\"),\"\",R84/'Historical scenario - input'!$D69),\"\")","v":""},{"$f":"IFERROR(IF(OR(S84=\"\",'Historical scenario - input'!$D69=\"\"),\"\",S84/'Historical scenario - input'!$D69),\"\")","v":""},{"$f":"IFERROR(IF(OR(T84=\"\",'Historical scenario - input'!$D69=\"\"),\"\",T84/'Historical scenario - input'!$D69),\"\")","v":""},{"$f":"IFERROR(IF(OR(U84=\"\",'Historical scenario - input'!$D69=\"\"),\"\",U84/'Historical scenario - input'!$D69),\"\")","v":""},{"$f":"IFERROR(IF(OR(V84=\"\",'Historical scenario - input'!$D69=\"\"),\"\",V84/'Historical scenario - input'!$D69),\"\")","v":""},{"$f":"IFERROR(IF(OR(W84=\"\",'Historical scenario - input'!$D69=\"\"),\"\",W84/'Historical scenario - input'!$D69),\"\")","v":""}]
[{"$f":"IFERROR('Historical scenario - input'!A70,\"\")","v":""},{"$f":"IFERROR('Historical scenario - input'!B70,\"\")","v":0},{"$f":"IFERROR('Historical scenario - input'!C70,\"\")","v":0},{"$f":"IFERROR(repcalc('Historical scenario - input'!$CV70:$GH70,'Historical scenario - input'!$G70,'Historical scenario - input'!$E70,'Historical scenario - input'!$F70,20,TRUE,TRUE),\"\")","v":""},"","","","","","","","","","","","","","","","","","","",{"$f":"IFERROR(IF(OR(D85=\"\",'Historical scenario - input'!$D70=\"\"),\"\",D85/'Historical scenario - input'!$D70),\"\")","v":""},{"$f":"IFERROR(IF(OR(E85=\"\",'Historical scenario - input'!$D70=\"\"),\"\",E85/'Historical scenario - input'!$D70),\"\")","v":""},{"$f":"IFERROR(IF(OR(F85=\"\",'Historical scenario - input'!$D70=\"\"),\"\",F85/'Historical scenario - input'!$D70),\"\")","v":""},{"$f":"IFERROR(IF(OR(G85=\"\",'Historical scenario - input'!$D70=\"\"),\"\",G85/'Historical scenario - input'!$D70),\"\")","v":""},{"$f":"IFERROR(IF(OR(H85=\"\",'Historical scenario - input'!$D70=\"\"),\"\",H85/'Historical scenario - input'!$D70),\"\")","v":""},{"$f":"IFERROR(IF(OR(I85=\"\",'Historical scenario - input'!$D70=\"\"),\"\",I85/'Historical scenario - input'!$D70),\"\")","v":""},{"$f":"IFERROR(IF(OR(J85=\"\",'Historical scenario - input'!$D70=\"\"),\"\",J85/'Historical scenario - input'!$D70),\"\")","v":""},{"$f":"IFERROR(IF(OR(K85=\"\",'Historical scenario - input'!$D70=\"\"),\"\",K85/'Historical scenario - input'!$D70),\"\")","v":""},{"$f":"IFERROR(IF(OR(L85=\"\",'Historical scenario - input'!$D70=\"\"),\"\",L85/'Historical scenario - input'!$D70),\"\")","v":""},{"$f":"IFERROR(IF(OR(M85=\"\",'Historical scenario - input'!$D70=\"\"),\"\",M85/'Historical scenario - input'!$D70),\"\")","v":""},{"$f":"IFERROR(IF(OR(N85=\"\",'Historical scenario - input'!$D70=\"\"),\"\",N85/'Historical scenario - input'!$D70),\"\")","v":""},{"$f":"IFERROR(IF(OR(O85=\"\",'Historical scenario - input'!$D70=\"\"),\"\",O85/'Historical scenario - input'!$D70),\"\")","v":""},{"$f":"IFERROR(IF(OR(P85=\"\",'Historical scenario - input'!$D70=\"\"),\"\",P85/'Historical scenario - input'!$D70),\"\")","v":""},{"$f":"IFERROR(IF(OR(Q85=\"\",'Historical scenario - input'!$D70=\"\"),\"\",Q85/'Historical scenario - input'!$D70),\"\")","v":""},{"$f":"IFERROR(IF(OR(R85=\"\",'Historical scenario - input'!$D70=\"\"),\"\",R85/'Historical scenario - input'!$D70),\"\")","v":""},{"$f":"IFERROR(IF(OR(S85=\"\",'Historical scenario - input'!$D70=\"\"),\"\",S85/'Historical scenario - input'!$D70),\"\")","v":""},{"$f":"IFERROR(IF(OR(T85=\"\",'Historical scenario - input'!$D70=\"\"),\"\",T85/'Historical scenario - input'!$D70),\"\")","v":""},{"$f":"IFERROR(IF(OR(U85=\"\",'Historical scenario - input'!$D70=\"\"),\"\",U85/'Historical scenario - input'!$D70),\"\")","v":""},{"$f":"IFERROR(IF(OR(V85=\"\",'Historical scenario - input'!$D70=\"\"),\"\",V85/'Historical scenario - input'!$D70),\"\")","v":""},{"$f":"IFERROR(IF(OR(W85=\"\",'Historical scenario - input'!$D70=\"\"),\"\",W85/'Historical scenario - input'!$D70),\"\")","v":""}]
[{"$f":"IFERROR('Historical scenario - input'!A71,\"\")","v":""},{"$f":"IFERROR('Historical scenario - input'!B71,\"\")","v":0},{"$f":"IFERROR('Historical scenario - input'!C71,\"\")","v":0},{"$f":"IFERROR(repcalc('Historical scenario - input'!$CV71:$GH71,'Historical scenario - input'!$G71,'Historical scenario - input'!$E71,'Historical scenario - input'!$F71,20,TRUE,TRUE),\"\")","v":""},"","","","","","","","","","","","","","","","","","","",{"$f":"IFERROR(IF(OR(D86=\"\",'Historical scenario - input'!$D71=\"\"),\"\",D86/'Historical scenario - input'!$D71),\"\")","v":""},{"$f":"IFERROR(IF(OR(E86=\"\",'Historical scenario - input'!$D71=\"\"),\"\",E86/'Historical scenario - input'!$D71),\"\")","v":""},{"$f":"IFERROR(IF(OR(F86=\"\",'Historical scenario - input'!$D71=\"\"),\"\",F86/'Historical scenario - input'!$D71),\"\")","v":""},{"$f":"IFERROR(IF(OR(G86=\"\",'Historical scenario - input'!$D71=\"\"),\"\",G86/'Historical scenario - input'!$D71),\"\")","v":""},{"$f":"IFERROR(IF(OR(H86=\"\",'Historical scenario - input'!$D71=\"\"),\"\",H86/'Historical scenario - input'!$D71),\"\")","v":""},{"$f":"IFERROR(IF(OR(I86=\"\",'Historical scenario - input'!$D71=\"\"),\"\",I86/'Historical scenario - input'!$D71),\"\")","v":""},{"$f":"IFERROR(IF(OR(J86=\"\",'Historical scenario - input'!$D71=\"\"),\"\",J86/'Historical scenario - input'!$D71),\"\")","v":""},{"$f":"IFERROR(IF(OR(K86=\"\",'Historical scenario - input'!$D71=\"\"),\"\",K86/'Historical scenario - input'!$D71),\"\")","v":""},{"$f":"IFERROR(IF(OR(L86=\"\",'Historical scenario - input'!$D71=\"\"),\"\",L86/'Historical scenario - input'!$D71),\"\")","v":""},{"$f":"IFERROR(IF(OR(M86=\"\",'Historical scenario - input'!$D71=\"\"),\"\",M86/'Historical scenario - input'!$D71),\"\")","v":""},{"$f":"IFERROR(IF(OR(N86=\"\",'Historical scenario - input'!$D71=\"\"),\"\",N86/'Historical scenario - input'!$D71),\"\")","v":""},{"$f":"IFERROR(IF(OR(O86=\"\",'Historical scenario - input'!$D71=\"\"),\"\",O86/'Historical scenario - input'!$D71),\"\")","v":""},{"$f":"IFERROR(IF(OR(P86=\"\",'Historical scenario - input'!$D71=\"\"),\"\",P86/'Historical scenario - input'!$D71),\"\")","v":""},{"$f":"IFERROR(IF(OR(Q86=\"\",'Historical scenario - input'!$D71=\"\"),\"\",Q86/'Historical scenario - input'!$D71),\"\")","v":""},{"$f":"IFERROR(IF(OR(R86=\"\",'Historical scenario - input'!$D71=\"\"),\"\",R86/'Historical scenario - input'!$D71),\"\")","v":""},{"$f":"IFERROR(IF(OR(S86=\"\",'Historical scenario - input'!$D71=\"\"),\"\",S86/'Historical scenario - input'!$D71),\"\")","v":""},{"$f":"IFERROR(IF(OR(T86=\"\",'Historical scenario - input'!$D71=\"\"),\"\",T86/'Historical scenario - input'!$D71),\"\")","v":""},{"$f":"IFERROR(IF(OR(U86=\"\",'Historical scenario - input'!$D71=\"\"),\"\",U86/'Historical scenario - input'!$D71),\"\")","v":""},{"$f":"IFERROR(IF(OR(V86=\"\",'Historical scenario - input'!$D71=\"\"),\"\",V86/'Historical scenario - input'!$D71),\"\")","v":""},{"$f":"IFERROR(IF(OR(W86=\"\",'Historical scenario - input'!$D71=\"\"),\"\",W86/'Historical scenario - input'!$D71),\"\")","v":""}]
[{"$f":"IFERROR('Historical scenario - input'!A72,\"\")","v":""},{"$f":"IFERROR('Historical scenario - input'!B72,\"\")","v":0},{"$f":"IFERROR('Historical scenario - input'!C72,\"\")","v":0},{"$f":"IFERROR(repcalc('Historical scenario - input'!$CV72:$GH72,'Historical scenario - input'!$G72,'Historical scenario - input'!$E72,'Historical scenario - input'!$F72,20,TRUE,TRUE),\"\")","v":""},"","","","","","","","","","","","","","","","","","","",{"$f":"IFERROR(IF(OR(D87=\"\",'Historical scenario - input'!$D72=\"\"),\"\",D87/'Historical scenario - input'!$D72),\"\")","v":""},{"$f":"IFERROR(IF(OR(E87=\"\",'Historical scenario - input'!$D72=\"\"),\"\",E87/'Historical scenario - input'!$D72),\"\")","v":""},{"$f":"IFERROR(IF(OR(F87=\"\",'Historical scenario - input'!$D72=\"\"),\"\",F87/'Historical scenario - input'!$D72),\"\")","v":""},{"$f":"IFERROR(IF(OR(G87=\"\",'Historical scenario - input'!$D72=\"\"),\"\",G87/'Historical scenario - input'!$D72),\"\")","v":""},{"$f":"IFERROR(IF(OR(H87=\"\",'Historical scenario - input'!$D72=\"\"),\"\",H87/'Historical scenario - input'!$D72),\"\")","v":""},{"$f":"IFERROR(IF(OR(I87=\"\",'Historical scenario - input'!$D72=\"\"),\"\",I87/'Historical scenario - input'!$D72),\"\")","v":""},{"$f":"IFERROR(IF(OR(J87=\"\",'Historical scenario - input'!$D72=\"\"),\"\",J87/'Historical scenario - input'!$D72),\"\")","v":""},{"$f":"IFERROR(IF(OR(K87=\"\",'Historical scenario - input'!$D72=\"\"),\"\",K87/'Historical scenario - input'!$D72),\"\")","v":""},{"$f":"IFERROR(IF(OR(L87=\"\",'Historical scenario - input'!$D72=\"\"),\"\",L87/'Historical scenario - input'!$D72),\"\")","v":""},{"$f":"IFERROR(IF(OR(M87=\"\",'Historical scenario - input'!$D72=\"\"),\"\",M87/'Historical scenario - input'!$D72),\"\")","v":""},{"$f":"IFERROR(IF(OR(N87=\"\",'Historical scenario - input'!$D72=\"\"),\"\",N87/'Historical scenario - input'!$D72),\"\")","v":""},{"$f":"IFERROR(IF(OR(O87=\"\",'Historical scenario - input'!$D72=\"\"),\"\",O87/'Historical scenario - input'!$D72),\"\")","v":""},{"$f":"IFERROR(IF(OR(P87=\"\",'Historical scenario - input'!$D72=\"\"),\"\",P87/'Historical scenario - input'!$D72),\"\")","v":""},{"$f":"IFERROR(IF(OR(Q87=\"\",'Historical scenario - input'!$D72=\"\"),\"\",Q87/'Historical scenario - input'!$D72),\"\")","v":""},{"$f":"IFERROR(IF(OR(R87=\"\",'Historical scenario - input'!$D72=\"\"),\"\",R87/'Historical scenario - input'!$D72),\"\")","v":""},{"$f":"IFERROR(IF(OR(S87=\"\",'Historical scenario - input'!$D72=\"\"),\"\",S87/'Historical scenario - input'!$D72),\"\")","v":""},{"$f":"IFERROR(IF(OR(T87=\"\",'Historical scenario - input'!$D72=\"\"),\"\",T87/'Historical scenario - input'!$D72),\"\")","v":""},{"$f":"IFERROR(IF(OR(U87=\"\",'Historical scenario - input'!$D72=\"\"),\"\",U87/'Historical scenario - input'!$D72),\"\")","v":""},{"$f":"IFERROR(IF(OR(V87=\"\",'Historical scenario - input'!$D72=\"\"),\"\",V87/'Historical scenario - input'!$D72),\"\")","v":""},{"$f":"IFERROR(IF(OR(W87=\"\",'Historical scenario - input'!$D72=\"\"),\"\",W87/'Historical scenario - input'!$D72),\"\")","v":""}]
[{"$f":"IFERROR('Historical scenario - input'!A73,\"\")","v":""},{"$f":"IFERROR('Historical scenario - input'!B73,\"\")","v":0},{"$f":"IFERROR('Historical scenario - input'!C73,\"\")","v":0},{"$f":"IFERROR(repcalc('Historical scenario - input'!$CV73:$GH73,'Historical scenario - input'!$G73,'Historical scenario - input'!$E73,'Historical scenario - input'!$F73,20,TRUE,TRUE),\"\")","v":""},"","","","","","","","","","","","","","","","","","","",{"$f":"IFERROR(IF(OR(D88=\"\",'Historical scenario - input'!$D73=\"\"),\"\",D88/'Historical scenario - input'!$D73),\"\")","v":""},{"$f":"IFERROR(IF(OR(E88=\"\",'Historical scenario - input'!$D73=\"\"),\"\",E88/'Historical scenario - input'!$D73),\"\")","v":""},{"$f":"IFERROR(IF(OR(F88=\"\",'Historical scenario - input'!$D73=\"\"),\"\",F88/'Historical scenario - input'!$D73),\"\")","v":""},{"$f":"IFERROR(IF(OR(G88=\"\",'Historical scenario - input'!$D73=\"\"),\"\",G88/'Historical scenario - input'!$D73),\"\")","v":""},{"$f":"IFERROR(IF(OR(H88=\"\",'Historical scenario - input'!$D73=\"\"),\"\",H88/'Historical scenario - input'!$D73),\"\")","v":""},{"$f":"IFERROR(IF(OR(I88=\"\",'Historical scenario - input'!$D73=\"\"),\"\",I88/'Historical scenario - input'!$D73),\"\")","v":""},{"$f":"IFERROR(IF(OR(J88=\"\",'Historical scenario - input'!$D73=\"\"),\"\",J88/'Historical scenario - input'!$D73),\"\")","v":""},{"$f":"IFERROR(IF(OR(K88=\"\",'Historical scenario - input'!$D73=\"\"),\"\",K88/'Historical scenario - input'!$D73),\"\")","v":""},{"$f":"IFERROR(IF(OR(L88=\"\",'Historical scenario - input'!$D73=\"\"),\"\",L88/'Historical scenario - input'!$D73),\"\")","v":""},{"$f":"IFERROR(IF(OR(M88=\"\",'Historical scenario - input'!$D73=\"\"),\"\",M88/'Historical scenario - input'!$D73),\"\")","v":""},{"$f":"IFERROR(IF(OR(N88=\"\",'Historical scenario - input'!$D73=\"\"),\"\",N88/'Historical scenario - input'!$D73),\"\")","v":""},{"$f":"IFERROR(IF(OR(O88=\"\",'Historical scenario - input'!$D73=\"\"),\"\",O88/'Historical scenario - input'!$D73),\"\")","v":""},{"$f":"IFERROR(IF(OR(P88=\"\",'Historical scenario - input'!$D73=\"\"),\"\",P88/'Historical scenario - input'!$D73),\"\")","v":""},{"$f":"IFERROR(IF(OR(Q88=\"\",'Historical scenario - input'!$D73=\"\"),\"\",Q88/'Historical scenario - input'!$D73),\"\")","v":""},{"$f":"IFERROR(IF(OR(R88=\"\",'Historical scenario - input'!$D73=\"\"),\"\",R88/'Historical scenario - input'!$D73),\"\")","v":""},{"$f":"IFERROR(IF(OR(S88=\"\",'Historical scenario - input'!$D73=\"\"),\"\",S88/'Historical scenario - input'!$D73),\"\")","v":""},{"$f":"IFERROR(IF(OR(T88=\"\",'Historical scenario - input'!$D73=\"\"),\"\",T88/'Historical scenario - input'!$D73),\"\")","v":""},{"$f":"IFERROR(IF(OR(U88=\"\",'Historical scenario - input'!$D73=\"\"),\"\",U88/'Historical scenario - input'!$D73),\"\")","v":""},{"$f":"IFERROR(IF(OR(V88=\"\",'Historical scenario - input'!$D73=\"\"),\"\",V88/'Historical scenario - input'!$D73),\"\")","v":""},{"$f":"IFERROR(IF(OR(W88=\"\",'Historical scenario - input'!$D73=\"\"),\"\",W88/'Historical scenario - input'!$D73),\"\")","v":""}]
[{"$f":"IFERROR('Historical scenario - input'!A74,\"\")","v":""},{"$f":"IFERROR('Historical scenario - input'!B74,\"\")","v":0},{"$f":"IFERROR('Historical scenario - input'!C74,\"\")","v":0},{"$f":"IFERROR(repcalc('Historical scenario - input'!$CV74:$GH74,'Historical scenario - input'!$G74,'Historical scenario - input'!$E74,'Historical scenario - input'!$F74,20,TRUE,TRUE),\"\")","v":""},"","","","","","","","","","","","","","","","","","","",{"$f":"IFERROR(IF(OR(D89=\"\",'Historical scenario - input'!$D74=\"\"),\"\",D89/'Historical scenario - input'!$D74),\"\")","v":""},{"$f":"IFERROR(IF(OR(E89=\"\",'Historical scenario - input'!$D74=\"\"),\"\",E89/'Historical scenario - input'!$D74),\"\")","v":""},{"$f":"IFERROR(IF(OR(F89=\"\",'Historical scenario - input'!$D74=\"\"),\"\",F89/'Historical scenario - input'!$D74),\"\")","v":""},{"$f":"IFERROR(IF(OR(G89=\"\",'Historical scenario - input'!$D74=\"\"),\"\",G89/'Historical scenario - input'!$D74),\"\")","v":""},{"$f":"IFERROR(IF(OR(H89=\"\",'Historical scenario - input'!$D74=\"\"),\"\",H89/'Historical scenario - input'!$D74),\"\")","v":""},{"$f":"IFERROR(IF(OR(I89=\"\",'Historical scenario - input'!$D74=\"\"),\"\",I89/'Historical scenario - input'!$D74),\"\")","v":""},{"$f":"IFERROR(IF(OR(J89=\"\",'Historical scenario - input'!$D74=\"\"),\"\",J89/'Historical scenario - input'!$D74),\"\")","v":""},{"$f":"IFERROR(IF(OR(K89=\"\",'Historical scenario - input'!$D74=\"\"),\"\",K89/'Historical scenario - input'!$D74),\"\")","v":""},{"$f":"IFERROR(IF(OR(L89=\"\",'Historical scenario - input'!$D74=\"\"),\"\",L89/'Historical scenario - input'!$D74),\"\")","v":""},{"$f":"IFERROR(IF(OR(M89=\"\",'Historical scenario - input'!$D74=\"\"),\"\",M89/'Historical scenario - input'!$D74),\"\")","v":""},{"$f":"IFERROR(IF(OR(N89=\"\",'Historical scenario - input'!$D74=\"\"),\"\",N89/'Historical scenario - input'!$D74),\"\")","v":""},{"$f":"IFERROR(IF(OR(O89=\"\",'Historical scenario - input'!$D74=\"\"),\"\",O89/'Historical scenario - input'!$D74),\"\")","v":""},{"$f":"IFERROR(IF(OR(P89=\"\",'Historical scenario - input'!$D74=\"\"),\"\",P89/'Historical scenario - input'!$D74),\"\")","v":""},{"$f":"IFERROR(IF(OR(Q89=\"\",'Historical scenario - input'!$D74=\"\"),\"\",Q89/'Historical scenario - input'!$D74),\"\")","v":""},{"$f":"IFERROR(IF(OR(R89=\"\",'Historical scenario - input'!$D74=\"\"),\"\",R89/'Historical scenario - input'!$D74),\"\")","v":""},{"$f":"IFERROR(IF(OR(S89=\"\",'Historical scenario - input'!$D74=\"\"),\"\",S89/'Historical scenario - input'!$D74),\"\")","v":""},{"$f":"IFERROR(IF(OR(T89=\"\",'Historical scenario - input'!$D74=\"\"),\"\",T89/'Historical scenario - input'!$D74),\"\")","v":""},{"$f":"IFERROR(IF(OR(U89=\"\",'Historical scenario - input'!$D74=\"\"),\"\",U89/'Historical scenario - input'!$D74),\"\")","v":""},{"$f":"IFERROR(IF(OR(V89=\"\",'Historical scenario - input'!$D74=\"\"),\"\",V89/'Historical scenario - input'!$D74),\"\")","v":""},{"$f":"IFERROR(IF(OR(W89=\"\",'Historical scenario - input'!$D74=\"\"),\"\",W89/'Historical scenario - input'!$D74),\"\")","v":""}]
[{"$f":"IFERROR('Historical scenario - input'!A75,\"\")","v":""},{"$f":"IFERROR('Historical scenario - input'!B75,\"\")","v":0},{"$f":"IFERROR('Historical scenario - input'!C75,\"\")","v":0},{"$f":"IFERROR(repcalc('Historical scenario - input'!$CV75:$GH75,'Historical scenario - input'!$G75,'Historical scenario - input'!$E75,'Historical scenario - input'!$F75,20,TRUE,TRUE),\"\")","v":""},"","","","","","","","","","","","","","","","","","","",{"$f":"IFERROR(IF(OR(D90=\"\",'Historical scenario - input'!$D75=\"\"),\"\",D90/'Historical scenario - input'!$D75),\"\")","v":""},{"$f":"IFERROR(IF(OR(E90=\"\",'Historical scenario - input'!$D75=\"\"),\"\",E90/'Historical scenario - input'!$D75),\"\")","v":""},{"$f":"IFERROR(IF(OR(F90=\"\",'Historical scenario - input'!$D75=\"\"),\"\",F90/'Historical scenario - input'!$D75),\"\")","v":""},{"$f":"IFERROR(IF(OR(G90=\"\",'Historical scenario - input'!$D75=\"\"),\"\",G90/'Historical scenario - input'!$D75),\"\")","v":""},{"$f":"IFERROR(IF(OR(H90=\"\",'Historical scenario - input'!$D75=\"\"),\"\",H90/'Historical scenario - input'!$D75),\"\")","v":""},{"$f":"IFERROR(IF(OR(I90=\"\",'Historical scenario - input'!$D75=\"\"),\"\",I90/'Historical scenario - input'!$D75),\"\")","v":""},{"$f":"IFERROR(IF(OR(J90=\"\",'Historical scenario - input'!$D75=\"\"),\"\",J90/'Historical scenario - input'!$D75),\"\")","v":""},{"$f":"IFERROR(IF(OR(K90=\"\",'Historical scenario - input'!$D75=\"\"),\"\",K90/'Historical scenario - input'!$D75),\"\")","v":""},{"$f":"IFERROR(IF(OR(L90=\"\",'Historical scenario - input'!$D75=\"\"),\"\",L90/'Historical scenario - input'!$D75),\"\")","v":""},{"$f":"IFERROR(IF(OR(M90=\"\",'Historical scenario - input'!$D75=\"\"),\"\",M90/'Historical scenario - input'!$D75),\"\")","v":""},{"$f":"IFERROR(IF(OR(N90=\"\",'Historical scenario - input'!$D75=\"\"),\"\",N90/'Historical scenario - input'!$D75),\"\")","v":""},{"$f":"IFERROR(IF(OR(O90=\"\",'Historical scenario - input'!$D75=\"\"),\"\",O90/'Historical scenario - input'!$D75),\"\")","v":""},{"$f":"IFERROR(IF(OR(P90=\"\",'Historical scenario - input'!$D75=\"\"),\"\",P90/'Historical scenario - input'!$D75),\"\")","v":""},{"$f":"IFERROR(IF(OR(Q90=\"\",'Historical scenario - input'!$D75=\"\"),\"\",Q90/'Historical scenario - input'!$D75),\"\")","v":""},{"$f":"IFERROR(IF(OR(R90=\"\",'Historical scenario - input'!$D75=\"\"),\"\",R90/'Historical scenario - input'!$D75),\"\")","v":""},{"$f":"IFERROR(IF(OR(S90=\"\",'Historical scenario - input'!$D75=\"\"),\"\",S90/'Historical scenario - input'!$D75),\"\")","v":""},{"$f":"IFERROR(IF(OR(T90=\"\",'Historical scenario - input'!$D75=\"\"),\"\",T90/'Historical scenario - input'!$D75),\"\")","v":""},{"$f":"IFERROR(IF(OR(U90=\"\",'Historical scenario - input'!$D75=\"\"),\"\",U90/'Historical scenario - input'!$D75),\"\")","v":""},{"$f":"IFERROR(IF(OR(V90=\"\",'Historical scenario - input'!$D75=\"\"),\"\",V90/'Historical scenario - input'!$D75),\"\")","v":""},{"$f":"IFERROR(IF(OR(W90=\"\",'Historical scenario - input'!$D75=\"\"),\"\",W90/'Historical scenario - input'!$D75),\"\")","v":""}]
[{"$f":"IFERROR('Historical scenario - input'!A76,\"\")","v":""},{"$f":"IFERROR('Historical scenario - input'!B76,\"\")","v":0},{"$f":"IFERROR('Historical scenario - input'!C76,\"\")","v":0},{"$f":"IFERROR(repcalc('Historical scenario - input'!$CV76:$GH76,'Historical scenario - input'!$G76,'Historical scenario - input'!$E76,'Historical scenario - input'!$F76,20,TRUE,TRUE),\"\")","v":""},"","","","","","","","","","","","","","","","","","","",{"$f":"IFERROR(IF(OR(D91=\"\",'Historical scenario - input'!$D76=\"\"),\"\",D91/'Historical scenario - input'!$D76),\"\")","v":""},{"$f":"IFERROR(IF(OR(E91=\"\",'Historical scenario - input'!$D76=\"\"),\"\",E91/'Historical scenario - input'!$D76),\"\")","v":""},{"$f":"IFERROR(IF(OR(F91=\"\",'Historical scenario - input'!$D76=\"\"),\"\",F91/'Historical scenario - input'!$D76),\"\")","v":""},{"$f":"IFERROR(IF(OR(G91=\"\",'Historical scenario - input'!$D76=\"\"),\"\",G91/'Historical scenario - input'!$D76),\"\")","v":""},{"$f":"IFERROR(IF(OR(H91=\"\",'Historical scenario - input'!$D76=\"\"),\"\",H91/'Historical scenario - input'!$D76),\"\")","v":""},{"$f":"IFERROR(IF(OR(I91=\"\",'Historical scenario - input'!$D76=\"\"),\"\",I91/'Historical scenario - input'!$D76),\"\")","v":""},{"$f":"IFERROR(IF(OR(J91=\"\",'Historical scenario - input'!$D76=\"\"),\"\",J91/'Historical scenario - input'!$D76),\"\")","v":""},{"$f":"IFERROR(IF(OR(K91=\"\",'Historical scenario - input'!$D76=\"\"),\"\",K91/'Historical scenario - input'!$D76),\"\")","v":""},{"$f":"IFERROR(IF(OR(L91=\"\",'Historical scenario - input'!$D76=\"\"),\"\",L91/'Historical scenario - input'!$D76),\"\")","v":""},{"$f":"IFERROR(IF(OR(M91=\"\",'Historical scenario - input'!$D76=\"\"),\"\",M91/'Historical scenario - input'!$D76),\"\")","v":""},{"$f":"IFERROR(IF(OR(N91=\"\",'Historical scenario - input'!$D76=\"\"),\"\",N91/'Historical scenario - input'!$D76),\"\")","v":""},{"$f":"IFERROR(IF(OR(O91=\"\",'Historical scenario - input'!$D76=\"\"),\"\",O91/'Historical scenario - input'!$D76),\"\")","v":""},{"$f":"IFERROR(IF(OR(P91=\"\",'Historical scenario - input'!$D76=\"\"),\"\",P91/'Historical scenario - input'!$D76),\"\")","v":""},{"$f":"IFERROR(IF(OR(Q91=\"\",'Historical scenario - input'!$D76=\"\"),\"\",Q91/'Historical scenario - input'!$D76),\"\")","v":""},{"$f":"IFERROR(IF(OR(R91=\"\",'Historical scenario - input'!$D76=\"\"),\"\",R91/'Historical scenario - input'!$D76),\"\")","v":""},{"$f":"IFERROR(IF(OR(S91=\"\",'Historical scenario - input'!$D76=\"\"),\"\",S91/'Historical scenario - input'!$D76),\"\")","v":""},{"$f":"IFERROR(IF(OR(T91=\"\",'Historical scenario - input'!$D76=\"\"),\"\",T91/'Historical scenario - input'!$D76),\"\")","v":""},{"$f":"IFERROR(IF(OR(U91=\"\",'Historical scenario - input'!$D76=\"\"),\"\",U91/'Historical scenario - input'!$D76),\"\")","v":""},{"$f":"IFERROR(IF(OR(V91=\"\",'Historical scenario - input'!$D76=\"\"),\"\",V91/'Historical scenario - input'!$D76),\"\")","v":""},{"$f":"IFERROR(IF(OR(W91=\"\",'Historical scenario - input'!$D76=\"\"),\"\",W91/'Historical scenario - input'!$D76),\"\")","v":""}]
[{"$f":"IFERROR('Historical scenario - input'!A77,\"\")","v":""},{"$f":"IFERROR('Historical scenario - input'!B77,\"\")","v":0},{"$f":"IFERROR('Historical scenario - input'!C77,\"\")","v":0},{"$f":"IFERROR(repcalc('Historical scenario - input'!$CV77:$GH77,'Historical scenario - input'!$G77,'Historical scenario - input'!$E77,'Historical scenario - input'!$F77,20,TRUE,TRUE),\"\")","v":""},"","","","","","","","","","","","","","","","","","","",{"$f":"IFERROR(IF(OR(D92=\"\",'Historical scenario - input'!$D77=\"\"),\"\",D92/'Historical scenario - input'!$D77),\"\")","v":""},{"$f":"IFERROR(IF(OR(E92=\"\",'Historical scenario - input'!$D77=\"\"),\"\",E92/'Historical scenario - input'!$D77),\"\")","v":""},{"$f":"IFERROR(IF(OR(F92=\"\",'Historical scenario - input'!$D77=\"\"),\"\",F92/'Historical scenario - input'!$D77),\"\")","v":""},{"$f":"IFERROR(IF(OR(G92=\"\",'Historical scenario - input'!$D77=\"\"),\"\",G92/'Historical scenario - input'!$D77),\"\")","v":""},{"$f":"IFERROR(IF(OR(H92=\"\",'Historical scenario - input'!$D77=\"\"),\"\",H92/'Historical scenario - input'!$D77),\"\")","v":""},{"$f":"IFERROR(IF(OR(I92=\"\",'Historical scenario - input'!$D77=\"\"),\"\",I92/'Historical scenario - input'!$D77),\"\")","v":""},{"$f":"IFERROR(IF(OR(J92=\"\",'Historical scenario - input'!$D77=\"\"),\"\",J92/'Historical scenario - input'!$D77),\"\")","v":""},{"$f":"IFERROR(IF(OR(K92=\"\",'Historical scenario - input'!$D77=\"\"),\"\",K92/'Historical scenario - input'!$D77),\"\")","v":""},{"$f":"IFERROR(IF(OR(L92=\"\",'Historical scenario - input'!$D77=\"\"),\"\",L92/'Historical scenario - input'!$D77),\"\")","v":""},{"$f":"IFERROR(IF(OR(M92=\"\",'Historical scenario - input'!$D77=\"\"),\"\",M92/'Historical scenario - input'!$D77),\"\")","v":""},{"$f":"IFERROR(IF(OR(N92=\"\",'Historical scenario - input'!$D77=\"\"),\"\",N92/'Historical scenario - input'!$D77),\"\")","v":""},{"$f":"IFERROR(IF(OR(O92=\"\",'Historical scenario - input'!$D77=\"\"),\"\",O92/'Historical scenario - input'!$D77),\"\")","v":""},{"$f":"IFERROR(IF(OR(P92=\"\",'Historical scenario - input'!$D77=\"\"),\"\",P92/'Historical scenario - input'!$D77),\"\")","v":""},{"$f":"IFERROR(IF(OR(Q92=\"\",'Historical scenario - input'!$D77=\"\"),\"\",Q92/'Historical scenario - input'!$D77),\"\")","v":""},{"$f":"IFERROR(IF(OR(R92=\"\",'Historical scenario - input'!$D77=\"\"),\"\",R92/'Historical scenario - input'!$D77),\"\")","v":""},{"$f":"IFERROR(IF(OR(S92=\"\",'Historical scenario - input'!$D77=\"\"),\"\",S92/'Historical scenario - input'!$D77),\"\")","v":""},{"$f":"IFERROR(IF(OR(T92=\"\",'Historical scenario - input'!$D77=\"\"),\"\",T92/'Historical scenario - input'!$D77),\"\")","v":""},{"$f":"IFERROR(IF(OR(U92=\"\",'Historical scenario - input'!$D77=\"\"),\"\",U92/'Historical scenario - input'!$D77),\"\")","v":""},{"$f":"IFERROR(IF(OR(V92=\"\",'Historical scenario - input'!$D77=\"\"),\"\",V92/'Historical scenario - input'!$D77),\"\")","v":""},{"$f":"IFERROR(IF(OR(W92=\"\",'Historical scenario - input'!$D77=\"\"),\"\",W92/'Historical scenario - input'!$D77),\"\")","v":""}]
[{"$f":"IFERROR('Historical scenario - input'!A78,\"\")","v":""},{"$f":"IFERROR('Historical scenario - input'!B78,\"\")","v":0},{"$f":"IFERROR('Historical scenario - input'!C78,\"\")","v":0},{"$f":"IFERROR(repcalc('Historical scenario - input'!$CV78:$GH78,'Historical scenario - input'!$G78,'Historical scenario - input'!$E78,'Historical scenario - input'!$F78,20,TRUE,TRUE),\"\")","v":""},"","","","","","","","","","","","","","","","","","","",{"$f":"IFERROR(IF(OR(D93=\"\",'Historical scenario - input'!$D78=\"\"),\"\",D93/'Historical scenario - input'!$D78),\"\")","v":""},{"$f":"IFERROR(IF(OR(E93=\"\",'Historical scenario - input'!$D78=\"\"),\"\",E93/'Historical scenario - input'!$D78),\"\")","v":""},{"$f":"IFERROR(IF(OR(F93=\"\",'Historical scenario - input'!$D78=\"\"),\"\",F93/'Historical scenario - input'!$D78),\"\")","v":""},{"$f":"IFERROR(IF(OR(G93=\"\",'Historical scenario - input'!$D78=\"\"),\"\",G93/'Historical scenario - input'!$D78),\"\")","v":""},{"$f":"IFERROR(IF(OR(H93=\"\",'Historical scenario - input'!$D78=\"\"),\"\",H93/'Historical scenario - input'!$D78),\"\")","v":""},{"$f":"IFERROR(IF(OR(I93=\"\",'Historical scenario - input'!$D78=\"\"),\"\",I93/'Historical scenario - input'!$D78),\"\")","v":""},{"$f":"IFERROR(IF(OR(J93=\"\",'Historical scenario - input'!$D78=\"\"),\"\",J93/'Historical scenario - input'!$D78),\"\")","v":""},{"$f":"IFERROR(IF(OR(K93=\"\",'Historical scenario - input'!$D78=\"\"),\"\",K93/'Historical scenario - input'!$D78),\"\")","v":""},{"$f":"IFERROR(IF(OR(L93=\"\",'Historical scenario - input'!$D78=\"\"),\"\",L93/'Historical scenario - input'!$D78),\"\")","v":""},{"$f":"IFERROR(IF(OR(M93=\"\",'Historical scenario - input'!$D78=\"\"),\"\",M93/'Historical scenario - input'!$D78),\"\")","v":""},{"$f":"IFERROR(IF(OR(N93=\"\",'Historical scenario - input'!$D78=\"\"),\"\",N93/'Historical scenario - input'!$D78),\"\")","v":""},{"$f":"IFERROR(IF(OR(O93=\"\",'Historical scenario - input'!$D78=\"\"),\"\",O93/'Historical scenario - input'!$D78),\"\")","v":""},{"$f":"IFERROR(IF(OR(P93=\"\",'Historical scenario - input'!$D78=\"\"),\"\",P93/'Historical scenario - input'!$D78),\"\")","v":""},{"$f":"IFERROR(IF(OR(Q93=\"\",'Historical scenario - input'!$D78=\"\"),\"\",Q93/'Historical scenario - input'!$D78),\"\")","v":""},{"$f":"IFERROR(IF(OR(R93=\"\",'Historical scenario - input'!$D78=\"\"),\"\",R93/'Historical scenario - input'!$D78),\"\")","v":""},{"$f":"IFERROR(IF(OR(S93=\"\",'Historical scenario - input'!$D78=\"\"),\"\",S93/'Historical scenario - input'!$D78),\"\")","v":""},{"$f":"IFERROR(IF(OR(T93=\"\",'Historical scenario - input'!$D78=\"\"),\"\",T93/'Historical scenario - input'!$D78),\"\")","v":""},{"$f":"IFERROR(IF(OR(U93=\"\",'Historical scenario - input'!$D78=\"\"),\"\",U93/'Historical scenario - input'!$D78),\"\")","v":""},{"$f":"IFERROR(IF(OR(V93=\"\",'Historical scenario - input'!$D78=\"\"),\"\",V93/'Historical scenario - input'!$D78),\"\")","v":""},{"$f":"IFERROR(IF(OR(W93=\"\",'Historical scenario - input'!$D78=\"\"),\"\",W93/'Historical scenario - input'!$D78),\"\")","v":""}]
[{"$f":"IFERROR('Historical scenario - input'!A79,\"\")","v":""},{"$f":"IFERROR('Historical scenario - input'!B79,\"\")","v":0},{"$f":"IFERROR('Historical scenario - input'!C79,\"\")","v":0},{"$f":"IFERROR(repcalc('Historical scenario - input'!$CV79:$GH79,'Historical scenario - input'!$G79,'Historical scenario - input'!$E79,'Historical scenario - input'!$F79,20,TRUE,TRUE),\"\")","v":""},"","","","","","","","","","","","","","","","","","","",{"$f":"IFERROR(IF(OR(D94=\"\",'Historical scenario - input'!$D79=\"\"),\"\",D94/'Historical scenario - input'!$D79),\"\")","v":""},{"$f":"IFERROR(IF(OR(E94=\"\",'Historical scenario - input'!$D79=\"\"),\"\",E94/'Historical scenario - input'!$D79),\"\")","v":""},{"$f":"IFERROR(IF(OR(F94=\"\",'Historical scenario - input'!$D79=\"\"),\"\",F94/'Historical scenario - input'!$D79),\"\")","v":""},{"$f":"IFERROR(IF(OR(G94=\"\",'Historical scenario - input'!$D79=\"\"),\"\",G94/'Historical scenario - input'!$D79),\"\")","v":""},{"$f":"IFERROR(IF(OR(H94=\"\",'Historical scenario - input'!$D79=\"\"),\"\",H94/'Historical scenario - input'!$D79),\"\")","v":""},{"$f":"IFERROR(IF(OR(I94=\"\",'Historical scenario - input'!$D79=\"\"),\"\",I94/'Historical scenario - input'!$D79),\"\")","v":""},{"$f":"IFERROR(IF(OR(J94=\"\",'Historical scenario - input'!$D79=\"\"),\"\",J94/'Historical scenario - input'!$D79),\"\")","v":""},{"$f":"IFERROR(IF(OR(K94=\"\",'Historical scenario - input'!$D79=\"\"),\"\",K94/'Historical scenario - input'!$D79),\"\")","v":""},{"$f":"IFERROR(IF(OR(L94=\"\",'Historical scenario - input'!$D79=\"\"),\"\",L94/'Historical scenario - input'!$D79),\"\")","v":""},{"$f":"IFERROR(IF(OR(M94=\"\",'Historical scenario - input'!$D79=\"\"),\"\",M94/'Historical scenario - input'!$D79),\"\")","v":""},{"$f":"IFERROR(IF(OR(N94=\"\",'Historical scenario - input'!$D79=\"\"),\"\",N94/'Historical scenario - input'!$D79),\"\")","v":""},{"$f":"IFERROR(IF(OR(O94=\"\",'Historical scenario - input'!$D79=\"\"),\"\",O94/'Historical scenario - input'!$D79),\"\")","v":""},{"$f":"IFERROR(IF(OR(P94=\"\",'Historical scenario - input'!$D79=\"\"),\"\",P94/'Historical scenario - input'!$D79),\"\")","v":""},{"$f":"IFERROR(IF(OR(Q94=\"\",'Historical scenario - input'!$D79=\"\"),\"\",Q94/'Historical scenario - input'!$D79),\"\")","v":""},{"$f":"IFERROR(IF(OR(R94=\"\",'Historical scenario - input'!$D79=\"\"),\"\",R94/'Historical scenario - input'!$D79),\"\")","v":""},{"$f":"IFERROR(IF(OR(S94=\"\",'Historical scenario - input'!$D79=\"\"),\"\",S94/'Historical scenario - input'!$D79),\"\")","v":""},{"$f":"IFERROR(IF(OR(T94=\"\",'Historical scenario - input'!$D79=\"\"),\"\",T94/'Historical scenario - input'!$D79),\"\")","v":""},{"$f":"IFERROR(IF(OR(U94=\"\",'Historical scenario - input'!$D79=\"\"),\"\",U94/'Historical scenario - input'!$D79),\"\")","v":""},{"$f":"IFERROR(IF(OR(V94=\"\",'Historical scenario - input'!$D79=\"\"),\"\",V94/'Historical scenario - input'!$D79),\"\")","v":""},{"$f":"IFERROR(IF(OR(W94=\"\",'Historical scenario - input'!$D79=\"\"),\"\",W94/'Historical scenario - input'!$D79),\"\")","v":""}]
[{"$f":"IFERROR('Historical scenario - input'!A80,\"\")","v":""},{"$f":"IFERROR('Historical scenario - input'!B80,\"\")","v":0},{"$f":"IFERROR('Historical scenario - input'!C80,\"\")","v":0},{"$f":"IFERROR(repcalc('Historical scenario - input'!$CV80:$GH80,'Historical scenario - input'!$G80,'Historical scenario - input'!$E80,'Historical scenario - input'!$F80,20,TRUE,TRUE),\"\")","v":""},"","","","","","","","","","","","","","","","","","","",{"$f":"IFERROR(IF(OR(D95=\"\",'Historical scenario - input'!$D80=\"\"),\"\",D95/'Historical scenario - input'!$D80),\"\")","v":""},{"$f":"IFERROR(IF(OR(E95=\"\",'Historical scenario - input'!$D80=\"\"),\"\",E95/'Historical scenario - input'!$D80),\"\")","v":""},{"$f":"IFERROR(IF(OR(F95=\"\",'Historical scenario - input'!$D80=\"\"),\"\",F95/'Historical scenario - input'!$D80),\"\")","v":""},{"$f":"IFERROR(IF(OR(G95=\"\",'Historical scenario - input'!$D80=\"\"),\"\",G95/'Historical scenario - input'!$D80),\"\")","v":""},{"$f":"IFERROR(IF(OR(H95=\"\",'Historical scenario - input'!$D80=\"\"),\"\",H95/'Historical scenario - input'!$D80),\"\")","v":""},{"$f":"IFERROR(IF(OR(I95=\"\",'Historical scenario - input'!$D80=\"\"),\"\",I95/'Historical scenario - input'!$D80),\"\")","v":""},{"$f":"IFERROR(IF(OR(J95=\"\",'Historical scenario - input'!$D80=\"\"),\"\",J95/'Historical scenario - input'!$D80),\"\")","v":""},{"$f":"IFERROR(IF(OR(K95=\"\",'Historical scenario - input'!$D80=\"\"),\"\",K95/'Historical scenario - input'!$D80),\"\")","v":""},{"$f":"IFERROR(IF(OR(L95=\"\",'Historical scenario - input'!$D80=\"\"),\"\",L95/'Historical scenario - input'!$D80),\"\")","v":""},{"$f":"IFERROR(IF(OR(M95=\"\",'Historical scenario - input'!$D80=\"\"),\"\",M95/'Historical scenario - input'!$D80),\"\")","v":""},{"$f":"IFERROR(IF(OR(N95=\"\",'Historical scenario - input'!$D80=\"\"),\"\",N95/'Historical scenario - input'!$D80),\"\")","v":""},{"$f":"IFERROR(IF(OR(O95=\"\",'Historical scenario - input'!$D80=\"\"),\"\",O95/'Historical scenario - input'!$D80),\"\")","v":""},{"$f":"IFERROR(IF(OR(P95=\"\",'Historical scenario - input'!$D80=\"\"),\"\",P95/'Historical scenario - input'!$D80),\"\")","v":""},{"$f":"IFERROR(IF(OR(Q95=\"\",'Historical scenario - input'!$D80=\"\"),\"\",Q95/'Historical scenario - input'!$D80),\"\")","v":""},{"$f":"IFERROR(IF(OR(R95=\"\",'Historical scenario - input'!$D80=\"\"),\"\",R95/'Historical scenario - input'!$D80),\"\")","v":""},{"$f":"IFERROR(IF(OR(S95=\"\",'Historical scenario - input'!$D80=\"\"),\"\",S95/'Historical scenario - input'!$D80),\"\")","v":""},{"$f":"IFERROR(IF(OR(T95=\"\",'Historical scenario - input'!$D80=\"\"),\"\",T95/'Historical scenario - input'!$D80),\"\")","v":""},{"$f":"IFERROR(IF(OR(U95=\"\",'Historical scenario - input'!$D80=\"\"),\"\",U95/'Historical scenario - input'!$D80),\"\")","v":""},{"$f":"IFERROR(IF(OR(V95=\"\",'Historical scenario - input'!$D80=\"\"),\"\",V95/'Historical scenario - input'!$D80),\"\")","v":""},{"$f":"IFERROR(IF(OR(W95=\"\",'Historical scenario - input'!$D80=\"\"),\"\",W95/'Historical scenario - input'!$D80),\"\")","v":""}]
[{"$f":"IFERROR('Historical scenario - input'!A81,\"\")","v":""},{"$f":"IFERROR('Historical scenario - input'!B81,\"\")","v":0},{"$f":"IFERROR('Historical scenario - input'!C81,\"\")","v":0},{"$f":"IFERROR(repcalc('Historical scenario - input'!$CV81:$GH81,'Historical scenario - input'!$G81,'Historical scenario - input'!$E81,'Historical scenario - input'!$F81,20,TRUE,TRUE),\"\")","v":""},"","","","","","","","","","","","","","","","","","","",{"$f":"IFERROR(IF(OR(D96=\"\",'Historical scenario - input'!$D81=\"\"),\"\",D96/'Historical scenario - input'!$D81),\"\")","v":""},{"$f":"IFERROR(IF(OR(E96=\"\",'Historical scenario - input'!$D81=\"\"),\"\",E96/'Historical scenario - input'!$D81),\"\")","v":""},{"$f":"IFERROR(IF(OR(F96=\"\",'Historical scenario - input'!$D81=\"\"),\"\",F96/'Historical scenario - input'!$D81),\"\")","v":""},{"$f":"IFERROR(IF(OR(G96=\"\",'Historical scenario - input'!$D81=\"\"),\"\",G96/'Historical scenario - input'!$D81),\"\")","v":""},{"$f":"IFERROR(IF(OR(H96=\"\",'Historical scenario - input'!$D81=\"\"),\"\",H96/'Historical scenario - input'!$D81),\"\")","v":""},{"$f":"IFERROR(IF(OR(I96=\"\",'Historical scenario - input'!$D81=\"\"),\"\",I96/'Historical scenario - input'!$D81),\"\")","v":""},{"$f":"IFERROR(IF(OR(J96=\"\",'Historical scenario - input'!$D81=\"\"),\"\",J96/'Historical scenario - input'!$D81),\"\")","v":""},{"$f":"IFERROR(IF(OR(K96=\"\",'Historical scenario - input'!$D81=\"\"),\"\",K96/'Historical scenario - input'!$D81),\"\")","v":""},{"$f":"IFERROR(IF(OR(L96=\"\",'Historical scenario - input'!$D81=\"\"),\"\",L96/'Historical scenario - input'!$D81),\"\")","v":""},{"$f":"IFERROR(IF(OR(M96=\"\",'Historical scenario - input'!$D81=\"\"),\"\",M96/'Historical scenario - input'!$D81),\"\")","v":""},{"$f":"IFERROR(IF(OR(N96=\"\",'Historical scenario - input'!$D81=\"\"),\"\",N96/'Historical scenario - input'!$D81),\"\")","v":""},{"$f":"IFERROR(IF(OR(O96=\"\",'Historical scenario - input'!$D81=\"\"),\"\",O96/'Historical scenario - input'!$D81),\"\")","v":""},{"$f":"IFERROR(IF(OR(P96=\"\",'Historical scenario - input'!$D81=\"\"),\"\",P96/'Historical scenario - input'!$D81),\"\")","v":""},{"$f":"IFERROR(IF(OR(Q96=\"\",'Historical scenario - input'!$D81=\"\"),\"\",Q96/'Historical scenario - input'!$D81),\"\")","v":""},{"$f":"IFERROR(IF(OR(R96=\"\",'Historical scenario - input'!$D81=\"\"),\"\",R96/'Historical scenario - input'!$D81),\"\")","v":""},{"$f":"IFERROR(IF(OR(S96=\"\",'Historical scenario - input'!$D81=\"\"),\"\",S96/'Historical scenario - input'!$D81),\"\")","v":""},{"$f":"IFERROR(IF(OR(T96=\"\",'Historical scenario - input'!$D81=\"\"),\"\",T96/'Historical scenario - input'!$D81),\"\")","v":""},{"$f":"IFERROR(IF(OR(U96=\"\",'Historical scenario - input'!$D81=\"\"),\"\",U96/'Historical scenario - input'!$D81),\"\")","v":""},{"$f":"IFERROR(IF(OR(V96=\"\",'Historical scenario - input'!$D81=\"\"),\"\",V96/'Historical scenario - input'!$D81),\"\")","v":""},{"$f":"IFERROR(IF(OR(W96=\"\",'Historical scenario - input'!$D81=\"\"),\"\",W96/'Historical scenario - input'!$D81),\"\")","v":""}]
[{"$f":"IFERROR('Historical scenario - input'!A82,\"\")","v":""},{"$f":"IFERROR('Historical scenario - input'!B82,\"\")","v":0},{"$f":"IFERROR('Historical scenario - input'!C82,\"\")","v":0},{"$f":"IFERROR(repcalc('Historical scenario - input'!$CV82:$GH82,'Historical scenario - input'!$G82,'Historical scenario - input'!$E82,'Historical scenario - input'!$F82,20,TRUE,TRUE),\"\")","v":""},"","","","","","","","","","","","","","","","","","","",{"$f":"IFERROR(IF(OR(D97=\"\",'Historical scenario - input'!$D82=\"\"),\"\",D97/'Historical scenario - input'!$D82),\"\")","v":""},{"$f":"IFERROR(IF(OR(E97=\"\",'Historical scenario - input'!$D82=\"\"),\"\",E97/'Historical scenario - input'!$D82),\"\")","v":""},{"$f":"IFERROR(IF(OR(F97=\"\",'Historical scenario - input'!$D82=\"\"),\"\",F97/'Historical scenario - input'!$D82),\"\")","v":""},{"$f":"IFERROR(IF(OR(G97=\"\",'Historical scenario - input'!$D82=\"\"),\"\",G97/'Historical scenario - input'!$D82),\"\")","v":""},{"$f":"IFERROR(IF(OR(H97=\"\",'Historical scenario - input'!$D82=\"\"),\"\",H97/'Historical scenario - input'!$D82),\"\")","v":""},{"$f":"IFERROR(IF(OR(I97=\"\",'Historical scenario - input'!$D82=\"\"),\"\",I97/'Historical scenario - input'!$D82),\"\")","v":""},{"$f":"IFERROR(IF(OR(J97=\"\",'Historical scenario - input'!$D82=\"\"),\"\",J97/'Historical scenario - input'!$D82),\"\")","v":""},{"$f":"IFERROR(IF(OR(K97=\"\",'Historical scenario - input'!$D82=\"\"),\"\",K97/'Historical scenario - input'!$D82),\"\")","v":""},{"$f":"IFERROR(IF(OR(L97=\"\",'Historical scenario - input'!$D82=\"\"),\"\",L97/'Historical scenario - input'!$D82),\"\")","v":""},{"$f":"IFERROR(IF(OR(M97=\"\",'Historical scenario - input'!$D82=\"\"),\"\",M97/'Historical scenario - input'!$D82),\"\")","v":""},{"$f":"IFERROR(IF(OR(N97=\"\",'Historical scenario - input'!$D82=\"\"),\"\",N97/'Historical scenario - input'!$D82),\"\")","v":""},{"$f":"IFERROR(IF(OR(O97=\"\",'Historical scenario - input'!$D82=\"\"),\"\",O97/'Historical scenario - input'!$D82),\"\")","v":""},{"$f":"IFERROR(IF(OR(P97=\"\",'Historical scenario - input'!$D82=\"\"),\"\",P97/'Historical scenario - input'!$D82),\"\")","v":""},{"$f":"IFERROR(IF(OR(Q97=\"\",'Historical scenario - input'!$D82=\"\"),\"\",Q97/'Historical scenario - input'!$D82),\"\")","v":""},{"$f":"IFERROR(IF(OR(R97=\"\",'Historical scenario - input'!$D82=\"\"),\"\",R97/'Historical scenario - input'!$D82),\"\")","v":""},{"$f":"IFERROR(IF(OR(S97=\"\",'Historical scenario - input'!$D82=\"\"),\"\",S97/'Historical scenario - input'!$D82),\"\")","v":""},{"$f":"IFERROR(IF(OR(T97=\"\",'Historical scenario - input'!$D82=\"\"),\"\",T97/'Historical scenario - input'!$D82),\"\")","v":""},{"$f":"IFERROR(IF(OR(U97=\"\",'Historical scenario - input'!$D82=\"\"),\"\",U97/'Historical scenario - input'!$D82),\"\")","v":""},{"$f":"IFERROR(IF(OR(V97=\"\",'Historical scenario - input'!$D82=\"\"),\"\",V97/'Historical scenario - input'!$D82),\"\")","v":""},{"$f":"IFERROR(IF(OR(W97=\"\",'Historical scenario - input'!$D82=\"\"),\"\",W97/'Historical scenario - input'!$D82),\"\")","v":""}]
[{"$f":"IFERROR('Historical scenario - input'!A83,\"\")","v":""},{"$f":"IFERROR('Historical scenario - input'!B83,\"\")","v":0},{"$f":"IFERROR('Historical scenario - input'!C83,\"\")","v":0},{"$f":"IFERROR(repcalc('Historical scenario - input'!$CV83:$GH83,'Historical scenario - input'!$G83,'Historical scenario - input'!$E83,'Historical scenario - input'!$F83,20,TRUE,TRUE),\"\")","v":""},"","","","","","","","","","","","","","","","","","","",{"$f":"IFERROR(IF(OR(D98=\"\",'Historical scenario - input'!$D83=\"\"),\"\",D98/'Historical scenario - input'!$D83),\"\")","v":""},{"$f":"IFERROR(IF(OR(E98=\"\",'Historical scenario - input'!$D83=\"\"),\"\",E98/'Historical scenario - input'!$D83),\"\")","v":""},{"$f":"IFERROR(IF(OR(F98=\"\",'Historical scenario - input'!$D83=\"\"),\"\",F98/'Historical scenario - input'!$D83),\"\")","v":""},{"$f":"IFERROR(IF(OR(G98=\"\",'Historical scenario - input'!$D83=\"\"),\"\",G98/'Historical scenario - input'!$D83),\"\")","v":""},{"$f":"IFERROR(IF(OR(H98=\"\",'Historical scenario - input'!$D83=\"\"),\"\",H98/'Historical scenario - input'!$D83),\"\")","v":""},{"$f":"IFERROR(IF(OR(I98=\"\",'Historical scenario - input'!$D83=\"\"),\"\",I98/'Historical scenario - input'!$D83),\"\")","v":""},{"$f":"IFERROR(IF(OR(J98=\"\",'Historical scenario - input'!$D83=\"\"),\"\",J98/'Historical scenario - input'!$D83),\"\")","v":""},{"$f":"IFERROR(IF(OR(K98=\"\",'Historical scenario - input'!$D83=\"\"),\"\",K98/'Historical scenario - input'!$D83),\"\")","v":""},{"$f":"IFERROR(IF(OR(L98=\"\",'Historical scenario - input'!$D83=\"\"),\"\",L98/'Historical scenario - input'!$D83),\"\")","v":""},{"$f":"IFERROR(IF(OR(M98=\"\",'Historical scenario - input'!$D83=\"\"),\"\",M98/'Historical scenario - input'!$D83),\"\")","v":""},{"$f":"IFERROR(IF(OR(N98=\"\",'Historical scenario - input'!$D83=\"\"),\"\",N98/'Historical scenario - input'!$D83),\"\")","v":""},{"$f":"IFERROR(IF(OR(O98=\"\",'Historical scenario - input'!$D83=\"\"),\"\",O98/'Historical scenario - input'!$D83),\"\")","v":""},{"$f":"IFERROR(IF(OR(P98=\"\",'Historical scenario - input'!$D83=\"\"),\"\",P98/'Historical scenario - input'!$D83),\"\")","v":""},{"$f":"IFERROR(IF(OR(Q98=\"\",'Historical scenario - input'!$D83=\"\"),\"\",Q98/'Historical scenario - input'!$D83),\"\")","v":""},{"$f":"IFERROR(IF(OR(R98=\"\",'Historical scenario - input'!$D83=\"\"),\"\",R98/'Historical scenario - input'!$D83),\"\")","v":""},{"$f":"IFERROR(IF(OR(S98=\"\",'Historical scenario - input'!$D83=\"\"),\"\",S98/'Historical scenario - input'!$D83),\"\")","v":""},{"$f":"IFERROR(IF(OR(T98=\"\",'Historical scenario - input'!$D83=\"\"),\"\",T98/'Historical scenario - input'!$D83),\"\")","v":""},{"$f":"IFERROR(IF(OR(U98=\"\",'Historical scenario - input'!$D83=\"\"),\"\",U98/'Historical scenario - input'!$D83),\"\")","v":""},{"$f":"IFERROR(IF(OR(V98=\"\",'Historical scenario - input'!$D83=\"\"),\"\",V98/'Historical scenario - input'!$D83),\"\")","v":""},{"$f":"IFERROR(IF(OR(W98=\"\",'Historical scenario - input'!$D83=\"\"),\"\",W98/'Historical scenario - input'!$D83),\"\")","v":""}]
[{"$f":"IFERROR('Historical scenario - input'!A84,\"\")","v":""},{"$f":"IFERROR('Historical scenario - input'!B84,\"\")","v":0},{"$f":"IFERROR('Historical scenario - input'!C84,\"\")","v":0},{"$f":"IFERROR(repcalc('Historical scenario - input'!$CV84:$GH84,'Historical scenario - input'!$G84,'Historical scenario - input'!$E84,'Historical scenario - input'!$F84,20,TRUE,TRUE),\"\")","v":""},"","","","","","","","","","","","","","","","","","","",{"$f":"IFERROR(IF(OR(D99=\"\",'Historical scenario - input'!$D84=\"\"),\"\",D99/'Historical scenario - input'!$D84),\"\")","v":""},{"$f":"IFERROR(IF(OR(E99=\"\",'Historical scenario - input'!$D84=\"\"),\"\",E99/'Historical scenario - input'!$D84),\"\")","v":""},{"$f":"IFERROR(IF(OR(F99=\"\",'Historical scenario - input'!$D84=\"\"),\"\",F99/'Historical scenario - input'!$D84),\"\")","v":""},{"$f":"IFERROR(IF(OR(G99=\"\",'Historical scenario - input'!$D84=\"\"),\"\",G99/'Historical scenario - input'!$D84),\"\")","v":""},{"$f":"IFERROR(IF(OR(H99=\"\",'Historical scenario - input'!$D84=\"\"),\"\",H99/'Historical scenario - input'!$D84),\"\")","v":""},{"$f":"IFERROR(IF(OR(I99=\"\",'Historical scenario - input'!$D84=\"\"),\"\",I99/'Historical scenario - input'!$D84),\"\")","v":""},{"$f":"IFERROR(IF(OR(J99=\"\",'Historical scenario - input'!$D84=\"\"),\"\",J99/'Historical scenario - input'!$D84),\"\")","v":""},{"$f":"IFERROR(IF(OR(K99=\"\",'Historical scenario - input'!$D84=\"\"),\"\",K99/'Historical scenario - input'!$D84),\"\")","v":""},{"$f":"IFERROR(IF(OR(L99=\"\",'Historical scenario - input'!$D84=\"\"),\"\",L99/'Historical scenario - input'!$D84),\"\")","v":""},{"$f":"IFERROR(IF(OR(M99=\"\",'Historical scenario - input'!$D84=\"\"),\"\",M99/'Historical scenario - input'!$D84),\"\")","v":""},{"$f":"IFERROR(IF(OR(N99=\"\",'Historical scenario - input'!$D84=\"\"),\"\",N99/'Historical scenario - input'!$D84),\"\")","v":""},{"$f":"IFERROR(IF(OR(O99=\"\",'Historical scenario - input'!$D84=\"\"),\"\",O99/'Historical scenario - input'!$D84),\"\")","v":""},{"$f":"IFERROR(IF(OR(P99=\"\",'Historical scenario - input'!$D84=\"\"),\"\",P99/'Historical scenario - input'!$D84),\"\")","v":""},{"$f":"IFERROR(IF(OR(Q99=\"\",'Historical scenario - input'!$D84=\"\"),\"\",Q99/'Historical scenario - input'!$D84),\"\")","v":""},{"$f":"IFERROR(IF(OR(R99=\"\",'Historical scenario - input'!$D84=\"\"),\"\",R99/'Historical scenario - input'!$D84),\"\")","v":""},{"$f":"IFERROR(IF(OR(S99=\"\",'Historical scenario - input'!$D84=\"\"),\"\",S99/'Historical scenario - input'!$D84),\"\")","v":""},{"$f":"IFERROR(IF(OR(T99=\"\",'Historical scenario - input'!$D84=\"\"),\"\",T99/'Historical scenario - input'!$D84),\"\")","v":""},{"$f":"IFERROR(IF(OR(U99=\"\",'Historical scenario - input'!$D84=\"\"),\"\",U99/'Historical scenario - input'!$D84),\"\")","v":""},{"$f":"IFERROR(IF(OR(V99=\"\",'Historical scenario - input'!$D84=\"\"),\"\",V99/'Historical scenario - input'!$D84),\"\")","v":""},{"$f":"IFERROR(IF(OR(W99=\"\",'Historical scenario - input'!$D84=\"\"),\"\",W99/'Historical scenario - input'!$D84),\"\")","v":""}]
[{"$f":"IFERROR('Historical scenario - input'!A85,\"\")","v":""},{"$f":"IFERROR('Historical scenario - input'!B85,\"\")","v":0},{"$f":"IFERROR('Historical scenario - input'!C85,\"\")","v":0},{"$f":"IFERROR(repcalc('Historical scenario - input'!$CV85:$GH85,'Historical scenario - input'!$G85,'Historical scenario - input'!$E85,'Historical scenario - input'!$F85,20,TRUE,TRUE),\"\")","v":""},"","","","","","","","","","","","","","","","","","","",{"$f":"IFERROR(IF(OR(D100=\"\",'Historical scenario - input'!$D85=\"\"),\"\",D100/'Historical scenario - input'!$D85),\"\")","v":""},{"$f":"IFERROR(IF(OR(E100=\"\",'Historical scenario - input'!$D85=\"\"),\"\",E100/'Historical scenario - input'!$D85),\"\")","v":""},{"$f":"IFERROR(IF(OR(F100=\"\",'Historical scenario - input'!$D85=\"\"),\"\",F100/'Historical scenario - input'!$D85),\"\")","v":""},{"$f":"IFERROR(IF(OR(G100=\"\",'Historical scenario - input'!$D85=\"\"),\"\",G100/'Historical scenario - input'!$D85),\"\")","v":""},{"$f":"IFERROR(IF(OR(H100=\"\",'Historical scenario - input'!$D85=\"\"),\"\",H100/'Historical scenario - input'!$D85),\"\")","v":""},{"$f":"IFERROR(IF(OR(I100=\"\",'Historical scenario - input'!$D85=\"\"),\"\",I100/'Historical scenario - input'!$D85),\"\")","v":""},{"$f":"IFERROR(IF(OR(J100=\"\",'Historical scenario - input'!$D85=\"\"),\"\",J100/'Historical scenario - input'!$D85),\"\")","v":""},{"$f":"IFERROR(IF(OR(K100=\"\",'Historical scenario - input'!$D85=\"\"),\"\",K100/'Historical scenario - input'!$D85),\"\")","v":""},{"$f":"IFERROR(IF(OR(L100=\"\",'Historical scenario - input'!$D85=\"\"),\"\",L100/'Historical scenario - input'!$D85),\"\")","v":""},{"$f":"IFERROR(IF(OR(M100=\"\",'Historical scenario - input'!$D85=\"\"),\"\",M100/'Historical scenario - input'!$D85),\"\")","v":""},{"$f":"IFERROR(IF(OR(N100=\"\",'Historical scenario - input'!$D85=\"\"),\"\",N100/'Historical scenario - input'!$D85),\"\")","v":""},{"$f":"IFERROR(IF(OR(O100=\"\",'Historical scenario - input'!$D85=\"\"),\"\",O100/'Historical scenario - input'!$D85),\"\")","v":""},{"$f":"IFERROR(IF(OR(P100=\"\",'Historical scenario - input'!$D85=\"\"),\"\",P100/'Historical scenario - input'!$D85),\"\")","v":""},{"$f":"IFERROR(IF(OR(Q100=\"\",'Historical scenario - input'!$D85=\"\"),\"\",Q100/'Historical scenario - input'!$D85),\"\")","v":""},{"$f":"IFERROR(IF(OR(R100=\"\",'Historical scenario - input'!$D85=\"\"),\"\",R100/'Historical scenario - input'!$D85),\"\")","v":""},{"$f":"IFERROR(IF(OR(S100=\"\",'Historical scenario - input'!$D85=\"\"),\"\",S100/'Historical scenario - input'!$D85),\"\")","v":""},{"$f":"IFERROR(IF(OR(T100=\"\",'Historical scenario - input'!$D85=\"\"),\"\",T100/'Historical scenario - input'!$D85),\"\")","v":""},{"$f":"IFERROR(IF(OR(U100=\"\",'Historical scenario - input'!$D85=\"\"),\"\",U100/'Historical scenario - input'!$D85),\"\")","v":""},{"$f":"IFERROR(IF(OR(V100=\"\",'Historical scenario - input'!$D85=\"\"),\"\",V100/'Historical scenario - input'!$D85),\"\")","v":""},{"$f":"IFERROR(IF(OR(W100=\"\",'Historical scenario - input'!$D85=\"\"),\"\",W100/'Historical scenario - input'!$D85),\"\")","v":""}]
[{"$f":"IFERROR('Historical scenario - input'!A86,\"\")","v":""},{"$f":"IFERROR('Historical scenario - input'!B86,\"\")","v":0},{"$f":"IFERROR('Historical scenario - input'!C86,\"\")","v":0},{"$f":"IFERROR(repcalc('Historical scenario - input'!$CV86:$GH86,'Historical scenario - input'!$G86,'Historical scenario - input'!$E86,'Historical scenario - input'!$F86,20,TRUE,TRUE),\"\")","v":""},"","","","","","","","","","","","","","","","","","","",{"$f":"IFERROR(IF(OR(D101=\"\",'Historical scenario - input'!$D86=\"\"),\"\",D101/'Historical scenario - input'!$D86),\"\")","v":""},{"$f":"IFERROR(IF(OR(E101=\"\",'Historical scenario - input'!$D86=\"\"),\"\",E101/'Historical scenario - input'!$D86),\"\")","v":""},{"$f":"IFERROR(IF(OR(F101=\"\",'Historical scenario - input'!$D86=\"\"),\"\",F101/'Historical scenario - input'!$D86),\"\")","v":""},{"$f":"IFERROR(IF(OR(G101=\"\",'Historical scenario - input'!$D86=\"\"),\"\",G101/'Historical scenario - input'!$D86),\"\")","v":""},{"$f":"IFERROR(IF(OR(H101=\"\",'Historical scenario - input'!$D86=\"\"),\"\",H101/'Historical scenario - input'!$D86),\"\")","v":""},{"$f":"IFERROR(IF(OR(I101=\"\",'Historical scenario - input'!$D86=\"\"),\"\",I101/'Historical scenario - input'!$D86),\"\")","v":""},{"$f":"IFERROR(IF(OR(J101=\"\",'Historical scenario - input'!$D86=\"\"),\"\",J101/'Historical scenario - input'!$D86),\"\")","v":""},{"$f":"IFERROR(IF(OR(K101=\"\",'Historical scenario - input'!$D86=\"\"),\"\",K101/'Historical scenario - input'!$D86),\"\")","v":""},{"$f":"IFERROR(IF(OR(L101=\"\",'Historical scenario - input'!$D86=\"\"),\"\",L101/'Historical scenario - input'!$D86),\"\")","v":""},{"$f":"IFERROR(IF(OR(M101=\"\",'Historical scenario - input'!$D86=\"\"),\"\",M101/'Historical scenario - input'!$D86),\"\")","v":""},{"$f":"IFERROR(IF(OR(N101=\"\",'Historical scenario - input'!$D86=\"\"),\"\",N101/'Historical scenario - input'!$D86),\"\")","v":""},{"$f":"IFERROR(IF(OR(O101=\"\",'Historical scenario - input'!$D86=\"\"),\"\",O101/'Historical scenario - input'!$D86),\"\")","v":""},{"$f":"IFERROR(IF(OR(P101=\"\",'Historical scenario - input'!$D86=\"\"),\"\",P101/'Historical scenario - input'!$D86),\"\")","v":""},{"$f":"IFERROR(IF(OR(Q101=\"\",'Historical scenario - input'!$D86=\"\"),\"\",Q101/'Historical scenario - input'!$D86),\"\")","v":""},{"$f":"IFERROR(IF(OR(R101=\"\",'Historical scenario - input'!$D86=\"\"),\"\",R101/'Historical scenario - input'!$D86),\"\")","v":""},{"$f":"IFERROR(IF(OR(S101=\"\",'Historical scenario - input'!$D86=\"\"),\"\",S101/'Historical scenario - input'!$D86),\"\")","v":""},{"$f":"IFERROR(IF(OR(T101=\"\",'Historical scenario - input'!$D86=\"\"),\"\",T101/'Historical scenario - input'!$D86),\"\")","v":""},{"$f":"IFERROR(IF(OR(U101=\"\",'Historical scenario - input'!$D86=\"\"),\"\",U101/'Historical scenario - input'!$D86),\"\")","v":""},{"$f":"IFERROR(IF(OR(V101=\"\",'Historical scenario - input'!$D86=\"\"),\"\",V101/'Historical scenario - input'!$D86),\"\")","v":""},{"$f":"IFERROR(IF(OR(W101=\"\",'Historical scenario - input'!$D86=\"\"),\"\",W101/'Historical scenario - input'!$D86),\"\")","v":""}]
[{"$f":"IFERROR('Historical scenario - input'!A87,\"\")","v":""},{"$f":"IFERROR('Historical scenario - input'!B87,\"\")","v":0},{"$f":"IFERROR('Historical scenario - input'!C87,\"\")","v":0},{"$f":"IFERROR(repcalc('Historical scenario - input'!$CV87:$GH87,'Historical scenario - input'!$G87,'Historical scenario - input'!$E87,'Historical scenario - input'!$F87,20,TRUE,TRUE),\"\")","v":""},"","","","","","","","","","","","","","","","","","","",{"$f":"IFERROR(IF(OR(D102=\"\",'Historical scenario - input'!$D87=\"\"),\"\",D102/'Historical scenario - input'!$D87),\"\")","v":""},{"$f":"IFERROR(IF(OR(E102=\"\",'Historical scenario - input'!$D87=\"\"),\"\",E102/'Historical scenario - input'!$D87),\"\")","v":""},{"$f":"IFERROR(IF(OR(F102=\"\",'Historical scenario - input'!$D87=\"\"),\"\",F102/'Historical scenario - input'!$D87),\"\")","v":""},{"$f":"IFERROR(IF(OR(G102=\"\",'Historical scenario - input'!$D87=\"\"),\"\",G102/'Historical scenario - input'!$D87),\"\")","v":""},{"$f":"IFERROR(IF(OR(H102=\"\",'Historical scenario - input'!$D87=\"\"),\"\",H102/'Historical scenario - input'!$D87),\"\")","v":""},{"$f":"IFERROR(IF(OR(I102=\"\",'Historical scenario - input'!$D87=\"\"),\"\",I102/'Historical scenario - input'!$D87),\"\")","v":""},{"$f":"IFERROR(IF(OR(J102=\"\",'Historical scenario - input'!$D87=\"\"),\"\",J102/'Historical scenario - input'!$D87),\"\")","v":""},{"$f":"IFERROR(IF(OR(K102=\"\",'Historical scenario - input'!$D87=\"\"),\"\",K102/'Historical scenario - input'!$D87),\"\")","v":""},{"$f":"IFERROR(IF(OR(L102=\"\",'Historical scenario - input'!$D87=\"\"),\"\",L102/'Historical scenario - input'!$D87),\"\")","v":""},{"$f":"IFERROR(IF(OR(M102=\"\",'Historical scenario - input'!$D87=\"\"),\"\",M102/'Historical scenario - input'!$D87),\"\")","v":""},{"$f":"IFERROR(IF(OR(N102=\"\",'Historical scenario - input'!$D87=\"\"),\"\",N102/'Historical scenario - input'!$D87),\"\")","v":""},{"$f":"IFERROR(IF(OR(O102=\"\",'Historical scenario - input'!$D87=\"\"),\"\",O102/'Historical scenario - input'!$D87),\"\")","v":""},{"$f":"IFERROR(IF(OR(P102=\"\",'Historical scenario - input'!$D87=\"\"),\"\",P102/'Historical scenario - input'!$D87),\"\")","v":""},{"$f":"IFERROR(IF(OR(Q102=\"\",'Historical scenario - input'!$D87=\"\"),\"\",Q102/'Historical scenario - input'!$D87),\"\")","v":""},{"$f":"IFERROR(IF(OR(R102=\"\",'Historical scenario - input'!$D87=\"\"),\"\",R102/'Historical scenario - input'!$D87),\"\")","v":""},{"$f":"IFERROR(IF(OR(S102=\"\",'Historical scenario - input'!$D87=\"\"),\"\",S102/'Historical scenario - input'!$D87),\"\")","v":""},{"$f":"IFERROR(IF(OR(T102=\"\",'Historical scenario - input'!$D87=\"\"),\"\",T102/'Historical scenario - input'!$D87),\"\")","v":""},{"$f":"IFERROR(IF(OR(U102=\"\",'Historical scenario - input'!$D87=\"\"),\"\",U102/'Historical scenario - input'!$D87),\"\")","v":""},{"$f":"IFERROR(IF(OR(V102=\"\",'Historical scenario - input'!$D87=\"\"),\"\",V102/'Historical scenario - input'!$D87),\"\")","v":""},{"$f":"IFERROR(IF(OR(W102=\"\",'Historical scenario - input'!$D87=\"\"),\"\",W102/'Historical scenario - input'!$D87),\"\")","v":""}]
[{"$f":"IFERROR('Historical scenario - input'!A88,\"\")","v":""},{"$f":"IFERROR('Historical scenario - input'!B88,\"\")","v":0},{"$f":"IFERROR('Historical scenario - input'!C88,\"\")","v":0},{"$f":"IFERROR(repcalc('Historical scenario - input'!$CV88:$GH88,'Historical scenario - input'!$G88,'Historical scenario - input'!$E88,'Historical scenario - input'!$F88,20,TRUE,TRUE),\"\")","v":""},"","","","","","","","","","","","","","","","","","","",{"$f":"IFERROR(IF(OR(D103=\"\",'Historical scenario - input'!$D88=\"\"),\"\",D103/'Historical scenario - input'!$D88),\"\")","v":""},{"$f":"IFERROR(IF(OR(E103=\"\",'Historical scenario - input'!$D88=\"\"),\"\",E103/'Historical scenario - input'!$D88),\"\")","v":""},{"$f":"IFERROR(IF(OR(F103=\"\",'Historical scenario - input'!$D88=\"\"),\"\",F103/'Historical scenario - input'!$D88),\"\")","v":""},{"$f":"IFERROR(IF(OR(G103=\"\",'Historical scenario - input'!$D88=\"\"),\"\",G103/'Historical scenario - input'!$D88),\"\")","v":""},{"$f":"IFERROR(IF(OR(H103=\"\",'Historical scenario - input'!$D88=\"\"),\"\",H103/'Historical scenario - input'!$D88),\"\")","v":""},{"$f":"IFERROR(IF(OR(I103=\"\",'Historical scenario - input'!$D88=\"\"),\"\",I103/'Historical scenario - input'!$D88),\"\")","v":""},{"$f":"IFERROR(IF(OR(J103=\"\",'Historical scenario - input'!$D88=\"\"),\"\",J103/'Historical scenario - input'!$D88),\"\")","v":""},{"$f":"IFERROR(IF(OR(K103=\"\",'Historical scenario - input'!$D88=\"\"),\"\",K103/'Historical scenario - input'!$D88),\"\")","v":""},{"$f":"IFERROR(IF(OR(L103=\"\",'Historical scenario - input'!$D88=\"\"),\"\",L103/'Historical scenario - input'!$D88),\"\")","v":""},{"$f":"IFERROR(IF(OR(M103=\"\",'Historical scenario - input'!$D88=\"\"),\"\",M103/'Historical scenario - input'!$D88),\"\")","v":""},{"$f":"IFERROR(IF(OR(N103=\"\",'Historical scenario - input'!$D88=\"\"),\"\",N103/'Historical scenario - input'!$D88),\"\")","v":""},{"$f":"IFERROR(IF(OR(O103=\"\",'Historical scenario - input'!$D88=\"\"),\"\",O103/'Historical scenario - input'!$D88),\"\")","v":""},{"$f":"IFERROR(IF(OR(P103=\"\",'Historical scenario - input'!$D88=\"\"),\"\",P103/'Historical scenario - input'!$D88),\"\")","v":""},{"$f":"IFERROR(IF(OR(Q103=\"\",'Historical scenario - input'!$D88=\"\"),\"\",Q103/'Historical scenario - input'!$D88),\"\")","v":""},{"$f":"IFERROR(IF(OR(R103=\"\",'Historical scenario - input'!$D88=\"\"),\"\",R103/'Historical scenario - input'!$D88),\"\")","v":""},{"$f":"IFERROR(IF(OR(S103=\"\",'Historical scenario - input'!$D88=\"\"),\"\",S103/'Historical scenario - input'!$D88),\"\")","v":""},{"$f":"IFERROR(IF(OR(T103=\"\",'Historical scenario - input'!$D88=\"\"),\"\",T103/'Historical scenario - input'!$D88),\"\")","v":""},{"$f":"IFERROR(IF(OR(U103=\"\",'Historical scenario - input'!$D88=\"\"),\"\",U103/'Historical scenario - input'!$D88),\"\")","v":""},{"$f":"IFERROR(IF(OR(V103=\"\",'Historical scenario - input'!$D88=\"\"),\"\",V103/'Historical scenario - input'!$D88),\"\")","v":""},{"$f":"IFERROR(IF(OR(W103=\"\",'Historical scenario - input'!$D88=\"\"),\"\",W103/'Historical scenario - input'!$D88),\"\")","v":""}]
[{"$f":"IFERROR('Historical scenario - input'!A89,\"\")","v":""},{"$f":"IFERROR('Historical scenario - input'!B89,\"\")","v":0},{"$f":"IFERROR('Historical scenario - input'!C89,\"\")","v":0},{"$f":"IFERROR(repcalc('Historical scenario - input'!$CV89:$GH89,'Historical scenario - input'!$G89,'Historical scenario - input'!$E89,'Historical scenario - input'!$F89,20,TRUE,TRUE),\"\")","v":""},"","","","","","","","","","","","","","","","","","","",{"$f":"IFERROR(IF(OR(D104=\"\",'Historical scenario - input'!$D89=\"\"),\"\",D104/'Historical scenario - input'!$D89),\"\")","v":""},{"$f":"IFERROR(IF(OR(E104=\"\",'Historical scenario - input'!$D89=\"\"),\"\",E104/'Historical scenario - input'!$D89),\"\")","v":""},{"$f":"IFERROR(IF(OR(F104=\"\",'Historical scenario - input'!$D89=\"\"),\"\",F104/'Historical scenario - input'!$D89),\"\")","v":""},{"$f":"IFERROR(IF(OR(G104=\"\",'Historical scenario - input'!$D89=\"\"),\"\",G104/'Historical scenario - input'!$D89),\"\")","v":""},{"$f":"IFERROR(IF(OR(H104=\"\",'Historical scenario - input'!$D89=\"\"),\"\",H104/'Historical scenario - input'!$D89),\"\")","v":""},{"$f":"IFERROR(IF(OR(I104=\"\",'Historical scenario - input'!$D89=\"\"),\"\",I104/'Historical scenario - input'!$D89),\"\")","v":""},{"$f":"IFERROR(IF(OR(J104=\"\",'Historical scenario - input'!$D89=\"\"),\"\",J104/'Historical scenario - input'!$D89),\"\")","v":""},{"$f":"IFERROR(IF(OR(K104=\"\",'Historical scenario - input'!$D89=\"\"),\"\",K104/'Historical scenario - input'!$D89),\"\")","v":""},{"$f":"IFERROR(IF(OR(L104=\"\",'Historical scenario - input'!$D89=\"\"),\"\",L104/'Historical scenario - input'!$D89),\"\")","v":""},{"$f":"IFERROR(IF(OR(M104=\"\",'Historical scenario - input'!$D89=\"\"),\"\",M104/'Historical scenario - input'!$D89),\"\")","v":""},{"$f":"IFERROR(IF(OR(N104=\"\",'Historical scenario - input'!$D89=\"\"),\"\",N104/'Historical scenario - input'!$D89),\"\")","v":""},{"$f":"IFERROR(IF(OR(O104=\"\",'Historical scenario - input'!$D89=\"\"),\"\",O104/'Historical scenario - input'!$D89),\"\")","v":""},{"$f":"IFERROR(IF(OR(P104=\"\",'Historical scenario - input'!$D89=\"\"),\"\",P104/'Historical scenario - input'!$D89),\"\")","v":""},{"$f":"IFERROR(IF(OR(Q104=\"\",'Historical scenario - input'!$D89=\"\"),\"\",Q104/'Historical scenario - input'!$D89),\"\")","v":""},{"$f":"IFERROR(IF(OR(R104=\"\",'Historical scenario - input'!$D89=\"\"),\"\",R104/'Historical scenario - input'!$D89),\"\")","v":""},{"$f":"IFERROR(IF(OR(S104=\"\",'Historical scenario - input'!$D89=\"\"),\"\",S104/'Historical scenario - input'!$D89),\"\")","v":""},{"$f":"IFERROR(IF(OR(T104=\"\",'Historical scenario - input'!$D89=\"\"),\"\",T104/'Historical scenario - input'!$D89),\"\")","v":""},{"$f":"IFERROR(IF(OR(U104=\"\",'Historical scenario - input'!$D89=\"\"),\"\",U104/'Historical scenario - input'!$D89),\"\")","v":""},{"$f":"IFERROR(IF(OR(V104=\"\",'Historical scenario - input'!$D89=\"\"),\"\",V104/'Historical scenario - input'!$D89),\"\")","v":""},{"$f":"IFERROR(IF(OR(W104=\"\",'Historical scenario - input'!$D89=\"\"),\"\",W104/'Historical scenario - input'!$D89),\"\")","v":""}]
[{"$f":"IFERROR('Historical scenario - input'!A90,\"\")","v":""},{"$f":"IFERROR('Historical scenario - input'!B90,\"\")","v":0},{"$f":"IFERROR('Historical scenario - input'!C90,\"\")","v":0},{"$f":"IFERROR(repcalc('Historical scenario - input'!$CV90:$GH90,'Historical scenario - input'!$G90,'Historical scenario - input'!$E90,'Historical scenario - input'!$F90,20,TRUE,TRUE),\"\")","v":""},"","","","","","","","","","","","","","","","","","","",{"$f":"IFERROR(IF(OR(D105=\"\",'Historical scenario - input'!$D90=\"\"),\"\",D105/'Historical scenario - input'!$D90),\"\")","v":""},{"$f":"IFERROR(IF(OR(E105=\"\",'Historical scenario - input'!$D90=\"\"),\"\",E105/'Historical scenario - input'!$D90),\"\")","v":""},{"$f":"IFERROR(IF(OR(F105=\"\",'Historical scenario - input'!$D90=\"\"),\"\",F105/'Historical scenario - input'!$D90),\"\")","v":""},{"$f":"IFERROR(IF(OR(G105=\"\",'Historical scenario - input'!$D90=\"\"),\"\",G105/'Historical scenario - input'!$D90),\"\")","v":""},{"$f":"IFERROR(IF(OR(H105=\"\",'Historical scenario - input'!$D90=\"\"),\"\",H105/'Historical scenario - input'!$D90),\"\")","v":""},{"$f":"IFERROR(IF(OR(I105=\"\",'Historical scenario - input'!$D90=\"\"),\"\",I105/'Historical scenario - input'!$D90),\"\")","v":""},{"$f":"IFERROR(IF(OR(J105=\"\",'Historical scenario - input'!$D90=\"\"),\"\",J105/'Historical scenario - input'!$D90),\"\")","v":""},{"$f":"IFERROR(IF(OR(K105=\"\",'Historical scenario - input'!$D90=\"\"),\"\",K105/'Historical scenario - input'!$D90),\"\")","v":""},{"$f":"IFERROR(IF(OR(L105=\"\",'Historical scenario - input'!$D90=\"\"),\"\",L105/'Historical scenario - input'!$D90),\"\")","v":""},{"$f":"IFERROR(IF(OR(M105=\"\",'Historical scenario - input'!$D90=\"\"),\"\",M105/'Historical scenario - input'!$D90),\"\")","v":""},{"$f":"IFERROR(IF(OR(N105=\"\",'Historical scenario - input'!$D90=\"\"),\"\",N105/'Historical scenario - input'!$D90),\"\")","v":""},{"$f":"IFERROR(IF(OR(O105=\"\",'Historical scenario - input'!$D90=\"\"),\"\",O105/'Historical scenario - input'!$D90),\"\")","v":""},{"$f":"IFERROR(IF(OR(P105=\"\",'Historical scenario - input'!$D90=\"\"),\"\",P105/'Historical scenario - input'!$D90),\"\")","v":""},{"$f":"IFERROR(IF(OR(Q105=\"\",'Historical scenario - input'!$D90=\"\"),\"\",Q105/'Historical scenario - input'!$D90),\"\")","v":""},{"$f":"IFERROR(IF(OR(R105=\"\",'Historical scenario - input'!$D90=\"\"),\"\",R105/'Historical scenario - input'!$D90),\"\")","v":""},{"$f":"IFERROR(IF(OR(S105=\"\",'Historical scenario - input'!$D90=\"\"),\"\",S105/'Historical scenario - input'!$D90),\"\")","v":""},{"$f":"IFERROR(IF(OR(T105=\"\",'Historical scenario - input'!$D90=\"\"),\"\",T105/'Historical scenario - input'!$D90),\"\")","v":""},{"$f":"IFERROR(IF(OR(U105=\"\",'Historical scenario - input'!$D90=\"\"),\"\",U105/'Historical scenario - input'!$D90),\"\")","v":""},{"$f":"IFERROR(IF(OR(V105=\"\",'Historical scenario - input'!$D90=\"\"),\"\",V105/'Historical scenario - input'!$D90),\"\")","v":""},{"$f":"IFERROR(IF(OR(W105=\"\",'Historical scenario - input'!$D90=\"\"),\"\",W105/'Historical scenario - input'!$D90),\"\")","v":""}]
[{"$f":"IFERROR('Historical scenario - input'!A91,\"\")","v":""},{"$f":"IFERROR('Historical scenario - input'!B91,\"\")","v":0},{"$f":"IFERROR('Historical scenario - input'!C91,\"\")","v":0},{"$f":"IFERROR(repcalc('Historical scenario - input'!$CV91:$GH91,'Historical scenario - input'!$G91,'Historical scenario - input'!$E91,'Historical scenario - input'!$F91,20,TRUE,TRUE),\"\")","v":""},"","","","","","","","","","","","","","","","","","","",{"$f":"IFERROR(IF(OR(D106=\"\",'Historical scenario - input'!$D91=\"\"),\"\",D106/'Historical scenario - input'!$D91),\"\")","v":""},{"$f":"IFERROR(IF(OR(E106=\"\",'Historical scenario - input'!$D91=\"\"),\"\",E106/'Historical scenario - input'!$D91),\"\")","v":""},{"$f":"IFERROR(IF(OR(F106=\"\",'Historical scenario - input'!$D91=\"\"),\"\",F106/'Historical scenario - input'!$D91),\"\")","v":""},{"$f":"IFERROR(IF(OR(G106=\"\",'Historical scenario - input'!$D91=\"\"),\"\",G106/'Historical scenario - input'!$D91),\"\")","v":""},{"$f":"IFERROR(IF(OR(H106=\"\",'Historical scenario - input'!$D91=\"\"),\"\",H106/'Historical scenario - input'!$D91),\"\")","v":""},{"$f":"IFERROR(IF(OR(I106=\"\",'Historical scenario - input'!$D91=\"\"),\"\",I106/'Historical scenario - input'!$D91),\"\")","v":""},{"$f":"IFERROR(IF(OR(J106=\"\",'Historical scenario - input'!$D91=\"\"),\"\",J106/'Historical scenario - input'!$D91),\"\")","v":""},{"$f":"IFERROR(IF(OR(K106=\"\",'Historical scenario - input'!$D91=\"\"),\"\",K106/'Historical scenario - input'!$D91),\"\")","v":""},{"$f":"IFERROR(IF(OR(L106=\"\",'Historical scenario - input'!$D91=\"\"),\"\",L106/'Historical scenario - input'!$D91),\"\")","v":""},{"$f":"IFERROR(IF(OR(M106=\"\",'Historical scenario - input'!$D91=\"\"),\"\",M106/'Historical scenario - input'!$D91),\"\")","v":""},{"$f":"IFERROR(IF(OR(N106=\"\",'Historical scenario - input'!$D91=\"\"),\"\",N106/'Historical scenario - input'!$D91),\"\")","v":""},{"$f":"IFERROR(IF(OR(O106=\"\",'Historical scenario - input'!$D91=\"\"),\"\",O106/'Historical scenario - input'!$D91),\"\")","v":""},{"$f":"IFERROR(IF(OR(P106=\"\",'Historical scenario - input'!$D91=\"\"),\"\",P106/'Historical scenario - input'!$D91),\"\")","v":""},{"$f":"IFERROR(IF(OR(Q106=\"\",'Historical scenario - input'!$D91=\"\"),\"\",Q106/'Historical scenario - input'!$D91),\"\")","v":""},{"$f":"IFERROR(IF(OR(R106=\"\",'Historical scenario - input'!$D91=\"\"),\"\",R106/'Historical scenario - input'!$D91),\"\")","v":""},{"$f":"IFERROR(IF(OR(S106=\"\",'Historical scenario - input'!$D91=\"\"),\"\",S106/'Historical scenario - input'!$D91),\"\")","v":""},{"$f":"IFERROR(IF(OR(T106=\"\",'Historical scenario - input'!$D91=\"\"),\"\",T106/'Historical scenario - input'!$D91),\"\")","v":""},{"$f":"IFERROR(IF(OR(U106=\"\",'Historical scenario - input'!$D91=\"\"),\"\",U106/'Historical scenario - input'!$D91),\"\")","v":""},{"$f":"IFERROR(IF(OR(V106=\"\",'Historical scenario - input'!$D91=\"\"),\"\",V106/'Historical scenario - input'!$D91),\"\")","v":""},{"$f":"IFERROR(IF(OR(W106=\"\",'Historical scenario - input'!$D91=\"\"),\"\",W106/'Historical scenario - input'!$D91),\"\")","v":""}]
[{"$f":"IFERROR('Historical scenario - input'!A92,\"\")","v":""},{"$f":"IFERROR('Historical scenario - input'!B92,\"\")","v":0},{"$f":"IFERROR('Historical scenario - input'!C92,\"\")","v":0},{"$f":"IFERROR(repcalc('Historical scenario - input'!$CV92:$GH92,'Historical scenario - input'!$G92,'Historical scenario - input'!$E92,'Historical scenario - input'!$F92,20,TRUE,TRUE),\"\")","v":""},"","","","","","","","","","","","","","","","","","","",{"$f":"IFERROR(IF(OR(D107=\"\",'Historical scenario - input'!$D92=\"\"),\"\",D107/'Historical scenario - input'!$D92),\"\")","v":""},{"$f":"IFERROR(IF(OR(E107=\"\",'Historical scenario - input'!$D92=\"\"),\"\",E107/'Historical scenario - input'!$D92),\"\")","v":""},{"$f":"IFERROR(IF(OR(F107=\"\",'Historical scenario - input'!$D92=\"\"),\"\",F107/'Historical scenario - input'!$D92),\"\")","v":""},{"$f":"IFERROR(IF(OR(G107=\"\",'Historical scenario - input'!$D92=\"\"),\"\",G107/'Historical scenario - input'!$D92),\"\")","v":""},{"$f":"IFERROR(IF(OR(H107=\"\",'Historical scenario - input'!$D92=\"\"),\"\",H107/'Historical scenario - input'!$D92),\"\")","v":""},{"$f":"IFERROR(IF(OR(I107=\"\",'Historical scenario - input'!$D92=\"\"),\"\",I107/'Historical scenario - input'!$D92),\"\")","v":""},{"$f":"IFERROR(IF(OR(J107=\"\",'Historical scenario - input'!$D92=\"\"),\"\",J107/'Historical scenario - input'!$D92),\"\")","v":""},{"$f":"IFERROR(IF(OR(K107=\"\",'Historical scenario - input'!$D92=\"\"),\"\",K107/'Historical scenario - input'!$D92),\"\")","v":""},{"$f":"IFERROR(IF(OR(L107=\"\",'Historical scenario - input'!$D92=\"\"),\"\",L107/'Historical scenario - input'!$D92),\"\")","v":""},{"$f":"IFERROR(IF(OR(M107=\"\",'Historical scenario - input'!$D92=\"\"),\"\",M107/'Historical scenario - input'!$D92),\"\")","v":""},{"$f":"IFERROR(IF(OR(N107=\"\",'Historical scenario - input'!$D92=\"\"),\"\",N107/'Historical scenario - input'!$D92),\"\")","v":""},{"$f":"IFERROR(IF(OR(O107=\"\",'Historical scenario - input'!$D92=\"\"),\"\",O107/'Historical scenario - input'!$D92),\"\")","v":""},{"$f":"IFERROR(IF(OR(P107=\"\",'Historical scenario - input'!$D92=\"\"),\"\",P107/'Historical scenario - input'!$D92),\"\")","v":""},{"$f":"IFERROR(IF(OR(Q107=\"\",'Historical scenario - input'!$D92=\"\"),\"\",Q107/'Historical scenario - input'!$D92),\"\")","v":""},{"$f":"IFERROR(IF(OR(R107=\"\",'Historical scenario - input'!$D92=\"\"),\"\",R107/'Historical scenario - input'!$D92),\"\")","v":""},{"$f":"IFERROR(IF(OR(S107=\"\",'Historical scenario - input'!$D92=\"\"),\"\",S107/'Historical scenario - input'!$D92),\"\")","v":""},{"$f":"IFERROR(IF(OR(T107=\"\",'Historical scenario - input'!$D92=\"\"),\"\",T107/'Historical scenario - input'!$D92),\"\")","v":""},{"$f":"IFERROR(IF(OR(U107=\"\",'Historical scenario - input'!$D92=\"\"),\"\",U107/'Historical scenario - input'!$D92),\"\")","v":""},{"$f":"IFERROR(IF(OR(V107=\"\",'Historical scenario - input'!$D92=\"\"),\"\",V107/'Historical scenario - input'!$D92),\"\")","v":""},{"$f":"IFERROR(IF(OR(W107=\"\",'Historical scenario - input'!$D92=\"\"),\"\",W107/'Historical scenario - input'!$D92),\"\")","v":""}]
[{"$f":"IFERROR('Historical scenario - input'!A93,\"\")","v":""},{"$f":"IFERROR('Historical scenario - input'!B93,\"\")","v":0},{"$f":"IFERROR('Historical scenario - input'!C93,\"\")","v":0},{"$f":"IFERROR(repcalc('Historical scenario - input'!$CV93:$GH93,'Historical scenario - input'!$G93,'Historical scenario - input'!$E93,'Historical scenario - input'!$F93,20,TRUE,TRUE),\"\")","v":""},"","","","","","","","","","","","","","","","","","","",{"$f":"IFERROR(IF(OR(D108=\"\",'Historical scenario - input'!$D93=\"\"),\"\",D108/'Historical scenario - input'!$D93),\"\")","v":""},{"$f":"IFERROR(IF(OR(E108=\"\",'Historical scenario - input'!$D93=\"\"),\"\",E108/'Historical scenario - input'!$D93),\"\")","v":""},{"$f":"IFERROR(IF(OR(F108=\"\",'Historical scenario - input'!$D93=\"\"),\"\",F108/'Historical scenario - input'!$D93),\"\")","v":""},{"$f":"IFERROR(IF(OR(G108=\"\",'Historical scenario - input'!$D93=\"\"),\"\",G108/'Historical scenario - input'!$D93),\"\")","v":""},{"$f":"IFERROR(IF(OR(H108=\"\",'Historical scenario - input'!$D93=\"\"),\"\",H108/'Historical scenario - input'!$D93),\"\")","v":""},{"$f":"IFERROR(IF(OR(I108=\"\",'Historical scenario - input'!$D93=\"\"),\"\",I108/'Historical scenario - input'!$D93),\"\")","v":""},{"$f":"IFERROR(IF(OR(J108=\"\",'Historical scenario - input'!$D93=\"\"),\"\",J108/'Historical scenario - input'!$D93),\"\")","v":""},{"$f":"IFERROR(IF(OR(K108=\"\",'Historical scenario - input'!$D93=\"\"),\"\",K108/'Historical scenario - input'!$D93),\"\")","v":""},{"$f":"IFERROR(IF(OR(L108=\"\",'Historical scenario - input'!$D93=\"\"),\"\",L108/'Historical scenario - input'!$D93),\"\")","v":""},{"$f":"IFERROR(IF(OR(M108=\"\",'Historical scenario - input'!$D93=\"\"),\"\",M108/'Historical scenario - input'!$D93),\"\")","v":""},{"$f":"IFERROR(IF(OR(N108=\"\",'Historical scenario - input'!$D93=\"\"),\"\",N108/'Historical scenario - input'!$D93),\"\")","v":""},{"$f":"IFERROR(IF(OR(O108=\"\",'Historical scenario - input'!$D93=\"\"),\"\",O108/'Historical scenario - input'!$D93),\"\")","v":""},{"$f":"IFERROR(IF(OR(P108=\"\",'Historical scenario - input'!$D93=\"\"),\"\",P108/'Historical scenario - input'!$D93),\"\")","v":""},{"$f":"IFERROR(IF(OR(Q108=\"\",'Historical scenario - input'!$D93=\"\"),\"\",Q108/'Historical scenario - input'!$D93),\"\")","v":""},{"$f":"IFERROR(IF(OR(R108=\"\",'Historical scenario - input'!$D93=\"\"),\"\",R108/'Historical scenario - input'!$D93),\"\")","v":""},{"$f":"IFERROR(IF(OR(S108=\"\",'Historical scenario - input'!$D93=\"\"),\"\",S108/'Historical scenario - input'!$D93),\"\")","v":""},{"$f":"IFERROR(IF(OR(T108=\"\",'Historical scenario - input'!$D93=\"\"),\"\",T108/'Historical scenario - input'!$D93),\"\")","v":""},{"$f":"IFERROR(IF(OR(U108=\"\",'Historical scenario - input'!$D93=\"\"),\"\",U108/'Historical scenario - input'!$D93),\"\")","v":""},{"$f":"IFERROR(IF(OR(V108=\"\",'Historical scenario - input'!$D93=\"\"),\"\",V108/'Historical scenario - input'!$D93),\"\")","v":""},{"$f":"IFERROR(IF(OR(W108=\"\",'Historical scenario - input'!$D93=\"\"),\"\",W108/'Historical scenario - input'!$D93),\"\")","v":""}]
[{"$f":"IFERROR('Historical scenario - input'!A94,\"\")","v":""},{"$f":"IFERROR('Historical scenario - input'!B94,\"\")","v":0},{"$f":"IFERROR('Historical scenario - input'!C94,\"\")","v":0},{"$f":"IFERROR(repcalc('Historical scenario - input'!$CV94:$GH94,'Historical scenario - input'!$G94,'Historical scenario - input'!$E94,'Historical scenario - input'!$F94,20,TRUE,TRUE),\"\")","v":""},"","","","","","","","","","","","","","","","","","","",{"$f":"IFERROR(IF(OR(D109=\"\",'Historical scenario - input'!$D94=\"\"),\"\",D109/'Historical scenario - input'!$D94),\"\")","v":""},{"$f":"IFERROR(IF(OR(E109=\"\",'Historical scenario - input'!$D94=\"\"),\"\",E109/'Historical scenario - input'!$D94),\"\")","v":""},{"$f":"IFERROR(IF(OR(F109=\"\",'Historical scenario - input'!$D94=\"\"),\"\",F109/'Historical scenario - input'!$D94),\"\")","v":""},{"$f":"IFERROR(IF(OR(G109=\"\",'Historical scenario - input'!$D94=\"\"),\"\",G109/'Historical scenario - input'!$D94),\"\")","v":""},{"$f":"IFERROR(IF(OR(H109=\"\",'Historical scenario - input'!$D94=\"\"),\"\",H109/'Historical scenario - input'!$D94),\"\")","v":""},{"$f":"IFERROR(IF(OR(I109=\"\",'Historical scenario - input'!$D94=\"\"),\"\",I109/'Historical scenario - input'!$D94),\"\")","v":""},{"$f":"IFERROR(IF(OR(J109=\"\",'Historical scenario - input'!$D94=\"\"),\"\",J109/'Historical scenario - input'!$D94),\"\")","v":""},{"$f":"IFERROR(IF(OR(K109=\"\",'Historical scenario - input'!$D94=\"\"),\"\",K109/'Historical scenario - input'!$D94),\"\")","v":""},{"$f":"IFERROR(IF(OR(L109=\"\",'Historical scenario - input'!$D94=\"\"),\"\",L109/'Historical scenario - input'!$D94),\"\")","v":""},{"$f":"IFERROR(IF(OR(M109=\"\",'Historical scenario - input'!$D94=\"\"),\"\",M109/'Historical scenario - input'!$D94),\"\")","v":""},{"$f":"IFERROR(IF(OR(N109=\"\",'Historical scenario - input'!$D94=\"\"),\"\",N109/'Historical scenario - input'!$D94),\"\")","v":""},{"$f":"IFERROR(IF(OR(O109=\"\",'Historical scenario - input'!$D94=\"\"),\"\",O109/'Historical scenario - input'!$D94),\"\")","v":""},{"$f":"IFERROR(IF(OR(P109=\"\",'Historical scenario - input'!$D94=\"\"),\"\",P109/'Historical scenario - input'!$D94),\"\")","v":""},{"$f":"IFERROR(IF(OR(Q109=\"\",'Historical scenario - input'!$D94=\"\"),\"\",Q109/'Historical scenario - input'!$D94),\"\")","v":""},{"$f":"IFERROR(IF(OR(R109=\"\",'Historical scenario - input'!$D94=\"\"),\"\",R109/'Historical scenario - input'!$D94),\"\")","v":""},{"$f":"IFERROR(IF(OR(S109=\"\",'Historical scenario - input'!$D94=\"\"),\"\",S109/'Historical scenario - input'!$D94),\"\")","v":""},{"$f":"IFERROR(IF(OR(T109=\"\",'Historical scenario - input'!$D94=\"\"),\"\",T109/'Historical scenario - input'!$D94),\"\")","v":""},{"$f":"IFERROR(IF(OR(U109=\"\",'Historical scenario - input'!$D94=\"\"),\"\",U109/'Historical scenario - input'!$D94),\"\")","v":""},{"$f":"IFERROR(IF(OR(V109=\"\",'Historical scenario - input'!$D94=\"\"),\"\",V109/'Historical scenario - input'!$D94),\"\")","v":""},{"$f":"IFERROR(IF(OR(W109=\"\",'Historical scenario - input'!$D94=\"\"),\"\",W109/'Historical scenario - input'!$D94),\"\")","v":""}]
[{"$f":"IFERROR('Historical scenario - input'!A95,\"\")","v":""},{"$f":"IFERROR('Historical scenario - input'!B95,\"\")","v":0},{"$f":"IFERROR('Historical scenario - input'!C95,\"\")","v":0},{"$f":"IFERROR(repcalc('Historical scenario - input'!$CV95:$GH95,'Historical scenario - input'!$G95,'Historical scenario - input'!$E95,'Historical scenario - input'!$F95,20,TRUE,TRUE),\"\")","v":""},"","","","","","","","","","","","","","","","","","","",{"$f":"IFERROR(IF(OR(D110=\"\",'Historical scenario - input'!$D95=\"\"),\"\",D110/'Historical scenario - input'!$D95),\"\")","v":""},{"$f":"IFERROR(IF(OR(E110=\"\",'Historical scenario - input'!$D95=\"\"),\"\",E110/'Historical scenario - input'!$D95),\"\")","v":""},{"$f":"IFERROR(IF(OR(F110=\"\",'Historical scenario - input'!$D95=\"\"),\"\",F110/'Historical scenario - input'!$D95),\"\")","v":""},{"$f":"IFERROR(IF(OR(G110=\"\",'Historical scenario - input'!$D95=\"\"),\"\",G110/'Historical scenario - input'!$D95),\"\")","v":""},{"$f":"IFERROR(IF(OR(H110=\"\",'Historical scenario - input'!$D95=\"\"),\"\",H110/'Historical scenario - input'!$D95),\"\")","v":""},{"$f":"IFERROR(IF(OR(I110=\"\",'Historical scenario - input'!$D95=\"\"),\"\",I110/'Historical scenario - input'!$D95),\"\")","v":""},{"$f":"IFERROR(IF(OR(J110=\"\",'Historical scenario - input'!$D95=\"\"),\"\",J110/'Historical scenario - input'!$D95),\"\")","v":""},{"$f":"IFERROR(IF(OR(K110=\"\",'Historical scenario - input'!$D95=\"\"),\"\",K110/'Historical scenario - input'!$D95),\"\")","v":""},{"$f":"IFERROR(IF(OR(L110=\"\",'Historical scenario - input'!$D95=\"\"),\"\",L110/'Historical scenario - input'!$D95),\"\")","v":""},{"$f":"IFERROR(IF(OR(M110=\"\",'Historical scenario - input'!$D95=\"\"),\"\",M110/'Historical scenario - input'!$D95),\"\")","v":""},{"$f":"IFERROR(IF(OR(N110=\"\",'Historical scenario - input'!$D95=\"\"),\"\",N110/'Historical scenario - input'!$D95),\"\")","v":""},{"$f":"IFERROR(IF(OR(O110=\"\",'Historical scenario - input'!$D95=\"\"),\"\",O110/'Historical scenario - input'!$D95),\"\")","v":""},{"$f":"IFERROR(IF(OR(P110=\"\",'Historical scenario - input'!$D95=\"\"),\"\",P110/'Historical scenario - input'!$D95),\"\")","v":""},{"$f":"IFERROR(IF(OR(Q110=\"\",'Historical scenario - input'!$D95=\"\"),\"\",Q110/'Historical scenario - input'!$D95),\"\")","v":""},{"$f":"IFERROR(IF(OR(R110=\"\",'Historical scenario - input'!$D95=\"\"),\"\",R110/'Historical scenario - input'!$D95),\"\")","v":""},{"$f":"IFERROR(IF(OR(S110=\"\",'Historical scenario - input'!$D95=\"\"),\"\",S110/'Historical scenario - input'!$D95),\"\")","v":""},{"$f":"IFERROR(IF(OR(T110=\"\",'Historical scenario - input'!$D95=\"\"),\"\",T110/'Historical scenario - input'!$D95),\"\")","v":""},{"$f":"IFERROR(IF(OR(U110=\"\",'Historical scenario - input'!$D95=\"\"),\"\",U110/'Historical scenario - input'!$D95),\"\")","v":""},{"$f":"IFERROR(IF(OR(V110=\"\",'Historical scenario - input'!$D95=\"\"),\"\",V110/'Historical scenario - input'!$D95),\"\")","v":""},{"$f":"IFERROR(IF(OR(W110=\"\",'Historical scenario - input'!$D95=\"\"),\"\",W110/'Historical scenario - input'!$D95),\"\")","v":""}]
[{"$f":"IFERROR('Historical scenario - input'!A96,\"\")","v":""},{"$f":"IFERROR('Historical scenario - input'!B96,\"\")","v":0},{"$f":"IFERROR('Historical scenario - input'!C96,\"\")","v":0},{"$f":"IFERROR(repcalc('Historical scenario - input'!$CV96:$GH96,'Historical scenario - input'!$G96,'Historical scenario - input'!$E96,'Historical scenario - input'!$F96,20,TRUE,TRUE),\"\")","v":""},"","","","","","","","","","","","","","","","","","","",{"$f":"IFERROR(IF(OR(D111=\"\",'Historical scenario - input'!$D96=\"\"),\"\",D111/'Historical scenario - input'!$D96),\"\")","v":""},{"$f":"IFERROR(IF(OR(E111=\"\",'Historical scenario - input'!$D96=\"\"),\"\",E111/'Historical scenario - input'!$D96),\"\")","v":""},{"$f":"IFERROR(IF(OR(F111=\"\",'Historical scenario - input'!$D96=\"\"),\"\",F111/'Historical scenario - input'!$D96),\"\")","v":""},{"$f":"IFERROR(IF(OR(G111=\"\",'Historical scenario - input'!$D96=\"\"),\"\",G111/'Historical scenario - input'!$D96),\"\")","v":""},{"$f":"IFERROR(IF(OR(H111=\"\",'Historical scenario - input'!$D96=\"\"),\"\",H111/'Historical scenario - input'!$D96),\"\")","v":""},{"$f":"IFERROR(IF(OR(I111=\"\",'Historical scenario - input'!$D96=\"\"),\"\",I111/'Historical scenario - input'!$D96),\"\")","v":""},{"$f":"IFERROR(IF(OR(J111=\"\",'Historical scenario - input'!$D96=\"\"),\"\",J111/'Historical scenario - input'!$D96),\"\")","v":""},{"$f":"IFERROR(IF(OR(K111=\"\",'Historical scenario - input'!$D96=\"\"),\"\",K111/'Historical scenario - input'!$D96),\"\")","v":""},{"$f":"IFERROR(IF(OR(L111=\"\",'Historical scenario - input'!$D96=\"\"),\"\",L111/'Historical scenario - input'!$D96),\"\")","v":""},{"$f":"IFERROR(IF(OR(M111=\"\",'Historical scenario - input'!$D96=\"\"),\"\",M111/'Historical scenario - input'!$D96),\"\")","v":""},{"$f":"IFERROR(IF(OR(N111=\"\",'Historical scenario - input'!$D96=\"\"),\"\",N111/'Historical scenario - input'!$D96),\"\")","v":""},{"$f":"IFERROR(IF(OR(O111=\"\",'Historical scenario - input'!$D96=\"\"),\"\",O111/'Historical scenario - input'!$D96),\"\")","v":""},{"$f":"IFERROR(IF(OR(P111=\"\",'Historical scenario - input'!$D96=\"\"),\"\",P111/'Historical scenario - input'!$D96),\"\")","v":""},{"$f":"IFERROR(IF(OR(Q111=\"\",'Historical scenario - input'!$D96=\"\"),\"\",Q111/'Historical scenario - input'!$D96),\"\")","v":""},{"$f":"IFERROR(IF(OR(R111=\"\",'Historical scenario - input'!$D96=\"\"),\"\",R111/'Historical scenario - input'!$D96),\"\")","v":""},{"$f":"IFERROR(IF(OR(S111=\"\",'Historical scenario - input'!$D96=\"\"),\"\",S111/'Historical scenario - input'!$D96),\"\")","v":""},{"$f":"IFERROR(IF(OR(T111=\"\",'Historical scenario - input'!$D96=\"\"),\"\",T111/'Historical scenario - input'!$D96),\"\")","v":""},{"$f":"IFERROR(IF(OR(U111=\"\",'Historical scenario - input'!$D96=\"\"),\"\",U111/'Historical scenario - input'!$D96),\"\")","v":""},{"$f":"IFERROR(IF(OR(V111=\"\",'Historical scenario - input'!$D96=\"\"),\"\",V111/'Historical scenario - input'!$D96),\"\")","v":""},{"$f":"IFERROR(IF(OR(W111=\"\",'Historical scenario - input'!$D96=\"\"),\"\",W111/'Historical scenario - input'!$D96),\"\")","v":""}]
[{"$f":"IFERROR('Historical scenario - input'!A97,\"\")","v":""},{"$f":"IFERROR('Historical scenario - input'!B97,\"\")","v":0},{"$f":"IFERROR('Historical scenario - input'!C97,\"\")","v":0},{"$f":"IFERROR(repcalc('Historical scenario - input'!$CV97:$GH97,'Historical scenario - input'!$G97,'Historical scenario - input'!$E97,'Historical scenario - input'!$F97,20,TRUE,TRUE),\"\")","v":""},"","","","","","","","","","","","","","","","","","","",{"$f":"IFERROR(IF(OR(D112=\"\",'Historical scenario - input'!$D97=\"\"),\"\",D112/'Historical scenario - input'!$D97),\"\")","v":""},{"$f":"IFERROR(IF(OR(E112=\"\",'Historical scenario - input'!$D97=\"\"),\"\",E112/'Historical scenario - input'!$D97),\"\")","v":""},{"$f":"IFERROR(IF(OR(F112=\"\",'Historical scenario - input'!$D97=\"\"),\"\",F112/'Historical scenario - input'!$D97),\"\")","v":""},{"$f":"IFERROR(IF(OR(G112=\"\",'Historical scenario - input'!$D97=\"\"),\"\",G112/'Historical scenario - input'!$D97),\"\")","v":""},{"$f":"IFERROR(IF(OR(H112=\"\",'Historical scenario - input'!$D97=\"\"),\"\",H112/'Historical scenario - input'!$D97),\"\")","v":""},{"$f":"IFERROR(IF(OR(I112=\"\",'Historical scenario - input'!$D97=\"\"),\"\",I112/'Historical scenario - input'!$D97),\"\")","v":""},{"$f":"IFERROR(IF(OR(J112=\"\",'Historical scenario - input'!$D97=\"\"),\"\",J112/'Historical scenario - input'!$D97),\"\")","v":""},{"$f":"IFERROR(IF(OR(K112=\"\",'Historical scenario - input'!$D97=\"\"),\"\",K112/'Historical scenario - input'!$D97),\"\")","v":""},{"$f":"IFERROR(IF(OR(L112=\"\",'Historical scenario - input'!$D97=\"\"),\"\",L112/'Historical scenario - input'!$D97),\"\")","v":""},{"$f":"IFERROR(IF(OR(M112=\"\",'Historical scenario - input'!$D97=\"\"),\"\",M112/'Historical scenario - input'!$D97),\"\")","v":""},{"$f":"IFERROR(IF(OR(N112=\"\",'Historical scenario - input'!$D97=\"\"),\"\",N112/'Historical scenario - input'!$D97),\"\")","v":""},{"$f":"IFERROR(IF(OR(O112=\"\",'Historical scenario - input'!$D97=\"\"),\"\",O112/'Historical scenario - input'!$D97),\"\")","v":""},{"$f":"IFERROR(IF(OR(P112=\"\",'Historical scenario - input'!$D97=\"\"),\"\",P112/'Historical scenario - input'!$D97),\"\")","v":""},{"$f":"IFERROR(IF(OR(Q112=\"\",'Historical scenario - input'!$D97=\"\"),\"\",Q112/'Historical scenario - input'!$D97),\"\")","v":""},{"$f":"IFERROR(IF(OR(R112=\"\",'Historical scenario - input'!$D97=\"\"),\"\",R112/'Historical scenario - input'!$D97),\"\")","v":""},{"$f":"IFERROR(IF(OR(S112=\"\",'Historical scenario - input'!$D97=\"\"),\"\",S112/'Historical scenario - input'!$D97),\"\")","v":""},{"$f":"IFERROR(IF(OR(T112=\"\",'Historical scenario - input'!$D97=\"\"),\"\",T112/'Historical scenario - input'!$D97),\"\")","v":""},{"$f":"IFERROR(IF(OR(U112=\"\",'Historical scenario - input'!$D97=\"\"),\"\",U112/'Historical scenario - input'!$D97),\"\")","v":""},{"$f":"IFERROR(IF(OR(V112=\"\",'Historical scenario - input'!$D97=\"\"),\"\",V112/'Historical scenario - input'!$D97),\"\")","v":""},{"$f":"IFERROR(IF(OR(W112=\"\",'Historical scenario - input'!$D97=\"\"),\"\",W112/'Historical scenario - input'!$D97),\"\")","v":""}]
[{"$f":"IFERROR('Historical scenario - input'!A98,\"\")","v":""},{"$f":"IFERROR('Historical scenario - input'!B98,\"\")","v":0},{"$f":"IFERROR('Historical scenario - input'!C98,\"\")","v":0},{"$f":"IFERROR(repcalc('Historical scenario - input'!$CV98:$GH98,'Historical scenario - input'!$G98,'Historical scenario - input'!$E98,'Historical scenario - input'!$F98,20,TRUE,TRUE),\"\")","v":""},"","","","","","","","","","","","","","","","","","","",{"$f":"IFERROR(IF(OR(D113=\"\",'Historical scenario - input'!$D98=\"\"),\"\",D113/'Historical scenario - input'!$D98),\"\")","v":""},{"$f":"IFERROR(IF(OR(E113=\"\",'Historical scenario - input'!$D98=\"\"),\"\",E113/'Historical scenario - input'!$D98),\"\")","v":""},{"$f":"IFERROR(IF(OR(F113=\"\",'Historical scenario - input'!$D98=\"\"),\"\",F113/'Historical scenario - input'!$D98),\"\")","v":""},{"$f":"IFERROR(IF(OR(G113=\"\",'Historical scenario - input'!$D98=\"\"),\"\",G113/'Historical scenario - input'!$D98),\"\")","v":""},{"$f":"IFERROR(IF(OR(H113=\"\",'Historical scenario - input'!$D98=\"\"),\"\",H113/'Historical scenario - input'!$D98),\"\")","v":""},{"$f":"IFERROR(IF(OR(I113=\"\",'Historical scenario - input'!$D98=\"\"),\"\",I113/'Historical scenario - input'!$D98),\"\")","v":""},{"$f":"IFERROR(IF(OR(J113=\"\",'Historical scenario - input'!$D98=\"\"),\"\",J113/'Historical scenario - input'!$D98),\"\")","v":""},{"$f":"IFERROR(IF(OR(K113=\"\",'Historical scenario - input'!$D98=\"\"),\"\",K113/'Historical scenario - input'!$D98),\"\")","v":""},{"$f":"IFERROR(IF(OR(L113=\"\",'Historical scenario - input'!$D98=\"\"),\"\",L113/'Historical scenario - input'!$D98),\"\")","v":""},{"$f":"IFERROR(IF(OR(M113=\"\",'Historical scenario - input'!$D98=\"\"),\"\",M113/'Historical scenario - input'!$D98),\"\")","v":""},{"$f":"IFERROR(IF(OR(N113=\"\",'Historical scenario - input'!$D98=\"\"),\"\",N113/'Historical scenario - input'!$D98),\"\")","v":""},{"$f":"IFERROR(IF(OR(O113=\"\",'Historical scenario - input'!$D98=\"\"),\"\",O113/'Historical scenario - input'!$D98),\"\")","v":""},{"$f":"IFERROR(IF(OR(P113=\"\",'Historical scenario - input'!$D98=\"\"),\"\",P113/'Historical scenario - input'!$D98),\"\")","v":""},{"$f":"IFERROR(IF(OR(Q113=\"\",'Historical scenario - input'!$D98=\"\"),\"\",Q113/'Historical scenario - input'!$D98),\"\")","v":""},{"$f":"IFERROR(IF(OR(R113=\"\",'Historical scenario - input'!$D98=\"\"),\"\",R113/'Historical scenario - input'!$D98),\"\")","v":""},{"$f":"IFERROR(IF(OR(S113=\"\",'Historical scenario - input'!$D98=\"\"),\"\",S113/'Historical scenario - input'!$D98),\"\")","v":""},{"$f":"IFERROR(IF(OR(T113=\"\",'Historical scenario - input'!$D98=\"\"),\"\",T113/'Historical scenario - input'!$D98),\"\")","v":""},{"$f":"IFERROR(IF(OR(U113=\"\",'Historical scenario - input'!$D98=\"\"),\"\",U113/'Historical scenario - input'!$D98),\"\")","v":""},{"$f":"IFERROR(IF(OR(V113=\"\",'Historical scenario - input'!$D98=\"\"),\"\",V113/'Historical scenario - input'!$D98),\"\")","v":""},{"$f":"IFERROR(IF(OR(W113=\"\",'Historical scenario - input'!$D98=\"\"),\"\",W113/'Historical scenario - input'!$D98),\"\")","v":""}]
[{"$f":"IFERROR('Historical scenario - input'!A99,\"\")","v":""},{"$f":"IFERROR('Historical scenario - input'!B99,\"\")","v":0},{"$f":"IFERROR('Historical scenario - input'!C99,\"\")","v":0},{"$f":"IFERROR(repcalc('Historical scenario - input'!$CV99:$GH99,'Historical scenario - input'!$G99,'Historical scenario - input'!$E99,'Historical scenario - input'!$F99,20,TRUE,TRUE),\"\")","v":""},"","","","","","","","","","","","","","","","","","","",{"$f":"IFERROR(IF(OR(D114=\"\",'Historical scenario - input'!$D99=\"\"),\"\",D114/'Historical scenario - input'!$D99),\"\")","v":""},{"$f":"IFERROR(IF(OR(E114=\"\",'Historical scenario - input'!$D99=\"\"),\"\",E114/'Historical scenario - input'!$D99),\"\")","v":""},{"$f":"IFERROR(IF(OR(F114=\"\",'Historical scenario - input'!$D99=\"\"),\"\",F114/'Historical scenario - input'!$D99),\"\")","v":""},{"$f":"IFERROR(IF(OR(G114=\"\",'Historical scenario - input'!$D99=\"\"),\"\",G114/'Historical scenario - input'!$D99),\"\")","v":""},{"$f":"IFERROR(IF(OR(H114=\"\",'Historical scenario - input'!$D99=\"\"),\"\",H114/'Historical scenario - input'!$D99),\"\")","v":""},{"$f":"IFERROR(IF(OR(I114=\"\",'Historical scenario - input'!$D99=\"\"),\"\",I114/'Historical scenario - input'!$D99),\"\")","v":""},{"$f":"IFERROR(IF(OR(J114=\"\",'Historical scenario - input'!$D99=\"\"),\"\",J114/'Historical scenario - input'!$D99),\"\")","v":""},{"$f":"IFERROR(IF(OR(K114=\"\",'Historical scenario - input'!$D99=\"\"),\"\",K114/'Historical scenario - input'!$D99),\"\")","v":""},{"$f":"IFERROR(IF(OR(L114=\"\",'Historical scenario - input'!$D99=\"\"),\"\",L114/'Historical scenario - input'!$D99),\"\")","v":""},{"$f":"IFERROR(IF(OR(M114=\"\",'Historical scenario - input'!$D99=\"\"),\"\",M114/'Historical scenario - input'!$D99),\"\")","v":""},{"$f":"IFERROR(IF(OR(N114=\"\",'Historical scenario - input'!$D99=\"\"),\"\",N114/'Historical scenario - input'!$D99),\"\")","v":""},{"$f":"IFERROR(IF(OR(O114=\"\",'Historical scenario - input'!$D99=\"\"),\"\",O114/'Historical scenario - input'!$D99),\"\")","v":""},{"$f":"IFERROR(IF(OR(P114=\"\",'Historical scenario - input'!$D99=\"\"),\"\",P114/'Historical scenario - input'!$D99),\"\")","v":""},{"$f":"IFERROR(IF(OR(Q114=\"\",'Historical scenario - input'!$D99=\"\"),\"\",Q114/'Historical scenario - input'!$D99),\"\")","v":""},{"$f":"IFERROR(IF(OR(R114=\"\",'Historical scenario - input'!$D99=\"\"),\"\",R114/'Historical scenario - input'!$D99),\"\")","v":""},{"$f":"IFERROR(IF(OR(S114=\"\",'Historical scenario - input'!$D99=\"\"),\"\",S114/'Historical scenario - input'!$D99),\"\")","v":""},{"$f":"IFERROR(IF(OR(T114=\"\",'Historical scenario - input'!$D99=\"\"),\"\",T114/'Historical scenario - input'!$D99),\"\")","v":""},{"$f":"IFERROR(IF(OR(U114=\"\",'Historical scenario - input'!$D99=\"\"),\"\",U114/'Historical scenario - input'!$D99),\"\")","v":""},{"$f":"IFERROR(IF(OR(V114=\"\",'Historical scenario - input'!$D99=\"\"),\"\",V114/'Historical scenario - input'!$D99),\"\")","v":""},{"$f":"IFERROR(IF(OR(W114=\"\",'Historical scenario - input'!$D99=\"\"),\"\",W114/'Historical scenario - input'!$D99),\"\")","v":""}]
[{"$f":"IFERROR('Historical scenario - input'!A100,\"\")","v":""},{"$f":"IFERROR('Historical scenario - input'!B100,\"\")","v":0},{"$f":"IFERROR('Historical scenario - input'!C100,\"\")","v":0},{"$f":"IFERROR(repcalc('Historical scenario - input'!$CV100:$GH100,'Historical scenario - input'!$G100,'Historical scenario - input'!$E100,'Historical scenario - input'!$F100,20,TRUE,TRUE),\"\")","v":""},"","","","","","","","","","","","","","","","","","","",{"$f":"IFERROR(IF(OR(D115=\"\",'Historical scenario - input'!$D100=\"\"),\"\",D115/'Historical scenario - input'!$D100),\"\")","v":""},{"$f":"IFERROR(IF(OR(E115=\"\",'Historical scenario - input'!$D100=\"\"),\"\",E115/'Historical scenario - input'!$D100),\"\")","v":""},{"$f":"IFERROR(IF(OR(F115=\"\",'Historical scenario - input'!$D100=\"\"),\"\",F115/'Historical scenario - input'!$D100),\"\")","v":""},{"$f":"IFERROR(IF(OR(G115=\"\",'Historical scenario - input'!$D100=\"\"),\"\",G115/'Historical scenario - input'!$D100),\"\")","v":""},{"$f":"IFERROR(IF(OR(H115=\"\",'Historical scenario - input'!$D100=\"\"),\"\",H115/'Historical scenario - input'!$D100),\"\")","v":""},{"$f":"IFERROR(IF(OR(I115=\"\",'Historical scenario - input'!$D100=\"\"),\"\",I115/'Historical scenario - input'!$D100),\"\")","v":""},{"$f":"IFERROR(IF(OR(J115=\"\",'Historical scenario - input'!$D100=\"\"),\"\",J115/'Historical scenario - input'!$D100),\"\")","v":""},{"$f":"IFERROR(IF(OR(K115=\"\",'Historical scenario - input'!$D100=\"\"),\"\",K115/'Historical scenario - input'!$D100),\"\")","v":""},{"$f":"IFERROR(IF(OR(L115=\"\",'Historical scenario - input'!$D100=\"\"),\"\",L115/'Historical scenario - input'!$D100),\"\")","v":""},{"$f":"IFERROR(IF(OR(M115=\"\",'Historical scenario - input'!$D100=\"\"),\"\",M115/'Historical scenario - input'!$D100),\"\")","v":""},{"$f":"IFERROR(IF(OR(N115=\"\",'Historical scenario - input'!$D100=\"\"),\"\",N115/'Historical scenario - input'!$D100),\"\")","v":""},{"$f":"IFERROR(IF(OR(O115=\"\",'Historical scenario - input'!$D100=\"\"),\"\",O115/'Historical scenario - input'!$D100),\"\")","v":""},{"$f":"IFERROR(IF(OR(P115=\"\",'Historical scenario - input'!$D100=\"\"),\"\",P115/'Historical scenario - input'!$D100),\"\")","v":""},{"$f":"IFERROR(IF(OR(Q115=\"\",'Historical scenario - input'!$D100=\"\"),\"\",Q115/'Historical scenario - input'!$D100),\"\")","v":""},{"$f":"IFERROR(IF(OR(R115=\"\",'Historical scenario - input'!$D100=\"\"),\"\",R115/'Historical scenario - input'!$D100),\"\")","v":""},{"$f":"IFERROR(IF(OR(S115=\"\",'Historical scenario - input'!$D100=\"\"),\"\",S115/'Historical scenario - input'!$D100),\"\")","v":""},{"$f":"IFERROR(IF(OR(T115=\"\",'Historical scenario - input'!$D100=\"\"),\"\",T115/'Historical scenario - input'!$D100),\"\")","v":""},{"$f":"IFERROR(IF(OR(U115=\"\",'Historical scenario - input'!$D100=\"\"),\"\",U115/'Historical scenario - input'!$D100),\"\")","v":""},{"$f":"IFERROR(IF(OR(V115=\"\",'Historical scenario - input'!$D100=\"\"),\"\",V115/'Historical scenario - input'!$D100),\"\")","v":""},{"$f":"IFERROR(IF(OR(W115=\"\",'Historical scenario - input'!$D100=\"\"),\"\",W115/'Historical scenario - input'!$D100),\"\")","v":""}]
[{"$f":"IFERROR('Historical scenario - input'!A101,\"\")","v":""},{"$f":"IFERROR('Historical scenario - input'!B101,\"\")","v":0},{"$f":"IFERROR('Historical scenario - input'!C101,\"\")","v":0},{"$f":"IFERROR(repcalc('Historical scenario - input'!$CV101:$GH101,'Historical scenario - input'!$G101,'Historical scenario - input'!$E101,'Historical scenario - input'!$F101,20,TRUE,TRUE),\"\")","v":""},"","","","","","","","","","","","","","","","","","","",{"$f":"IFERROR(IF(OR(D116=\"\",'Historical scenario - input'!$D101=\"\"),\"\",D116/'Historical scenario - input'!$D101),\"\")","v":""},{"$f":"IFERROR(IF(OR(E116=\"\",'Historical scenario - input'!$D101=\"\"),\"\",E116/'Historical scenario - input'!$D101),\"\")","v":""},{"$f":"IFERROR(IF(OR(F116=\"\",'Historical scenario - input'!$D101=\"\"),\"\",F116/'Historical scenario - input'!$D101),\"\")","v":""},{"$f":"IFERROR(IF(OR(G116=\"\",'Historical scenario - input'!$D101=\"\"),\"\",G116/'Historical scenario - input'!$D101),\"\")","v":""},{"$f":"IFERROR(IF(OR(H116=\"\",'Historical scenario - input'!$D101=\"\"),\"\",H116/'Historical scenario - input'!$D101),\"\")","v":""},{"$f":"IFERROR(IF(OR(I116=\"\",'Historical scenario - input'!$D101=\"\"),\"\",I116/'Historical scenario - input'!$D101),\"\")","v":""},{"$f":"IFERROR(IF(OR(J116=\"\",'Historical scenario - input'!$D101=\"\"),\"\",J116/'Historical scenario - input'!$D101),\"\")","v":""},{"$f":"IFERROR(IF(OR(K116=\"\",'Historical scenario - input'!$D101=\"\"),\"\",K116/'Historical scenario - input'!$D101),\"\")","v":""},{"$f":"IFERROR(IF(OR(L116=\"\",'Historical scenario - input'!$D101=\"\"),\"\",L116/'Historical scenario - input'!$D101),\"\")","v":""},{"$f":"IFERROR(IF(OR(M116=\"\",'Historical scenario - input'!$D101=\"\"),\"\",M116/'Historical scenario - input'!$D101),\"\")","v":""},{"$f":"IFERROR(IF(OR(N116=\"\",'Historical scenario - input'!$D101=\"\"),\"\",N116/'Historical scenario - input'!$D101),\"\")","v":""},{"$f":"IFERROR(IF(OR(O116=\"\",'Historical scenario - input'!$D101=\"\"),\"\",O116/'Historical scenario - input'!$D101),\"\")","v":""},{"$f":"IFERROR(IF(OR(P116=\"\",'Historical scenario - input'!$D101=\"\"),\"\",P116/'Historical scenario - input'!$D101),\"\")","v":""},{"$f":"IFERROR(IF(OR(Q116=\"\",'Historical scenario - input'!$D101=\"\"),\"\",Q116/'Historical scenario - input'!$D101),\"\")","v":""},{"$f":"IFERROR(IF(OR(R116=\"\",'Historical scenario - input'!$D101=\"\"),\"\",R116/'Historical scenario - input'!$D101),\"\")","v":""},{"$f":"IFERROR(IF(OR(S116=\"\",'Historical scenario - input'!$D101=\"\"),\"\",S116/'Historical scenario - input'!$D101),\"\")","v":""},{"$f":"IFERROR(IF(OR(T116=\"\",'Historical scenario - input'!$D101=\"\"),\"\",T116/'Historical scenario - input'!$D101),\"\")","v":""},{"$f":"IFERROR(IF(OR(U116=\"\",'Historical scenario - input'!$D101=\"\"),\"\",U116/'Historical scenario - input'!$D101),\"\")","v":""},{"$f":"IFERROR(IF(OR(V116=\"\",'Historical scenario - input'!$D101=\"\"),\"\",V116/'Historical scenario - input'!$D101),\"\")","v":""},{"$f":"IFERROR(IF(OR(W116=\"\",'Historical scenario - input'!$D101=\"\"),\"\",W116/'Historical scenario - input'!$D101),\"\")","v":""}]
[{"$f":"IFERROR('Historical scenario - input'!A102,\"\")","v":""},{"$f":"IFERROR('Historical scenario - input'!B102,\"\")","v":0},{"$f":"IFERROR('Historical scenario - input'!C102,\"\")","v":0},{"$f":"IFERROR(repcalc('Historical scenario - input'!$CV102:$GH102,'Historical scenario - input'!$G102,'Historical scenario - input'!$E102,'Historical scenario - input'!$F102,20,TRUE,TRUE),\"\")","v":""},"","","","","","","","","","","","","","","","","","","",{"$f":"IFERROR(IF(OR(D117=\"\",'Historical scenario - input'!$D102=\"\"),\"\",D117/'Historical scenario - input'!$D102),\"\")","v":""},{"$f":"IFERROR(IF(OR(E117=\"\",'Historical scenario - input'!$D102=\"\"),\"\",E117/'Historical scenario - input'!$D102),\"\")","v":""},{"$f":"IFERROR(IF(OR(F117=\"\",'Historical scenario - input'!$D102=\"\"),\"\",F117/'Historical scenario - input'!$D102),\"\")","v":""},{"$f":"IFERROR(IF(OR(G117=\"\",'Historical scenario - input'!$D102=\"\"),\"\",G117/'Historical scenario - input'!$D102),\"\")","v":""},{"$f":"IFERROR(IF(OR(H117=\"\",'Historical scenario - input'!$D102=\"\"),\"\",H117/'Historical scenario - input'!$D102),\"\")","v":""},{"$f":"IFERROR(IF(OR(I117=\"\",'Historical scenario - input'!$D102=\"\"),\"\",I117/'Historical scenario - input'!$D102),\"\")","v":""},{"$f":"IFERROR(IF(OR(J117=\"\",'Historical scenario - input'!$D102=\"\"),\"\",J117/'Historical scenario - input'!$D102),\"\")","v":""},{"$f":"IFERROR(IF(OR(K117=\"\",'Historical scenario - input'!$D102=\"\"),\"\",K117/'Historical scenario - input'!$D102),\"\")","v":""},{"$f":"IFERROR(IF(OR(L117=\"\",'Historical scenario - input'!$D102=\"\"),\"\",L117/'Historical scenario - input'!$D102),\"\")","v":""},{"$f":"IFERROR(IF(OR(M117=\"\",'Historical scenario - input'!$D102=\"\"),\"\",M117/'Historical scenario - input'!$D102),\"\")","v":""},{"$f":"IFERROR(IF(OR(N117=\"\",'Historical scenario - input'!$D102=\"\"),\"\",N117/'Historical scenario - input'!$D102),\"\")","v":""},{"$f":"IFERROR(IF(OR(O117=\"\",'Historical scenario - input'!$D102=\"\"),\"\",O117/'Historical scenario - input'!$D102),\"\")","v":""},{"$f":"IFERROR(IF(OR(P117=\"\",'Historical scenario - input'!$D102=\"\"),\"\",P117/'Historical scenario - input'!$D102),\"\")","v":""},{"$f":"IFERROR(IF(OR(Q117=\"\",'Historical scenario - input'!$D102=\"\"),\"\",Q117/'Historical scenario - input'!$D102),\"\")","v":""},{"$f":"IFERROR(IF(OR(R117=\"\",'Historical scenario - input'!$D102=\"\"),\"\",R117/'Historical scenario - input'!$D102),\"\")","v":""},{"$f":"IFERROR(IF(OR(S117=\"\",'Historical scenario - input'!$D102=\"\"),\"\",S117/'Historical scenario - input'!$D102),\"\")","v":""},{"$f":"IFERROR(IF(OR(T117=\"\",'Historical scenario - input'!$D102=\"\"),\"\",T117/'Historical scenario - input'!$D102),\"\")","v":""},{"$f":"IFERROR(IF(OR(U117=\"\",'Historical scenario - input'!$D102=\"\"),\"\",U117/'Historical scenario - input'!$D102),\"\")","v":""},{"$f":"IFERROR(IF(OR(V117=\"\",'Historical scenario - input'!$D102=\"\"),\"\",V117/'Historical scenario - input'!$D102),\"\")","v":""},{"$f":"IFERROR(IF(OR(W117=\"\",'Historical scenario - input'!$D102=\"\"),\"\",W117/'Historical scenario - input'!$D102),\"\")","v":""}]
[{"$f":"IFERROR('Historical scenario - input'!A103,\"\")","v":""},{"$f":"IFERROR('Historical scenario - input'!B103,\"\")","v":0},{"$f":"IFERROR('Historical scenario - input'!C103,\"\")","v":0},{"$f":"IFERROR(repcalc('Historical scenario - input'!$CV103:$GH103,'Historical scenario - input'!$G103,'Historical scenario - input'!$E103,'Historical scenario - input'!$F103,20,TRUE,TRUE),\"\")","v":""},"","","","","","","","","","","","","","","","","","","",{"$f":"IFERROR(IF(OR(D118=\"\",'Historical scenario - input'!$D103=\"\"),\"\",D118/'Historical scenario - input'!$D103),\"\")","v":""},{"$f":"IFERROR(IF(OR(E118=\"\",'Historical scenario - input'!$D103=\"\"),\"\",E118/'Historical scenario - input'!$D103),\"\")","v":""},{"$f":"IFERROR(IF(OR(F118=\"\",'Historical scenario - input'!$D103=\"\"),\"\",F118/'Historical scenario - input'!$D103),\"\")","v":""},{"$f":"IFERROR(IF(OR(G118=\"\",'Historical scenario - input'!$D103=\"\"),\"\",G118/'Historical scenario - input'!$D103),\"\")","v":""},{"$f":"IFERROR(IF(OR(H118=\"\",'Historical scenario - input'!$D103=\"\"),\"\",H118/'Historical scenario - input'!$D103),\"\")","v":""},{"$f":"IFERROR(IF(OR(I118=\"\",'Historical scenario - input'!$D103=\"\"),\"\",I118/'Historical scenario - input'!$D103),\"\")","v":""},{"$f":"IFERROR(IF(OR(J118=\"\",'Historical scenario - input'!$D103=\"\"),\"\",J118/'Historical scenario - input'!$D103),\"\")","v":""},{"$f":"IFERROR(IF(OR(K118=\"\",'Historical scenario - input'!$D103=\"\"),\"\",K118/'Historical scenario - input'!$D103),\"\")","v":""},{"$f":"IFERROR(IF(OR(L118=\"\",'Historical scenario - input'!$D103=\"\"),\"\",L118/'Historical scenario - input'!$D103),\"\")","v":""},{"$f":"IFERROR(IF(OR(M118=\"\",'Historical scenario - input'!$D103=\"\"),\"\",M118/'Historical scenario - input'!$D103),\"\")","v":""},{"$f":"IFERROR(IF(OR(N118=\"\",'Historical scenario - input'!$D103=\"\"),\"\",N118/'Historical scenario - input'!$D103),\"\")","v":""},{"$f":"IFERROR(IF(OR(O118=\"\",'Historical scenario - input'!$D103=\"\"),\"\",O118/'Historical scenario - input'!$D103),\"\")","v":""},{"$f":"IFERROR(IF(OR(P118=\"\",'Historical scenario - input'!$D103=\"\"),\"\",P118/'Historical scenario - input'!$D103),\"\")","v":""},{"$f":"IFERROR(IF(OR(Q118=\"\",'Historical scenario - input'!$D103=\"\"),\"\",Q118/'Historical scenario - input'!$D103),\"\")","v":""},{"$f":"IFERROR(IF(OR(R118=\"\",'Historical scenario - input'!$D103=\"\"),\"\",R118/'Historical scenario - input'!$D103),\"\")","v":""},{"$f":"IFERROR(IF(OR(S118=\"\",'Historical scenario - input'!$D103=\"\"),\"\",S118/'Historical scenario - input'!$D103),\"\")","v":""},{"$f":"IFERROR(IF(OR(T118=\"\",'Historical scenario - input'!$D103=\"\"),\"\",T118/'Historical scenario - input'!$D103),\"\")","v":""},{"$f":"IFERROR(IF(OR(U118=\"\",'Historical scenario - input'!$D103=\"\"),\"\",U118/'Historical scenario - input'!$D103),\"\")","v":""},{"$f":"IFERROR(IF(OR(V118=\"\",'Historical scenario - input'!$D103=\"\"),\"\",V118/'Historical scenario - input'!$D103),\"\")","v":""},{"$f":"IFERROR(IF(OR(W118=\"\",'Historical scenario - input'!$D103=\"\"),\"\",W118/'Historical scenario - input'!$D103),\"\")","v":""}]
[{"$f":"IFERROR('Historical scenario - input'!A104,\"\")","v":""},{"$f":"IFERROR('Historical scenario - input'!B104,\"\")","v":0},{"$f":"IFERROR('Historical scenario - input'!C104,\"\")","v":0},{"$f":"IFERROR(repcalc('Historical scenario - input'!$CV104:$GH104,'Historical scenario - input'!$G104,'Historical scenario - input'!$E104,'Historical scenario - input'!$F104,20,TRUE,TRUE),\"\")","v":""},"","","","","","","","","","","","","","","","","","","",{"$f":"IFERROR(IF(OR(D119=\"\",'Historical scenario - input'!$D104=\"\"),\"\",D119/'Historical scenario - input'!$D104),\"\")","v":""},{"$f":"IFERROR(IF(OR(E119=\"\",'Historical scenario - input'!$D104=\"\"),\"\",E119/'Historical scenario - input'!$D104),\"\")","v":""},{"$f":"IFERROR(IF(OR(F119=\"\",'Historical scenario - input'!$D104=\"\"),\"\",F119/'Historical scenario - input'!$D104),\"\")","v":""},{"$f":"IFERROR(IF(OR(G119=\"\",'Historical scenario - input'!$D104=\"\"),\"\",G119/'Historical scenario - input'!$D104),\"\")","v":""},{"$f":"IFERROR(IF(OR(H119=\"\",'Historical scenario - input'!$D104=\"\"),\"\",H119/'Historical scenario - input'!$D104),\"\")","v":""},{"$f":"IFERROR(IF(OR(I119=\"\",'Historical scenario - input'!$D104=\"\"),\"\",I119/'Historical scenario - input'!$D104),\"\")","v":""},{"$f":"IFERROR(IF(OR(J119=\"\",'Historical scenario - input'!$D104=\"\"),\"\",J119/'Historical scenario - input'!$D104),\"\")","v":""},{"$f":"IFERROR(IF(OR(K119=\"\",'Historical scenario - input'!$D104=\"\"),\"\",K119/'Historical scenario - input'!$D104),\"\")","v":""},{"$f":"IFERROR(IF(OR(L119=\"\",'Historical scenario - input'!$D104=\"\"),\"\",L119/'Historical scenario - input'!$D104),\"\")","v":""},{"$f":"IFERROR(IF(OR(M119=\"\",'Historical scenario - input'!$D104=\"\"),\"\",M119/'Historical scenario - input'!$D104),\"\")","v":""},{"$f":"IFERROR(IF(OR(N119=\"\",'Historical scenario - input'!$D104=\"\"),\"\",N119/'Historical scenario - input'!$D104),\"\")","v":""},{"$f":"IFERROR(IF(OR(O119=\"\",'Historical scenario - input'!$D104=\"\"),\"\",O119/'Historical scenario - input'!$D104),\"\")","v":""},{"$f":"IFERROR(IF(OR(P119=\"\",'Historical scenario - input'!$D104=\"\"),\"\",P119/'Historical scenario - input'!$D104),\"\")","v":""},{"$f":"IFERROR(IF(OR(Q119=\"\",'Historical scenario - input'!$D104=\"\"),\"\",Q119/'Historical scenario - input'!$D104),\"\")","v":""},{"$f":"IFERROR(IF(OR(R119=\"\",'Historical scenario - input'!$D104=\"\"),\"\",R119/'Historical scenario - input'!$D104),\"\")","v":""},{"$f":"IFERROR(IF(OR(S119=\"\",'Historical scenario - input'!$D104=\"\"),\"\",S119/'Historical scenario - input'!$D104),\"\")","v":""},{"$f":"IFERROR(IF(OR(T119=\"\",'Historical scenario - input'!$D104=\"\"),\"\",T119/'Historical scenario - input'!$D104),\"\")","v":""},{"$f":"IFERROR(IF(OR(U119=\"\",'Historical scenario - input'!$D104=\"\"),\"\",U119/'Historical scenario - input'!$D104),\"\")","v":""},{"$f":"IFERROR(IF(OR(V119=\"\",'Historical scenario - input'!$D104=\"\"),\"\",V119/'Historical scenario - input'!$D104),\"\")","v":""},{"$f":"IFERROR(IF(OR(W119=\"\",'Historical scenario - input'!$D104=\"\"),\"\",W119/'Historical scenario - input'!$D104),\"\")","v":""}]
[{"$f":"IFERROR('Historical scenario - input'!A105,\"\")","v":""},{"$f":"IFERROR('Historical scenario - input'!B105,\"\")","v":0},{"$f":"IFERROR('Historical scenario - input'!C105,\"\")","v":0},{"$f":"IFERROR(repcalc('Historical scenario - input'!$CV105:$GH105,'Historical scenario - input'!$G105,'Historical scenario - input'!$E105,'Historical scenario - input'!$F105,20,TRUE,TRUE),\"\")","v":""},"","","","","","","","","","","","","","","","","","","",{"$f":"IFERROR(IF(OR(D120=\"\",'Historical scenario - input'!$D105=\"\"),\"\",D120/'Historical scenario - input'!$D105),\"\")","v":""},{"$f":"IFERROR(IF(OR(E120=\"\",'Historical scenario - input'!$D105=\"\"),\"\",E120/'Historical scenario - input'!$D105),\"\")","v":""},{"$f":"IFERROR(IF(OR(F120=\"\",'Historical scenario - input'!$D105=\"\"),\"\",F120/'Historical scenario - input'!$D105),\"\")","v":""},{"$f":"IFERROR(IF(OR(G120=\"\",'Historical scenario - input'!$D105=\"\"),\"\",G120/'Historical scenario - input'!$D105),\"\")","v":""},{"$f":"IFERROR(IF(OR(H120=\"\",'Historical scenario - input'!$D105=\"\"),\"\",H120/'Historical scenario - input'!$D105),\"\")","v":""},{"$f":"IFERROR(IF(OR(I120=\"\",'Historical scenario - input'!$D105=\"\"),\"\",I120/'Historical scenario - input'!$D105),\"\")","v":""},{"$f":"IFERROR(IF(OR(J120=\"\",'Historical scenario - input'!$D105=\"\"),\"\",J120/'Historical scenario - input'!$D105),\"\")","v":""},{"$f":"IFERROR(IF(OR(K120=\"\",'Historical scenario - input'!$D105=\"\"),\"\",K120/'Historical scenario - input'!$D105),\"\")","v":""},{"$f":"IFERROR(IF(OR(L120=\"\",'Historical scenario - input'!$D105=\"\"),\"\",L120/'Historical scenario - input'!$D105),\"\")","v":""},{"$f":"IFERROR(IF(OR(M120=\"\",'Historical scenario - input'!$D105=\"\"),\"\",M120/'Historical scenario - input'!$D105),\"\")","v":""},{"$f":"IFERROR(IF(OR(N120=\"\",'Historical scenario - input'!$D105=\"\"),\"\",N120/'Historical scenario - input'!$D105),\"\")","v":""},{"$f":"IFERROR(IF(OR(O120=\"\",'Historical scenario - input'!$D105=\"\"),\"\",O120/'Historical scenario - input'!$D105),\"\")","v":""},{"$f":"IFERROR(IF(OR(P120=\"\",'Historical scenario - input'!$D105=\"\"),\"\",P120/'Historical scenario - input'!$D105),\"\")","v":""},{"$f":"IFERROR(IF(OR(Q120=\"\",'Historical scenario - input'!$D105=\"\"),\"\",Q120/'Historical scenario - input'!$D105),\"\")","v":""},{"$f":"IFERROR(IF(OR(R120=\"\",'Historical scenario - input'!$D105=\"\"),\"\",R120/'Historical scenario - input'!$D105),\"\")","v":""},{"$f":"IFERROR(IF(OR(S120=\"\",'Historical scenario - input'!$D105=\"\"),\"\",S120/'Historical scenario - input'!$D105),\"\")","v":""},{"$f":"IFERROR(IF(OR(T120=\"\",'Historical scenario - input'!$D105=\"\"),\"\",T120/'Historical scenario - input'!$D105),\"\")","v":""},{"$f":"IFERROR(IF(OR(U120=\"\",'Historical scenario - input'!$D105=\"\"),\"\",U120/'Historical scenario - input'!$D105),\"\")","v":""},{"$f":"IFERROR(IF(OR(V120=\"\",'Historical scenario - input'!$D105=\"\"),\"\",V120/'Historical scenario - input'!$D105),\"\")","v":""},{"$f":"IFERROR(IF(OR(W120=\"\",'Historical scenario - input'!$D105=\"\"),\"\",W120/'Historical scenario - input'!$D105),\"\")","v":""}]
[{"$f":"IFERROR('Historical scenario - input'!A106,\"\")","v":""},{"$f":"IFERROR('Historical scenario - input'!B106,\"\")","v":0},{"$f":"IFERROR('Historical scenario - input'!C106,\"\")","v":0},{"$f":"IFERROR(repcalc('Historical scenario - input'!$CV106:$GH106,'Historical scenario - input'!$G106,'Historical scenario - input'!$E106,'Historical scenario - input'!$F106,20,TRUE,TRUE),\"\")","v":""},"","","","","","","","","","","","","","","","","","","",{"$f":"IFERROR(IF(OR(D121=\"\",'Historical scenario - input'!$D106=\"\"),\"\",D121/'Historical scenario - input'!$D106),\"\")","v":""},{"$f":"IFERROR(IF(OR(E121=\"\",'Historical scenario - input'!$D106=\"\"),\"\",E121/'Historical scenario - input'!$D106),\"\")","v":""},{"$f":"IFERROR(IF(OR(F121=\"\",'Historical scenario - input'!$D106=\"\"),\"\",F121/'Historical scenario - input'!$D106),\"\")","v":""},{"$f":"IFERROR(IF(OR(G121=\"\",'Historical scenario - input'!$D106=\"\"),\"\",G121/'Historical scenario - input'!$D106),\"\")","v":""},{"$f":"IFERROR(IF(OR(H121=\"\",'Historical scenario - input'!$D106=\"\"),\"\",H121/'Historical scenario - input'!$D106),\"\")","v":""},{"$f":"IFERROR(IF(OR(I121=\"\",'Historical scenario - input'!$D106=\"\"),\"\",I121/'Historical scenario - input'!$D106),\"\")","v":""},{"$f":"IFERROR(IF(OR(J121=\"\",'Historical scenario - input'!$D106=\"\"),\"\",J121/'Historical scenario - input'!$D106),\"\")","v":""},{"$f":"IFERROR(IF(OR(K121=\"\",'Historical scenario - input'!$D106=\"\"),\"\",K121/'Historical scenario - input'!$D106),\"\")","v":""},{"$f":"IFERROR(IF(OR(L121=\"\",'Historical scenario - input'!$D106=\"\"),\"\",L121/'Historical scenario - input'!$D106),\"\")","v":""},{"$f":"IFERROR(IF(OR(M121=\"\",'Historical scenario - input'!$D106=\"\"),\"\",M121/'Historical scenario - input'!$D106),\"\")","v":""},{"$f":"IFERROR(IF(OR(N121=\"\",'Historical scenario - input'!$D106=\"\"),\"\",N121/'Historical scenario - input'!$D106),\"\")","v":""},{"$f":"IFERROR(IF(OR(O121=\"\",'Historical scenario - input'!$D106=\"\"),\"\",O121/'Historical scenario - input'!$D106),\"\")","v":""},{"$f":"IFERROR(IF(OR(P121=\"\",'Historical scenario - input'!$D106=\"\"),\"\",P121/'Historical scenario - input'!$D106),\"\")","v":""},{"$f":"IFERROR(IF(OR(Q121=\"\",'Historical scenario - input'!$D106=\"\"),\"\",Q121/'Historical scenario - input'!$D106),\"\")","v":""},{"$f":"IFERROR(IF(OR(R121=\"\",'Historical scenario - input'!$D106=\"\"),\"\",R121/'Historical scenario - input'!$D106),\"\")","v":""},{"$f":"IFERROR(IF(OR(S121=\"\",'Historical scenario - input'!$D106=\"\"),\"\",S121/'Historical scenario - input'!$D106),\"\")","v":""},{"$f":"IFERROR(IF(OR(T121=\"\",'Historical scenario - input'!$D106=\"\"),\"\",T121/'Historical scenario - input'!$D106),\"\")","v":""},{"$f":"IFERROR(IF(OR(U121=\"\",'Historical scenario - input'!$D106=\"\"),\"\",U121/'Historical scenario - input'!$D106),\"\")","v":""},{"$f":"IFERROR(IF(OR(V121=\"\",'Historical scenario - input'!$D106=\"\"),\"\",V121/'Historical scenario - input'!$D106),\"\")","v":""},{"$f":"IFERROR(IF(OR(W121=\"\",'Historical scenario - input'!$D106=\"\"),\"\",W121/'Historical scenario - input'!$D106),\"\")","v":""}]
[{"$f":"IFERROR('Historical scenario - input'!A107,\"\")","v":""},{"$f":"IFERROR('Historical scenario - input'!B107,\"\")","v":0},{"$f":"IFERROR('Historical scenario - input'!C107,\"\")","v":0},{"$f":"IFERROR(repcalc('Historical scenario - input'!$CV107:$GH107,'Historical scenario - input'!$G107,'Historical scenario - input'!$E107,'Historical scenario - input'!$F107,20,TRUE,TRUE),\"\")","v":""},"","","","","","","","","","","","","","","","","","","",{"$f":"IFERROR(IF(OR(D122=\"\",'Historical scenario - input'!$D107=\"\"),\"\",D122/'Historical scenario - input'!$D107),\"\")","v":""},{"$f":"IFERROR(IF(OR(E122=\"\",'Historical scenario - input'!$D107=\"\"),\"\",E122/'Historical scenario - input'!$D107),\"\")","v":""},{"$f":"IFERROR(IF(OR(F122=\"\",'Historical scenario - input'!$D107=\"\"),\"\",F122/'Historical scenario - input'!$D107),\"\")","v":""},{"$f":"IFERROR(IF(OR(G122=\"\",'Historical scenario - input'!$D107=\"\"),\"\",G122/'Historical scenario - input'!$D107),\"\")","v":""},{"$f":"IFERROR(IF(OR(H122=\"\",'Historical scenario - input'!$D107=\"\"),\"\",H122/'Historical scenario - input'!$D107),\"\")","v":""},{"$f":"IFERROR(IF(OR(I122=\"\",'Historical scenario - input'!$D107=\"\"),\"\",I122/'Historical scenario - input'!$D107),\"\")","v":""},{"$f":"IFERROR(IF(OR(J122=\"\",'Historical scenario - input'!$D107=\"\"),\"\",J122/'Historical scenario - input'!$D107),\"\")","v":""},{"$f":"IFERROR(IF(OR(K122=\"\",'Historical scenario - input'!$D107=\"\"),\"\",K122/'Historical scenario - input'!$D107),\"\")","v":""},{"$f":"IFERROR(IF(OR(L122=\"\",'Historical scenario - input'!$D107=\"\"),\"\",L122/'Historical scenario - input'!$D107),\"\")","v":""},{"$f":"IFERROR(IF(OR(M122=\"\",'Historical scenario - input'!$D107=\"\"),\"\",M122/'Historical scenario - input'!$D107),\"\")","v":""},{"$f":"IFERROR(IF(OR(N122=\"\",'Historical scenario - input'!$D107=\"\"),\"\",N122/'Historical scenario - input'!$D107),\"\")","v":""},{"$f":"IFERROR(IF(OR(O122=\"\",'Historical scenario - input'!$D107=\"\"),\"\",O122/'Historical scenario - input'!$D107),\"\")","v":""},{"$f":"IFERROR(IF(OR(P122=\"\",'Historical scenario - input'!$D107=\"\"),\"\",P122/'Historical scenario - input'!$D107),\"\")","v":""},{"$f":"IFERROR(IF(OR(Q122=\"\",'Historical scenario - input'!$D107=\"\"),\"\",Q122/'Historical scenario - input'!$D107),\"\")","v":""},{"$f":"IFERROR(IF(OR(R122=\"\",'Historical scenario - input'!$D107=\"\"),\"\",R122/'Historical scenario - input'!$D107),\"\")","v":""},{"$f":"IFERROR(IF(OR(S122=\"\",'Historical scenario - input'!$D107=\"\"),\"\",S122/'Historical scenario - input'!$D107),\"\")","v":""},{"$f":"IFERROR(IF(OR(T122=\"\",'Historical scenario - input'!$D107=\"\"),\"\",T122/'Historical scenario - input'!$D107),\"\")","v":""},{"$f":"IFERROR(IF(OR(U122=\"\",'Historical scenario - input'!$D107=\"\"),\"\",U122/'Historical scenario - input'!$D107),\"\")","v":""},{"$f":"IFERROR(IF(OR(V122=\"\",'Historical scenario - input'!$D107=\"\"),\"\",V122/'Historical scenario - input'!$D107),\"\")","v":""},{"$f":"IFERROR(IF(OR(W122=\"\",'Historical scenario - input'!$D107=\"\"),\"\",W122/'Historical scenario - input'!$D107),\"\")","v":""}]
[{"$f":"IFERROR('Historical scenario - input'!A108,\"\")","v":""},{"$f":"IFERROR('Historical scenario - input'!B108,\"\")","v":0},{"$f":"IFERROR('Historical scenario - input'!C108,\"\")","v":0},{"$f":"IFERROR(repcalc('Historical scenario - input'!$CV108:$GH108,'Historical scenario - input'!$G108,'Historical scenario - input'!$E108,'Historical scenario - input'!$F108,20,TRUE,TRUE),\"\")","v":""},"","","","","","","","","","","","","","","","","","","",{"$f":"IFERROR(IF(OR(D123=\"\",'Historical scenario - input'!$D108=\"\"),\"\",D123/'Historical scenario - input'!$D108),\"\")","v":""},{"$f":"IFERROR(IF(OR(E123=\"\",'Historical scenario - input'!$D108=\"\"),\"\",E123/'Historical scenario - input'!$D108),\"\")","v":""},{"$f":"IFERROR(IF(OR(F123=\"\",'Historical scenario - input'!$D108=\"\"),\"\",F123/'Historical scenario - input'!$D108),\"\")","v":""},{"$f":"IFERROR(IF(OR(G123=\"\",'Historical scenario - input'!$D108=\"\"),\"\",G123/'Historical scenario - input'!$D108),\"\")","v":""},{"$f":"IFERROR(IF(OR(H123=\"\",'Historical scenario - input'!$D108=\"\"),\"\",H123/'Historical scenario - input'!$D108),\"\")","v":""},{"$f":"IFERROR(IF(OR(I123=\"\",'Historical scenario - input'!$D108=\"\"),\"\",I123/'Historical scenario - input'!$D108),\"\")","v":""},{"$f":"IFERROR(IF(OR(J123=\"\",'Historical scenario - input'!$D108=\"\"),\"\",J123/'Historical scenario - input'!$D108),\"\")","v":""},{"$f":"IFERROR(IF(OR(K123=\"\",'Historical scenario - input'!$D108=\"\"),\"\",K123/'Historical scenario - input'!$D108),\"\")","v":""},{"$f":"IFERROR(IF(OR(L123=\"\",'Historical scenario - input'!$D108=\"\"),\"\",L123/'Historical scenario - input'!$D108),\"\")","v":""},{"$f":"IFERROR(IF(OR(M123=\"\",'Historical scenario - input'!$D108=\"\"),\"\",M123/'Historical scenario - input'!$D108),\"\")","v":""},{"$f":"IFERROR(IF(OR(N123=\"\",'Historical scenario - input'!$D108=\"\"),\"\",N123/'Historical scenario - input'!$D108),\"\")","v":""},{"$f":"IFERROR(IF(OR(O123=\"\",'Historical scenario - input'!$D108=\"\"),\"\",O123/'Historical scenario - input'!$D108),\"\")","v":""},{"$f":"IFERROR(IF(OR(P123=\"\",'Historical scenario - input'!$D108=\"\"),\"\",P123/'Historical scenario - input'!$D108),\"\")","v":""},{"$f":"IFERROR(IF(OR(Q123=\"\",'Historical scenario - input'!$D108=\"\"),\"\",Q123/'Historical scenario - input'!$D108),\"\")","v":""},{"$f":"IFERROR(IF(OR(R123=\"\",'Historical scenario - input'!$D108=\"\"),\"\",R123/'Historical scenario - input'!$D108),\"\")","v":""},{"$f":"IFERROR(IF(OR(S123=\"\",'Historical scenario - input'!$D108=\"\"),\"\",S123/'Historical scenario - input'!$D108),\"\")","v":""},{"$f":"IFERROR(IF(OR(T123=\"\",'Historical scenario - input'!$D108=\"\"),\"\",T123/'Historical scenario - input'!$D108),\"\")","v":""},{"$f":"IFERROR(IF(OR(U123=\"\",'Historical scenario - input'!$D108=\"\"),\"\",U123/'Historical scenario - input'!$D108),\"\")","v":""},{"$f":"IFERROR(IF(OR(V123=\"\",'Historical scenario - input'!$D108=\"\"),\"\",V123/'Historical scenario - input'!$D108),\"\")","v":""},{"$f":"IFERROR(IF(OR(W123=\"\",'Historical scenario - input'!$D108=\"\"),\"\",W123/'Historical scenario - input'!$D108),\"\")","v":""}]
[{"$f":"IFERROR('Historical scenario - input'!A109,\"\")","v":""},{"$f":"IFERROR('Historical scenario - input'!B109,\"\")","v":0},{"$f":"IFERROR('Historical scenario - input'!C109,\"\")","v":0},{"$f":"IFERROR(repcalc('Historical scenario - input'!$CV109:$GH109,'Historical scenario - input'!$G109,'Historical scenario - input'!$E109,'Historical scenario - input'!$F109,20,TRUE,TRUE),\"\")","v":""},"","","","","","","","","","","","","","","","","","","",{"$f":"IFERROR(IF(OR(D124=\"\",'Historical scenario - input'!$D109=\"\"),\"\",D124/'Historical scenario - input'!$D109),\"\")","v":""},{"$f":"IFERROR(IF(OR(E124=\"\",'Historical scenario - input'!$D109=\"\"),\"\",E124/'Historical scenario - input'!$D109),\"\")","v":""},{"$f":"IFERROR(IF(OR(F124=\"\",'Historical scenario - input'!$D109=\"\"),\"\",F124/'Historical scenario - input'!$D109),\"\")","v":""},{"$f":"IFERROR(IF(OR(G124=\"\",'Historical scenario - input'!$D109=\"\"),\"\",G124/'Historical scenario - input'!$D109),\"\")","v":""},{"$f":"IFERROR(IF(OR(H124=\"\",'Historical scenario - input'!$D109=\"\"),\"\",H124/'Historical scenario - input'!$D109),\"\")","v":""},{"$f":"IFERROR(IF(OR(I124=\"\",'Historical scenario - input'!$D109=\"\"),\"\",I124/'Historical scenario - input'!$D109),\"\")","v":""},{"$f":"IFERROR(IF(OR(J124=\"\",'Historical scenario - input'!$D109=\"\"),\"\",J124/'Historical scenario - input'!$D109),\"\")","v":""},{"$f":"IFERROR(IF(OR(K124=\"\",'Historical scenario - input'!$D109=\"\"),\"\",K124/'Historical scenario - input'!$D109),\"\")","v":""},{"$f":"IFERROR(IF(OR(L124=\"\",'Historical scenario - input'!$D109=\"\"),\"\",L124/'Historical scenario - input'!$D109),\"\")","v":""},{"$f":"IFERROR(IF(OR(M124=\"\",'Historical scenario - input'!$D109=\"\"),\"\",M124/'Historical scenario - input'!$D109),\"\")","v":""},{"$f":"IFERROR(IF(OR(N124=\"\",'Historical scenario - input'!$D109=\"\"),\"\",N124/'Historical scenario - input'!$D109),\"\")","v":""},{"$f":"IFERROR(IF(OR(O124=\"\",'Historical scenario - input'!$D109=\"\"),\"\",O124/'Historical scenario - input'!$D109),\"\")","v":""},{"$f":"IFERROR(IF(OR(P124=\"\",'Historical scenario - input'!$D109=\"\"),\"\",P124/'Historical scenario - input'!$D109),\"\")","v":""},{"$f":"IFERROR(IF(OR(Q124=\"\",'Historical scenario - input'!$D109=\"\"),\"\",Q124/'Historical scenario - input'!$D109),\"\")","v":""},{"$f":"IFERROR(IF(OR(R124=\"\",'Historical scenario - input'!$D109=\"\"),\"\",R124/'Historical scenario - input'!$D109),\"\")","v":""},{"$f":"IFERROR(IF(OR(S124=\"\",'Historical scenario - input'!$D109=\"\"),\"\",S124/'Historical scenario - input'!$D109),\"\")","v":""},{"$f":"IFERROR(IF(OR(T124=\"\",'Historical scenario - input'!$D109=\"\"),\"\",T124/'Historical scenario - input'!$D109),\"\")","v":""},{"$f":"IFERROR(IF(OR(U124=\"\",'Historical scenario - input'!$D109=\"\"),\"\",U124/'Historical scenario - input'!$D109),\"\")","v":""},{"$f":"IFERROR(IF(OR(V124=\"\",'Historical scenario - input'!$D109=\"\"),\"\",V124/'Historical scenario - input'!$D109),\"\")","v":""},{"$f":"IFERROR(IF(OR(W124=\"\",'Historical scenario - input'!$D109=\"\"),\"\",W124/'Historical scenario - input'!$D109),\"\")","v":""}]
[{"$f":"IFERROR('Historical scenario - input'!A110,\"\")","v":""},{"$f":"IFERROR('Historical scenario - input'!B110,\"\")","v":0},{"$f":"IFERROR('Historical scenario - input'!C110,\"\")","v":0},{"$f":"IFERROR(repcalc('Historical scenario - input'!$CV110:$GH110,'Historical scenario - input'!$G110,'Historical scenario - input'!$E110,'Historical scenario - input'!$F110,20,TRUE,TRUE),\"\")","v":""},"","","","","","","","","","","","","","","","","","","",{"$f":"IFERROR(IF(OR(D125=\"\",'Historical scenario - input'!$D110=\"\"),\"\",D125/'Historical scenario - input'!$D110),\"\")","v":""},{"$f":"IFERROR(IF(OR(E125=\"\",'Historical scenario - input'!$D110=\"\"),\"\",E125/'Historical scenario - input'!$D110),\"\")","v":""},{"$f":"IFERROR(IF(OR(F125=\"\",'Historical scenario - input'!$D110=\"\"),\"\",F125/'Historical scenario - input'!$D110),\"\")","v":""},{"$f":"IFERROR(IF(OR(G125=\"\",'Historical scenario - input'!$D110=\"\"),\"\",G125/'Historical scenario - input'!$D110),\"\")","v":""},{"$f":"IFERROR(IF(OR(H125=\"\",'Historical scenario - input'!$D110=\"\"),\"\",H125/'Historical scenario - input'!$D110),\"\")","v":""},{"$f":"IFERROR(IF(OR(I125=\"\",'Historical scenario - input'!$D110=\"\"),\"\",I125/'Historical scenario - input'!$D110),\"\")","v":""},{"$f":"IFERROR(IF(OR(J125=\"\",'Historical scenario - input'!$D110=\"\"),\"\",J125/'Historical scenario - input'!$D110),\"\")","v":""},{"$f":"IFERROR(IF(OR(K125=\"\",'Historical scenario - input'!$D110=\"\"),\"\",K125/'Historical scenario - input'!$D110),\"\")","v":""},{"$f":"IFERROR(IF(OR(L125=\"\",'Historical scenario - input'!$D110=\"\"),\"\",L125/'Historical scenario - input'!$D110),\"\")","v":""},{"$f":"IFERROR(IF(OR(M125=\"\",'Historical scenario - input'!$D110=\"\"),\"\",M125/'Historical scenario - input'!$D110),\"\")","v":""},{"$f":"IFERROR(IF(OR(N125=\"\",'Historical scenario - input'!$D110=\"\"),\"\",N125/'Historical scenario - input'!$D110),\"\")","v":""},{"$f":"IFERROR(IF(OR(O125=\"\",'Historical scenario - input'!$D110=\"\"),\"\",O125/'Historical scenario - input'!$D110),\"\")","v":""},{"$f":"IFERROR(IF(OR(P125=\"\",'Historical scenario - input'!$D110=\"\"),\"\",P125/'Historical scenario - input'!$D110),\"\")","v":""},{"$f":"IFERROR(IF(OR(Q125=\"\",'Historical scenario - input'!$D110=\"\"),\"\",Q125/'Historical scenario - input'!$D110),\"\")","v":""},{"$f":"IFERROR(IF(OR(R125=\"\",'Historical scenario - input'!$D110=\"\"),\"\",R125/'Historical scenario - input'!$D110),\"\")","v":""},{"$f":"IFERROR(IF(OR(S125=\"\",'Historical scenario - input'!$D110=\"\"),\"\",S125/'Historical scenario - input'!$D110),\"\")","v":""},{"$f":"IFERROR(IF(OR(T125=\"\",'Historical scenario - input'!$D110=\"\"),\"\",T125/'Historical scenario - input'!$D110),\"\")","v":""},{"$f":"IFERROR(IF(OR(U125=\"\",'Historical scenario - input'!$D110=\"\"),\"\",U125/'Historical scenario - input'!$D110),\"\")","v":""},{"$f":"IFERROR(IF(OR(V125=\"\",'Historical scenario - input'!$D110=\"\"),\"\",V125/'Historical scenario - input'!$D110),\"\")","v":""},{"$f":"IFERROR(IF(OR(W125=\"\",'Historical scenario - input'!$D110=\"\"),\"\",W125/'Historical scenario - input'!$D110),\"\")","v":""}]
[{"$f":"IFERROR('Historical scenario - input'!A111,\"\")","v":""},{"$f":"IFERROR('Historical scenario - input'!B111,\"\")","v":0},{"$f":"IFERROR('Historical scenario - input'!C111,\"\")","v":0},{"$f":"IFERROR(repcalc('Historical scenario - input'!$CV111:$GH111,'Historical scenario - input'!$G111,'Historical scenario - input'!$E111,'Historical scenario - input'!$F111,20,TRUE,TRUE),\"\")","v":""},"","","","","","","","","","","","","","","","","","","",{"$f":"IFERROR(IF(OR(D126=\"\",'Historical scenario - input'!$D111=\"\"),\"\",D126/'Historical scenario - input'!$D111),\"\")","v":""},{"$f":"IFERROR(IF(OR(E126=\"\",'Historical scenario - input'!$D111=\"\"),\"\",E126/'Historical scenario - input'!$D111),\"\")","v":""},{"$f":"IFERROR(IF(OR(F126=\"\",'Historical scenario - input'!$D111=\"\"),\"\",F126/'Historical scenario - input'!$D111),\"\")","v":""},{"$f":"IFERROR(IF(OR(G126=\"\",'Historical scenario - input'!$D111=\"\"),\"\",G126/'Historical scenario - input'!$D111),\"\")","v":""},{"$f":"IFERROR(IF(OR(H126=\"\",'Historical scenario - input'!$D111=\"\"),\"\",H126/'Historical scenario - input'!$D111),\"\")","v":""},{"$f":"IFERROR(IF(OR(I126=\"\",'Historical scenario - input'!$D111=\"\"),\"\",I126/'Historical scenario - input'!$D111),\"\")","v":""},{"$f":"IFERROR(IF(OR(J126=\"\",'Historical scenario - input'!$D111=\"\"),\"\",J126/'Historical scenario - input'!$D111),\"\")","v":""},{"$f":"IFERROR(IF(OR(K126=\"\",'Historical scenario - input'!$D111=\"\"),\"\",K126/'Historical scenario - input'!$D111),\"\")","v":""},{"$f":"IFERROR(IF(OR(L126=\"\",'Historical scenario - input'!$D111=\"\"),\"\",L126/'Historical scenario - input'!$D111),\"\")","v":""},{"$f":"IFERROR(IF(OR(M126=\"\",'Historical scenario - input'!$D111=\"\"),\"\",M126/'Historical scenario - input'!$D111),\"\")","v":""},{"$f":"IFERROR(IF(OR(N126=\"\",'Historical scenario - input'!$D111=\"\"),\"\",N126/'Historical scenario - input'!$D111),\"\")","v":""},{"$f":"IFERROR(IF(OR(O126=\"\",'Historical scenario - input'!$D111=\"\"),\"\",O126/'Historical scenario - input'!$D111),\"\")","v":""},{"$f":"IFERROR(IF(OR(P126=\"\",'Historical scenario - input'!$D111=\"\"),\"\",P126/'Historical scenario - input'!$D111),\"\")","v":""},{"$f":"IFERROR(IF(OR(Q126=\"\",'Historical scenario - input'!$D111=\"\"),\"\",Q126/'Historical scenario - input'!$D111),\"\")","v":""},{"$f":"IFERROR(IF(OR(R126=\"\",'Historical scenario - input'!$D111=\"\"),\"\",R126/'Historical scenario - input'!$D111),\"\")","v":""},{"$f":"IFERROR(IF(OR(S126=\"\",'Historical scenario - input'!$D111=\"\"),\"\",S126/'Historical scenario - input'!$D111),\"\")","v":""},{"$f":"IFERROR(IF(OR(T126=\"\",'Historical scenario - input'!$D111=\"\"),\"\",T126/'Historical scenario - input'!$D111),\"\")","v":""},{"$f":"IFERROR(IF(OR(U126=\"\",'Historical scenario - input'!$D111=\"\"),\"\",U126/'Historical scenario - input'!$D111),\"\")","v":""},{"$f":"IFERROR(IF(OR(V126=\"\",'Historical scenario - input'!$D111=\"\"),\"\",V126/'Historical scenario - input'!$D111),\"\")","v":""},{"$f":"IFERROR(IF(OR(W126=\"\",'Historical scenario - input'!$D111=\"\"),\"\",W126/'Historical scenario - input'!$D111),\"\")","v":""}]
[{"$f":"IFERROR('Historical scenario - input'!A112,\"\")","v":""},{"$f":"IFERROR('Historical scenario - input'!B112,\"\")","v":0},{"$f":"IFERROR('Historical scenario - input'!C112,\"\")","v":0},{"$f":"IFERROR(repcalc('Historical scenario - input'!$CV112:$GH112,'Historical scenario - input'!$G112,'Historical scenario - input'!$E112,'Historical scenario - input'!$F112,20,TRUE,TRUE),\"\")","v":""},"","","","","","","","","","","","","","","","","","","",{"$f":"IFERROR(IF(OR(D127=\"\",'Historical scenario - input'!$D112=\"\"),\"\",D127/'Historical scenario - input'!$D112),\"\")","v":""},{"$f":"IFERROR(IF(OR(E127=\"\",'Historical scenario - input'!$D112=\"\"),\"\",E127/'Historical scenario - input'!$D112),\"\")","v":""},{"$f":"IFERROR(IF(OR(F127=\"\",'Historical scenario - input'!$D112=\"\"),\"\",F127/'Historical scenario - input'!$D112),\"\")","v":""},{"$f":"IFERROR(IF(OR(G127=\"\",'Historical scenario - input'!$D112=\"\"),\"\",G127/'Historical scenario - input'!$D112),\"\")","v":""},{"$f":"IFERROR(IF(OR(H127=\"\",'Historical scenario - input'!$D112=\"\"),\"\",H127/'Historical scenario - input'!$D112),\"\")","v":""},{"$f":"IFERROR(IF(OR(I127=\"\",'Historical scenario - input'!$D112=\"\"),\"\",I127/'Historical scenario - input'!$D112),\"\")","v":""},{"$f":"IFERROR(IF(OR(J127=\"\",'Historical scenario - input'!$D112=\"\"),\"\",J127/'Historical scenario - input'!$D112),\"\")","v":""},{"$f":"IFERROR(IF(OR(K127=\"\",'Historical scenario - input'!$D112=\"\"),\"\",K127/'Historical scenario - input'!$D112),\"\")","v":""},{"$f":"IFERROR(IF(OR(L127=\"\",'Historical scenario - input'!$D112=\"\"),\"\",L127/'Historical scenario - input'!$D112),\"\")","v":""},{"$f":"IFERROR(IF(OR(M127=\"\",'Historical scenario - input'!$D112=\"\"),\"\",M127/'Historical scenario - input'!$D112),\"\")","v":""},{"$f":"IFERROR(IF(OR(N127=\"\",'Historical scenario - input'!$D112=\"\"),\"\",N127/'Historical scenario - input'!$D112),\"\")","v":""},{"$f":"IFERROR(IF(OR(O127=\"\",'Historical scenario - input'!$D112=\"\"),\"\",O127/'Historical scenario - input'!$D112),\"\")","v":""},{"$f":"IFERROR(IF(OR(P127=\"\",'Historical scenario - input'!$D112=\"\"),\"\",P127/'Historical scenario - input'!$D112),\"\")","v":""},{"$f":"IFERROR(IF(OR(Q127=\"\",'Historical scenario - input'!$D112=\"\"),\"\",Q127/'Historical scenario - input'!$D112),\"\")","v":""},{"$f":"IFERROR(IF(OR(R127=\"\",'Historical scenario - input'!$D112=\"\"),\"\",R127/'Historical scenario - input'!$D112),\"\")","v":""},{"$f":"IFERROR(IF(OR(S127=\"\",'Historical scenario - input'!$D112=\"\"),\"\",S127/'Historical scenario - input'!$D112),\"\")","v":""},{"$f":"IFERROR(IF(OR(T127=\"\",'Historical scenario - input'!$D112=\"\"),\"\",T127/'Historical scenario - input'!$D112),\"\")","v":""},{"$f":"IFERROR(IF(OR(U127=\"\",'Historical scenario - input'!$D112=\"\"),\"\",U127/'Historical scenario - input'!$D112),\"\")","v":""},{"$f":"IFERROR(IF(OR(V127=\"\",'Historical scenario - input'!$D112=\"\"),\"\",V127/'Historical scenario - input'!$D112),\"\")","v":""},{"$f":"IFERROR(IF(OR(W127=\"\",'Historical scenario - input'!$D112=\"\"),\"\",W127/'Historical scenario - input'!$D112),\"\")","v":""}]
[{"$f":"IFERROR('Historical scenario - input'!A113,\"\")","v":""},{"$f":"IFERROR('Historical scenario - input'!B113,\"\")","v":0},{"$f":"IFERROR('Historical scenario - input'!C113,\"\")","v":0},{"$f":"IFERROR(repcalc('Historical scenario - input'!$CV113:$GH113,'Historical scenario - input'!$G113,'Historical scenario - input'!$E113,'Historical scenario - input'!$F113,20,TRUE,TRUE),\"\")","v":""},"","","","","","","","","","","","","","","","","","","",{"$f":"IFERROR(IF(OR(D128=\"\",'Historical scenario - input'!$D113=\"\"),\"\",D128/'Historical scenario - input'!$D113),\"\")","v":""},{"$f":"IFERROR(IF(OR(E128=\"\",'Historical scenario - input'!$D113=\"\"),\"\",E128/'Historical scenario - input'!$D113),\"\")","v":""},{"$f":"IFERROR(IF(OR(F128=\"\",'Historical scenario - input'!$D113=\"\"),\"\",F128/'Historical scenario - input'!$D113),\"\")","v":""},{"$f":"IFERROR(IF(OR(G128=\"\",'Historical scenario - input'!$D113=\"\"),\"\",G128/'Historical scenario - input'!$D113),\"\")","v":""},{"$f":"IFERROR(IF(OR(H128=\"\",'Historical scenario - input'!$D113=\"\"),\"\",H128/'Historical scenario - input'!$D113),\"\")","v":""},{"$f":"IFERROR(IF(OR(I128=\"\",'Historical scenario - input'!$D113=\"\"),\"\",I128/'Historical scenario - input'!$D113),\"\")","v":""},{"$f":"IFERROR(IF(OR(J128=\"\",'Historical scenario - input'!$D113=\"\"),\"\",J128/'Historical scenario - input'!$D113),\"\")","v":""},{"$f":"IFERROR(IF(OR(K128=\"\",'Historical scenario - input'!$D113=\"\"),\"\",K128/'Historical scenario - input'!$D113),\"\")","v":""},{"$f":"IFERROR(IF(OR(L128=\"\",'Historical scenario - input'!$D113=\"\"),\"\",L128/'Historical scenario - input'!$D113),\"\")","v":""},{"$f":"IFERROR(IF(OR(M128=\"\",'Historical scenario - input'!$D113=\"\"),\"\",M128/'Historical scenario - input'!$D113),\"\")","v":""},{"$f":"IFERROR(IF(OR(N128=\"\",'Historical scenario - input'!$D113=\"\"),\"\",N128/'Historical scenario - input'!$D113),\"\")","v":""},{"$f":"IFERROR(IF(OR(O128=\"\",'Historical scenario - input'!$D113=\"\"),\"\",O128/'Historical scenario - input'!$D113),\"\")","v":""},{"$f":"IFERROR(IF(OR(P128=\"\",'Historical scenario - input'!$D113=\"\"),\"\",P128/'Historical scenario - input'!$D113),\"\")","v":""},{"$f":"IFERROR(IF(OR(Q128=\"\",'Historical scenario - input'!$D113=\"\"),\"\",Q128/'Historical scenario - input'!$D113),\"\")","v":""},{"$f":"IFERROR(IF(OR(R128=\"\",'Historical scenario - input'!$D113=\"\"),\"\",R128/'Historical scenario - input'!$D113),\"\")","v":""},{"$f":"IFERROR(IF(OR(S128=\"\",'Historical scenario - input'!$D113=\"\"),\"\",S128/'Historical scenario - input'!$D113),\"\")","v":""},{"$f":"IFERROR(IF(OR(T128=\"\",'Historical scenario - input'!$D113=\"\"),\"\",T128/'Historical scenario - input'!$D113),\"\")","v":""},{"$f":"IFERROR(IF(OR(U128=\"\",'Historical scenario - input'!$D113=\"\"),\"\",U128/'Historical scenario - input'!$D113),\"\")","v":""},{"$f":"IFERROR(IF(OR(V128=\"\",'Historical scenario - input'!$D113=\"\"),\"\",V128/'Historical scenario - input'!$D113),\"\")","v":""},{"$f":"IFERROR(IF(OR(W128=\"\",'Historical scenario - input'!$D113=\"\"),\"\",W128/'Historical scenario - input'!$D113),\"\")","v":""}]
[{"$f":"IFERROR('Historical scenario - input'!A114,\"\")","v":""},{"$f":"IFERROR('Historical scenario - input'!B114,\"\")","v":0},{"$f":"IFERROR('Historical scenario - input'!C114,\"\")","v":0},{"$f":"IFERROR(repcalc('Historical scenario - input'!$CV114:$GH114,'Historical scenario - input'!$G114,'Historical scenario - input'!$E114,'Historical scenario - input'!$F114,20,TRUE,TRUE),\"\")","v":""},"","","","","","","","","","","","","","","","","","","",{"$f":"IFERROR(IF(OR(D129=\"\",'Historical scenario - input'!$D114=\"\"),\"\",D129/'Historical scenario - input'!$D114),\"\")","v":""},{"$f":"IFERROR(IF(OR(E129=\"\",'Historical scenario - input'!$D114=\"\"),\"\",E129/'Historical scenario - input'!$D114),\"\")","v":""},{"$f":"IFERROR(IF(OR(F129=\"\",'Historical scenario - input'!$D114=\"\"),\"\",F129/'Historical scenario - input'!$D114),\"\")","v":""},{"$f":"IFERROR(IF(OR(G129=\"\",'Historical scenario - input'!$D114=\"\"),\"\",G129/'Historical scenario - input'!$D114),\"\")","v":""},{"$f":"IFERROR(IF(OR(H129=\"\",'Historical scenario - input'!$D114=\"\"),\"\",H129/'Historical scenario - input'!$D114),\"\")","v":""},{"$f":"IFERROR(IF(OR(I129=\"\",'Historical scenario - input'!$D114=\"\"),\"\",I129/'Historical scenario - input'!$D114),\"\")","v":""},{"$f":"IFERROR(IF(OR(J129=\"\",'Historical scenario - input'!$D114=\"\"),\"\",J129/'Historical scenario - input'!$D114),\"\")","v":""},{"$f":"IFERROR(IF(OR(K129=\"\",'Historical scenario - input'!$D114=\"\"),\"\",K129/'Historical scenario - input'!$D114),\"\")","v":""},{"$f":"IFERROR(IF(OR(L129=\"\",'Historical scenario - input'!$D114=\"\"),\"\",L129/'Historical scenario - input'!$D114),\"\")","v":""},{"$f":"IFERROR(IF(OR(M129=\"\",'Historical scenario - input'!$D114=\"\"),\"\",M129/'Historical scenario - input'!$D114),\"\")","v":""},{"$f":"IFERROR(IF(OR(N129=\"\",'Historical scenario - input'!$D114=\"\"),\"\",N129/'Historical scenario - input'!$D114),\"\")","v":""},{"$f":"IFERROR(IF(OR(O129=\"\",'Historical scenario - input'!$D114=\"\"),\"\",O129/'Historical scenario - input'!$D114),\"\")","v":""},{"$f":"IFERROR(IF(OR(P129=\"\",'Historical scenario - input'!$D114=\"\"),\"\",P129/'Historical scenario - input'!$D114),\"\")","v":""},{"$f":"IFERROR(IF(OR(Q129=\"\",'Historical scenario - input'!$D114=\"\"),\"\",Q129/'Historical scenario - input'!$D114),\"\")","v":""},{"$f":"IFERROR(IF(OR(R129=\"\",'Historical scenario - input'!$D114=\"\"),\"\",R129/'Historical scenario - input'!$D114),\"\")","v":""},{"$f":"IFERROR(IF(OR(S129=\"\",'Historical scenario - input'!$D114=\"\"),\"\",S129/'Historical scenario - input'!$D114),\"\")","v":""},{"$f":"IFERROR(IF(OR(T129=\"\",'Historical scenario - input'!$D114=\"\"),\"\",T129/'Historical scenario - input'!$D114),\"\")","v":""},{"$f":"IFERROR(IF(OR(U129=\"\",'Historical scenario - input'!$D114=\"\"),\"\",U129/'Historical scenario - input'!$D114),\"\")","v":""},{"$f":"IFERROR(IF(OR(V129=\"\",'Historical scenario - input'!$D114=\"\"),\"\",V129/'Historical scenario - input'!$D114),\"\")","v":""},{"$f":"IFERROR(IF(OR(W129=\"\",'Historical scenario - input'!$D114=\"\"),\"\",W129/'Historical scenario - input'!$D114),\"\")","v":""}]
[{"$f":"IFERROR('Historical scenario - input'!A115,\"\")","v":""},{"$f":"IFERROR('Historical scenario - input'!B115,\"\")","v":0},{"$f":"IFERROR('Historical scenario - input'!C115,\"\")","v":0},{"$f":"IFERROR(repcalc('Historical scenario - input'!$CV115:$GH115,'Historical scenario - input'!$G115,'Historical scenario - input'!$E115,'Historical scenario - input'!$F115,20,TRUE,TRUE),\"\")","v":""},"","","","","","","","","","","","","","","","","","","",{"$f":"IFERROR(IF(OR(D130=\"\",'Historical scenario - input'!$D115=\"\"),\"\",D130/'Historical scenario - input'!$D115),\"\")","v":""},{"$f":"IFERROR(IF(OR(E130=\"\",'Historical scenario - input'!$D115=\"\"),\"\",E130/'Historical scenario - input'!$D115),\"\")","v":""},{"$f":"IFERROR(IF(OR(F130=\"\",'Historical scenario - input'!$D115=\"\"),\"\",F130/'Historical scenario - input'!$D115),\"\")","v":""},{"$f":"IFERROR(IF(OR(G130=\"\",'Historical scenario - input'!$D115=\"\"),\"\",G130/'Historical scenario - input'!$D115),\"\")","v":""},{"$f":"IFERROR(IF(OR(H130=\"\",'Historical scenario - input'!$D115=\"\"),\"\",H130/'Historical scenario - input'!$D115),\"\")","v":""},{"$f":"IFERROR(IF(OR(I130=\"\",'Historical scenario - input'!$D115=\"\"),\"\",I130/'Historical scenario - input'!$D115),\"\")","v":""},{"$f":"IFERROR(IF(OR(J130=\"\",'Historical scenario - input'!$D115=\"\"),\"\",J130/'Historical scenario - input'!$D115),\"\")","v":""},{"$f":"IFERROR(IF(OR(K130=\"\",'Historical scenario - input'!$D115=\"\"),\"\",K130/'Historical scenario - input'!$D115),\"\")","v":""},{"$f":"IFERROR(IF(OR(L130=\"\",'Historical scenario - input'!$D115=\"\"),\"\",L130/'Historical scenario - input'!$D115),\"\")","v":""},{"$f":"IFERROR(IF(OR(M130=\"\",'Historical scenario - input'!$D115=\"\"),\"\",M130/'Historical scenario - input'!$D115),\"\")","v":""},{"$f":"IFERROR(IF(OR(N130=\"\",'Historical scenario - input'!$D115=\"\"),\"\",N130/'Historical scenario - input'!$D115),\"\")","v":""},{"$f":"IFERROR(IF(OR(O130=\"\",'Historical scenario - input'!$D115=\"\"),\"\",O130/'Historical scenario - input'!$D115),\"\")","v":""},{"$f":"IFERROR(IF(OR(P130=\"\",'Historical scenario - input'!$D115=\"\"),\"\",P130/'Historical scenario - input'!$D115),\"\")","v":""},{"$f":"IFERROR(IF(OR(Q130=\"\",'Historical scenario - input'!$D115=\"\"),\"\",Q130/'Historical scenario - input'!$D115),\"\")","v":""},{"$f":"IFERROR(IF(OR(R130=\"\",'Historical scenario - input'!$D115=\"\"),\"\",R130/'Historical scenario - input'!$D115),\"\")","v":""},{"$f":"IFERROR(IF(OR(S130=\"\",'Historical scenario - input'!$D115=\"\"),\"\",S130/'Historical scenario - input'!$D115),\"\")","v":""},{"$f":"IFERROR(IF(OR(T130=\"\",'Historical scenario - input'!$D115=\"\"),\"\",T130/'Historical scenario - input'!$D115),\"\")","v":""},{"$f":"IFERROR(IF(OR(U130=\"\",'Historical scenario - input'!$D115=\"\"),\"\",U130/'Historical scenario - input'!$D115),\"\")","v":""},{"$f":"IFERROR(IF(OR(V130=\"\",'Historical scenario - input'!$D115=\"\"),\"\",V130/'Historical scenario - input'!$D115),\"\")","v":""},{"$f":"IFERROR(IF(OR(W130=\"\",'Historical scenario - input'!$D115=\"\"),\"\",W130/'Historical scenario - input'!$D115),\"\")","v":""}]
[{"$f":"IFERROR('Historical scenario - input'!A116,\"\")","v":""},{"$f":"IFERROR('Historical scenario - input'!B116,\"\")","v":0},{"$f":"IFERROR('Historical scenario - input'!C116,\"\")","v":0},{"$f":"IFERROR(repcalc('Historical scenario - input'!$CV116:$GH116,'Historical scenario - input'!$G116,'Historical scenario - input'!$E116,'Historical scenario - input'!$F116,20,TRUE,TRUE),\"\")","v":""},"","","","","","","","","","","","","","","","","","","",{"$f":"IFERROR(IF(OR(D131=\"\",'Historical scenario - input'!$D116=\"\"),\"\",D131/'Historical scenario - input'!$D116),\"\")","v":""},{"$f":"IFERROR(IF(OR(E131=\"\",'Historical scenario - input'!$D116=\"\"),\"\",E131/'Historical scenario - input'!$D116),\"\")","v":""},{"$f":"IFERROR(IF(OR(F131=\"\",'Historical scenario - input'!$D116=\"\"),\"\",F131/'Historical scenario - input'!$D116),\"\")","v":""},{"$f":"IFERROR(IF(OR(G131=\"\",'Historical scenario - input'!$D116=\"\"),\"\",G131/'Historical scenario - input'!$D116),\"\")","v":""},{"$f":"IFERROR(IF(OR(H131=\"\",'Historical scenario - input'!$D116=\"\"),\"\",H131/'Historical scenario - input'!$D116),\"\")","v":""},{"$f":"IFERROR(IF(OR(I131=\"\",'Historical scenario - input'!$D116=\"\"),\"\",I131/'Historical scenario - input'!$D116),\"\")","v":""},{"$f":"IFERROR(IF(OR(J131=\"\",'Historical scenario - input'!$D116=\"\"),\"\",J131/'Historical scenario - input'!$D116),\"\")","v":""},{"$f":"IFERROR(IF(OR(K131=\"\",'Historical scenario - input'!$D116=\"\"),\"\",K131/'Historical scenario - input'!$D116),\"\")","v":""},{"$f":"IFERROR(IF(OR(L131=\"\",'Historical scenario - input'!$D116=\"\"),\"\",L131/'Historical scenario - input'!$D116),\"\")","v":""},{"$f":"IFERROR(IF(OR(M131=\"\",'Historical scenario - input'!$D116=\"\"),\"\",M131/'Historical scenario - input'!$D116),\"\")","v":""},{"$f":"IFERROR(IF(OR(N131=\"\",'Historical scenario - input'!$D116=\"\"),\"\",N131/'Historical scenario - input'!$D116),\"\")","v":""},{"$f":"IFERROR(IF(OR(O131=\"\",'Historical scenario - input'!$D116=\"\"),\"\",O131/'Historical scenario - input'!$D116),\"\")","v":""},{"$f":"IFERROR(IF(OR(P131=\"\",'Historical scenario - input'!$D116=\"\"),\"\",P131/'Historical scenario - input'!$D116),\"\")","v":""},{"$f":"IFERROR(IF(OR(Q131=\"\",'Historical scenario - input'!$D116=\"\"),\"\",Q131/'Historical scenario - input'!$D116),\"\")","v":""},{"$f":"IFERROR(IF(OR(R131=\"\",'Historical scenario - input'!$D116=\"\"),\"\",R131/'Historical scenario - input'!$D116),\"\")","v":""},{"$f":"IFERROR(IF(OR(S131=\"\",'Historical scenario - input'!$D116=\"\"),\"\",S131/'Historical scenario - input'!$D116),\"\")","v":""},{"$f":"IFERROR(IF(OR(T131=\"\",'Historical scenario - input'!$D116=\"\"),\"\",T131/'Historical scenario - input'!$D116),\"\")","v":""},{"$f":"IFERROR(IF(OR(U131=\"\",'Historical scenario - input'!$D116=\"\"),\"\",U131/'Historical scenario - input'!$D116),\"\")","v":""},{"$f":"IFERROR(IF(OR(V131=\"\",'Historical scenario - input'!$D116=\"\"),\"\",V131/'Historical scenario - input'!$D116),\"\")","v":""},{"$f":"IFERROR(IF(OR(W131=\"\",'Historical scenario - input'!$D116=\"\"),\"\",W131/'Historical scenario - input'!$D116),\"\")","v":""}]
[{"$f":"IFERROR('Historical scenario - input'!A117,\"\")","v":""},{"$f":"IFERROR('Historical scenario - input'!B117,\"\")","v":0},{"$f":"IFERROR('Historical scenario - input'!C117,\"\")","v":0},{"$f":"IFERROR(repcalc('Historical scenario - input'!$CV117:$GH117,'Historical scenario - input'!$G117,'Historical scenario - input'!$E117,'Historical scenario - input'!$F117,20,TRUE,TRUE),\"\")","v":""},"","","","","","","","","","","","","","","","","","","",{"$f":"IFERROR(IF(OR(D132=\"\",'Historical scenario - input'!$D117=\"\"),\"\",D132/'Historical scenario - input'!$D117),\"\")","v":""},{"$f":"IFERROR(IF(OR(E132=\"\",'Historical scenario - input'!$D117=\"\"),\"\",E132/'Historical scenario - input'!$D117),\"\")","v":""},{"$f":"IFERROR(IF(OR(F132=\"\",'Historical scenario - input'!$D117=\"\"),\"\",F132/'Historical scenario - input'!$D117),\"\")","v":""},{"$f":"IFERROR(IF(OR(G132=\"\",'Historical scenario - input'!$D117=\"\"),\"\",G132/'Historical scenario - input'!$D117),\"\")","v":""},{"$f":"IFERROR(IF(OR(H132=\"\",'Historical scenario - input'!$D117=\"\"),\"\",H132/'Historical scenario - input'!$D117),\"\")","v":""},{"$f":"IFERROR(IF(OR(I132=\"\",'Historical scenario - input'!$D117=\"\"),\"\",I132/'Historical scenario - input'!$D117),\"\")","v":""},{"$f":"IFERROR(IF(OR(J132=\"\",'Historical scenario - input'!$D117=\"\"),\"\",J132/'Historical scenario - input'!$D117),\"\")","v":""},{"$f":"IFERROR(IF(OR(K132=\"\",'Historical scenario - input'!$D117=\"\"),\"\",K132/'Historical scenario - input'!$D117),\"\")","v":""},{"$f":"IFERROR(IF(OR(L132=\"\",'Historical scenario - input'!$D117=\"\"),\"\",L132/'Historical scenario - input'!$D117),\"\")","v":""},{"$f":"IFERROR(IF(OR(M132=\"\",'Historical scenario - input'!$D117=\"\"),\"\",M132/'Historical scenario - input'!$D117),\"\")","v":""},{"$f":"IFERROR(IF(OR(N132=\"\",'Historical scenario - input'!$D117=\"\"),\"\",N132/'Historical scenario - input'!$D117),\"\")","v":""},{"$f":"IFERROR(IF(OR(O132=\"\",'Historical scenario - input'!$D117=\"\"),\"\",O132/'Historical scenario - input'!$D117),\"\")","v":""},{"$f":"IFERROR(IF(OR(P132=\"\",'Historical scenario - input'!$D117=\"\"),\"\",P132/'Historical scenario - input'!$D117),\"\")","v":""},{"$f":"IFERROR(IF(OR(Q132=\"\",'Historical scenario - input'!$D117=\"\"),\"\",Q132/'Historical scenario - input'!$D117),\"\")","v":""},{"$f":"IFERROR(IF(OR(R132=\"\",'Historical scenario - input'!$D117=\"\"),\"\",R132/'Historical scenario - input'!$D117),\"\")","v":""},{"$f":"IFERROR(IF(OR(S132=\"\",'Historical scenario - input'!$D117=\"\"),\"\",S132/'Historical scenario - input'!$D117),\"\")","v":""},{"$f":"IFERROR(IF(OR(T132=\"\",'Historical scenario - input'!$D117=\"\"),\"\",T132/'Historical scenario - input'!$D117),\"\")","v":""},{"$f":"IFERROR(IF(OR(U132=\"\",'Historical scenario - input'!$D117=\"\"),\"\",U132/'Historical scenario - input'!$D117),\"\")","v":""},{"$f":"IFERROR(IF(OR(V132=\"\",'Historical scenario - input'!$D117=\"\"),\"\",V132/'Historical scenario - input'!$D117),\"\")","v":""},{"$f":"IFERROR(IF(OR(W132=\"\",'Historical scenario - input'!$D117=\"\"),\"\",W132/'Historical scenario - input'!$D117),\"\")","v":""}]
[{"$f":"IFERROR('Historical scenario - input'!A118,\"\")","v":""},{"$f":"IFERROR('Historical scenario - input'!B118,\"\")","v":0},{"$f":"IFERROR('Historical scenario - input'!C118,\"\")","v":0},{"$f":"IFERROR(repcalc('Historical scenario - input'!$CV118:$GH118,'Historical scenario - input'!$G118,'Historical scenario - input'!$E118,'Historical scenario - input'!$F118,20,TRUE,TRUE),\"\")","v":""},"","","","","","","","","","","","","","","","","","","",{"$f":"IFERROR(IF(OR(D133=\"\",'Historical scenario - input'!$D118=\"\"),\"\",D133/'Historical scenario - input'!$D118),\"\")","v":""},{"$f":"IFERROR(IF(OR(E133=\"\",'Historical scenario - input'!$D118=\"\"),\"\",E133/'Historical scenario - input'!$D118),\"\")","v":""},{"$f":"IFERROR(IF(OR(F133=\"\",'Historical scenario - input'!$D118=\"\"),\"\",F133/'Historical scenario - input'!$D118),\"\")","v":""},{"$f":"IFERROR(IF(OR(G133=\"\",'Historical scenario - input'!$D118=\"\"),\"\",G133/'Historical scenario - input'!$D118),\"\")","v":""},{"$f":"IFERROR(IF(OR(H133=\"\",'Historical scenario - input'!$D118=\"\"),\"\",H133/'Historical scenario - input'!$D118),\"\")","v":""},{"$f":"IFERROR(IF(OR(I133=\"\",'Historical scenario - input'!$D118=\"\"),\"\",I133/'Historical scenario - input'!$D118),\"\")","v":""},{"$f":"IFERROR(IF(OR(J133=\"\",'Historical scenario - input'!$D118=\"\"),\"\",J133/'Historical scenario - input'!$D118),\"\")","v":""},{"$f":"IFERROR(IF(OR(K133=\"\",'Historical scenario - input'!$D118=\"\"),\"\",K133/'Historical scenario - input'!$D118),\"\")","v":""},{"$f":"IFERROR(IF(OR(L133=\"\",'Historical scenario - input'!$D118=\"\"),\"\",L133/'Historical scenario - input'!$D118),\"\")","v":""},{"$f":"IFERROR(IF(OR(M133=\"\",'Historical scenario - input'!$D118=\"\"),\"\",M133/'Historical scenario - input'!$D118),\"\")","v":""},{"$f":"IFERROR(IF(OR(N133=\"\",'Historical scenario - input'!$D118=\"\"),\"\",N133/'Historical scenario - input'!$D118),\"\")","v":""},{"$f":"IFERROR(IF(OR(O133=\"\",'Historical scenario - input'!$D118=\"\"),\"\",O133/'Historical scenario - input'!$D118),\"\")","v":""},{"$f":"IFERROR(IF(OR(P133=\"\",'Historical scenario - input'!$D118=\"\"),\"\",P133/'Historical scenario - input'!$D118),\"\")","v":""},{"$f":"IFERROR(IF(OR(Q133=\"\",'Historical scenario - input'!$D118=\"\"),\"\",Q133/'Historical scenario - input'!$D118),\"\")","v":""},{"$f":"IFERROR(IF(OR(R133=\"\",'Historical scenario - input'!$D118=\"\"),\"\",R133/'Historical scenario - input'!$D118),\"\")","v":""},{"$f":"IFERROR(IF(OR(S133=\"\",'Historical scenario - input'!$D118=\"\"),\"\",S133/'Historical scenario - input'!$D118),\"\")","v":""},{"$f":"IFERROR(IF(OR(T133=\"\",'Historical scenario - input'!$D118=\"\"),\"\",T133/'Historical scenario - input'!$D118),\"\")","v":""},{"$f":"IFERROR(IF(OR(U133=\"\",'Historical scenario - input'!$D118=\"\"),\"\",U133/'Historical scenario - input'!$D118),\"\")","v":""},{"$f":"IFERROR(IF(OR(V133=\"\",'Historical scenario - input'!$D118=\"\"),\"\",V133/'Historical scenario - input'!$D118),\"\")","v":""},{"$f":"IFERROR(IF(OR(W133=\"\",'Historical scenario - input'!$D118=\"\"),\"\",W133/'Historical scenario - input'!$D118),\"\")","v":""}]
[{"$f":"IFERROR('Historical scenario - input'!A119,\"\")","v":""},{"$f":"IFERROR('Historical scenario - input'!B119,\"\")","v":0},{"$f":"IFERROR('Historical scenario - input'!C119,\"\")","v":0},{"$f":"IFERROR(repcalc('Historical scenario - input'!$CV119:$GH119,'Historical scenario - input'!$G119,'Historical scenario - input'!$E119,'Historical scenario - input'!$F119,20,TRUE,TRUE),\"\")","v":""},"","","","","","","","","","","","","","","","","","","",{"$f":"IFERROR(IF(OR(D134=\"\",'Historical scenario - input'!$D119=\"\"),\"\",D134/'Historical scenario - input'!$D119),\"\")","v":""},{"$f":"IFERROR(IF(OR(E134=\"\",'Historical scenario - input'!$D119=\"\"),\"\",E134/'Historical scenario - input'!$D119),\"\")","v":""},{"$f":"IFERROR(IF(OR(F134=\"\",'Historical scenario - input'!$D119=\"\"),\"\",F134/'Historical scenario - input'!$D119),\"\")","v":""},{"$f":"IFERROR(IF(OR(G134=\"\",'Historical scenario - input'!$D119=\"\"),\"\",G134/'Historical scenario - input'!$D119),\"\")","v":""},{"$f":"IFERROR(IF(OR(H134=\"\",'Historical scenario - input'!$D119=\"\"),\"\",H134/'Historical scenario - input'!$D119),\"\")","v":""},{"$f":"IFERROR(IF(OR(I134=\"\",'Historical scenario - input'!$D119=\"\"),\"\",I134/'Historical scenario - input'!$D119),\"\")","v":""},{"$f":"IFERROR(IF(OR(J134=\"\",'Historical scenario - input'!$D119=\"\"),\"\",J134/'Historical scenario - input'!$D119),\"\")","v":""},{"$f":"IFERROR(IF(OR(K134=\"\",'Historical scenario - input'!$D119=\"\"),\"\",K134/'Historical scenario - input'!$D119),\"\")","v":""},{"$f":"IFERROR(IF(OR(L134=\"\",'Historical scenario - input'!$D119=\"\"),\"\",L134/'Historical scenario - input'!$D119),\"\")","v":""},{"$f":"IFERROR(IF(OR(M134=\"\",'Historical scenario - input'!$D119=\"\"),\"\",M134/'Historical scenario - input'!$D119),\"\")","v":""},{"$f":"IFERROR(IF(OR(N134=\"\",'Historical scenario - input'!$D119=\"\"),\"\",N134/'Historical scenario - input'!$D119),\"\")","v":""},{"$f":"IFERROR(IF(OR(O134=\"\",'Historical scenario - input'!$D119=\"\"),\"\",O134/'Historical scenario - input'!$D119),\"\")","v":""},{"$f":"IFERROR(IF(OR(P134=\"\",'Historical scenario - input'!$D119=\"\"),\"\",P134/'Historical scenario - input'!$D119),\"\")","v":""},{"$f":"IFERROR(IF(OR(Q134=\"\",'Historical scenario - input'!$D119=\"\"),\"\",Q134/'Historical scenario - input'!$D119),\"\")","v":""},{"$f":"IFERROR(IF(OR(R134=\"\",'Historical scenario - input'!$D119=\"\"),\"\",R134/'Historical scenario - input'!$D119),\"\")","v":""},{"$f":"IFERROR(IF(OR(S134=\"\",'Historical scenario - input'!$D119=\"\"),\"\",S134/'Historical scenario - input'!$D119),\"\")","v":""},{"$f":"IFERROR(IF(OR(T134=\"\",'Historical scenario - input'!$D119=\"\"),\"\",T134/'Historical scenario - input'!$D119),\"\")","v":""},{"$f":"IFERROR(IF(OR(U134=\"\",'Historical scenario - input'!$D119=\"\"),\"\",U134/'Historical scenario - input'!$D119),\"\")","v":""},{"$f":"IFERROR(IF(OR(V134=\"\",'Historical scenario - input'!$D119=\"\"),\"\",V134/'Historical scenario - input'!$D119),\"\")","v":""},{"$f":"IFERROR(IF(OR(W134=\"\",'Historical scenario - input'!$D119=\"\"),\"\",W134/'Historical scenario - input'!$D119),\"\")","v":""}]
[{"$f":"IFERROR('Historical scenario - input'!A120,\"\")","v":""},{"$f":"IFERROR('Historical scenario - input'!B120,\"\")","v":0},{"$f":"IFERROR('Historical scenario - input'!C120,\"\")","v":0},{"$f":"IFERROR(repcalc('Historical scenario - input'!$CV120:$GH120,'Historical scenario - input'!$G120,'Historical scenario - input'!$E120,'Historical scenario - input'!$F120,20,TRUE,TRUE),\"\")","v":""},"","","","","","","","","","","","","","","","","","","",{"$f":"IFERROR(IF(OR(D135=\"\",'Historical scenario - input'!$D120=\"\"),\"\",D135/'Historical scenario - input'!$D120),\"\")","v":""},{"$f":"IFERROR(IF(OR(E135=\"\",'Historical scenario - input'!$D120=\"\"),\"\",E135/'Historical scenario - input'!$D120),\"\")","v":""},{"$f":"IFERROR(IF(OR(F135=\"\",'Historical scenario - input'!$D120=\"\"),\"\",F135/'Historical scenario - input'!$D120),\"\")","v":""},{"$f":"IFERROR(IF(OR(G135=\"\",'Historical scenario - input'!$D120=\"\"),\"\",G135/'Historical scenario - input'!$D120),\"\")","v":""},{"$f":"IFERROR(IF(OR(H135=\"\",'Historical scenario - input'!$D120=\"\"),\"\",H135/'Historical scenario - input'!$D120),\"\")","v":""},{"$f":"IFERROR(IF(OR(I135=\"\",'Historical scenario - input'!$D120=\"\"),\"\",I135/'Historical scenario - input'!$D120),\"\")","v":""},{"$f":"IFERROR(IF(OR(J135=\"\",'Historical scenario - input'!$D120=\"\"),\"\",J135/'Historical scenario - input'!$D120),\"\")","v":""},{"$f":"IFERROR(IF(OR(K135=\"\",'Historical scenario - input'!$D120=\"\"),\"\",K135/'Historical scenario - input'!$D120),\"\")","v":""},{"$f":"IFERROR(IF(OR(L135=\"\",'Historical scenario - input'!$D120=\"\"),\"\",L135/'Historical scenario - input'!$D120),\"\")","v":""},{"$f":"IFERROR(IF(OR(M135=\"\",'Historical scenario - input'!$D120=\"\"),\"\",M135/'Historical scenario - input'!$D120),\"\")","v":""},{"$f":"IFERROR(IF(OR(N135=\"\",'Historical scenario - input'!$D120=\"\"),\"\",N135/'Historical scenario - input'!$D120),\"\")","v":""},{"$f":"IFERROR(IF(OR(O135=\"\",'Historical scenario - input'!$D120=\"\"),\"\",O135/'Historical scenario - input'!$D120),\"\")","v":""},{"$f":"IFERROR(IF(OR(P135=\"\",'Historical scenario - input'!$D120=\"\"),\"\",P135/'Historical scenario - input'!$D120),\"\")","v":""},{"$f":"IFERROR(IF(OR(Q135=\"\",'Historical scenario - input'!$D120=\"\"),\"\",Q135/'Historical scenario - input'!$D120),\"\")","v":""},{"$f":"IFERROR(IF(OR(R135=\"\",'Historical scenario - input'!$D120=\"\"),\"\",R135/'Historical scenario - input'!$D120),\"\")","v":""},{"$f":"IFERROR(IF(OR(S135=\"\",'Historical scenario - input'!$D120=\"\"),\"\",S135/'Historical scenario - input'!$D120),\"\")","v":""},{"$f":"IFERROR(IF(OR(T135=\"\",'Historical scenario - input'!$D120=\"\"),\"\",T135/'Historical scenario - input'!$D120),\"\")","v":""},{"$f":"IFERROR(IF(OR(U135=\"\",'Historical scenario - input'!$D120=\"\"),\"\",U135/'Historical scenario - input'!$D120),\"\")","v":""},{"$f":"IFERROR(IF(OR(V135=\"\",'Historical scenario - input'!$D120=\"\"),\"\",V135/'Historical scenario - input'!$D120),\"\")","v":""},{"$f":"IFERROR(IF(OR(W135=\"\",'Historical scenario - input'!$D120=\"\"),\"\",W135/'Historical scenario - input'!$D120),\"\")","v":""}]
[{"$f":"IFERROR('Historical scenario - input'!A121,\"\")","v":""},{"$f":"IFERROR('Historical scenario - input'!B121,\"\")","v":0},{"$f":"IFERROR('Historical scenario - input'!C121,\"\")","v":0},{"$f":"IFERROR(repcalc('Historical scenario - input'!$CV121:$GH121,'Historical scenario - input'!$G121,'Historical scenario - input'!$E121,'Historical scenario - input'!$F121,20,TRUE,TRUE),\"\")","v":""},"","","","","","","","","","","","","","","","","","","",{"$f":"IFERROR(IF(OR(D136=\"\",'Historical scenario - input'!$D121=\"\"),\"\",D136/'Historical scenario - input'!$D121),\"\")","v":""},{"$f":"IFERROR(IF(OR(E136=\"\",'Historical scenario - input'!$D121=\"\"),\"\",E136/'Historical scenario - input'!$D121),\"\")","v":""},{"$f":"IFERROR(IF(OR(F136=\"\",'Historical scenario - input'!$D121=\"\"),\"\",F136/'Historical scenario - input'!$D121),\"\")","v":""},{"$f":"IFERROR(IF(OR(G136=\"\",'Historical scenario - input'!$D121=\"\"),\"\",G136/'Historical scenario - input'!$D121),\"\")","v":""},{"$f":"IFERROR(IF(OR(H136=\"\",'Historical scenario - input'!$D121=\"\"),\"\",H136/'Historical scenario - input'!$D121),\"\")","v":""},{"$f":"IFERROR(IF(OR(I136=\"\",'Historical scenario - input'!$D121=\"\"),\"\",I136/'Historical scenario - input'!$D121),\"\")","v":""},{"$f":"IFERROR(IF(OR(J136=\"\",'Historical scenario - input'!$D121=\"\"),\"\",J136/'Historical scenario - input'!$D121),\"\")","v":""},{"$f":"IFERROR(IF(OR(K136=\"\",'Historical scenario - input'!$D121=\"\"),\"\",K136/'Historical scenario - input'!$D121),\"\")","v":""},{"$f":"IFERROR(IF(OR(L136=\"\",'Historical scenario - input'!$D121=\"\"),\"\",L136/'Historical scenario - input'!$D121),\"\")","v":""},{"$f":"IFERROR(IF(OR(M136=\"\",'Historical scenario - input'!$D121=\"\"),\"\",M136/'Historical scenario - input'!$D121),\"\")","v":""},{"$f":"IFERROR(IF(OR(N136=\"\",'Historical scenario - input'!$D121=\"\"),\"\",N136/'Historical scenario - input'!$D121),\"\")","v":""},{"$f":"IFERROR(IF(OR(O136=\"\",'Historical scenario - input'!$D121=\"\"),\"\",O136/'Historical scenario - input'!$D121),\"\")","v":""},{"$f":"IFERROR(IF(OR(P136=\"\",'Historical scenario - input'!$D121=\"\"),\"\",P136/'Historical scenario - input'!$D121),\"\")","v":""},{"$f":"IFERROR(IF(OR(Q136=\"\",'Historical scenario - input'!$D121=\"\"),\"\",Q136/'Historical scenario - input'!$D121),\"\")","v":""},{"$f":"IFERROR(IF(OR(R136=\"\",'Historical scenario - input'!$D121=\"\"),\"\",R136/'Historical scenario - input'!$D121),\"\")","v":""},{"$f":"IFERROR(IF(OR(S136=\"\",'Historical scenario - input'!$D121=\"\"),\"\",S136/'Historical scenario - input'!$D121),\"\")","v":""},{"$f":"IFERROR(IF(OR(T136=\"\",'Historical scenario - input'!$D121=\"\"),\"\",T136/'Historical scenario - input'!$D121),\"\")","v":""},{"$f":"IFERROR(IF(OR(U136=\"\",'Historical scenario - input'!$D121=\"\"),\"\",U136/'Historical scenario - input'!$D121),\"\")","v":""},{"$f":"IFERROR(IF(OR(V136=\"\",'Historical scenario - input'!$D121=\"\"),\"\",V136/'Historical scenario - input'!$D121),\"\")","v":""},{"$f":"IFERROR(IF(OR(W136=\"\",'Historical scenario - input'!$D121=\"\"),\"\",W136/'Historical scenario - input'!$D121),\"\")","v":""}]
[{"$f":"IFERROR('Historical scenario - input'!A122,\"\")","v":""},{"$f":"IFERROR('Historical scenario - input'!B122,\"\")","v":0},{"$f":"IFERROR('Historical scenario - input'!C122,\"\")","v":0},{"$f":"IFERROR(repcalc('Historical scenario - input'!$CV122:$GH122,'Historical scenario - input'!$G122,'Historical scenario - input'!$E122,'Historical scenario - input'!$F122,20,TRUE,TRUE),\"\")","v":""},"","","","","","","","","","","","","","","","","","","",{"$f":"IFERROR(IF(OR(D137=\"\",'Historical scenario - input'!$D122=\"\"),\"\",D137/'Historical scenario - input'!$D122),\"\")","v":""},{"$f":"IFERROR(IF(OR(E137=\"\",'Historical scenario - input'!$D122=\"\"),\"\",E137/'Historical scenario - input'!$D122),\"\")","v":""},{"$f":"IFERROR(IF(OR(F137=\"\",'Historical scenario - input'!$D122=\"\"),\"\",F137/'Historical scenario - input'!$D122),\"\")","v":""},{"$f":"IFERROR(IF(OR(G137=\"\",'Historical scenario - input'!$D122=\"\"),\"\",G137/'Historical scenario - input'!$D122),\"\")","v":""},{"$f":"IFERROR(IF(OR(H137=\"\",'Historical scenario - input'!$D122=\"\"),\"\",H137/'Historical scenario - input'!$D122),\"\")","v":""},{"$f":"IFERROR(IF(OR(I137=\"\",'Historical scenario - input'!$D122=\"\"),\"\",I137/'Historical scenario - input'!$D122),\"\")","v":""},{"$f":"IFERROR(IF(OR(J137=\"\",'Historical scenario - input'!$D122=\"\"),\"\",J137/'Historical scenario - input'!$D122),\"\")","v":""},{"$f":"IFERROR(IF(OR(K137=\"\",'Historical scenario - input'!$D122=\"\"),\"\",K137/'Historical scenario - input'!$D122),\"\")","v":""},{"$f":"IFERROR(IF(OR(L137=\"\",'Historical scenario - input'!$D122=\"\"),\"\",L137/'Historical scenario - input'!$D122),\"\")","v":""},{"$f":"IFERROR(IF(OR(M137=\"\",'Historical scenario - input'!$D122=\"\"),\"\",M137/'Historical scenario - input'!$D122),\"\")","v":""},{"$f":"IFERROR(IF(OR(N137=\"\",'Historical scenario - input'!$D122=\"\"),\"\",N137/'Historical scenario - input'!$D122),\"\")","v":""},{"$f":"IFERROR(IF(OR(O137=\"\",'Historical scenario - input'!$D122=\"\"),\"\",O137/'Historical scenario - input'!$D122),\"\")","v":""},{"$f":"IFERROR(IF(OR(P137=\"\",'Historical scenario - input'!$D122=\"\"),\"\",P137/'Historical scenario - input'!$D122),\"\")","v":""},{"$f":"IFERROR(IF(OR(Q137=\"\",'Historical scenario - input'!$D122=\"\"),\"\",Q137/'Historical scenario - input'!$D122),\"\")","v":""},{"$f":"IFERROR(IF(OR(R137=\"\",'Historical scenario - input'!$D122=\"\"),\"\",R137/'Historical scenario - input'!$D122),\"\")","v":""},{"$f":"IFERROR(IF(OR(S137=\"\",'Historical scenario - input'!$D122=\"\"),\"\",S137/'Historical scenario - input'!$D122),\"\")","v":""},{"$f":"IFERROR(IF(OR(T137=\"\",'Historical scenario - input'!$D122=\"\"),\"\",T137/'Historical scenario - input'!$D122),\"\")","v":""},{"$f":"IFERROR(IF(OR(U137=\"\",'Historical scenario - input'!$D122=\"\"),\"\",U137/'Historical scenario - input'!$D122),\"\")","v":""},{"$f":"IFERROR(IF(OR(V137=\"\",'Historical scenario - input'!$D122=\"\"),\"\",V137/'Historical scenario - input'!$D122),\"\")","v":""},{"$f":"IFERROR(IF(OR(W137=\"\",'Historical scenario - input'!$D122=\"\"),\"\",W137/'Historical scenario - input'!$D122),\"\")","v":""}]
[{"$f":"IFERROR('Historical scenario - input'!A123,\"\")","v":""},{"$f":"IFERROR('Historical scenario - input'!B123,\"\")","v":0},{"$f":"IFERROR('Historical scenario - input'!C123,\"\")","v":0},{"$f":"IFERROR(repcalc('Historical scenario - input'!$CV123:$GH123,'Historical scenario - input'!$G123,'Historical scenario - input'!$E123,'Historical scenario - input'!$F123,20,TRUE,TRUE),\"\")","v":""},"","","","","","","","","","","","","","","","","","","",{"$f":"IFERROR(IF(OR(D138=\"\",'Historical scenario - input'!$D123=\"\"),\"\",D138/'Historical scenario - input'!$D123),\"\")","v":""},{"$f":"IFERROR(IF(OR(E138=\"\",'Historical scenario - input'!$D123=\"\"),\"\",E138/'Historical scenario - input'!$D123),\"\")","v":""},{"$f":"IFERROR(IF(OR(F138=\"\",'Historical scenario - input'!$D123=\"\"),\"\",F138/'Historical scenario - input'!$D123),\"\")","v":""},{"$f":"IFERROR(IF(OR(G138=\"\",'Historical scenario - input'!$D123=\"\"),\"\",G138/'Historical scenario - input'!$D123),\"\")","v":""},{"$f":"IFERROR(IF(OR(H138=\"\",'Historical scenario - input'!$D123=\"\"),\"\",H138/'Historical scenario - input'!$D123),\"\")","v":""},{"$f":"IFERROR(IF(OR(I138=\"\",'Historical scenario - input'!$D123=\"\"),\"\",I138/'Historical scenario - input'!$D123),\"\")","v":""},{"$f":"IFERROR(IF(OR(J138=\"\",'Historical scenario - input'!$D123=\"\"),\"\",J138/'Historical scenario - input'!$D123),\"\")","v":""},{"$f":"IFERROR(IF(OR(K138=\"\",'Historical scenario - input'!$D123=\"\"),\"\",K138/'Historical scenario - input'!$D123),\"\")","v":""},{"$f":"IFERROR(IF(OR(L138=\"\",'Historical scenario - input'!$D123=\"\"),\"\",L138/'Historical scenario - input'!$D123),\"\")","v":""},{"$f":"IFERROR(IF(OR(M138=\"\",'Historical scenario - input'!$D123=\"\"),\"\",M138/'Historical scenario - input'!$D123),\"\")","v":""},{"$f":"IFERROR(IF(OR(N138=\"\",'Historical scenario - input'!$D123=\"\"),\"\",N138/'Historical scenario - input'!$D123),\"\")","v":""},{"$f":"IFERROR(IF(OR(O138=\"\",'Historical scenario - input'!$D123=\"\"),\"\",O138/'Historical scenario - input'!$D123),\"\")","v":""},{"$f":"IFERROR(IF(OR(P138=\"\",'Historical scenario - input'!$D123=\"\"),\"\",P138/'Historical scenario - input'!$D123),\"\")","v":""},{"$f":"IFERROR(IF(OR(Q138=\"\",'Historical scenario - input'!$D123=\"\"),\"\",Q138/'Historical scenario - input'!$D123),\"\")","v":""},{"$f":"IFERROR(IF(OR(R138=\"\",'Historical scenario - input'!$D123=\"\"),\"\",R138/'Historical scenario - input'!$D123),\"\")","v":""},{"$f":"IFERROR(IF(OR(S138=\"\",'Historical scenario - input'!$D123=\"\"),\"\",S138/'Historical scenario - input'!$D123),\"\")","v":""},{"$f":"IFERROR(IF(OR(T138=\"\",'Historical scenario - input'!$D123=\"\"),\"\",T138/'Historical scenario - input'!$D123),\"\")","v":""},{"$f":"IFERROR(IF(OR(U138=\"\",'Historical scenario - input'!$D123=\"\"),\"\",U138/'Historical scenario - input'!$D123),\"\")","v":""},{"$f":"IFERROR(IF(OR(V138=\"\",'Historical scenario - input'!$D123=\"\"),\"\",V138/'Historical scenario - input'!$D123),\"\")","v":""},{"$f":"IFERROR(IF(OR(W138=\"\",'Historical scenario - input'!$D123=\"\"),\"\",W138/'Historical scenario - input'!$D123),\"\")","v":""}]
[{"$f":"IFERROR('Historical scenario - input'!A124,\"\")","v":""},{"$f":"IFERROR('Historical scenario - input'!B124,\"\")","v":0},{"$f":"IFERROR('Historical scenario - input'!C124,\"\")","v":0},{"$f":"IFERROR(repcalc('Historical scenario - input'!$CV124:$GH124,'Historical scenario - input'!$G124,'Historical scenario - input'!$E124,'Historical scenario - input'!$F124,20,TRUE,TRUE),\"\")","v":""},"","","","","","","","","","","","","","","","","","","",{"$f":"IFERROR(IF(OR(D139=\"\",'Historical scenario - input'!$D124=\"\"),\"\",D139/'Historical scenario - input'!$D124),\"\")","v":""},{"$f":"IFERROR(IF(OR(E139=\"\",'Historical scenario - input'!$D124=\"\"),\"\",E139/'Historical scenario - input'!$D124),\"\")","v":""},{"$f":"IFERROR(IF(OR(F139=\"\",'Historical scenario - input'!$D124=\"\"),\"\",F139/'Historical scenario - input'!$D124),\"\")","v":""},{"$f":"IFERROR(IF(OR(G139=\"\",'Historical scenario - input'!$D124=\"\"),\"\",G139/'Historical scenario - input'!$D124),\"\")","v":""},{"$f":"IFERROR(IF(OR(H139=\"\",'Historical scenario - input'!$D124=\"\"),\"\",H139/'Historical scenario - input'!$D124),\"\")","v":""},{"$f":"IFERROR(IF(OR(I139=\"\",'Historical scenario - input'!$D124=\"\"),\"\",I139/'Historical scenario - input'!$D124),\"\")","v":""},{"$f":"IFERROR(IF(OR(J139=\"\",'Historical scenario - input'!$D124=\"\"),\"\",J139/'Historical scenario - input'!$D124),\"\")","v":""},{"$f":"IFERROR(IF(OR(K139=\"\",'Historical scenario - input'!$D124=\"\"),\"\",K139/'Historical scenario - input'!$D124),\"\")","v":""},{"$f":"IFERROR(IF(OR(L139=\"\",'Historical scenario - input'!$D124=\"\"),\"\",L139/'Historical scenario - input'!$D124),\"\")","v":""},{"$f":"IFERROR(IF(OR(M139=\"\",'Historical scenario - input'!$D124=\"\"),\"\",M139/'Historical scenario - input'!$D124),\"\")","v":""},{"$f":"IFERROR(IF(OR(N139=\"\",'Historical scenario - input'!$D124=\"\"),\"\",N139/'Historical scenario - input'!$D124),\"\")","v":""},{"$f":"IFERROR(IF(OR(O139=\"\",'Historical scenario - input'!$D124=\"\"),\"\",O139/'Historical scenario - input'!$D124),\"\")","v":""},{"$f":"IFERROR(IF(OR(P139=\"\",'Historical scenario - input'!$D124=\"\"),\"\",P139/'Historical scenario - input'!$D124),\"\")","v":""},{"$f":"IFERROR(IF(OR(Q139=\"\",'Historical scenario - input'!$D124=\"\"),\"\",Q139/'Historical scenario - input'!$D124),\"\")","v":""},{"$f":"IFERROR(IF(OR(R139=\"\",'Historical scenario - input'!$D124=\"\"),\"\",R139/'Historical scenario - input'!$D124),\"\")","v":""},{"$f":"IFERROR(IF(OR(S139=\"\",'Historical scenario - input'!$D124=\"\"),\"\",S139/'Historical scenario - input'!$D124),\"\")","v":""},{"$f":"IFERROR(IF(OR(T139=\"\",'Historical scenario - input'!$D124=\"\"),\"\",T139/'Historical scenario - input'!$D124),\"\")","v":""},{"$f":"IFERROR(IF(OR(U139=\"\",'Historical scenario - input'!$D124=\"\"),\"\",U139/'Historical scenario - input'!$D124),\"\")","v":""},{"$f":"IFERROR(IF(OR(V139=\"\",'Historical scenario - input'!$D124=\"\"),\"\",V139/'Historical scenario - input'!$D124),\"\")","v":""},{"$f":"IFERROR(IF(OR(W139=\"\",'Historical scenario - input'!$D124=\"\"),\"\",W139/'Historical scenario - input'!$D124),\"\")","v":""}]
[{"$f":"IFERROR('Historical scenario - input'!A125,\"\")","v":""},{"$f":"IFERROR('Historical scenario - input'!B125,\"\")","v":0},{"$f":"IFERROR('Historical scenario - input'!C125,\"\")","v":0},{"$f":"IFERROR(repcalc('Historical scenario - input'!$CV125:$GH125,'Historical scenario - input'!$G125,'Historical scenario - input'!$E125,'Historical scenario - input'!$F125,20,TRUE,TRUE),\"\")","v":""},"","","","","","","","","","","","","","","","","","","",{"$f":"IFERROR(IF(OR(D140=\"\",'Historical scenario - input'!$D125=\"\"),\"\",D140/'Historical scenario - input'!$D125),\"\")","v":""},{"$f":"IFERROR(IF(OR(E140=\"\",'Historical scenario - input'!$D125=\"\"),\"\",E140/'Historical scenario - input'!$D125),\"\")","v":""},{"$f":"IFERROR(IF(OR(F140=\"\",'Historical scenario - input'!$D125=\"\"),\"\",F140/'Historical scenario - input'!$D125),\"\")","v":""},{"$f":"IFERROR(IF(OR(G140=\"\",'Historical scenario - input'!$D125=\"\"),\"\",G140/'Historical scenario - input'!$D125),\"\")","v":""},{"$f":"IFERROR(IF(OR(H140=\"\",'Historical scenario - input'!$D125=\"\"),\"\",H140/'Historical scenario - input'!$D125),\"\")","v":""},{"$f":"IFERROR(IF(OR(I140=\"\",'Historical scenario - input'!$D125=\"\"),\"\",I140/'Historical scenario - input'!$D125),\"\")","v":""},{"$f":"IFERROR(IF(OR(J140=\"\",'Historical scenario - input'!$D125=\"\"),\"\",J140/'Historical scenario - input'!$D125),\"\")","v":""},{"$f":"IFERROR(IF(OR(K140=\"\",'Historical scenario - input'!$D125=\"\"),\"\",K140/'Historical scenario - input'!$D125),\"\")","v":""},{"$f":"IFERROR(IF(OR(L140=\"\",'Historical scenario - input'!$D125=\"\"),\"\",L140/'Historical scenario - input'!$D125),\"\")","v":""},{"$f":"IFERROR(IF(OR(M140=\"\",'Historical scenario - input'!$D125=\"\"),\"\",M140/'Historical scenario - input'!$D125),\"\")","v":""},{"$f":"IFERROR(IF(OR(N140=\"\",'Historical scenario - input'!$D125=\"\"),\"\",N140/'Historical scenario - input'!$D125),\"\")","v":""},{"$f":"IFERROR(IF(OR(O140=\"\",'Historical scenario - input'!$D125=\"\"),\"\",O140/'Historical scenario - input'!$D125),\"\")","v":""},{"$f":"IFERROR(IF(OR(P140=\"\",'Historical scenario - input'!$D125=\"\"),\"\",P140/'Historical scenario - input'!$D125),\"\")","v":""},{"$f":"IFERROR(IF(OR(Q140=\"\",'Historical scenario - input'!$D125=\"\"),\"\",Q140/'Historical scenario - input'!$D125),\"\")","v":""},{"$f":"IFERROR(IF(OR(R140=\"\",'Historical scenario - input'!$D125=\"\"),\"\",R140/'Historical scenario - input'!$D125),\"\")","v":""},{"$f":"IFERROR(IF(OR(S140=\"\",'Historical scenario - input'!$D125=\"\"),\"\",S140/'Historical scenario - input'!$D125),\"\")","v":""},{"$f":"IFERROR(IF(OR(T140=\"\",'Historical scenario - input'!$D125=\"\"),\"\",T140/'Historical scenario - input'!$D125),\"\")","v":""},{"$f":"IFERROR(IF(OR(U140=\"\",'Historical scenario - input'!$D125=\"\"),\"\",U140/'Historical scenario - input'!$D125),\"\")","v":""},{"$f":"IFERROR(IF(OR(V140=\"\",'Historical scenario - input'!$D125=\"\"),\"\",V140/'Historical scenario - input'!$D125),\"\")","v":""},{"$f":"IFERROR(IF(OR(W140=\"\",'Historical scenario - input'!$D125=\"\"),\"\",W140/'Historical scenario - input'!$D125),\"\")","v":""}]
[{"$f":"IFERROR('Historical scenario - input'!A126,\"\")","v":""},{"$f":"IFERROR('Historical scenario - input'!B126,\"\")","v":0},{"$f":"IFERROR('Historical scenario - input'!C126,\"\")","v":0},{"$f":"IFERROR(repcalc('Historical scenario - input'!$CV126:$GH126,'Historical scenario - input'!$G126,'Historical scenario - input'!$E126,'Historical scenario - input'!$F126,20,TRUE,TRUE),\"\")","v":""},"","","","","","","","","","","","","","","","","","","",{"$f":"IFERROR(IF(OR(D141=\"\",'Historical scenario - input'!$D126=\"\"),\"\",D141/'Historical scenario - input'!$D126),\"\")","v":""},{"$f":"IFERROR(IF(OR(E141=\"\",'Historical scenario - input'!$D126=\"\"),\"\",E141/'Historical scenario - input'!$D126),\"\")","v":""},{"$f":"IFERROR(IF(OR(F141=\"\",'Historical scenario - input'!$D126=\"\"),\"\",F141/'Historical scenario - input'!$D126),\"\")","v":""},{"$f":"IFERROR(IF(OR(G141=\"\",'Historical scenario - input'!$D126=\"\"),\"\",G141/'Historical scenario - input'!$D126),\"\")","v":""},{"$f":"IFERROR(IF(OR(H141=\"\",'Historical scenario - input'!$D126=\"\"),\"\",H141/'Historical scenario - input'!$D126),\"\")","v":""},{"$f":"IFERROR(IF(OR(I141=\"\",'Historical scenario - input'!$D126=\"\"),\"\",I141/'Historical scenario - input'!$D126),\"\")","v":""},{"$f":"IFERROR(IF(OR(J141=\"\",'Historical scenario - input'!$D126=\"\"),\"\",J141/'Historical scenario - input'!$D126),\"\")","v":""},{"$f":"IFERROR(IF(OR(K141=\"\",'Historical scenario - input'!$D126=\"\"),\"\",K141/'Historical scenario - input'!$D126),\"\")","v":""},{"$f":"IFERROR(IF(OR(L141=\"\",'Historical scenario - input'!$D126=\"\"),\"\",L141/'Historical scenario - input'!$D126),\"\")","v":""},{"$f":"IFERROR(IF(OR(M141=\"\",'Historical scenario - input'!$D126=\"\"),\"\",M141/'Historical scenario - input'!$D126),\"\")","v":""},{"$f":"IFERROR(IF(OR(N141=\"\",'Historical scenario - input'!$D126=\"\"),\"\",N141/'Historical scenario - input'!$D126),\"\")","v":""},{"$f":"IFERROR(IF(OR(O141=\"\",'Historical scenario - input'!$D126=\"\"),\"\",O141/'Historical scenario - input'!$D126),\"\")","v":""},{"$f":"IFERROR(IF(OR(P141=\"\",'Historical scenario - input'!$D126=\"\"),\"\",P141/'Historical scenario - input'!$D126),\"\")","v":""},{"$f":"IFERROR(IF(OR(Q141=\"\",'Historical scenario - input'!$D126=\"\"),\"\",Q141/'Historical scenario - input'!$D126),\"\")","v":""},{"$f":"IFERROR(IF(OR(R141=\"\",'Historical scenario - input'!$D126=\"\"),\"\",R141/'Historical scenario - input'!$D126),\"\")","v":""},{"$f":"IFERROR(IF(OR(S141=\"\",'Historical scenario - input'!$D126=\"\"),\"\",S141/'Historical scenario - input'!$D126),\"\")","v":""},{"$f":"IFERROR(IF(OR(T141=\"\",'Historical scenario - input'!$D126=\"\"),\"\",T141/'Historical scenario - input'!$D126),\"\")","v":""},{"$f":"IFERROR(IF(OR(U141=\"\",'Historical scenario - input'!$D126=\"\"),\"\",U141/'Historical scenario - input'!$D126),\"\")","v":""},{"$f":"IFERROR(IF(OR(V141=\"\",'Historical scenario - input'!$D126=\"\"),\"\",V141/'Historical scenario - input'!$D126),\"\")","v":""},{"$f":"IFERROR(IF(OR(W141=\"\",'Historical scenario - input'!$D126=\"\"),\"\",W141/'Historical scenario - input'!$D126),\"\")","v":""}]
[{"$f":"IFERROR('Historical scenario - input'!A127,\"\")","v":""},{"$f":"IFERROR('Historical scenario - input'!B127,\"\")","v":0},{"$f":"IFERROR('Historical scenario - input'!C127,\"\")","v":0},{"$f":"IFERROR(repcalc('Historical scenario - input'!$CV127:$GH127,'Historical scenario - input'!$G127,'Historical scenario - input'!$E127,'Historical scenario - input'!$F127,20,TRUE,TRUE),\"\")","v":""},"","","","","","","","","","","","","","","","","","","",{"$f":"IFERROR(IF(OR(D142=\"\",'Historical scenario - input'!$D127=\"\"),\"\",D142/'Historical scenario - input'!$D127),\"\")","v":""},{"$f":"IFERROR(IF(OR(E142=\"\",'Historical scenario - input'!$D127=\"\"),\"\",E142/'Historical scenario - input'!$D127),\"\")","v":""},{"$f":"IFERROR(IF(OR(F142=\"\",'Historical scenario - input'!$D127=\"\"),\"\",F142/'Historical scenario - input'!$D127),\"\")","v":""},{"$f":"IFERROR(IF(OR(G142=\"\",'Historical scenario - input'!$D127=\"\"),\"\",G142/'Historical scenario - input'!$D127),\"\")","v":""},{"$f":"IFERROR(IF(OR(H142=\"\",'Historical scenario - input'!$D127=\"\"),\"\",H142/'Historical scenario - input'!$D127),\"\")","v":""},{"$f":"IFERROR(IF(OR(I142=\"\",'Historical scenario - input'!$D127=\"\"),\"\",I142/'Historical scenario - input'!$D127),\"\")","v":""},{"$f":"IFERROR(IF(OR(J142=\"\",'Historical scenario - input'!$D127=\"\"),\"\",J142/'Historical scenario - input'!$D127),\"\")","v":""},{"$f":"IFERROR(IF(OR(K142=\"\",'Historical scenario - input'!$D127=\"\"),\"\",K142/'Historical scenario - input'!$D127),\"\")","v":""},{"$f":"IFERROR(IF(OR(L142=\"\",'Historical scenario - input'!$D127=\"\"),\"\",L142/'Historical scenario - input'!$D127),\"\")","v":""},{"$f":"IFERROR(IF(OR(M142=\"\",'Historical scenario - input'!$D127=\"\"),\"\",M142/'Historical scenario - input'!$D127),\"\")","v":""},{"$f":"IFERROR(IF(OR(N142=\"\",'Historical scenario - input'!$D127=\"\"),\"\",N142/'Historical scenario - input'!$D127),\"\")","v":""},{"$f":"IFERROR(IF(OR(O142=\"\",'Historical scenario - input'!$D127=\"\"),\"\",O142/'Historical scenario - input'!$D127),\"\")","v":""},{"$f":"IFERROR(IF(OR(P142=\"\",'Historical scenario - input'!$D127=\"\"),\"\",P142/'Historical scenario - input'!$D127),\"\")","v":""},{"$f":"IFERROR(IF(OR(Q142=\"\",'Historical scenario - input'!$D127=\"\"),\"\",Q142/'Historical scenario - input'!$D127),\"\")","v":""},{"$f":"IFERROR(IF(OR(R142=\"\",'Historical scenario - input'!$D127=\"\"),\"\",R142/'Historical scenario - input'!$D127),\"\")","v":""},{"$f":"IFERROR(IF(OR(S142=\"\",'Historical scenario - input'!$D127=\"\"),\"\",S142/'Historical scenario - input'!$D127),\"\")","v":""},{"$f":"IFERROR(IF(OR(T142=\"\",'Historical scenario - input'!$D127=\"\"),\"\",T142/'Historical scenario - input'!$D127),\"\")","v":""},{"$f":"IFERROR(IF(OR(U142=\"\",'Historical scenario - input'!$D127=\"\"),\"\",U142/'Historical scenario - input'!$D127),\"\")","v":""},{"$f":"IFERROR(IF(OR(V142=\"\",'Historical scenario - input'!$D127=\"\"),\"\",V142/'Historical scenario - input'!$D127),\"\")","v":""},{"$f":"IFERROR(IF(OR(W142=\"\",'Historical scenario - input'!$D127=\"\"),\"\",W142/'Historical scenario - input'!$D127),\"\")","v":""}]
[{"$f":"IFERROR('Historical scenario - input'!A128,\"\")","v":""},{"$f":"IFERROR('Historical scenario - input'!B128,\"\")","v":0},{"$f":"IFERROR('Historical scenario - input'!C128,\"\")","v":0},{"$f":"IFERROR(repcalc('Historical scenario - input'!$CV128:$GH128,'Historical scenario - input'!$G128,'Historical scenario - input'!$E128,'Historical scenario - input'!$F128,20,TRUE,TRUE),\"\")","v":""},"","","","","","","","","","","","","","","","","","","",{"$f":"IFERROR(IF(OR(D143=\"\",'Historical scenario - input'!$D128=\"\"),\"\",D143/'Historical scenario - input'!$D128),\"\")","v":""},{"$f":"IFERROR(IF(OR(E143=\"\",'Historical scenario - input'!$D128=\"\"),\"\",E143/'Historical scenario - input'!$D128),\"\")","v":""},{"$f":"IFERROR(IF(OR(F143=\"\",'Historical scenario - input'!$D128=\"\"),\"\",F143/'Historical scenario - input'!$D128),\"\")","v":""},{"$f":"IFERROR(IF(OR(G143=\"\",'Historical scenario - input'!$D128=\"\"),\"\",G143/'Historical scenario - input'!$D128),\"\")","v":""},{"$f":"IFERROR(IF(OR(H143=\"\",'Historical scenario - input'!$D128=\"\"),\"\",H143/'Historical scenario - input'!$D128),\"\")","v":""},{"$f":"IFERROR(IF(OR(I143=\"\",'Historical scenario - input'!$D128=\"\"),\"\",I143/'Historical scenario - input'!$D128),\"\")","v":""},{"$f":"IFERROR(IF(OR(J143=\"\",'Historical scenario - input'!$D128=\"\"),\"\",J143/'Historical scenario - input'!$D128),\"\")","v":""},{"$f":"IFERROR(IF(OR(K143=\"\",'Historical scenario - input'!$D128=\"\"),\"\",K143/'Historical scenario - input'!$D128),\"\")","v":""},{"$f":"IFERROR(IF(OR(L143=\"\",'Historical scenario - input'!$D128=\"\"),\"\",L143/'Historical scenario - input'!$D128),\"\")","v":""},{"$f":"IFERROR(IF(OR(M143=\"\",'Historical scenario - input'!$D128=\"\"),\"\",M143/'Historical scenario - input'!$D128),\"\")","v":""},{"$f":"IFERROR(IF(OR(N143=\"\",'Historical scenario - input'!$D128=\"\"),\"\",N143/'Historical scenario - input'!$D128),\"\")","v":""},{"$f":"IFERROR(IF(OR(O143=\"\",'Historical scenario - input'!$D128=\"\"),\"\",O143/'Historical scenario - input'!$D128),\"\")","v":""},{"$f":"IFERROR(IF(OR(P143=\"\",'Historical scenario - input'!$D128=\"\"),\"\",P143/'Historical scenario - input'!$D128),\"\")","v":""},{"$f":"IFERROR(IF(OR(Q143=\"\",'Historical scenario - input'!$D128=\"\"),\"\",Q143/'Historical scenario - input'!$D128),\"\")","v":""},{"$f":"IFERROR(IF(OR(R143=\"\",'Historical scenario - input'!$D128=\"\"),\"\",R143/'Historical scenario - input'!$D128),\"\")","v":""},{"$f":"IFERROR(IF(OR(S143=\"\",'Historical scenario - input'!$D128=\"\"),\"\",S143/'Historical scenario - input'!$D128),\"\")","v":""},{"$f":"IFERROR(IF(OR(T143=\"\",'Historical scenario - input'!$D128=\"\"),\"\",T143/'Historical scenario - input'!$D128),\"\")","v":""},{"$f":"IFERROR(IF(OR(U143=\"\",'Historical scenario - input'!$D128=\"\"),\"\",U143/'Historical scenario - input'!$D128),\"\")","v":""},{"$f":"IFERROR(IF(OR(V143=\"\",'Historical scenario - input'!$D128=\"\"),\"\",V143/'Historical scenario - input'!$D128),\"\")","v":""},{"$f":"IFERROR(IF(OR(W143=\"\",'Historical scenario - input'!$D128=\"\"),\"\",W143/'Historical scenario - input'!$D128),\"\")","v":""}]
[{"$f":"IFERROR('Historical scenario - input'!A129,\"\")","v":""},{"$f":"IFERROR('Historical scenario - input'!B129,\"\")","v":0},{"$f":"IFERROR('Historical scenario - input'!C129,\"\")","v":0},{"$f":"IFERROR(repcalc('Historical scenario - input'!$CV129:$GH129,'Historical scenario - input'!$G129,'Historical scenario - input'!$E129,'Historical scenario - input'!$F129,20,TRUE,TRUE),\"\")","v":""},"","","","","","","","","","","","","","","","","","","",{"$f":"IFERROR(IF(OR(D144=\"\",'Historical scenario - input'!$D129=\"\"),\"\",D144/'Historical scenario - input'!$D129),\"\")","v":""},{"$f":"IFERROR(IF(OR(E144=\"\",'Historical scenario - input'!$D129=\"\"),\"\",E144/'Historical scenario - input'!$D129),\"\")","v":""},{"$f":"IFERROR(IF(OR(F144=\"\",'Historical scenario - input'!$D129=\"\"),\"\",F144/'Historical scenario - input'!$D129),\"\")","v":""},{"$f":"IFERROR(IF(OR(G144=\"\",'Historical scenario - input'!$D129=\"\"),\"\",G144/'Historical scenario - input'!$D129),\"\")","v":""},{"$f":"IFERROR(IF(OR(H144=\"\",'Historical scenario - input'!$D129=\"\"),\"\",H144/'Historical scenario - input'!$D129),\"\")","v":""},{"$f":"IFERROR(IF(OR(I144=\"\",'Historical scenario - input'!$D129=\"\"),\"\",I144/'Historical scenario - input'!$D129),\"\")","v":""},{"$f":"IFERROR(IF(OR(J144=\"\",'Historical scenario - input'!$D129=\"\"),\"\",J144/'Historical scenario - input'!$D129),\"\")","v":""},{"$f":"IFERROR(IF(OR(K144=\"\",'Historical scenario - input'!$D129=\"\"),\"\",K144/'Historical scenario - input'!$D129),\"\")","v":""},{"$f":"IFERROR(IF(OR(L144=\"\",'Historical scenario - input'!$D129=\"\"),\"\",L144/'Historical scenario - input'!$D129),\"\")","v":""},{"$f":"IFERROR(IF(OR(M144=\"\",'Historical scenario - input'!$D129=\"\"),\"\",M144/'Historical scenario - input'!$D129),\"\")","v":""},{"$f":"IFERROR(IF(OR(N144=\"\",'Historical scenario - input'!$D129=\"\"),\"\",N144/'Historical scenario - input'!$D129),\"\")","v":""},{"$f":"IFERROR(IF(OR(O144=\"\",'Historical scenario - input'!$D129=\"\"),\"\",O144/'Historical scenario - input'!$D129),\"\")","v":""},{"$f":"IFERROR(IF(OR(P144=\"\",'Historical scenario - input'!$D129=\"\"),\"\",P144/'Historical scenario - input'!$D129),\"\")","v":""},{"$f":"IFERROR(IF(OR(Q144=\"\",'Historical scenario - input'!$D129=\"\"),\"\",Q144/'Historical scenario - input'!$D129),\"\")","v":""},{"$f":"IFERROR(IF(OR(R144=\"\",'Historical scenario - input'!$D129=\"\"),\"\",R144/'Historical scenario - input'!$D129),\"\")","v":""},{"$f":"IFERROR(IF(OR(S144=\"\",'Historical scenario - input'!$D129=\"\"),\"\",S144/'Historical scenario - input'!$D129),\"\")","v":""},{"$f":"IFERROR(IF(OR(T144=\"\",'Historical scenario - input'!$D129=\"\"),\"\",T144/'Historical scenario - input'!$D129),\"\")","v":""},{"$f":"IFERROR(IF(OR(U144=\"\",'Historical scenario - input'!$D129=\"\"),\"\",U144/'Historical scenario - input'!$D129),\"\")","v":""},{"$f":"IFERROR(IF(OR(V144=\"\",'Historical scenario - input'!$D129=\"\"),\"\",V144/'Historical scenario - input'!$D129),\"\")","v":""},{"$f":"IFERROR(IF(OR(W144=\"\",'Historical scenario - input'!$D129=\"\"),\"\",W144/'Historical scenario - input'!$D129),\"\")","v":""}]
[{"$f":"IFERROR('Historical scenario - input'!A130,\"\")","v":""},{"$f":"IFERROR('Historical scenario - input'!B130,\"\")","v":0},{"$f":"IFERROR('Historical scenario - input'!C130,\"\")","v":0},{"$f":"IFERROR(repcalc('Historical scenario - input'!$CV130:$GH130,'Historical scenario - input'!$G130,'Historical scenario - input'!$E130,'Historical scenario - input'!$F130,20,TRUE,TRUE),\"\")","v":""},"","","","","","","","","","","","","","","","","","","",{"$f":"IFERROR(IF(OR(D145=\"\",'Historical scenario - input'!$D130=\"\"),\"\",D145/'Historical scenario - input'!$D130),\"\")","v":""},{"$f":"IFERROR(IF(OR(E145=\"\",'Historical scenario - input'!$D130=\"\"),\"\",E145/'Historical scenario - input'!$D130),\"\")","v":""},{"$f":"IFERROR(IF(OR(F145=\"\",'Historical scenario - input'!$D130=\"\"),\"\",F145/'Historical scenario - input'!$D130),\"\")","v":""},{"$f":"IFERROR(IF(OR(G145=\"\",'Historical scenario - input'!$D130=\"\"),\"\",G145/'Historical scenario - input'!$D130),\"\")","v":""},{"$f":"IFERROR(IF(OR(H145=\"\",'Historical scenario - input'!$D130=\"\"),\"\",H145/'Historical scenario - input'!$D130),\"\")","v":""},{"$f":"IFERROR(IF(OR(I145=\"\",'Historical scenario - input'!$D130=\"\"),\"\",I145/'Historical scenario - input'!$D130),\"\")","v":""},{"$f":"IFERROR(IF(OR(J145=\"\",'Historical scenario - input'!$D130=\"\"),\"\",J145/'Historical scenario - input'!$D130),\"\")","v":""},{"$f":"IFERROR(IF(OR(K145=\"\",'Historical scenario - input'!$D130=\"\"),\"\",K145/'Historical scenario - input'!$D130),\"\")","v":""},{"$f":"IFERROR(IF(OR(L145=\"\",'Historical scenario - input'!$D130=\"\"),\"\",L145/'Historical scenario - input'!$D130),\"\")","v":""},{"$f":"IFERROR(IF(OR(M145=\"\",'Historical scenario - input'!$D130=\"\"),\"\",M145/'Historical scenario - input'!$D130),\"\")","v":""},{"$f":"IFERROR(IF(OR(N145=\"\",'Historical scenario - input'!$D130=\"\"),\"\",N145/'Historical scenario - input'!$D130),\"\")","v":""},{"$f":"IFERROR(IF(OR(O145=\"\",'Historical scenario - input'!$D130=\"\"),\"\",O145/'Historical scenario - input'!$D130),\"\")","v":""},{"$f":"IFERROR(IF(OR(P145=\"\",'Historical scenario - input'!$D130=\"\"),\"\",P145/'Historical scenario - input'!$D130),\"\")","v":""},{"$f":"IFERROR(IF(OR(Q145=\"\",'Historical scenario - input'!$D130=\"\"),\"\",Q145/'Historical scenario - input'!$D130),\"\")","v":""},{"$f":"IFERROR(IF(OR(R145=\"\",'Historical scenario - input'!$D130=\"\"),\"\",R145/'Historical scenario - input'!$D130),\"\")","v":""},{"$f":"IFERROR(IF(OR(S145=\"\",'Historical scenario - input'!$D130=\"\"),\"\",S145/'Historical scenario - input'!$D130),\"\")","v":""},{"$f":"IFERROR(IF(OR(T145=\"\",'Historical scenario - input'!$D130=\"\"),\"\",T145/'Historical scenario - input'!$D130),\"\")","v":""},{"$f":"IFERROR(IF(OR(U145=\"\",'Historical scenario - input'!$D130=\"\"),\"\",U145/'Historical scenario - input'!$D130),\"\")","v":""},{"$f":"IFERROR(IF(OR(V145=\"\",'Historical scenario - input'!$D130=\"\"),\"\",V145/'Historical scenario - input'!$D130),\"\")","v":""},{"$f":"IFERROR(IF(OR(W145=\"\",'Historical scenario - input'!$D130=\"\"),\"\",W145/'Historical scenario - input'!$D130),\"\")","v":""}]
[{"$f":"IFERROR('Historical scenario - input'!A131,\"\")","v":""},{"$f":"IFERROR('Historical scenario - input'!B131,\"\")","v":0},{"$f":"IFERROR('Historical scenario - input'!C131,\"\")","v":0},{"$f":"IFERROR(repcalc('Historical scenario - input'!$CV131:$GH131,'Historical scenario - input'!$G131,'Historical scenario - input'!$E131,'Historical scenario - input'!$F131,20,TRUE,TRUE),\"\")","v":""},"","","","","","","","","","","","","","","","","","","",{"$f":"IFERROR(IF(OR(D146=\"\",'Historical scenario - input'!$D131=\"\"),\"\",D146/'Historical scenario - input'!$D131),\"\")","v":""},{"$f":"IFERROR(IF(OR(E146=\"\",'Historical scenario - input'!$D131=\"\"),\"\",E146/'Historical scenario - input'!$D131),\"\")","v":""},{"$f":"IFERROR(IF(OR(F146=\"\",'Historical scenario - input'!$D131=\"\"),\"\",F146/'Historical scenario - input'!$D131),\"\")","v":""},{"$f":"IFERROR(IF(OR(G146=\"\",'Historical scenario - input'!$D131=\"\"),\"\",G146/'Historical scenario - input'!$D131),\"\")","v":""},{"$f":"IFERROR(IF(OR(H146=\"\",'Historical scenario - input'!$D131=\"\"),\"\",H146/'Historical scenario - input'!$D131),\"\")","v":""},{"$f":"IFERROR(IF(OR(I146=\"\",'Historical scenario - input'!$D131=\"\"),\"\",I146/'Historical scenario - input'!$D131),\"\")","v":""},{"$f":"IFERROR(IF(OR(J146=\"\",'Historical scenario - input'!$D131=\"\"),\"\",J146/'Historical scenario - input'!$D131),\"\")","v":""},{"$f":"IFERROR(IF(OR(K146=\"\",'Historical scenario - input'!$D131=\"\"),\"\",K146/'Historical scenario - input'!$D131),\"\")","v":""},{"$f":"IFERROR(IF(OR(L146=\"\",'Historical scenario - input'!$D131=\"\"),\"\",L146/'Historical scenario - input'!$D131),\"\")","v":""},{"$f":"IFERROR(IF(OR(M146=\"\",'Historical scenario - input'!$D131=\"\"),\"\",M146/'Historical scenario - input'!$D131),\"\")","v":""},{"$f":"IFERROR(IF(OR(N146=\"\",'Historical scenario - input'!$D131=\"\"),\"\",N146/'Historical scenario - input'!$D131),\"\")","v":""},{"$f":"IFERROR(IF(OR(O146=\"\",'Historical scenario - input'!$D131=\"\"),\"\",O146/'Historical scenario - input'!$D131),\"\")","v":""},{"$f":"IFERROR(IF(OR(P146=\"\",'Historical scenario - input'!$D131=\"\"),\"\",P146/'Historical scenario - input'!$D131),\"\")","v":""},{"$f":"IFERROR(IF(OR(Q146=\"\",'Historical scenario - input'!$D131=\"\"),\"\",Q146/'Historical scenario - input'!$D131),\"\")","v":""},{"$f":"IFERROR(IF(OR(R146=\"\",'Historical scenario - input'!$D131=\"\"),\"\",R146/'Historical scenario - input'!$D131),\"\")","v":""},{"$f":"IFERROR(IF(OR(S146=\"\",'Historical scenario - input'!$D131=\"\"),\"\",S146/'Historical scenario - input'!$D131),\"\")","v":""},{"$f":"IFERROR(IF(OR(T146=\"\",'Historical scenario - input'!$D131=\"\"),\"\",T146/'Historical scenario - input'!$D131),\"\")","v":""},{"$f":"IFERROR(IF(OR(U146=\"\",'Historical scenario - input'!$D131=\"\"),\"\",U146/'Historical scenario - input'!$D131),\"\")","v":""},{"$f":"IFERROR(IF(OR(V146=\"\",'Historical scenario - input'!$D131=\"\"),\"\",V146/'Historical scenario - input'!$D131),\"\")","v":""},{"$f":"IFERROR(IF(OR(W146=\"\",'Historical scenario - input'!$D131=\"\"),\"\",W146/'Historical scenario - input'!$D131),\"\")","v":""}]
[{"$f":"IFERROR('Historical scenario - input'!A132,\"\")","v":""},{"$f":"IFERROR('Historical scenario - input'!B132,\"\")","v":0},{"$f":"IFERROR('Historical scenario - input'!C132,\"\")","v":0},{"$f":"IFERROR(repcalc('Historical scenario - input'!$CV132:$GH132,'Historical scenario - input'!$G132,'Historical scenario - input'!$E132,'Historical scenario - input'!$F132,20,TRUE,TRUE),\"\")","v":""},"","","","","","","","","","","","","","","","","","","",{"$f":"IFERROR(IF(OR(D147=\"\",'Historical scenario - input'!$D132=\"\"),\"\",D147/'Historical scenario - input'!$D132),\"\")","v":""},{"$f":"IFERROR(IF(OR(E147=\"\",'Historical scenario - input'!$D132=\"\"),\"\",E147/'Historical scenario - input'!$D132),\"\")","v":""},{"$f":"IFERROR(IF(OR(F147=\"\",'Historical scenario - input'!$D132=\"\"),\"\",F147/'Historical scenario - input'!$D132),\"\")","v":""},{"$f":"IFERROR(IF(OR(G147=\"\",'Historical scenario - input'!$D132=\"\"),\"\",G147/'Historical scenario - input'!$D132),\"\")","v":""},{"$f":"IFERROR(IF(OR(H147=\"\",'Historical scenario - input'!$D132=\"\"),\"\",H147/'Historical scenario - input'!$D132),\"\")","v":""},{"$f":"IFERROR(IF(OR(I147=\"\",'Historical scenario - input'!$D132=\"\"),\"\",I147/'Historical scenario - input'!$D132),\"\")","v":""},{"$f":"IFERROR(IF(OR(J147=\"\",'Historical scenario - input'!$D132=\"\"),\"\",J147/'Historical scenario - input'!$D132),\"\")","v":""},{"$f":"IFERROR(IF(OR(K147=\"\",'Historical scenario - input'!$D132=\"\"),\"\",K147/'Historical scenario - input'!$D132),\"\")","v":""},{"$f":"IFERROR(IF(OR(L147=\"\",'Historical scenario - input'!$D132=\"\"),\"\",L147/'Historical scenario - input'!$D132),\"\")","v":""},{"$f":"IFERROR(IF(OR(M147=\"\",'Historical scenario - input'!$D132=\"\"),\"\",M147/'Historical scenario - input'!$D132),\"\")","v":""},{"$f":"IFERROR(IF(OR(N147=\"\",'Historical scenario - input'!$D132=\"\"),\"\",N147/'Historical scenario - input'!$D132),\"\")","v":""},{"$f":"IFERROR(IF(OR(O147=\"\",'Historical scenario - input'!$D132=\"\"),\"\",O147/'Historical scenario - input'!$D132),\"\")","v":""},{"$f":"IFERROR(IF(OR(P147=\"\",'Historical scenario - input'!$D132=\"\"),\"\",P147/'Historical scenario - input'!$D132),\"\")","v":""},{"$f":"IFERROR(IF(OR(Q147=\"\",'Historical scenario - input'!$D132=\"\"),\"\",Q147/'Historical scenario - input'!$D132),\"\")","v":""},{"$f":"IFERROR(IF(OR(R147=\"\",'Historical scenario - input'!$D132=\"\"),\"\",R147/'Historical scenario - input'!$D132),\"\")","v":""},{"$f":"IFERROR(IF(OR(S147=\"\",'Historical scenario - input'!$D132=\"\"),\"\",S147/'Historical scenario - input'!$D132),\"\")","v":""},{"$f":"IFERROR(IF(OR(T147=\"\",'Historical scenario - input'!$D132=\"\"),\"\",T147/'Historical scenario - input'!$D132),\"\")","v":""},{"$f":"IFERROR(IF(OR(U147=\"\",'Historical scenario - input'!$D132=\"\"),\"\",U147/'Historical scenario - input'!$D132),\"\")","v":""},{"$f":"IFERROR(IF(OR(V147=\"\",'Historical scenario - input'!$D132=\"\"),\"\",V147/'Historical scenario - input'!$D132),\"\")","v":""},{"$f":"IFERROR(IF(OR(W147=\"\",'Historical scenario - input'!$D132=\"\"),\"\",W147/'Historical scenario - input'!$D132),\"\")","v":""}]
[{"$f":"IFERROR('Historical scenario - input'!A133,\"\")","v":""},{"$f":"IFERROR('Historical scenario - input'!B133,\"\")","v":0},{"$f":"IFERROR('Historical scenario - input'!C133,\"\")","v":0},{"$f":"IFERROR(repcalc('Historical scenario - input'!$CV133:$GH133,'Historical scenario - input'!$G133,'Historical scenario - input'!$E133,'Historical scenario - input'!$F133,20,TRUE,TRUE),\"\")","v":""},"","","","","","","","","","","","","","","","","","","",{"$f":"IFERROR(IF(OR(D148=\"\",'Historical scenario - input'!$D133=\"\"),\"\",D148/'Historical scenario - input'!$D133),\"\")","v":""},{"$f":"IFERROR(IF(OR(E148=\"\",'Historical scenario - input'!$D133=\"\"),\"\",E148/'Historical scenario - input'!$D133),\"\")","v":""},{"$f":"IFERROR(IF(OR(F148=\"\",'Historical scenario - input'!$D133=\"\"),\"\",F148/'Historical scenario - input'!$D133),\"\")","v":""},{"$f":"IFERROR(IF(OR(G148=\"\",'Historical scenario - input'!$D133=\"\"),\"\",G148/'Historical scenario - input'!$D133),\"\")","v":""},{"$f":"IFERROR(IF(OR(H148=\"\",'Historical scenario - input'!$D133=\"\"),\"\",H148/'Historical scenario - input'!$D133),\"\")","v":""},{"$f":"IFERROR(IF(OR(I148=\"\",'Historical scenario - input'!$D133=\"\"),\"\",I148/'Historical scenario - input'!$D133),\"\")","v":""},{"$f":"IFERROR(IF(OR(J148=\"\",'Historical scenario - input'!$D133=\"\"),\"\",J148/'Historical scenario - input'!$D133),\"\")","v":""},{"$f":"IFERROR(IF(OR(K148=\"\",'Historical scenario - input'!$D133=\"\"),\"\",K148/'Historical scenario - input'!$D133),\"\")","v":""},{"$f":"IFERROR(IF(OR(L148=\"\",'Historical scenario - input'!$D133=\"\"),\"\",L148/'Historical scenario - input'!$D133),\"\")","v":""},{"$f":"IFERROR(IF(OR(M148=\"\",'Historical scenario - input'!$D133=\"\"),\"\",M148/'Historical scenario - input'!$D133),\"\")","v":""},{"$f":"IFERROR(IF(OR(N148=\"\",'Historical scenario - input'!$D133=\"\"),\"\",N148/'Historical scenario - input'!$D133),\"\")","v":""},{"$f":"IFERROR(IF(OR(O148=\"\",'Historical scenario - input'!$D133=\"\"),\"\",O148/'Historical scenario - input'!$D133),\"\")","v":""},{"$f":"IFERROR(IF(OR(P148=\"\",'Historical scenario - input'!$D133=\"\"),\"\",P148/'Historical scenario - input'!$D133),\"\")","v":""},{"$f":"IFERROR(IF(OR(Q148=\"\",'Historical scenario - input'!$D133=\"\"),\"\",Q148/'Historical scenario - input'!$D133),\"\")","v":""},{"$f":"IFERROR(IF(OR(R148=\"\",'Historical scenario - input'!$D133=\"\"),\"\",R148/'Historical scenario - input'!$D133),\"\")","v":""},{"$f":"IFERROR(IF(OR(S148=\"\",'Historical scenario - input'!$D133=\"\"),\"\",S148/'Historical scenario - input'!$D133),\"\")","v":""},{"$f":"IFERROR(IF(OR(T148=\"\",'Historical scenario - input'!$D133=\"\"),\"\",T148/'Historical scenario - input'!$D133),\"\")","v":""},{"$f":"IFERROR(IF(OR(U148=\"\",'Historical scenario - input'!$D133=\"\"),\"\",U148/'Historical scenario - input'!$D133),\"\")","v":""},{"$f":"IFERROR(IF(OR(V148=\"\",'Historical scenario - input'!$D133=\"\"),\"\",V148/'Historical scenario - input'!$D133),\"\")","v":""},{"$f":"IFERROR(IF(OR(W148=\"\",'Historical scenario - input'!$D133=\"\"),\"\",W148/'Historical scenario - input'!$D133),\"\")","v":""}]
[{"$f":"IFERROR('Historical scenario - input'!A134,\"\")","v":""},{"$f":"IFERROR('Historical scenario - input'!B134,\"\")","v":0},{"$f":"IFERROR('Historical scenario - input'!C134,\"\")","v":0},{"$f":"IFERROR(repcalc('Historical scenario - input'!$CV134:$GH134,'Historical scenario - input'!$G134,'Historical scenario - input'!$E134,'Historical scenario - input'!$F134,20,TRUE,TRUE),\"\")","v":""},"","","","","","","","","","","","","","","","","","","",{"$f":"IFERROR(IF(OR(D149=\"\",'Historical scenario - input'!$D134=\"\"),\"\",D149/'Historical scenario - input'!$D134),\"\")","v":""},{"$f":"IFERROR(IF(OR(E149=\"\",'Historical scenario - input'!$D134=\"\"),\"\",E149/'Historical scenario - input'!$D134),\"\")","v":""},{"$f":"IFERROR(IF(OR(F149=\"\",'Historical scenario - input'!$D134=\"\"),\"\",F149/'Historical scenario - input'!$D134),\"\")","v":""},{"$f":"IFERROR(IF(OR(G149=\"\",'Historical scenario - input'!$D134=\"\"),\"\",G149/'Historical scenario - input'!$D134),\"\")","v":""},{"$f":"IFERROR(IF(OR(H149=\"\",'Historical scenario - input'!$D134=\"\"),\"\",H149/'Historical scenario - input'!$D134),\"\")","v":""},{"$f":"IFERROR(IF(OR(I149=\"\",'Historical scenario - input'!$D134=\"\"),\"\",I149/'Historical scenario - input'!$D134),\"\")","v":""},{"$f":"IFERROR(IF(OR(J149=\"\",'Historical scenario - input'!$D134=\"\"),\"\",J149/'Historical scenario - input'!$D134),\"\")","v":""},{"$f":"IFERROR(IF(OR(K149=\"\",'Historical scenario - input'!$D134=\"\"),\"\",K149/'Historical scenario - input'!$D134),\"\")","v":""},{"$f":"IFERROR(IF(OR(L149=\"\",'Historical scenario - input'!$D134=\"\"),\"\",L149/'Historical scenario - input'!$D134),\"\")","v":""},{"$f":"IFERROR(IF(OR(M149=\"\",'Historical scenario - input'!$D134=\"\"),\"\",M149/'Historical scenario - input'!$D134),\"\")","v":""},{"$f":"IFERROR(IF(OR(N149=\"\",'Historical scenario - input'!$D134=\"\"),\"\",N149/'Historical scenario - input'!$D134),\"\")","v":""},{"$f":"IFERROR(IF(OR(O149=\"\",'Historical scenario - input'!$D134=\"\"),\"\",O149/'Historical scenario - input'!$D134),\"\")","v":""},{"$f":"IFERROR(IF(OR(P149=\"\",'Historical scenario - input'!$D134=\"\"),\"\",P149/'Historical scenario - input'!$D134),\"\")","v":""},{"$f":"IFERROR(IF(OR(Q149=\"\",'Historical scenario - input'!$D134=\"\"),\"\",Q149/'Historical scenario - input'!$D134),\"\")","v":""},{"$f":"IFERROR(IF(OR(R149=\"\",'Historical scenario - input'!$D134=\"\"),\"\",R149/'Historical scenario - input'!$D134),\"\")","v":""},{"$f":"IFERROR(IF(OR(S149=\"\",'Historical scenario - input'!$D134=\"\"),\"\",S149/'Historical scenario - input'!$D134),\"\")","v":""},{"$f":"IFERROR(IF(OR(T149=\"\",'Historical scenario - input'!$D134=\"\"),\"\",T149/'Historical scenario - input'!$D134),\"\")","v":""},{"$f":"IFERROR(IF(OR(U149=\"\",'Historical scenario - input'!$D134=\"\"),\"\",U149/'Historical scenario - input'!$D134),\"\")","v":""},{"$f":"IFERROR(IF(OR(V149=\"\",'Historical scenario - input'!$D134=\"\"),\"\",V149/'Historical scenario - input'!$D134),\"\")","v":""},{"$f":"IFERROR(IF(OR(W149=\"\",'Historical scenario - input'!$D134=\"\"),\"\",W149/'Historical scenario - input'!$D134),\"\")","v":""}]
[{"$f":"IFERROR('Historical scenario - input'!A135,\"\")","v":""},{"$f":"IFERROR('Historical scenario - input'!B135,\"\")","v":0},{"$f":"IFERROR('Historical scenario - input'!C135,\"\")","v":0},{"$f":"IFERROR(repcalc('Historical scenario - input'!$CV135:$GH135,'Historical scenario - input'!$G135,'Historical scenario - input'!$E135,'Historical scenario - input'!$F135,20,TRUE,TRUE),\"\")","v":""},"","","","","","","","","","","","","","","","","","","",{"$f":"IFERROR(IF(OR(D150=\"\",'Historical scenario - input'!$D135=\"\"),\"\",D150/'Historical scenario - input'!$D135),\"\")","v":""},{"$f":"IFERROR(IF(OR(E150=\"\",'Historical scenario - input'!$D135=\"\"),\"\",E150/'Historical scenario - input'!$D135),\"\")","v":""},{"$f":"IFERROR(IF(OR(F150=\"\",'Historical scenario - input'!$D135=\"\"),\"\",F150/'Historical scenario - input'!$D135),\"\")","v":""},{"$f":"IFERROR(IF(OR(G150=\"\",'Historical scenario - input'!$D135=\"\"),\"\",G150/'Historical scenario - input'!$D135),\"\")","v":""},{"$f":"IFERROR(IF(OR(H150=\"\",'Historical scenario - input'!$D135=\"\"),\"\",H150/'Historical scenario - input'!$D135),\"\")","v":""},{"$f":"IFERROR(IF(OR(I150=\"\",'Historical scenario - input'!$D135=\"\"),\"\",I150/'Historical scenario - input'!$D135),\"\")","v":""},{"$f":"IFERROR(IF(OR(J150=\"\",'Historical scenario - input'!$D135=\"\"),\"\",J150/'Historical scenario - input'!$D135),\"\")","v":""},{"$f":"IFERROR(IF(OR(K150=\"\",'Historical scenario - input'!$D135=\"\"),\"\",K150/'Historical scenario - input'!$D135),\"\")","v":""},{"$f":"IFERROR(IF(OR(L150=\"\",'Historical scenario - input'!$D135=\"\"),\"\",L150/'Historical scenario - input'!$D135),\"\")","v":""},{"$f":"IFERROR(IF(OR(M150=\"\",'Historical scenario - input'!$D135=\"\"),\"\",M150/'Historical scenario - input'!$D135),\"\")","v":""},{"$f":"IFERROR(IF(OR(N150=\"\",'Historical scenario - input'!$D135=\"\"),\"\",N150/'Historical scenario - input'!$D135),\"\")","v":""},{"$f":"IFERROR(IF(OR(O150=\"\",'Historical scenario - input'!$D135=\"\"),\"\",O150/'Historical scenario - input'!$D135),\"\")","v":""},{"$f":"IFERROR(IF(OR(P150=\"\",'Historical scenario - input'!$D135=\"\"),\"\",P150/'Historical scenario - input'!$D135),\"\")","v":""},{"$f":"IFERROR(IF(OR(Q150=\"\",'Historical scenario - input'!$D135=\"\"),\"\",Q150/'Historical scenario - input'!$D135),\"\")","v":""},{"$f":"IFERROR(IF(OR(R150=\"\",'Historical scenario - input'!$D135=\"\"),\"\",R150/'Historical scenario - input'!$D135),\"\")","v":""},{"$f":"IFERROR(IF(OR(S150=\"\",'Historical scenario - input'!$D135=\"\"),\"\",S150/'Historical scenario - input'!$D135),\"\")","v":""},{"$f":"IFERROR(IF(OR(T150=\"\",'Historical scenario - input'!$D135=\"\"),\"\",T150/'Historical scenario - input'!$D135),\"\")","v":""},{"$f":"IFERROR(IF(OR(U150=\"\",'Historical scenario - input'!$D135=\"\"),\"\",U150/'Historical scenario - input'!$D135),\"\")","v":""},{"$f":"IFERROR(IF(OR(V150=\"\",'Historical scenario - input'!$D135=\"\"),\"\",V150/'Historical scenario - input'!$D135),\"\")","v":""},{"$f":"IFERROR(IF(OR(W150=\"\",'Historical scenario - input'!$D135=\"\"),\"\",W150/'Historical scenario - input'!$D135),\"\")","v":""}]
[{"$f":"IFERROR('Historical scenario - input'!A136,\"\")","v":""},{"$f":"IFERROR('Historical scenario - input'!B136,\"\")","v":0},{"$f":"IFERROR('Historical scenario - input'!C136,\"\")","v":0},{"$f":"IFERROR(repcalc('Historical scenario - input'!$CV136:$GH136,'Historical scenario - input'!$G136,'Historical scenario - input'!$E136,'Historical scenario - input'!$F136,20,TRUE,TRUE),\"\")","v":""},"","","","","","","","","","","","","","","","","","","",{"$f":"IFERROR(IF(OR(D151=\"\",'Historical scenario - input'!$D136=\"\"),\"\",D151/'Historical scenario - input'!$D136),\"\")","v":""},{"$f":"IFERROR(IF(OR(E151=\"\",'Historical scenario - input'!$D136=\"\"),\"\",E151/'Historical scenario - input'!$D136),\"\")","v":""},{"$f":"IFERROR(IF(OR(F151=\"\",'Historical scenario - input'!$D136=\"\"),\"\",F151/'Historical scenario - input'!$D136),\"\")","v":""},{"$f":"IFERROR(IF(OR(G151=\"\",'Historical scenario - input'!$D136=\"\"),\"\",G151/'Historical scenario - input'!$D136),\"\")","v":""},{"$f":"IFERROR(IF(OR(H151=\"\",'Historical scenario - input'!$D136=\"\"),\"\",H151/'Historical scenario - input'!$D136),\"\")","v":""},{"$f":"IFERROR(IF(OR(I151=\"\",'Historical scenario - input'!$D136=\"\"),\"\",I151/'Historical scenario - input'!$D136),\"\")","v":""},{"$f":"IFERROR(IF(OR(J151=\"\",'Historical scenario - input'!$D136=\"\"),\"\",J151/'Historical scenario - input'!$D136),\"\")","v":""},{"$f":"IFERROR(IF(OR(K151=\"\",'Historical scenario - input'!$D136=\"\"),\"\",K151/'Historical scenario - input'!$D136),\"\")","v":""},{"$f":"IFERROR(IF(OR(L151=\"\",'Historical scenario - input'!$D136=\"\"),\"\",L151/'Historical scenario - input'!$D136),\"\")","v":""},{"$f":"IFERROR(IF(OR(M151=\"\",'Historical scenario - input'!$D136=\"\"),\"\",M151/'Historical scenario - input'!$D136),\"\")","v":""},{"$f":"IFERROR(IF(OR(N151=\"\",'Historical scenario - input'!$D136=\"\"),\"\",N151/'Historical scenario - input'!$D136),\"\")","v":""},{"$f":"IFERROR(IF(OR(O151=\"\",'Historical scenario - input'!$D136=\"\"),\"\",O151/'Historical scenario - input'!$D136),\"\")","v":""},{"$f":"IFERROR(IF(OR(P151=\"\",'Historical scenario - input'!$D136=\"\"),\"\",P151/'Historical scenario - input'!$D136),\"\")","v":""},{"$f":"IFERROR(IF(OR(Q151=\"\",'Historical scenario - input'!$D136=\"\"),\"\",Q151/'Historical scenario - input'!$D136),\"\")","v":""},{"$f":"IFERROR(IF(OR(R151=\"\",'Historical scenario - input'!$D136=\"\"),\"\",R151/'Historical scenario - input'!$D136),\"\")","v":""},{"$f":"IFERROR(IF(OR(S151=\"\",'Historical scenario - input'!$D136=\"\"),\"\",S151/'Historical scenario - input'!$D136),\"\")","v":""},{"$f":"IFERROR(IF(OR(T151=\"\",'Historical scenario - input'!$D136=\"\"),\"\",T151/'Historical scenario - input'!$D136),\"\")","v":""},{"$f":"IFERROR(IF(OR(U151=\"\",'Historical scenario - input'!$D136=\"\"),\"\",U151/'Historical scenario - input'!$D136),\"\")","v":""},{"$f":"IFERROR(IF(OR(V151=\"\",'Historical scenario - input'!$D136=\"\"),\"\",V151/'Historical scenario - input'!$D136),\"\")","v":""},{"$f":"IFERROR(IF(OR(W151=\"\",'Historical scenario - input'!$D136=\"\"),\"\",W151/'Historical scenario - input'!$D136),\"\")","v":""}]
[{"$f":"IFERROR('Historical scenario - input'!A137,\"\")","v":""},{"$f":"IFERROR('Historical scenario - input'!B137,\"\")","v":0},{"$f":"IFERROR('Historical scenario - input'!C137,\"\")","v":0},{"$f":"IFERROR(repcalc('Historical scenario - input'!$CV137:$GH137,'Historical scenario - input'!$G137,'Historical scenario - input'!$E137,'Historical scenario - input'!$F137,20,TRUE,TRUE),\"\")","v":""},"","","","","","","","","","","","","","","","","","","",{"$f":"IFERROR(IF(OR(D152=\"\",'Historical scenario - input'!$D137=\"\"),\"\",D152/'Historical scenario - input'!$D137),\"\")","v":""},{"$f":"IFERROR(IF(OR(E152=\"\",'Historical scenario - input'!$D137=\"\"),\"\",E152/'Historical scenario - input'!$D137),\"\")","v":""},{"$f":"IFERROR(IF(OR(F152=\"\",'Historical scenario - input'!$D137=\"\"),\"\",F152/'Historical scenario - input'!$D137),\"\")","v":""},{"$f":"IFERROR(IF(OR(G152=\"\",'Historical scenario - input'!$D137=\"\"),\"\",G152/'Historical scenario - input'!$D137),\"\")","v":""},{"$f":"IFERROR(IF(OR(H152=\"\",'Historical scenario - input'!$D137=\"\"),\"\",H152/'Historical scenario - input'!$D137),\"\")","v":""},{"$f":"IFERROR(IF(OR(I152=\"\",'Historical scenario - input'!$D137=\"\"),\"\",I152/'Historical scenario - input'!$D137),\"\")","v":""},{"$f":"IFERROR(IF(OR(J152=\"\",'Historical scenario - input'!$D137=\"\"),\"\",J152/'Historical scenario - input'!$D137),\"\")","v":""},{"$f":"IFERROR(IF(OR(K152=\"\",'Historical scenario - input'!$D137=\"\"),\"\",K152/'Historical scenario - input'!$D137),\"\")","v":""},{"$f":"IFERROR(IF(OR(L152=\"\",'Historical scenario - input'!$D137=\"\"),\"\",L152/'Historical scenario - input'!$D137),\"\")","v":""},{"$f":"IFERROR(IF(OR(M152=\"\",'Historical scenario - input'!$D137=\"\"),\"\",M152/'Historical scenario - input'!$D137),\"\")","v":""},{"$f":"IFERROR(IF(OR(N152=\"\",'Historical scenario - input'!$D137=\"\"),\"\",N152/'Historical scenario - input'!$D137),\"\")","v":""},{"$f":"IFERROR(IF(OR(O152=\"\",'Historical scenario - input'!$D137=\"\"),\"\",O152/'Historical scenario - input'!$D137),\"\")","v":""},{"$f":"IFERROR(IF(OR(P152=\"\",'Historical scenario - input'!$D137=\"\"),\"\",P152/'Historical scenario - input'!$D137),\"\")","v":""},{"$f":"IFERROR(IF(OR(Q152=\"\",'Historical scenario - input'!$D137=\"\"),\"\",Q152/'Historical scenario - input'!$D137),\"\")","v":""},{"$f":"IFERROR(IF(OR(R152=\"\",'Historical scenario - input'!$D137=\"\"),\"\",R152/'Historical scenario - input'!$D137),\"\")","v":""},{"$f":"IFERROR(IF(OR(S152=\"\",'Historical scenario - input'!$D137=\"\"),\"\",S152/'Historical scenario - input'!$D137),\"\")","v":""},{"$f":"IFERROR(IF(OR(T152=\"\",'Historical scenario - input'!$D137=\"\"),\"\",T152/'Historical scenario - input'!$D137),\"\")","v":""},{"$f":"IFERROR(IF(OR(U152=\"\",'Historical scenario - input'!$D137=\"\"),\"\",U152/'Historical scenario - input'!$D137),\"\")","v":""},{"$f":"IFERROR(IF(OR(V152=\"\",'Historical scenario - input'!$D137=\"\"),\"\",V152/'Historical scenario - input'!$D137),\"\")","v":""},{"$f":"IFERROR(IF(OR(W152=\"\",'Historical scenario - input'!$D137=\"\"),\"\",W152/'Historical scenario - input'!$D137),\"\")","v":""}]
[{"$f":"IFERROR('Historical scenario - input'!A138,\"\")","v":""},{"$f":"IFERROR('Historical scenario - input'!B138,\"\")","v":0},{"$f":"IFERROR('Historical scenario - input'!C138,\"\")","v":0},{"$f":"IFERROR(repcalc('Historical scenario - input'!$CV138:$GH138,'Historical scenario - input'!$G138,'Historical scenario - input'!$E138,'Historical scenario - input'!$F138,20,TRUE,TRUE),\"\")","v":""},"","","","","","","","","","","","","","","","","","","",{"$f":"IFERROR(IF(OR(D153=\"\",'Historical scenario - input'!$D138=\"\"),\"\",D153/'Historical scenario - input'!$D138),\"\")","v":""},{"$f":"IFERROR(IF(OR(E153=\"\",'Historical scenario - input'!$D138=\"\"),\"\",E153/'Historical scenario - input'!$D138),\"\")","v":""},{"$f":"IFERROR(IF(OR(F153=\"\",'Historical scenario - input'!$D138=\"\"),\"\",F153/'Historical scenario - input'!$D138),\"\")","v":""},{"$f":"IFERROR(IF(OR(G153=\"\",'Historical scenario - input'!$D138=\"\"),\"\",G153/'Historical scenario - input'!$D138),\"\")","v":""},{"$f":"IFERROR(IF(OR(H153=\"\",'Historical scenario - input'!$D138=\"\"),\"\",H153/'Historical scenario - input'!$D138),\"\")","v":""},{"$f":"IFERROR(IF(OR(I153=\"\",'Historical scenario - input'!$D138=\"\"),\"\",I153/'Historical scenario - input'!$D138),\"\")","v":""},{"$f":"IFERROR(IF(OR(J153=\"\",'Historical scenario - input'!$D138=\"\"),\"\",J153/'Historical scenario - input'!$D138),\"\")","v":""},{"$f":"IFERROR(IF(OR(K153=\"\",'Historical scenario - input'!$D138=\"\"),\"\",K153/'Historical scenario - input'!$D138),\"\")","v":""},{"$f":"IFERROR(IF(OR(L153=\"\",'Historical scenario - input'!$D138=\"\"),\"\",L153/'Historical scenario - input'!$D138),\"\")","v":""},{"$f":"IFERROR(IF(OR(M153=\"\",'Historical scenario - input'!$D138=\"\"),\"\",M153/'Historical scenario - input'!$D138),\"\")","v":""},{"$f":"IFERROR(IF(OR(N153=\"\",'Historical scenario - input'!$D138=\"\"),\"\",N153/'Historical scenario - input'!$D138),\"\")","v":""},{"$f":"IFERROR(IF(OR(O153=\"\",'Historical scenario - input'!$D138=\"\"),\"\",O153/'Historical scenario - input'!$D138),\"\")","v":""},{"$f":"IFERROR(IF(OR(P153=\"\",'Historical scenario - input'!$D138=\"\"),\"\",P153/'Historical scenario - input'!$D138),\"\")","v":""},{"$f":"IFERROR(IF(OR(Q153=\"\",'Historical scenario - input'!$D138=\"\"),\"\",Q153/'Historical scenario - input'!$D138),\"\")","v":""},{"$f":"IFERROR(IF(OR(R153=\"\",'Historical scenario - input'!$D138=\"\"),\"\",R153/'Historical scenario - input'!$D138),\"\")","v":""},{"$f":"IFERROR(IF(OR(S153=\"\",'Historical scenario - input'!$D138=\"\"),\"\",S153/'Historical scenario - input'!$D138),\"\")","v":""},{"$f":"IFERROR(IF(OR(T153=\"\",'Historical scenario - input'!$D138=\"\"),\"\",T153/'Historical scenario - input'!$D138),\"\")","v":""},{"$f":"IFERROR(IF(OR(U153=\"\",'Historical scenario - input'!$D138=\"\"),\"\",U153/'Historical scenario - input'!$D138),\"\")","v":""},{"$f":"IFERROR(IF(OR(V153=\"\",'Historical scenario - input'!$D138=\"\"),\"\",V153/'Historical scenario - input'!$D138),\"\")","v":""},{"$f":"IFERROR(IF(OR(W153=\"\",'Historical scenario - input'!$D138=\"\"),\"\",W153/'Historical scenario - input'!$D138),\"\")","v":""}]
[{"$f":"IFERROR('Historical scenario - input'!A139,\"\")","v":""},{"$f":"IFERROR('Historical scenario - input'!B139,\"\")","v":0},{"$f":"IFERROR('Historical scenario - input'!C139,\"\")","v":0},{"$f":"IFERROR(repcalc('Historical scenario - input'!$CV139:$GH139,'Historical scenario - input'!$G139,'Historical scenario - input'!$E139,'Historical scenario - input'!$F139,20,TRUE,TRUE),\"\")","v":""},"","","","","","","","","","","","","","","","","","","",{"$f":"IFERROR(IF(OR(D154=\"\",'Historical scenario - input'!$D139=\"\"),\"\",D154/'Historical scenario - input'!$D139),\"\")","v":""},{"$f":"IFERROR(IF(OR(E154=\"\",'Historical scenario - input'!$D139=\"\"),\"\",E154/'Historical scenario - input'!$D139),\"\")","v":""},{"$f":"IFERROR(IF(OR(F154=\"\",'Historical scenario - input'!$D139=\"\"),\"\",F154/'Historical scenario - input'!$D139),\"\")","v":""},{"$f":"IFERROR(IF(OR(G154=\"\",'Historical scenario - input'!$D139=\"\"),\"\",G154/'Historical scenario - input'!$D139),\"\")","v":""},{"$f":"IFERROR(IF(OR(H154=\"\",'Historical scenario - input'!$D139=\"\"),\"\",H154/'Historical scenario - input'!$D139),\"\")","v":""},{"$f":"IFERROR(IF(OR(I154=\"\",'Historical scenario - input'!$D139=\"\"),\"\",I154/'Historical scenario - input'!$D139),\"\")","v":""},{"$f":"IFERROR(IF(OR(J154=\"\",'Historical scenario - input'!$D139=\"\"),\"\",J154/'Historical scenario - input'!$D139),\"\")","v":""},{"$f":"IFERROR(IF(OR(K154=\"\",'Historical scenario - input'!$D139=\"\"),\"\",K154/'Historical scenario - input'!$D139),\"\")","v":""},{"$f":"IFERROR(IF(OR(L154=\"\",'Historical scenario - input'!$D139=\"\"),\"\",L154/'Historical scenario - input'!$D139),\"\")","v":""},{"$f":"IFERROR(IF(OR(M154=\"\",'Historical scenario - input'!$D139=\"\"),\"\",M154/'Historical scenario - input'!$D139),\"\")","v":""},{"$f":"IFERROR(IF(OR(N154=\"\",'Historical scenario - input'!$D139=\"\"),\"\",N154/'Historical scenario - input'!$D139),\"\")","v":""},{"$f":"IFERROR(IF(OR(O154=\"\",'Historical scenario - input'!$D139=\"\"),\"\",O154/'Historical scenario - input'!$D139),\"\")","v":""},{"$f":"IFERROR(IF(OR(P154=\"\",'Historical scenario - input'!$D139=\"\"),\"\",P154/'Historical scenario - input'!$D139),\"\")","v":""},{"$f":"IFERROR(IF(OR(Q154=\"\",'Historical scenario - input'!$D139=\"\"),\"\",Q154/'Historical scenario - input'!$D139),\"\")","v":""},{"$f":"IFERROR(IF(OR(R154=\"\",'Historical scenario - input'!$D139=\"\"),\"\",R154/'Historical scenario - input'!$D139),\"\")","v":""},{"$f":"IFERROR(IF(OR(S154=\"\",'Historical scenario - input'!$D139=\"\"),\"\",S154/'Historical scenario - input'!$D139),\"\")","v":""},{"$f":"IFERROR(IF(OR(T154=\"\",'Historical scenario - input'!$D139=\"\"),\"\",T154/'Historical scenario - input'!$D139),\"\")","v":""},{"$f":"IFERROR(IF(OR(U154=\"\",'Historical scenario - input'!$D139=\"\"),\"\",U154/'Historical scenario - input'!$D139),\"\")","v":""},{"$f":"IFERROR(IF(OR(V154=\"\",'Historical scenario - input'!$D139=\"\"),\"\",V154/'Historical scenario - input'!$D139),\"\")","v":""},{"$f":"IFERROR(IF(OR(W154=\"\",'Historical scenario - input'!$D139=\"\"),\"\",W154/'Historical scenario - input'!$D139),\"\")","v":""}]
[{"$f":"IFERROR('Historical scenario - input'!A140,\"\")","v":""},{"$f":"IFERROR('Historical scenario - input'!B140,\"\")","v":0},{"$f":"IFERROR('Historical scenario - input'!C140,\"\")","v":0},{"$f":"IFERROR(repcalc('Historical scenario - input'!$CV140:$GH140,'Historical scenario - input'!$G140,'Historical scenario - input'!$E140,'Historical scenario - input'!$F140,20,TRUE,TRUE),\"\")","v":""},"","","","","","","","","","","","","","","","","","","",{"$f":"IFERROR(IF(OR(D155=\"\",'Historical scenario - input'!$D140=\"\"),\"\",D155/'Historical scenario - input'!$D140),\"\")","v":""},{"$f":"IFERROR(IF(OR(E155=\"\",'Historical scenario - input'!$D140=\"\"),\"\",E155/'Historical scenario - input'!$D140),\"\")","v":""},{"$f":"IFERROR(IF(OR(F155=\"\",'Historical scenario - input'!$D140=\"\"),\"\",F155/'Historical scenario - input'!$D140),\"\")","v":""},{"$f":"IFERROR(IF(OR(G155=\"\",'Historical scenario - input'!$D140=\"\"),\"\",G155/'Historical scenario - input'!$D140),\"\")","v":""},{"$f":"IFERROR(IF(OR(H155=\"\",'Historical scenario - input'!$D140=\"\"),\"\",H155/'Historical scenario - input'!$D140),\"\")","v":""},{"$f":"IFERROR(IF(OR(I155=\"\",'Historical scenario - input'!$D140=\"\"),\"\",I155/'Historical scenario - input'!$D140),\"\")","v":""},{"$f":"IFERROR(IF(OR(J155=\"\",'Historical scenario - input'!$D140=\"\"),\"\",J155/'Historical scenario - input'!$D140),\"\")","v":""},{"$f":"IFERROR(IF(OR(K155=\"\",'Historical scenario - input'!$D140=\"\"),\"\",K155/'Historical scenario - input'!$D140),\"\")","v":""},{"$f":"IFERROR(IF(OR(L155=\"\",'Historical scenario - input'!$D140=\"\"),\"\",L155/'Historical scenario - input'!$D140),\"\")","v":""},{"$f":"IFERROR(IF(OR(M155=\"\",'Historical scenario - input'!$D140=\"\"),\"\",M155/'Historical scenario - input'!$D140),\"\")","v":""},{"$f":"IFERROR(IF(OR(N155=\"\",'Historical scenario - input'!$D140=\"\"),\"\",N155/'Historical scenario - input'!$D140),\"\")","v":""},{"$f":"IFERROR(IF(OR(O155=\"\",'Historical scenario - input'!$D140=\"\"),\"\",O155/'Historical scenario - input'!$D140),\"\")","v":""},{"$f":"IFERROR(IF(OR(P155=\"\",'Historical scenario - input'!$D140=\"\"),\"\",P155/'Historical scenario - input'!$D140),\"\")","v":""},{"$f":"IFERROR(IF(OR(Q155=\"\",'Historical scenario - input'!$D140=\"\"),\"\",Q155/'Historical scenario - input'!$D140),\"\")","v":""},{"$f":"IFERROR(IF(OR(R155=\"\",'Historical scenario - input'!$D140=\"\"),\"\",R155/'Historical scenario - input'!$D140),\"\")","v":""},{"$f":"IFERROR(IF(OR(S155=\"\",'Historical scenario - input'!$D140=\"\"),\"\",S155/'Historical scenario - input'!$D140),\"\")","v":""},{"$f":"IFERROR(IF(OR(T155=\"\",'Historical scenario - input'!$D140=\"\"),\"\",T155/'Historical scenario - input'!$D140),\"\")","v":""},{"$f":"IFERROR(IF(OR(U155=\"\",'Historical scenario - input'!$D140=\"\"),\"\",U155/'Historical scenario - input'!$D140),\"\")","v":""},{"$f":"IFERROR(IF(OR(V155=\"\",'Historical scenario - input'!$D140=\"\"),\"\",V155/'Historical scenario - input'!$D140),\"\")","v":""},{"$f":"IFERROR(IF(OR(W155=\"\",'Historical scenario - input'!$D140=\"\"),\"\",W155/'Historical scenario - input'!$D140),\"\")","v":""}]
[{"$f":"IFERROR('Historical scenario - input'!A141,\"\")","v":""},{"$f":"IFERROR('Historical scenario - input'!B141,\"\")","v":0},{"$f":"IFERROR('Historical scenario - input'!C141,\"\")","v":0},{"$f":"IFERROR(repcalc('Historical scenario - input'!$CV141:$GH141,'Historical scenario - input'!$G141,'Historical scenario - input'!$E141,'Historical scenario - input'!$F141,20,TRUE,TRUE),\"\")","v":""},"","","","","","","","","","","","","","","","","","","",{"$f":"IFERROR(IF(OR(D156=\"\",'Historical scenario - input'!$D141=\"\"),\"\",D156/'Historical scenario - input'!$D141),\"\")","v":""},{"$f":"IFERROR(IF(OR(E156=\"\",'Historical scenario - input'!$D141=\"\"),\"\",E156/'Historical scenario - input'!$D141),\"\")","v":""},{"$f":"IFERROR(IF(OR(F156=\"\",'Historical scenario - input'!$D141=\"\"),\"\",F156/'Historical scenario - input'!$D141),\"\")","v":""},{"$f":"IFERROR(IF(OR(G156=\"\",'Historical scenario - input'!$D141=\"\"),\"\",G156/'Historical scenario - input'!$D141),\"\")","v":""},{"$f":"IFERROR(IF(OR(H156=\"\",'Historical scenario - input'!$D141=\"\"),\"\",H156/'Historical scenario - input'!$D141),\"\")","v":""},{"$f":"IFERROR(IF(OR(I156=\"\",'Historical scenario - input'!$D141=\"\"),\"\",I156/'Historical scenario - input'!$D141),\"\")","v":""},{"$f":"IFERROR(IF(OR(J156=\"\",'Historical scenario - input'!$D141=\"\"),\"\",J156/'Historical scenario - input'!$D141),\"\")","v":""},{"$f":"IFERROR(IF(OR(K156=\"\",'Historical scenario - input'!$D141=\"\"),\"\",K156/'Historical scenario - input'!$D141),\"\")","v":""},{"$f":"IFERROR(IF(OR(L156=\"\",'Historical scenario - input'!$D141=\"\"),\"\",L156/'Historical scenario - input'!$D141),\"\")","v":""},{"$f":"IFERROR(IF(OR(M156=\"\",'Historical scenario - input'!$D141=\"\"),\"\",M156/'Historical scenario - input'!$D141),\"\")","v":""},{"$f":"IFERROR(IF(OR(N156=\"\",'Historical scenario - input'!$D141=\"\"),\"\",N156/'Historical scenario - input'!$D141),\"\")","v":""},{"$f":"IFERROR(IF(OR(O156=\"\",'Historical scenario - input'!$D141=\"\"),\"\",O156/'Historical scenario - input'!$D141),\"\")","v":""},{"$f":"IFERROR(IF(OR(P156=\"\",'Historical scenario - input'!$D141=\"\"),\"\",P156/'Historical scenario - input'!$D141),\"\")","v":""},{"$f":"IFERROR(IF(OR(Q156=\"\",'Historical scenario - input'!$D141=\"\"),\"\",Q156/'Historical scenario - input'!$D141),\"\")","v":""},{"$f":"IFERROR(IF(OR(R156=\"\",'Historical scenario - input'!$D141=\"\"),\"\",R156/'Historical scenario - input'!$D141),\"\")","v":""},{"$f":"IFERROR(IF(OR(S156=\"\",'Historical scenario - input'!$D141=\"\"),\"\",S156/'Historical scenario - input'!$D141),\"\")","v":""},{"$f":"IFERROR(IF(OR(T156=\"\",'Historical scenario - input'!$D141=\"\"),\"\",T156/'Historical scenario - input'!$D141),\"\")","v":""},{"$f":"IFERROR(IF(OR(U156=\"\",'Historical scenario - input'!$D141=\"\"),\"\",U156/'Historical scenario - input'!$D141),\"\")","v":""},{"$f":"IFERROR(IF(OR(V156=\"\",'Historical scenario - input'!$D141=\"\"),\"\",V156/'Historical scenario - input'!$D141),\"\")","v":""},{"$f":"IFERROR(IF(OR(W156=\"\",'Historical scenario - input'!$D141=\"\"),\"\",W156/'Historical scenario - input'!$D141),\"\")","v":""}]
[{"$f":"IFERROR('Historical scenario - input'!A142,\"\")","v":""},{"$f":"IFERROR('Historical scenario - input'!B142,\"\")","v":0},{"$f":"IFERROR('Historical scenario - input'!C142,\"\")","v":0},{"$f":"IFERROR(repcalc('Historical scenario - input'!$CV142:$GH142,'Historical scenario - input'!$G142,'Historical scenario - input'!$E142,'Historical scenario - input'!$F142,20,TRUE,TRUE),\"\")","v":""},"","","","","","","","","","","","","","","","","","","",{"$f":"IFERROR(IF(OR(D157=\"\",'Historical scenario - input'!$D142=\"\"),\"\",D157/'Historical scenario - input'!$D142),\"\")","v":""},{"$f":"IFERROR(IF(OR(E157=\"\",'Historical scenario - input'!$D142=\"\"),\"\",E157/'Historical scenario - input'!$D142),\"\")","v":""},{"$f":"IFERROR(IF(OR(F157=\"\",'Historical scenario - input'!$D142=\"\"),\"\",F157/'Historical scenario - input'!$D142),\"\")","v":""},{"$f":"IFERROR(IF(OR(G157=\"\",'Historical scenario - input'!$D142=\"\"),\"\",G157/'Historical scenario - input'!$D142),\"\")","v":""},{"$f":"IFERROR(IF(OR(H157=\"\",'Historical scenario - input'!$D142=\"\"),\"\",H157/'Historical scenario - input'!$D142),\"\")","v":""},{"$f":"IFERROR(IF(OR(I157=\"\",'Historical scenario - input'!$D142=\"\"),\"\",I157/'Historical scenario - input'!$D142),\"\")","v":""},{"$f":"IFERROR(IF(OR(J157=\"\",'Historical scenario - input'!$D142=\"\"),\"\",J157/'Historical scenario - input'!$D142),\"\")","v":""},{"$f":"IFERROR(IF(OR(K157=\"\",'Historical scenario - input'!$D142=\"\"),\"\",K157/'Historical scenario - input'!$D142),\"\")","v":""},{"$f":"IFERROR(IF(OR(L157=\"\",'Historical scenario - input'!$D142=\"\"),\"\",L157/'Historical scenario - input'!$D142),\"\")","v":""},{"$f":"IFERROR(IF(OR(M157=\"\",'Historical scenario - input'!$D142=\"\"),\"\",M157/'Historical scenario - input'!$D142),\"\")","v":""},{"$f":"IFERROR(IF(OR(N157=\"\",'Historical scenario - input'!$D142=\"\"),\"\",N157/'Historical scenario - input'!$D142),\"\")","v":""},{"$f":"IFERROR(IF(OR(O157=\"\",'Historical scenario - input'!$D142=\"\"),\"\",O157/'Historical scenario - input'!$D142),\"\")","v":""},{"$f":"IFERROR(IF(OR(P157=\"\",'Historical scenario - input'!$D142=\"\"),\"\",P157/'Historical scenario - input'!$D142),\"\")","v":""},{"$f":"IFERROR(IF(OR(Q157=\"\",'Historical scenario - input'!$D142=\"\"),\"\",Q157/'Historical scenario - input'!$D142),\"\")","v":""},{"$f":"IFERROR(IF(OR(R157=\"\",'Historical scenario - input'!$D142=\"\"),\"\",R157/'Historical scenario - input'!$D142),\"\")","v":""},{"$f":"IFERROR(IF(OR(S157=\"\",'Historical scenario - input'!$D142=\"\"),\"\",S157/'Historical scenario - input'!$D142),\"\")","v":""},{"$f":"IFERROR(IF(OR(T157=\"\",'Historical scenario - input'!$D142=\"\"),\"\",T157/'Historical scenario - input'!$D142),\"\")","v":""},{"$f":"IFERROR(IF(OR(U157=\"\",'Historical scenario - input'!$D142=\"\"),\"\",U157/'Historical scenario - input'!$D142),\"\")","v":""},{"$f":"IFERROR(IF(OR(V157=\"\",'Historical scenario - input'!$D142=\"\"),\"\",V157/'Historical scenario - input'!$D142),\"\")","v":""},{"$f":"IFERROR(IF(OR(W157=\"\",'Historical scenario - input'!$D142=\"\"),\"\",W157/'Historical scenario - input'!$D142),\"\")","v":""}]
[{"$f":"IFERROR('Historical scenario - input'!A143,\"\")","v":""},{"$f":"IFERROR('Historical scenario - input'!B143,\"\")","v":0},{"$f":"IFERROR('Historical scenario - input'!C143,\"\")","v":0},{"$f":"IFERROR(repcalc('Historical scenario - input'!$CV143:$GH143,'Historical scenario - input'!$G143,'Historical scenario - input'!$E143,'Historical scenario - input'!$F143,20,TRUE,TRUE),\"\")","v":""},"","","","","","","","","","","","","","","","","","","",{"$f":"IFERROR(IF(OR(D158=\"\",'Historical scenario - input'!$D143=\"\"),\"\",D158/'Historical scenario - input'!$D143),\"\")","v":""},{"$f":"IFERROR(IF(OR(E158=\"\",'Historical scenario - input'!$D143=\"\"),\"\",E158/'Historical scenario - input'!$D143),\"\")","v":""},{"$f":"IFERROR(IF(OR(F158=\"\",'Historical scenario - input'!$D143=\"\"),\"\",F158/'Historical scenario - input'!$D143),\"\")","v":""},{"$f":"IFERROR(IF(OR(G158=\"\",'Historical scenario - input'!$D143=\"\"),\"\",G158/'Historical scenario - input'!$D143),\"\")","v":""},{"$f":"IFERROR(IF(OR(H158=\"\",'Historical scenario - input'!$D143=\"\"),\"\",H158/'Historical scenario - input'!$D143),\"\")","v":""},{"$f":"IFERROR(IF(OR(I158=\"\",'Historical scenario - input'!$D143=\"\"),\"\",I158/'Historical scenario - input'!$D143),\"\")","v":""},{"$f":"IFERROR(IF(OR(J158=\"\",'Historical scenario - input'!$D143=\"\"),\"\",J158/'Historical scenario - input'!$D143),\"\")","v":""},{"$f":"IFERROR(IF(OR(K158=\"\",'Historical scenario - input'!$D143=\"\"),\"\",K158/'Historical scenario - input'!$D143),\"\")","v":""},{"$f":"IFERROR(IF(OR(L158=\"\",'Historical scenario - input'!$D143=\"\"),\"\",L158/'Historical scenario - input'!$D143),\"\")","v":""},{"$f":"IFERROR(IF(OR(M158=\"\",'Historical scenario - input'!$D143=\"\"),\"\",M158/'Historical scenario - input'!$D143),\"\")","v":""},{"$f":"IFERROR(IF(OR(N158=\"\",'Historical scenario - input'!$D143=\"\"),\"\",N158/'Historical scenario - input'!$D143),\"\")","v":""},{"$f":"IFERROR(IF(OR(O158=\"\",'Historical scenario - input'!$D143=\"\"),\"\",O158/'Historical scenario - input'!$D143),\"\")","v":""},{"$f":"IFERROR(IF(OR(P158=\"\",'Historical scenario - input'!$D143=\"\"),\"\",P158/'Historical scenario - input'!$D143),\"\")","v":""},{"$f":"IFERROR(IF(OR(Q158=\"\",'Historical scenario - input'!$D143=\"\"),\"\",Q158/'Historical scenario - input'!$D143),\"\")","v":""},{"$f":"IFERROR(IF(OR(R158=\"\",'Historical scenario - input'!$D143=\"\"),\"\",R158/'Historical scenario - input'!$D143),\"\")","v":""},{"$f":"IFERROR(IF(OR(S158=\"\",'Historical scenario - input'!$D143=\"\"),\"\",S158/'Historical scenario - input'!$D143),\"\")","v":""},{"$f":"IFERROR(IF(OR(T158=\"\",'Historical scenario - input'!$D143=\"\"),\"\",T158/'Historical scenario - input'!$D143),\"\")","v":""},{"$f":"IFERROR(IF(OR(U158=\"\",'Historical scenario - input'!$D143=\"\"),\"\",U158/'Historical scenario - input'!$D143),\"\")","v":""},{"$f":"IFERROR(IF(OR(V158=\"\",'Historical scenario - input'!$D143=\"\"),\"\",V158/'Historical scenario - input'!$D143),\"\")","v":""},{"$f":"IFERROR(IF(OR(W158=\"\",'Historical scenario - input'!$D143=\"\"),\"\",W158/'Historical scenario - input'!$D143),\"\")","v":""}]
[{"$f":"IFERROR('Historical scenario - input'!A144,\"\")","v":""},{"$f":"IFERROR('Historical scenario - input'!B144,\"\")","v":0},{"$f":"IFERROR('Historical scenario - input'!C144,\"\")","v":0},{"$f":"IFERROR(repcalc('Historical scenario - input'!$CV144:$GH144,'Historical scenario - input'!$G144,'Historical scenario - input'!$E144,'Historical scenario - input'!$F144,20,TRUE,TRUE),\"\")","v":""},"","","","","","","","","","","","","","","","","","","",{"$f":"IFERROR(IF(OR(D159=\"\",'Historical scenario - input'!$D144=\"\"),\"\",D159/'Historical scenario - input'!$D144),\"\")","v":""},{"$f":"IFERROR(IF(OR(E159=\"\",'Historical scenario - input'!$D144=\"\"),\"\",E159/'Historical scenario - input'!$D144),\"\")","v":""},{"$f":"IFERROR(IF(OR(F159=\"\",'Historical scenario - input'!$D144=\"\"),\"\",F159/'Historical scenario - input'!$D144),\"\")","v":""},{"$f":"IFERROR(IF(OR(G159=\"\",'Historical scenario - input'!$D144=\"\"),\"\",G159/'Historical scenario - input'!$D144),\"\")","v":""},{"$f":"IFERROR(IF(OR(H159=\"\",'Historical scenario - input'!$D144=\"\"),\"\",H159/'Historical scenario - input'!$D144),\"\")","v":""},{"$f":"IFERROR(IF(OR(I159=\"\",'Historical scenario - input'!$D144=\"\"),\"\",I159/'Historical scenario - input'!$D144),\"\")","v":""},{"$f":"IFERROR(IF(OR(J159=\"\",'Historical scenario - input'!$D144=\"\"),\"\",J159/'Historical scenario - input'!$D144),\"\")","v":""},{"$f":"IFERROR(IF(OR(K159=\"\",'Historical scenario - input'!$D144=\"\"),\"\",K159/'Historical scenario - input'!$D144),\"\")","v":""},{"$f":"IFERROR(IF(OR(L159=\"\",'Historical scenario - input'!$D144=\"\"),\"\",L159/'Historical scenario - input'!$D144),\"\")","v":""},{"$f":"IFERROR(IF(OR(M159=\"\",'Historical scenario - input'!$D144=\"\"),\"\",M159/'Historical scenario - input'!$D144),\"\")","v":""},{"$f":"IFERROR(IF(OR(N159=\"\",'Historical scenario - input'!$D144=\"\"),\"\",N159/'Historical scenario - input'!$D144),\"\")","v":""},{"$f":"IFERROR(IF(OR(O159=\"\",'Historical scenario - input'!$D144=\"\"),\"\",O159/'Historical scenario - input'!$D144),\"\")","v":""},{"$f":"IFERROR(IF(OR(P159=\"\",'Historical scenario - input'!$D144=\"\"),\"\",P159/'Historical scenario - input'!$D144),\"\")","v":""},{"$f":"IFERROR(IF(OR(Q159=\"\",'Historical scenario - input'!$D144=\"\"),\"\",Q159/'Historical scenario - input'!$D144),\"\")","v":""},{"$f":"IFERROR(IF(OR(R159=\"\",'Historical scenario - input'!$D144=\"\"),\"\",R159/'Historical scenario - input'!$D144),\"\")","v":""},{"$f":"IFERROR(IF(OR(S159=\"\",'Historical scenario - input'!$D144=\"\"),\"\",S159/'Historical scenario - input'!$D144),\"\")","v":""},{"$f":"IFERROR(IF(OR(T159=\"\",'Historical scenario - input'!$D144=\"\"),\"\",T159/'Historical scenario - input'!$D144),\"\")","v":""},{"$f":"IFERROR(IF(OR(U159=\"\",'Historical scenario - input'!$D144=\"\"),\"\",U159/'Historical scenario - input'!$D144),\"\")","v":""},{"$f":"IFERROR(IF(OR(V159=\"\",'Historical scenario - input'!$D144=\"\"),\"\",V159/'Historical scenario - input'!$D144),\"\")","v":""},{"$f":"IFERROR(IF(OR(W159=\"\",'Historical scenario - input'!$D144=\"\"),\"\",W159/'Historical scenario - input'!$D144),\"\")","v":""}]
[{"$f":"IFERROR('Historical scenario - input'!A145,\"\")","v":""},{"$f":"IFERROR('Historical scenario - input'!B145,\"\")","v":0},{"$f":"IFERROR('Historical scenario - input'!C145,\"\")","v":0},{"$f":"IFERROR(repcalc('Historical scenario - input'!$CV145:$GH145,'Historical scenario - input'!$G145,'Historical scenario - input'!$E145,'Historical scenario - input'!$F145,20,TRUE,TRUE),\"\")","v":""},"","","","","","","","","","","","","","","","","","","",{"$f":"IFERROR(IF(OR(D160=\"\",'Historical scenario - input'!$D145=\"\"),\"\",D160/'Historical scenario - input'!$D145),\"\")","v":""},{"$f":"IFERROR(IF(OR(E160=\"\",'Historical scenario - input'!$D145=\"\"),\"\",E160/'Historical scenario - input'!$D145),\"\")","v":""},{"$f":"IFERROR(IF(OR(F160=\"\",'Historical scenario - input'!$D145=\"\"),\"\",F160/'Historical scenario - input'!$D145),\"\")","v":""},{"$f":"IFERROR(IF(OR(G160=\"\",'Historical scenario - input'!$D145=\"\"),\"\",G160/'Historical scenario - input'!$D145),\"\")","v":""},{"$f":"IFERROR(IF(OR(H160=\"\",'Historical scenario - input'!$D145=\"\"),\"\",H160/'Historical scenario - input'!$D145),\"\")","v":""},{"$f":"IFERROR(IF(OR(I160=\"\",'Historical scenario - input'!$D145=\"\"),\"\",I160/'Historical scenario - input'!$D145),\"\")","v":""},{"$f":"IFERROR(IF(OR(J160=\"\",'Historical scenario - input'!$D145=\"\"),\"\",J160/'Historical scenario - input'!$D145),\"\")","v":""},{"$f":"IFERROR(IF(OR(K160=\"\",'Historical scenario - input'!$D145=\"\"),\"\",K160/'Historical scenario - input'!$D145),\"\")","v":""},{"$f":"IFERROR(IF(OR(L160=\"\",'Historical scenario - input'!$D145=\"\"),\"\",L160/'Historical scenario - input'!$D145),\"\")","v":""},{"$f":"IFERROR(IF(OR(M160=\"\",'Historical scenario - input'!$D145=\"\"),\"\",M160/'Historical scenario - input'!$D145),\"\")","v":""},{"$f":"IFERROR(IF(OR(N160=\"\",'Historical scenario - input'!$D145=\"\"),\"\",N160/'Historical scenario - input'!$D145),\"\")","v":""},{"$f":"IFERROR(IF(OR(O160=\"\",'Historical scenario - input'!$D145=\"\"),\"\",O160/'Historical scenario - input'!$D145),\"\")","v":""},{"$f":"IFERROR(IF(OR(P160=\"\",'Historical scenario - input'!$D145=\"\"),\"\",P160/'Historical scenario - input'!$D145),\"\")","v":""},{"$f":"IFERROR(IF(OR(Q160=\"\",'Historical scenario - input'!$D145=\"\"),\"\",Q160/'Historical scenario - input'!$D145),\"\")","v":""},{"$f":"IFERROR(IF(OR(R160=\"\",'Historical scenario - input'!$D145=\"\"),\"\",R160/'Historical scenario - input'!$D145),\"\")","v":""},{"$f":"IFERROR(IF(OR(S160=\"\",'Historical scenario - input'!$D145=\"\"),\"\",S160/'Historical scenario - input'!$D145),\"\")","v":""},{"$f":"IFERROR(IF(OR(T160=\"\",'Historical scenario - input'!$D145=\"\"),\"\",T160/'Historical scenario - input'!$D145),\"\")","v":""},{"$f":"IFERROR(IF(OR(U160=\"\",'Historical scenario - input'!$D145=\"\"),\"\",U160/'Historical scenario - input'!$D145),\"\")","v":""},{"$f":"IFERROR(IF(OR(V160=\"\",'Historical scenario - input'!$D145=\"\"),\"\",V160/'Historical scenario - input'!$D145),\"\")","v":""},{"$f":"IFERROR(IF(OR(W160=\"\",'Historical scenario - input'!$D145=\"\"),\"\",W160/'Historical scenario - input'!$D145),\"\")","v":""}]
[{"$f":"IFERROR('Historical scenario - input'!A146,\"\")","v":""},{"$f":"IFERROR('Historical scenario - input'!B146,\"\")","v":0},{"$f":"IFERROR('Historical scenario - input'!C146,\"\")","v":0},{"$f":"IFERROR(repcalc('Historical scenario - input'!$CV146:$GH146,'Historical scenario - input'!$G146,'Historical scenario - input'!$E146,'Historical scenario - input'!$F146,20,TRUE,TRUE),\"\")","v":""},"","","","","","","","","","","","","","","","","","","",{"$f":"IFERROR(IF(OR(D161=\"\",'Historical scenario - input'!$D146=\"\"),\"\",D161/'Historical scenario - input'!$D146),\"\")","v":""},{"$f":"IFERROR(IF(OR(E161=\"\",'Historical scenario - input'!$D146=\"\"),\"\",E161/'Historical scenario - input'!$D146),\"\")","v":""},{"$f":"IFERROR(IF(OR(F161=\"\",'Historical scenario - input'!$D146=\"\"),\"\",F161/'Historical scenario - input'!$D146),\"\")","v":""},{"$f":"IFERROR(IF(OR(G161=\"\",'Historical scenario - input'!$D146=\"\"),\"\",G161/'Historical scenario - input'!$D146),\"\")","v":""},{"$f":"IFERROR(IF(OR(H161=\"\",'Historical scenario - input'!$D146=\"\"),\"\",H161/'Historical scenario - input'!$D146),\"\")","v":""},{"$f":"IFERROR(IF(OR(I161=\"\",'Historical scenario - input'!$D146=\"\"),\"\",I161/'Historical scenario - input'!$D146),\"\")","v":""},{"$f":"IFERROR(IF(OR(J161=\"\",'Historical scenario - input'!$D146=\"\"),\"\",J161/'Historical scenario - input'!$D146),\"\")","v":""},{"$f":"IFERROR(IF(OR(K161=\"\",'Historical scenario - input'!$D146=\"\"),\"\",K161/'Historical scenario - input'!$D146),\"\")","v":""},{"$f":"IFERROR(IF(OR(L161=\"\",'Historical scenario - input'!$D146=\"\"),\"\",L161/'Historical scenario - input'!$D146),\"\")","v":""},{"$f":"IFERROR(IF(OR(M161=\"\",'Historical scenario - input'!$D146=\"\"),\"\",M161/'Historical scenario - input'!$D146),\"\")","v":""},{"$f":"IFERROR(IF(OR(N161=\"\",'Historical scenario - input'!$D146=\"\"),\"\",N161/'Historical scenario - input'!$D146),\"\")","v":""},{"$f":"IFERROR(IF(OR(O161=\"\",'Historical scenario - input'!$D146=\"\"),\"\",O161/'Historical scenario - input'!$D146),\"\")","v":""},{"$f":"IFERROR(IF(OR(P161=\"\",'Historical scenario - input'!$D146=\"\"),\"\",P161/'Historical scenario - input'!$D146),\"\")","v":""},{"$f":"IFERROR(IF(OR(Q161=\"\",'Historical scenario - input'!$D146=\"\"),\"\",Q161/'Historical scenario - input'!$D146),\"\")","v":""},{"$f":"IFERROR(IF(OR(R161=\"\",'Historical scenario - input'!$D146=\"\"),\"\",R161/'Historical scenario - input'!$D146),\"\")","v":""},{"$f":"IFERROR(IF(OR(S161=\"\",'Historical scenario - input'!$D146=\"\"),\"\",S161/'Historical scenario - input'!$D146),\"\")","v":""},{"$f":"IFERROR(IF(OR(T161=\"\",'Historical scenario - input'!$D146=\"\"),\"\",T161/'Historical scenario - input'!$D146),\"\")","v":""},{"$f":"IFERROR(IF(OR(U161=\"\",'Historical scenario - input'!$D146=\"\"),\"\",U161/'Historical scenario - input'!$D146),\"\")","v":""},{"$f":"IFERROR(IF(OR(V161=\"\",'Historical scenario - input'!$D146=\"\"),\"\",V161/'Historical scenario - input'!$D146),\"\")","v":""},{"$f":"IFERROR(IF(OR(W161=\"\",'Historical scenario - input'!$D146=\"\"),\"\",W161/'Historical scenario - input'!$D146),\"\")","v":""}]
[{"$f":"IFERROR('Historical scenario - input'!A147,\"\")","v":""},{"$f":"IFERROR('Historical scenario - input'!B147,\"\")","v":0},{"$f":"IFERROR('Historical scenario - input'!C147,\"\")","v":0},{"$f":"IFERROR(repcalc('Historical scenario - input'!$CV147:$GH147,'Historical scenario - input'!$G147,'Historical scenario - input'!$E147,'Historical scenario - input'!$F147,20,TRUE,TRUE),\"\")","v":""},"","","","","","","","","","","","","","","","","","","",{"$f":"IFERROR(IF(OR(D162=\"\",'Historical scenario - input'!$D147=\"\"),\"\",D162/'Historical scenario - input'!$D147),\"\")","v":""},{"$f":"IFERROR(IF(OR(E162=\"\",'Historical scenario - input'!$D147=\"\"),\"\",E162/'Historical scenario - input'!$D147),\"\")","v":""},{"$f":"IFERROR(IF(OR(F162=\"\",'Historical scenario - input'!$D147=\"\"),\"\",F162/'Historical scenario - input'!$D147),\"\")","v":""},{"$f":"IFERROR(IF(OR(G162=\"\",'Historical scenario - input'!$D147=\"\"),\"\",G162/'Historical scenario - input'!$D147),\"\")","v":""},{"$f":"IFERROR(IF(OR(H162=\"\",'Historical scenario - input'!$D147=\"\"),\"\",H162/'Historical scenario - input'!$D147),\"\")","v":""},{"$f":"IFERROR(IF(OR(I162=\"\",'Historical scenario - input'!$D147=\"\"),\"\",I162/'Historical scenario - input'!$D147),\"\")","v":""},{"$f":"IFERROR(IF(OR(J162=\"\",'Historical scenario - input'!$D147=\"\"),\"\",J162/'Historical scenario - input'!$D147),\"\")","v":""},{"$f":"IFERROR(IF(OR(K162=\"\",'Historical scenario - input'!$D147=\"\"),\"\",K162/'Historical scenario - input'!$D147),\"\")","v":""},{"$f":"IFERROR(IF(OR(L162=\"\",'Historical scenario - input'!$D147=\"\"),\"\",L162/'Historical scenario - input'!$D147),\"\")","v":""},{"$f":"IFERROR(IF(OR(M162=\"\",'Historical scenario - input'!$D147=\"\"),\"\",M162/'Historical scenario - input'!$D147),\"\")","v":""},{"$f":"IFERROR(IF(OR(N162=\"\",'Historical scenario - input'!$D147=\"\"),\"\",N162/'Historical scenario - input'!$D147),\"\")","v":""},{"$f":"IFERROR(IF(OR(O162=\"\",'Historical scenario - input'!$D147=\"\"),\"\",O162/'Historical scenario - input'!$D147),\"\")","v":""},{"$f":"IFERROR(IF(OR(P162=\"\",'Historical scenario - input'!$D147=\"\"),\"\",P162/'Historical scenario - input'!$D147),\"\")","v":""},{"$f":"IFERROR(IF(OR(Q162=\"\",'Historical scenario - input'!$D147=\"\"),\"\",Q162/'Historical scenario - input'!$D147),\"\")","v":""},{"$f":"IFERROR(IF(OR(R162=\"\",'Historical scenario - input'!$D147=\"\"),\"\",R162/'Historical scenario - input'!$D147),\"\")","v":""},{"$f":"IFERROR(IF(OR(S162=\"\",'Historical scenario - input'!$D147=\"\"),\"\",S162/'Historical scenario - input'!$D147),\"\")","v":""},{"$f":"IFERROR(IF(OR(T162=\"\",'Historical scenario - input'!$D147=\"\"),\"\",T162/'Historical scenario - input'!$D147),\"\")","v":""},{"$f":"IFERROR(IF(OR(U162=\"\",'Historical scenario - input'!$D147=\"\"),\"\",U162/'Historical scenario - input'!$D147),\"\")","v":""},{"$f":"IFERROR(IF(OR(V162=\"\",'Historical scenario - input'!$D147=\"\"),\"\",V162/'Historical scenario - input'!$D147),\"\")","v":""},{"$f":"IFERROR(IF(OR(W162=\"\",'Historical scenario - input'!$D147=\"\"),\"\",W162/'Historical scenario - input'!$D147),\"\")","v":""}]
[{"$f":"IFERROR('Historical scenario - input'!A148,\"\")","v":""},{"$f":"IFERROR('Historical scenario - input'!B148,\"\")","v":0},{"$f":"IFERROR('Historical scenario - input'!C148,\"\")","v":0},{"$f":"IFERROR(repcalc('Historical scenario - input'!$CV148:$GH148,'Historical scenario - input'!$G148,'Historical scenario - input'!$E148,'Historical scenario - input'!$F148,20,TRUE,TRUE),\"\")","v":""},"","","","","","","","","","","","","","","","","","","",{"$f":"IFERROR(IF(OR(D163=\"\",'Historical scenario - input'!$D148=\"\"),\"\",D163/'Historical scenario - input'!$D148),\"\")","v":""},{"$f":"IFERROR(IF(OR(E163=\"\",'Historical scenario - input'!$D148=\"\"),\"\",E163/'Historical scenario - input'!$D148),\"\")","v":""},{"$f":"IFERROR(IF(OR(F163=\"\",'Historical scenario - input'!$D148=\"\"),\"\",F163/'Historical scenario - input'!$D148),\"\")","v":""},{"$f":"IFERROR(IF(OR(G163=\"\",'Historical scenario - input'!$D148=\"\"),\"\",G163/'Historical scenario - input'!$D148),\"\")","v":""},{"$f":"IFERROR(IF(OR(H163=\"\",'Historical scenario - input'!$D148=\"\"),\"\",H163/'Historical scenario - input'!$D148),\"\")","v":""},{"$f":"IFERROR(IF(OR(I163=\"\",'Historical scenario - input'!$D148=\"\"),\"\",I163/'Historical scenario - input'!$D148),\"\")","v":""},{"$f":"IFERROR(IF(OR(J163=\"\",'Historical scenario - input'!$D148=\"\"),\"\",J163/'Historical scenario - input'!$D148),\"\")","v":""},{"$f":"IFERROR(IF(OR(K163=\"\",'Historical scenario - input'!$D148=\"\"),\"\",K163/'Historical scenario - input'!$D148),\"\")","v":""},{"$f":"IFERROR(IF(OR(L163=\"\",'Historical scenario - input'!$D148=\"\"),\"\",L163/'Historical scenario - input'!$D148),\"\")","v":""},{"$f":"IFERROR(IF(OR(M163=\"\",'Historical scenario - input'!$D148=\"\"),\"\",M163/'Historical scenario - input'!$D148),\"\")","v":""},{"$f":"IFERROR(IF(OR(N163=\"\",'Historical scenario - input'!$D148=\"\"),\"\",N163/'Historical scenario - input'!$D148),\"\")","v":""},{"$f":"IFERROR(IF(OR(O163=\"\",'Historical scenario - input'!$D148=\"\"),\"\",O163/'Historical scenario - input'!$D148),\"\")","v":""},{"$f":"IFERROR(IF(OR(P163=\"\",'Historical scenario - input'!$D148=\"\"),\"\",P163/'Historical scenario - input'!$D148),\"\")","v":""},{"$f":"IFERROR(IF(OR(Q163=\"\",'Historical scenario - input'!$D148=\"\"),\"\",Q163/'Historical scenario - input'!$D148),\"\")","v":""},{"$f":"IFERROR(IF(OR(R163=\"\",'Historical scenario - input'!$D148=\"\"),\"\",R163/'Historical scenario - input'!$D148),\"\")","v":""},{"$f":"IFERROR(IF(OR(S163=\"\",'Historical scenario - input'!$D148=\"\"),\"\",S163/'Historical scenario - input'!$D148),\"\")","v":""},{"$f":"IFERROR(IF(OR(T163=\"\",'Historical scenario - input'!$D148=\"\"),\"\",T163/'Historical scenario - input'!$D148),\"\")","v":""},{"$f":"IFERROR(IF(OR(U163=\"\",'Historical scenario - input'!$D148=\"\"),\"\",U163/'Historical scenario - input'!$D148),\"\")","v":""},{"$f":"IFERROR(IF(OR(V163=\"\",'Historical scenario - input'!$D148=\"\"),\"\",V163/'Historical scenario - input'!$D148),\"\")","v":""},{"$f":"IFERROR(IF(OR(W163=\"\",'Historical scenario - input'!$D148=\"\"),\"\",W163/'Historical scenario - input'!$D148),\"\")","v":""}]
[{"$f":"IFERROR('Historical scenario - input'!A149,\"\")","v":""},{"$f":"IFERROR('Historical scenario - input'!B149,\"\")","v":0},{"$f":"IFERROR('Historical scenario - input'!C149,\"\")","v":0},{"$f":"IFERROR(repcalc('Historical scenario - input'!$CV149:$GH149,'Historical scenario - input'!$G149,'Historical scenario - input'!$E149,'Historical scenario - input'!$F149,20,TRUE,TRUE),\"\")","v":""},"","","","","","","","","","","","","","","","","","","",{"$f":"IFERROR(IF(OR(D164=\"\",'Historical scenario - input'!$D149=\"\"),\"\",D164/'Historical scenario - input'!$D149),\"\")","v":""},{"$f":"IFERROR(IF(OR(E164=\"\",'Historical scenario - input'!$D149=\"\"),\"\",E164/'Historical scenario - input'!$D149),\"\")","v":""},{"$f":"IFERROR(IF(OR(F164=\"\",'Historical scenario - input'!$D149=\"\"),\"\",F164/'Historical scenario - input'!$D149),\"\")","v":""},{"$f":"IFERROR(IF(OR(G164=\"\",'Historical scenario - input'!$D149=\"\"),\"\",G164/'Historical scenario - input'!$D149),\"\")","v":""},{"$f":"IFERROR(IF(OR(H164=\"\",'Historical scenario - input'!$D149=\"\"),\"\",H164/'Historical scenario - input'!$D149),\"\")","v":""},{"$f":"IFERROR(IF(OR(I164=\"\",'Historical scenario - input'!$D149=\"\"),\"\",I164/'Historical scenario - input'!$D149),\"\")","v":""},{"$f":"IFERROR(IF(OR(J164=\"\",'Historical scenario - input'!$D149=\"\"),\"\",J164/'Historical scenario - input'!$D149),\"\")","v":""},{"$f":"IFERROR(IF(OR(K164=\"\",'Historical scenario - input'!$D149=\"\"),\"\",K164/'Historical scenario - input'!$D149),\"\")","v":""},{"$f":"IFERROR(IF(OR(L164=\"\",'Historical scenario - input'!$D149=\"\"),\"\",L164/'Historical scenario - input'!$D149),\"\")","v":""},{"$f":"IFERROR(IF(OR(M164=\"\",'Historical scenario - input'!$D149=\"\"),\"\",M164/'Historical scenario - input'!$D149),\"\")","v":""},{"$f":"IFERROR(IF(OR(N164=\"\",'Historical scenario - input'!$D149=\"\"),\"\",N164/'Historical scenario - input'!$D149),\"\")","v":""},{"$f":"IFERROR(IF(OR(O164=\"\",'Historical scenario - input'!$D149=\"\"),\"\",O164/'Historical scenario - input'!$D149),\"\")","v":""},{"$f":"IFERROR(IF(OR(P164=\"\",'Historical scenario - input'!$D149=\"\"),\"\",P164/'Historical scenario - input'!$D149),\"\")","v":""},{"$f":"IFERROR(IF(OR(Q164=\"\",'Historical scenario - input'!$D149=\"\"),\"\",Q164/'Historical scenario - input'!$D149),\"\")","v":""},{"$f":"IFERROR(IF(OR(R164=\"\",'Historical scenario - input'!$D149=\"\"),\"\",R164/'Historical scenario - input'!$D149),\"\")","v":""},{"$f":"IFERROR(IF(OR(S164=\"\",'Historical scenario - input'!$D149=\"\"),\"\",S164/'Historical scenario - input'!$D149),\"\")","v":""},{"$f":"IFERROR(IF(OR(T164=\"\",'Historical scenario - input'!$D149=\"\"),\"\",T164/'Historical scenario - input'!$D149),\"\")","v":""},{"$f":"IFERROR(IF(OR(U164=\"\",'Historical scenario - input'!$D149=\"\"),\"\",U164/'Historical scenario - input'!$D149),\"\")","v":""},{"$f":"IFERROR(IF(OR(V164=\"\",'Historical scenario - input'!$D149=\"\"),\"\",V164/'Historical scenario - input'!$D149),\"\")","v":""},{"$f":"IFERROR(IF(OR(W164=\"\",'Historical scenario - input'!$D149=\"\"),\"\",W164/'Historical scenario - input'!$D149),\"\")","v":""}]
[{"$f":"IFERROR('Historical scenario - input'!A150,\"\")","v":""},{"$f":"IFERROR('Historical scenario - input'!B150,\"\")","v":0},{"$f":"IFERROR('Historical scenario - input'!C150,\"\")","v":0},{"$f":"IFERROR(repcalc('Historical scenario - input'!$CV150:$GH150,'Historical scenario - input'!$G150,'Historical scenario - input'!$E150,'Historical scenario - input'!$F150,20,TRUE,TRUE),\"\")","v":""},"","","","","","","","","","","","","","","","","","","",{"$f":"IFERROR(IF(OR(D165=\"\",'Historical scenario - input'!$D150=\"\"),\"\",D165/'Historical scenario - input'!$D150),\"\")","v":""},{"$f":"IFERROR(IF(OR(E165=\"\",'Historical scenario - input'!$D150=\"\"),\"\",E165/'Historical scenario - input'!$D150),\"\")","v":""},{"$f":"IFERROR(IF(OR(F165=\"\",'Historical scenario - input'!$D150=\"\"),\"\",F165/'Historical scenario - input'!$D150),\"\")","v":""},{"$f":"IFERROR(IF(OR(G165=\"\",'Historical scenario - input'!$D150=\"\"),\"\",G165/'Historical scenario - input'!$D150),\"\")","v":""},{"$f":"IFERROR(IF(OR(H165=\"\",'Historical scenario - input'!$D150=\"\"),\"\",H165/'Historical scenario - input'!$D150),\"\")","v":""},{"$f":"IFERROR(IF(OR(I165=\"\",'Historical scenario - input'!$D150=\"\"),\"\",I165/'Historical scenario - input'!$D150),\"\")","v":""},{"$f":"IFERROR(IF(OR(J165=\"\",'Historical scenario - input'!$D150=\"\"),\"\",J165/'Historical scenario - input'!$D150),\"\")","v":""},{"$f":"IFERROR(IF(OR(K165=\"\",'Historical scenario - input'!$D150=\"\"),\"\",K165/'Historical scenario - input'!$D150),\"\")","v":""},{"$f":"IFERROR(IF(OR(L165=\"\",'Historical scenario - input'!$D150=\"\"),\"\",L165/'Historical scenario - input'!$D150),\"\")","v":""},{"$f":"IFERROR(IF(OR(M165=\"\",'Historical scenario - input'!$D150=\"\"),\"\",M165/'Historical scenario - input'!$D150),\"\")","v":""},{"$f":"IFERROR(IF(OR(N165=\"\",'Historical scenario - input'!$D150=\"\"),\"\",N165/'Historical scenario - input'!$D150),\"\")","v":""},{"$f":"IFERROR(IF(OR(O165=\"\",'Historical scenario - input'!$D150=\"\"),\"\",O165/'Historical scenario - input'!$D150),\"\")","v":""},{"$f":"IFERROR(IF(OR(P165=\"\",'Historical scenario - input'!$D150=\"\"),\"\",P165/'Historical scenario - input'!$D150),\"\")","v":""},{"$f":"IFERROR(IF(OR(Q165=\"\",'Historical scenario - input'!$D150=\"\"),\"\",Q165/'Historical scenario - input'!$D150),\"\")","v":""},{"$f":"IFERROR(IF(OR(R165=\"\",'Historical scenario - input'!$D150=\"\"),\"\",R165/'Historical scenario - input'!$D150),\"\")","v":""},{"$f":"IFERROR(IF(OR(S165=\"\",'Historical scenario - input'!$D150=\"\"),\"\",S165/'Historical scenario - input'!$D150),\"\")","v":""},{"$f":"IFERROR(IF(OR(T165=\"\",'Historical scenario - input'!$D150=\"\"),\"\",T165/'Historical scenario - input'!$D150),\"\")","v":""},{"$f":"IFERROR(IF(OR(U165=\"\",'Historical scenario - input'!$D150=\"\"),\"\",U165/'Historical scenario - input'!$D150),\"\")","v":""},{"$f":"IFERROR(IF(OR(V165=\"\",'Historical scenario - input'!$D150=\"\"),\"\",V165/'Historical scenario - input'!$D150),\"\")","v":""},{"$f":"IFERROR(IF(OR(W165=\"\",'Historical scenario - input'!$D150=\"\"),\"\",W165/'Historical scenario - input'!$D150),\"\")","v":""}]
[{"$f":"IFERROR('Historical scenario - input'!A151,\"\")","v":""},{"$f":"IFERROR('Historical scenario - input'!B151,\"\")","v":0},{"$f":"IFERROR('Historical scenario - input'!C151,\"\")","v":0},{"$f":"IFERROR(repcalc('Historical scenario - input'!$CV151:$GH151,'Historical scenario - input'!$G151,'Historical scenario - input'!$E151,'Historical scenario - input'!$F151,20,TRUE,TRUE),\"\")","v":""},"","","","","","","","","","","","","","","","","","","",{"$f":"IFERROR(IF(OR(D166=\"\",'Historical scenario - input'!$D151=\"\"),\"\",D166/'Historical scenario - input'!$D151),\"\")","v":""},{"$f":"IFERROR(IF(OR(E166=\"\",'Historical scenario - input'!$D151=\"\"),\"\",E166/'Historical scenario - input'!$D151),\"\")","v":""},{"$f":"IFERROR(IF(OR(F166=\"\",'Historical scenario - input'!$D151=\"\"),\"\",F166/'Historical scenario - input'!$D151),\"\")","v":""},{"$f":"IFERROR(IF(OR(G166=\"\",'Historical scenario - input'!$D151=\"\"),\"\",G166/'Historical scenario - input'!$D151),\"\")","v":""},{"$f":"IFERROR(IF(OR(H166=\"\",'Historical scenario - input'!$D151=\"\"),\"\",H166/'Historical scenario - input'!$D151),\"\")","v":""},{"$f":"IFERROR(IF(OR(I166=\"\",'Historical scenario - input'!$D151=\"\"),\"\",I166/'Historical scenario - input'!$D151),\"\")","v":""},{"$f":"IFERROR(IF(OR(J166=\"\",'Historical scenario - input'!$D151=\"\"),\"\",J166/'Historical scenario - input'!$D151),\"\")","v":""},{"$f":"IFERROR(IF(OR(K166=\"\",'Historical scenario - input'!$D151=\"\"),\"\",K166/'Historical scenario - input'!$D151),\"\")","v":""},{"$f":"IFERROR(IF(OR(L166=\"\",'Historical scenario - input'!$D151=\"\"),\"\",L166/'Historical scenario - input'!$D151),\"\")","v":""},{"$f":"IFERROR(IF(OR(M166=\"\",'Historical scenario - input'!$D151=\"\"),\"\",M166/'Historical scenario - input'!$D151),\"\")","v":""},{"$f":"IFERROR(IF(OR(N166=\"\",'Historical scenario - input'!$D151=\"\"),\"\",N166/'Historical scenario - input'!$D151),\"\")","v":""},{"$f":"IFERROR(IF(OR(O166=\"\",'Historical scenario - input'!$D151=\"\"),\"\",O166/'Historical scenario - input'!$D151),\"\")","v":""},{"$f":"IFERROR(IF(OR(P166=\"\",'Historical scenario - input'!$D151=\"\"),\"\",P166/'Historical scenario - input'!$D151),\"\")","v":""},{"$f":"IFERROR(IF(OR(Q166=\"\",'Historical scenario - input'!$D151=\"\"),\"\",Q166/'Historical scenario - input'!$D151),\"\")","v":""},{"$f":"IFERROR(IF(OR(R166=\"\",'Historical scenario - input'!$D151=\"\"),\"\",R166/'Historical scenario - input'!$D151),\"\")","v":""},{"$f":"IFERROR(IF(OR(S166=\"\",'Historical scenario - input'!$D151=\"\"),\"\",S166/'Historical scenario - input'!$D151),\"\")","v":""},{"$f":"IFERROR(IF(OR(T166=\"\",'Historical scenario - input'!$D151=\"\"),\"\",T166/'Historical scenario - input'!$D151),\"\")","v":""},{"$f":"IFERROR(IF(OR(U166=\"\",'Historical scenario - input'!$D151=\"\"),\"\",U166/'Historical scenario - input'!$D151),\"\")","v":""},{"$f":"IFERROR(IF(OR(V166=\"\",'Historical scenario - input'!$D151=\"\"),\"\",V166/'Historical scenario - input'!$D151),\"\")","v":""},{"$f":"IFERROR(IF(OR(W166=\"\",'Historical scenario - input'!$D151=\"\"),\"\",W166/'Historical scenario - input'!$D151),\"\")","v":""}]
[{"$f":"IFERROR('Historical scenario - input'!A152,\"\")","v":""},{"$f":"IFERROR('Historical scenario - input'!B152,\"\")","v":0},{"$f":"IFERROR('Historical scenario - input'!C152,\"\")","v":0},{"$f":"IFERROR(repcalc('Historical scenario - input'!$CV152:$GH152,'Historical scenario - input'!$G152,'Historical scenario - input'!$E152,'Historical scenario - input'!$F152,20,TRUE,TRUE),\"\")","v":""},"","","","","","","","","","","","","","","","","","","",{"$f":"IFERROR(IF(OR(D167=\"\",'Historical scenario - input'!$D152=\"\"),\"\",D167/'Historical scenario - input'!$D152),\"\")","v":""},{"$f":"IFERROR(IF(OR(E167=\"\",'Historical scenario - input'!$D152=\"\"),\"\",E167/'Historical scenario - input'!$D152),\"\")","v":""},{"$f":"IFERROR(IF(OR(F167=\"\",'Historical scenario - input'!$D152=\"\"),\"\",F167/'Historical scenario - input'!$D152),\"\")","v":""},{"$f":"IFERROR(IF(OR(G167=\"\",'Historical scenario - input'!$D152=\"\"),\"\",G167/'Historical scenario - input'!$D152),\"\")","v":""},{"$f":"IFERROR(IF(OR(H167=\"\",'Historical scenario - input'!$D152=\"\"),\"\",H167/'Historical scenario - input'!$D152),\"\")","v":""},{"$f":"IFERROR(IF(OR(I167=\"\",'Historical scenario - input'!$D152=\"\"),\"\",I167/'Historical scenario - input'!$D152),\"\")","v":""},{"$f":"IFERROR(IF(OR(J167=\"\",'Historical scenario - input'!$D152=\"\"),\"\",J167/'Historical scenario - input'!$D152),\"\")","v":""},{"$f":"IFERROR(IF(OR(K167=\"\",'Historical scenario - input'!$D152=\"\"),\"\",K167/'Historical scenario - input'!$D152),\"\")","v":""},{"$f":"IFERROR(IF(OR(L167=\"\",'Historical scenario - input'!$D152=\"\"),\"\",L167/'Historical scenario - input'!$D152),\"\")","v":""},{"$f":"IFERROR(IF(OR(M167=\"\",'Historical scenario - input'!$D152=\"\"),\"\",M167/'Historical scenario - input'!$D152),\"\")","v":""},{"$f":"IFERROR(IF(OR(N167=\"\",'Historical scenario - input'!$D152=\"\"),\"\",N167/'Historical scenario - input'!$D152),\"\")","v":""},{"$f":"IFERROR(IF(OR(O167=\"\",'Historical scenario - input'!$D152=\"\"),\"\",O167/'Historical scenario - input'!$D152),\"\")","v":""},{"$f":"IFERROR(IF(OR(P167=\"\",'Historical scenario - input'!$D152=\"\"),\"\",P167/'Historical scenario - input'!$D152),\"\")","v":""},{"$f":"IFERROR(IF(OR(Q167=\"\",'Historical scenario - input'!$D152=\"\"),\"\",Q167/'Historical scenario - input'!$D152),\"\")","v":""},{"$f":"IFERROR(IF(OR(R167=\"\",'Historical scenario - input'!$D152=\"\"),\"\",R167/'Historical scenario - input'!$D152),\"\")","v":""},{"$f":"IFERROR(IF(OR(S167=\"\",'Historical scenario - input'!$D152=\"\"),\"\",S167/'Historical scenario - input'!$D152),\"\")","v":""},{"$f":"IFERROR(IF(OR(T167=\"\",'Historical scenario - input'!$D152=\"\"),\"\",T167/'Historical scenario - input'!$D152),\"\")","v":""},{"$f":"IFERROR(IF(OR(U167=\"\",'Historical scenario - input'!$D152=\"\"),\"\",U167/'Historical scenario - input'!$D152),\"\")","v":""},{"$f":"IFERROR(IF(OR(V167=\"\",'Historical scenario - input'!$D152=\"\"),\"\",V167/'Historical scenario - input'!$D152),\"\")","v":""},{"$f":"IFERROR(IF(OR(W167=\"\",'Historical scenario - input'!$D152=\"\"),\"\",W167/'Historical scenario - input'!$D152),\"\")","v":""}]
[{"$f":"IFERROR('Historical scenario - input'!A153,\"\")","v":""},{"$f":"IFERROR('Historical scenario - input'!B153,\"\")","v":0},{"$f":"IFERROR('Historical scenario - input'!C153,\"\")","v":0},{"$f":"IFERROR(repcalc('Historical scenario - input'!$CV153:$GH153,'Historical scenario - input'!$G153,'Historical scenario - input'!$E153,'Historical scenario - input'!$F153,20,TRUE,TRUE),\"\")","v":""},"","","","","","","","","","","","","","","","","","","",{"$f":"IFERROR(IF(OR(D168=\"\",'Historical scenario - input'!$D153=\"\"),\"\",D168/'Historical scenario - input'!$D153),\"\")","v":""},{"$f":"IFERROR(IF(OR(E168=\"\",'Historical scenario - input'!$D153=\"\"),\"\",E168/'Historical scenario - input'!$D153),\"\")","v":""},{"$f":"IFERROR(IF(OR(F168=\"\",'Historical scenario - input'!$D153=\"\"),\"\",F168/'Historical scenario - input'!$D153),\"\")","v":""},{"$f":"IFERROR(IF(OR(G168=\"\",'Historical scenario - input'!$D153=\"\"),\"\",G168/'Historical scenario - input'!$D153),\"\")","v":""},{"$f":"IFERROR(IF(OR(H168=\"\",'Historical scenario - input'!$D153=\"\"),\"\",H168/'Historical scenario - input'!$D153),\"\")","v":""},{"$f":"IFERROR(IF(OR(I168=\"\",'Historical scenario - input'!$D153=\"\"),\"\",I168/'Historical scenario - input'!$D153),\"\")","v":""},{"$f":"IFERROR(IF(OR(J168=\"\",'Historical scenario - input'!$D153=\"\"),\"\",J168/'Historical scenario - input'!$D153),\"\")","v":""},{"$f":"IFERROR(IF(OR(K168=\"\",'Historical scenario - input'!$D153=\"\"),\"\",K168/'Historical scenario - input'!$D153),\"\")","v":""},{"$f":"IFERROR(IF(OR(L168=\"\",'Historical scenario - input'!$D153=\"\"),\"\",L168/'Historical scenario - input'!$D153),\"\")","v":""},{"$f":"IFERROR(IF(OR(M168=\"\",'Historical scenario - input'!$D153=\"\"),\"\",M168/'Historical scenario - input'!$D153),\"\")","v":""},{"$f":"IFERROR(IF(OR(N168=\"\",'Historical scenario - input'!$D153=\"\"),\"\",N168/'Historical scenario - input'!$D153),\"\")","v":""},{"$f":"IFERROR(IF(OR(O168=\"\",'Historical scenario - input'!$D153=\"\"),\"\",O168/'Historical scenario - input'!$D153),\"\")","v":""},{"$f":"IFERROR(IF(OR(P168=\"\",'Historical scenario - input'!$D153=\"\"),\"\",P168/'Historical scenario - input'!$D153),\"\")","v":""},{"$f":"IFERROR(IF(OR(Q168=\"\",'Historical scenario - input'!$D153=\"\"),\"\",Q168/'Historical scenario - input'!$D153),\"\")","v":""},{"$f":"IFERROR(IF(OR(R168=\"\",'Historical scenario - input'!$D153=\"\"),\"\",R168/'Historical scenario - input'!$D153),\"\")","v":""},{"$f":"IFERROR(IF(OR(S168=\"\",'Historical scenario - input'!$D153=\"\"),\"\",S168/'Historical scenario - input'!$D153),\"\")","v":""},{"$f":"IFERROR(IF(OR(T168=\"\",'Historical scenario - input'!$D153=\"\"),\"\",T168/'Historical scenario - input'!$D153),\"\")","v":""},{"$f":"IFERROR(IF(OR(U168=\"\",'Historical scenario - input'!$D153=\"\"),\"\",U168/'Historical scenario - input'!$D153),\"\")","v":""},{"$f":"IFERROR(IF(OR(V168=\"\",'Historical scenario - input'!$D153=\"\"),\"\",V168/'Historical scenario - input'!$D153),\"\")","v":""},{"$f":"IFERROR(IF(OR(W168=\"\",'Historical scenario - input'!$D153=\"\"),\"\",W168/'Historical scenario - input'!$D153),\"\")","v":""}]
[{"$f":"IFERROR('Historical scenario - input'!A154,\"\")","v":""},{"$f":"IFERROR('Historical scenario - input'!B154,\"\")","v":0},{"$f":"IFERROR('Historical scenario - input'!C154,\"\")","v":0},{"$f":"IFERROR(repcalc('Historical scenario - input'!$CV154:$GH154,'Historical scenario - input'!$G154,'Historical scenario - input'!$E154,'Historical scenario - input'!$F154,20,TRUE,TRUE),\"\")","v":""},"","","","","","","","","","","","","","","","","","","",{"$f":"IFERROR(IF(OR(D169=\"\",'Historical scenario - input'!$D154=\"\"),\"\",D169/'Historical scenario - input'!$D154),\"\")","v":""},{"$f":"IFERROR(IF(OR(E169=\"\",'Historical scenario - input'!$D154=\"\"),\"\",E169/'Historical scenario - input'!$D154),\"\")","v":""},{"$f":"IFERROR(IF(OR(F169=\"\",'Historical scenario - input'!$D154=\"\"),\"\",F169/'Historical scenario - input'!$D154),\"\")","v":""},{"$f":"IFERROR(IF(OR(G169=\"\",'Historical scenario - input'!$D154=\"\"),\"\",G169/'Historical scenario - input'!$D154),\"\")","v":""},{"$f":"IFERROR(IF(OR(H169=\"\",'Historical scenario - input'!$D154=\"\"),\"\",H169/'Historical scenario - input'!$D154),\"\")","v":""},{"$f":"IFERROR(IF(OR(I169=\"\",'Historical scenario - input'!$D154=\"\"),\"\",I169/'Historical scenario - input'!$D154),\"\")","v":""},{"$f":"IFERROR(IF(OR(J169=\"\",'Historical scenario - input'!$D154=\"\"),\"\",J169/'Historical scenario - input'!$D154),\"\")","v":""},{"$f":"IFERROR(IF(OR(K169=\"\",'Historical scenario - input'!$D154=\"\"),\"\",K169/'Historical scenario - input'!$D154),\"\")","v":""},{"$f":"IFERROR(IF(OR(L169=\"\",'Historical scenario - input'!$D154=\"\"),\"\",L169/'Historical scenario - input'!$D154),\"\")","v":""},{"$f":"IFERROR(IF(OR(M169=\"\",'Historical scenario - input'!$D154=\"\"),\"\",M169/'Historical scenario - input'!$D154),\"\")","v":""},{"$f":"IFERROR(IF(OR(N169=\"\",'Historical scenario - input'!$D154=\"\"),\"\",N169/'Historical scenario - input'!$D154),\"\")","v":""},{"$f":"IFERROR(IF(OR(O169=\"\",'Historical scenario - input'!$D154=\"\"),\"\",O169/'Historical scenario - input'!$D154),\"\")","v":""},{"$f":"IFERROR(IF(OR(P169=\"\",'Historical scenario - input'!$D154=\"\"),\"\",P169/'Historical scenario - input'!$D154),\"\")","v":""},{"$f":"IFERROR(IF(OR(Q169=\"\",'Historical scenario - input'!$D154=\"\"),\"\",Q169/'Historical scenario - input'!$D154),\"\")","v":""},{"$f":"IFERROR(IF(OR(R169=\"\",'Historical scenario - input'!$D154=\"\"),\"\",R169/'Historical scenario - input'!$D154),\"\")","v":""},{"$f":"IFERROR(IF(OR(S169=\"\",'Historical scenario - input'!$D154=\"\"),\"\",S169/'Historical scenario - input'!$D154),\"\")","v":""},{"$f":"IFERROR(IF(OR(T169=\"\",'Historical scenario - input'!$D154=\"\"),\"\",T169/'Historical scenario - input'!$D154),\"\")","v":""},{"$f":"IFERROR(IF(OR(U169=\"\",'Historical scenario - input'!$D154=\"\"),\"\",U169/'Historical scenario - input'!$D154),\"\")","v":""},{"$f":"IFERROR(IF(OR(V169=\"\",'Historical scenario - input'!$D154=\"\"),\"\",V169/'Historical scenario - input'!$D154),\"\")","v":""},{"$f":"IFERROR(IF(OR(W169=\"\",'Historical scenario - input'!$D154=\"\"),\"\",W169/'Historical scenario - input'!$D154),\"\")","v":""}]
[{"$f":"IFERROR('Historical scenario - input'!A155,\"\")","v":""},{"$f":"IFERROR('Historical scenario - input'!B155,\"\")","v":0},{"$f":"IFERROR('Historical scenario - input'!C155,\"\")","v":0},{"$f":"IFERROR(repcalc('Historical scenario - input'!$CV155:$GH155,'Historical scenario - input'!$G155,'Historical scenario - input'!$E155,'Historical scenario - input'!$F155,20,TRUE,TRUE),\"\")","v":""},"","","","","","","","","","","","","","","","","","","",{"$f":"IFERROR(IF(OR(D170=\"\",'Historical scenario - input'!$D155=\"\"),\"\",D170/'Historical scenario - input'!$D155),\"\")","v":""},{"$f":"IFERROR(IF(OR(E170=\"\",'Historical scenario - input'!$D155=\"\"),\"\",E170/'Historical scenario - input'!$D155),\"\")","v":""},{"$f":"IFERROR(IF(OR(F170=\"\",'Historical scenario - input'!$D155=\"\"),\"\",F170/'Historical scenario - input'!$D155),\"\")","v":""},{"$f":"IFERROR(IF(OR(G170=\"\",'Historical scenario - input'!$D155=\"\"),\"\",G170/'Historical scenario - input'!$D155),\"\")","v":""},{"$f":"IFERROR(IF(OR(H170=\"\",'Historical scenario - input'!$D155=\"\"),\"\",H170/'Historical scenario - input'!$D155),\"\")","v":""},{"$f":"IFERROR(IF(OR(I170=\"\",'Historical scenario - input'!$D155=\"\"),\"\",I170/'Historical scenario - input'!$D155),\"\")","v":""},{"$f":"IFERROR(IF(OR(J170=\"\",'Historical scenario - input'!$D155=\"\"),\"\",J170/'Historical scenario - input'!$D155),\"\")","v":""},{"$f":"IFERROR(IF(OR(K170=\"\",'Historical scenario - input'!$D155=\"\"),\"\",K170/'Historical scenario - input'!$D155),\"\")","v":""},{"$f":"IFERROR(IF(OR(L170=\"\",'Historical scenario - input'!$D155=\"\"),\"\",L170/'Historical scenario - input'!$D155),\"\")","v":""},{"$f":"IFERROR(IF(OR(M170=\"\",'Historical scenario - input'!$D155=\"\"),\"\",M170/'Historical scenario - input'!$D155),\"\")","v":""},{"$f":"IFERROR(IF(OR(N170=\"\",'Historical scenario - input'!$D155=\"\"),\"\",N170/'Historical scenario - input'!$D155),\"\")","v":""},{"$f":"IFERROR(IF(OR(O170=\"\",'Historical scenario - input'!$D155=\"\"),\"\",O170/'Historical scenario - input'!$D155),\"\")","v":""},{"$f":"IFERROR(IF(OR(P170=\"\",'Historical scenario - input'!$D155=\"\"),\"\",P170/'Historical scenario - input'!$D155),\"\")","v":""},{"$f":"IFERROR(IF(OR(Q170=\"\",'Historical scenario - input'!$D155=\"\"),\"\",Q170/'Historical scenario - input'!$D155),\"\")","v":""},{"$f":"IFERROR(IF(OR(R170=\"\",'Historical scenario - input'!$D155=\"\"),\"\",R170/'Historical scenario - input'!$D155),\"\")","v":""},{"$f":"IFERROR(IF(OR(S170=\"\",'Historical scenario - input'!$D155=\"\"),\"\",S170/'Historical scenario - input'!$D155),\"\")","v":""},{"$f":"IFERROR(IF(OR(T170=\"\",'Historical scenario - input'!$D155=\"\"),\"\",T170/'Historical scenario - input'!$D155),\"\")","v":""},{"$f":"IFERROR(IF(OR(U170=\"\",'Historical scenario - input'!$D155=\"\"),\"\",U170/'Historical scenario - input'!$D155),\"\")","v":""},{"$f":"IFERROR(IF(OR(V170=\"\",'Historical scenario - input'!$D155=\"\"),\"\",V170/'Historical scenario - input'!$D155),\"\")","v":""},{"$f":"IFERROR(IF(OR(W170=\"\",'Historical scenario - input'!$D155=\"\"),\"\",W170/'Historical scenario - input'!$D155),\"\")","v":""}]
[{"$f":"IFERROR('Historical scenario - input'!A156,\"\")","v":""},{"$f":"IFERROR('Historical scenario - input'!B156,\"\")","v":0},{"$f":"IFERROR('Historical scenario - input'!C156,\"\")","v":0},{"$f":"IFERROR(repcalc('Historical scenario - input'!$CV156:$GH156,'Historical scenario - input'!$G156,'Historical scenario - input'!$E156,'Historical scenario - input'!$F156,20,TRUE,TRUE),\"\")","v":""},"","","","","","","","","","","","","","","","","","","",{"$f":"IFERROR(IF(OR(D171=\"\",'Historical scenario - input'!$D156=\"\"),\"\",D171/'Historical scenario - input'!$D156),\"\")","v":""},{"$f":"IFERROR(IF(OR(E171=\"\",'Historical scenario - input'!$D156=\"\"),\"\",E171/'Historical scenario - input'!$D156),\"\")","v":""},{"$f":"IFERROR(IF(OR(F171=\"\",'Historical scenario - input'!$D156=\"\"),\"\",F171/'Historical scenario - input'!$D156),\"\")","v":""},{"$f":"IFERROR(IF(OR(G171=\"\",'Historical scenario - input'!$D156=\"\"),\"\",G171/'Historical scenario - input'!$D156),\"\")","v":""},{"$f":"IFERROR(IF(OR(H171=\"\",'Historical scenario - input'!$D156=\"\"),\"\",H171/'Historical scenario - input'!$D156),\"\")","v":""},{"$f":"IFERROR(IF(OR(I171=\"\",'Historical scenario - input'!$D156=\"\"),\"\",I171/'Historical scenario - input'!$D156),\"\")","v":""},{"$f":"IFERROR(IF(OR(J171=\"\",'Historical scenario - input'!$D156=\"\"),\"\",J171/'Historical scenario - input'!$D156),\"\")","v":""},{"$f":"IFERROR(IF(OR(K171=\"\",'Historical scenario - input'!$D156=\"\"),\"\",K171/'Historical scenario - input'!$D156),\"\")","v":""},{"$f":"IFERROR(IF(OR(L171=\"\",'Historical scenario - input'!$D156=\"\"),\"\",L171/'Historical scenario - input'!$D156),\"\")","v":""},{"$f":"IFERROR(IF(OR(M171=\"\",'Historical scenario - input'!$D156=\"\"),\"\",M171/'Historical scenario - input'!$D156),\"\")","v":""},{"$f":"IFERROR(IF(OR(N171=\"\",'Historical scenario - input'!$D156=\"\"),\"\",N171/'Historical scenario - input'!$D156),\"\")","v":""},{"$f":"IFERROR(IF(OR(O171=\"\",'Historical scenario - input'!$D156=\"\"),\"\",O171/'Historical scenario - input'!$D156),\"\")","v":""},{"$f":"IFERROR(IF(OR(P171=\"\",'Historical scenario - input'!$D156=\"\"),\"\",P171/'Historical scenario - input'!$D156),\"\")","v":""},{"$f":"IFERROR(IF(OR(Q171=\"\",'Historical scenario - input'!$D156=\"\"),\"\",Q171/'Historical scenario - input'!$D156),\"\")","v":""},{"$f":"IFERROR(IF(OR(R171=\"\",'Historical scenario - input'!$D156=\"\"),\"\",R171/'Historical scenario - input'!$D156),\"\")","v":""},{"$f":"IFERROR(IF(OR(S171=\"\",'Historical scenario - input'!$D156=\"\"),\"\",S171/'Historical scenario - input'!$D156),\"\")","v":""},{"$f":"IFERROR(IF(OR(T171=\"\",'Historical scenario - input'!$D156=\"\"),\"\",T171/'Historical scenario - input'!$D156),\"\")","v":""},{"$f":"IFERROR(IF(OR(U171=\"\",'Historical scenario - input'!$D156=\"\"),\"\",U171/'Historical scenario - input'!$D156),\"\")","v":""},{"$f":"IFERROR(IF(OR(V171=\"\",'Historical scenario - input'!$D156=\"\"),\"\",V171/'Historical scenario - input'!$D156),\"\")","v":""},{"$f":"IFERROR(IF(OR(W171=\"\",'Historical scenario - input'!$D156=\"\"),\"\",W171/'Historical scenario - input'!$D156),\"\")","v":""}]
[{"$f":"IFERROR('Historical scenario - input'!A157,\"\")","v":""},{"$f":"IFERROR('Historical scenario - input'!B157,\"\")","v":0},{"$f":"IFERROR('Historical scenario - input'!C157,\"\")","v":0},{"$f":"IFERROR(repcalc('Historical scenario - input'!$CV157:$GH157,'Historical scenario - input'!$G157,'Historical scenario - input'!$E157,'Historical scenario - input'!$F157,20,TRUE,TRUE),\"\")","v":""},"","","","","","","","","","","","","","","","","","","",{"$f":"IFERROR(IF(OR(D172=\"\",'Historical scenario - input'!$D157=\"\"),\"\",D172/'Historical scenario - input'!$D157),\"\")","v":""},{"$f":"IFERROR(IF(OR(E172=\"\",'Historical scenario - input'!$D157=\"\"),\"\",E172/'Historical scenario - input'!$D157),\"\")","v":""},{"$f":"IFERROR(IF(OR(F172=\"\",'Historical scenario - input'!$D157=\"\"),\"\",F172/'Historical scenario - input'!$D157),\"\")","v":""},{"$f":"IFERROR(IF(OR(G172=\"\",'Historical scenario - input'!$D157=\"\"),\"\",G172/'Historical scenario - input'!$D157),\"\")","v":""},{"$f":"IFERROR(IF(OR(H172=\"\",'Historical scenario - input'!$D157=\"\"),\"\",H172/'Historical scenario - input'!$D157),\"\")","v":""},{"$f":"IFERROR(IF(OR(I172=\"\",'Historical scenario - input'!$D157=\"\"),\"\",I172/'Historical scenario - input'!$D157),\"\")","v":""},{"$f":"IFERROR(IF(OR(J172=\"\",'Historical scenario - input'!$D157=\"\"),\"\",J172/'Historical scenario - input'!$D157),\"\")","v":""},{"$f":"IFERROR(IF(OR(K172=\"\",'Historical scenario - input'!$D157=\"\"),\"\",K172/'Historical scenario - input'!$D157),\"\")","v":""},{"$f":"IFERROR(IF(OR(L172=\"\",'Historical scenario - input'!$D157=\"\"),\"\",L172/'Historical scenario - input'!$D157),\"\")","v":""},{"$f":"IFERROR(IF(OR(M172=\"\",'Historical scenario - input'!$D157=\"\"),\"\",M172/'Historical scenario - input'!$D157),\"\")","v":""},{"$f":"IFERROR(IF(OR(N172=\"\",'Historical scenario - input'!$D157=\"\"),\"\",N172/'Historical scenario - input'!$D157),\"\")","v":""},{"$f":"IFERROR(IF(OR(O172=\"\",'Historical scenario - input'!$D157=\"\"),\"\",O172/'Historical scenario - input'!$D157),\"\")","v":""},{"$f":"IFERROR(IF(OR(P172=\"\",'Historical scenario - input'!$D157=\"\"),\"\",P172/'Historical scenario - input'!$D157),\"\")","v":""},{"$f":"IFERROR(IF(OR(Q172=\"\",'Historical scenario - input'!$D157=\"\"),\"\",Q172/'Historical scenario - input'!$D157),\"\")","v":""},{"$f":"IFERROR(IF(OR(R172=\"\",'Historical scenario - input'!$D157=\"\"),\"\",R172/'Historical scenario - input'!$D157),\"\")","v":""},{"$f":"IFERROR(IF(OR(S172=\"\",'Historical scenario - input'!$D157=\"\"),\"\",S172/'Historical scenario - input'!$D157),\"\")","v":""},{"$f":"IFERROR(IF(OR(T172=\"\",'Historical scenario - input'!$D157=\"\"),\"\",T172/'Historical scenario - input'!$D157),\"\")","v":""},{"$f":"IFERROR(IF(OR(U172=\"\",'Historical scenario - input'!$D157=\"\"),\"\",U172/'Historical scenario - input'!$D157),\"\")","v":""},{"$f":"IFERROR(IF(OR(V172=\"\",'Historical scenario - input'!$D157=\"\"),\"\",V172/'Historical scenario - input'!$D157),\"\")","v":""},{"$f":"IFERROR(IF(OR(W172=\"\",'Historical scenario - input'!$D157=\"\"),\"\",W172/'Historical scenario - input'!$D157),\"\")","v":""}]
[{"$f":"IFERROR('Historical scenario - input'!A158,\"\")","v":""},{"$f":"IFERROR('Historical scenario - input'!B158,\"\")","v":0},{"$f":"IFERROR('Historical scenario - input'!C158,\"\")","v":0},{"$f":"IFERROR(repcalc('Historical scenario - input'!$CV158:$GH158,'Historical scenario - input'!$G158,'Historical scenario - input'!$E158,'Historical scenario - input'!$F158,20,TRUE,TRUE),\"\")","v":""},"","","","","","","","","","","","","","","","","","","",{"$f":"IFERROR(IF(OR(D173=\"\",'Historical scenario - input'!$D158=\"\"),\"\",D173/'Historical scenario - input'!$D158),\"\")","v":""},{"$f":"IFERROR(IF(OR(E173=\"\",'Historical scenario - input'!$D158=\"\"),\"\",E173/'Historical scenario - input'!$D158),\"\")","v":""},{"$f":"IFERROR(IF(OR(F173=\"\",'Historical scenario - input'!$D158=\"\"),\"\",F173/'Historical scenario - input'!$D158),\"\")","v":""},{"$f":"IFERROR(IF(OR(G173=\"\",'Historical scenario - input'!$D158=\"\"),\"\",G173/'Historical scenario - input'!$D158),\"\")","v":""},{"$f":"IFERROR(IF(OR(H173=\"\",'Historical scenario - input'!$D158=\"\"),\"\",H173/'Historical scenario - input'!$D158),\"\")","v":""},{"$f":"IFERROR(IF(OR(I173=\"\",'Historical scenario - input'!$D158=\"\"),\"\",I173/'Historical scenario - input'!$D158),\"\")","v":""},{"$f":"IFERROR(IF(OR(J173=\"\",'Historical scenario - input'!$D158=\"\"),\"\",J173/'Historical scenario - input'!$D158),\"\")","v":""},{"$f":"IFERROR(IF(OR(K173=\"\",'Historical scenario - input'!$D158=\"\"),\"\",K173/'Historical scenario - input'!$D158),\"\")","v":""},{"$f":"IFERROR(IF(OR(L173=\"\",'Historical scenario - input'!$D158=\"\"),\"\",L173/'Historical scenario - input'!$D158),\"\")","v":""},{"$f":"IFERROR(IF(OR(M173=\"\",'Historical scenario - input'!$D158=\"\"),\"\",M173/'Historical scenario - input'!$D158),\"\")","v":""},{"$f":"IFERROR(IF(OR(N173=\"\",'Historical scenario - input'!$D158=\"\"),\"\",N173/'Historical scenario - input'!$D158),\"\")","v":""},{"$f":"IFERROR(IF(OR(O173=\"\",'Historical scenario - input'!$D158=\"\"),\"\",O173/'Historical scenario - input'!$D158),\"\")","v":""},{"$f":"IFERROR(IF(OR(P173=\"\",'Historical scenario - input'!$D158=\"\"),\"\",P173/'Historical scenario - input'!$D158),\"\")","v":""},{"$f":"IFERROR(IF(OR(Q173=\"\",'Historical scenario - input'!$D158=\"\"),\"\",Q173/'Historical scenario - input'!$D158),\"\")","v":""},{"$f":"IFERROR(IF(OR(R173=\"\",'Historical scenario - input'!$D158=\"\"),\"\",R173/'Historical scenario - input'!$D158),\"\")","v":""},{"$f":"IFERROR(IF(OR(S173=\"\",'Historical scenario - input'!$D158=\"\"),\"\",S173/'Historical scenario - input'!$D158),\"\")","v":""},{"$f":"IFERROR(IF(OR(T173=\"\",'Historical scenario - input'!$D158=\"\"),\"\",T173/'Historical scenario - input'!$D158),\"\")","v":""},{"$f":"IFERROR(IF(OR(U173=\"\",'Historical scenario - input'!$D158=\"\"),\"\",U173/'Historical scenario - input'!$D158),\"\")","v":""},{"$f":"IFERROR(IF(OR(V173=\"\",'Historical scenario - input'!$D158=\"\"),\"\",V173/'Historical scenario - input'!$D158),\"\")","v":""},{"$f":"IFERROR(IF(OR(W173=\"\",'Historical scenario - input'!$D158=\"\"),\"\",W173/'Historical scenario - input'!$D158),\"\")","v":""}]
[{"$f":"IFERROR('Historical scenario - input'!A159,\"\")","v":""},{"$f":"IFERROR('Historical scenario - input'!B159,\"\")","v":0},{"$f":"IFERROR('Historical scenario - input'!C159,\"\")","v":0},{"$f":"IFERROR(repcalc('Historical scenario - input'!$CV159:$GH159,'Historical scenario - input'!$G159,'Historical scenario - input'!$E159,'Historical scenario - input'!$F159,20,TRUE,TRUE),\"\")","v":""},"","","","","","","","","","","","","","","","","","","",{"$f":"IFERROR(IF(OR(D174=\"\",'Historical scenario - input'!$D159=\"\"),\"\",D174/'Historical scenario - input'!$D159),\"\")","v":""},{"$f":"IFERROR(IF(OR(E174=\"\",'Historical scenario - input'!$D159=\"\"),\"\",E174/'Historical scenario - input'!$D159),\"\")","v":""},{"$f":"IFERROR(IF(OR(F174=\"\",'Historical scenario - input'!$D159=\"\"),\"\",F174/'Historical scenario - input'!$D159),\"\")","v":""},{"$f":"IFERROR(IF(OR(G174=\"\",'Historical scenario - input'!$D159=\"\"),\"\",G174/'Historical scenario - input'!$D159),\"\")","v":""},{"$f":"IFERROR(IF(OR(H174=\"\",'Historical scenario - input'!$D159=\"\"),\"\",H174/'Historical scenario - input'!$D159),\"\")","v":""},{"$f":"IFERROR(IF(OR(I174=\"\",'Historical scenario - input'!$D159=\"\"),\"\",I174/'Historical scenario - input'!$D159),\"\")","v":""},{"$f":"IFERROR(IF(OR(J174=\"\",'Historical scenario - input'!$D159=\"\"),\"\",J174/'Historical scenario - input'!$D159),\"\")","v":""},{"$f":"IFERROR(IF(OR(K174=\"\",'Historical scenario - input'!$D159=\"\"),\"\",K174/'Historical scenario - input'!$D159),\"\")","v":""},{"$f":"IFERROR(IF(OR(L174=\"\",'Historical scenario - input'!$D159=\"\"),\"\",L174/'Historical scenario - input'!$D159),\"\")","v":""},{"$f":"IFERROR(IF(OR(M174=\"\",'Historical scenario - input'!$D159=\"\"),\"\",M174/'Historical scenario - input'!$D159),\"\")","v":""},{"$f":"IFERROR(IF(OR(N174=\"\",'Historical scenario - input'!$D159=\"\"),\"\",N174/'Historical scenario - input'!$D159),\"\")","v":""},{"$f":"IFERROR(IF(OR(O174=\"\",'Historical scenario - input'!$D159=\"\"),\"\",O174/'Historical scenario - input'!$D159),\"\")","v":""},{"$f":"IFERROR(IF(OR(P174=\"\",'Historical scenario - input'!$D159=\"\"),\"\",P174/'Historical scenario - input'!$D159),\"\")","v":""},{"$f":"IFERROR(IF(OR(Q174=\"\",'Historical scenario - input'!$D159=\"\"),\"\",Q174/'Historical scenario - input'!$D159),\"\")","v":""},{"$f":"IFERROR(IF(OR(R174=\"\",'Historical scenario - input'!$D159=\"\"),\"\",R174/'Historical scenario - input'!$D159),\"\")","v":""},{"$f":"IFERROR(IF(OR(S174=\"\",'Historical scenario - input'!$D159=\"\"),\"\",S174/'Historical scenario - input'!$D159),\"\")","v":""},{"$f":"IFERROR(IF(OR(T174=\"\",'Historical scenario - input'!$D159=\"\"),\"\",T174/'Historical scenario - input'!$D159),\"\")","v":""},{"$f":"IFERROR(IF(OR(U174=\"\",'Historical scenario - input'!$D159=\"\"),\"\",U174/'Historical scenario - input'!$D159),\"\")","v":""},{"$f":"IFERROR(IF(OR(V174=\"\",'Historical scenario - input'!$D159=\"\"),\"\",V174/'Historical scenario - input'!$D159),\"\")","v":""},{"$f":"IFERROR(IF(OR(W174=\"\",'Historical scenario - input'!$D159=\"\"),\"\",W174/'Historical scenario - input'!$D159),\"\")","v":""}]
[{"$f":"IFERROR('Historical scenario - input'!A160,\"\")","v":""},{"$f":"IFERROR('Historical scenario - input'!B160,\"\")","v":0},{"$f":"IFERROR('Historical scenario - input'!C160,\"\")","v":0},{"$f":"IFERROR(repcalc('Historical scenario - input'!$CV160:$GH160,'Historical scenario - input'!$G160,'Historical scenario - input'!$E160,'Historical scenario - input'!$F160,20,TRUE,TRUE),\"\")","v":""},"","","","","","","","","","","","","","","","","","","",{"$f":"IFERROR(IF(OR(D175=\"\",'Historical scenario - input'!$D160=\"\"),\"\",D175/'Historical scenario - input'!$D160),\"\")","v":""},{"$f":"IFERROR(IF(OR(E175=\"\",'Historical scenario - input'!$D160=\"\"),\"\",E175/'Historical scenario - input'!$D160),\"\")","v":""},{"$f":"IFERROR(IF(OR(F175=\"\",'Historical scenario - input'!$D160=\"\"),\"\",F175/'Historical scenario - input'!$D160),\"\")","v":""},{"$f":"IFERROR(IF(OR(G175=\"\",'Historical scenario - input'!$D160=\"\"),\"\",G175/'Historical scenario - input'!$D160),\"\")","v":""},{"$f":"IFERROR(IF(OR(H175=\"\",'Historical scenario - input'!$D160=\"\"),\"\",H175/'Historical scenario - input'!$D160),\"\")","v":""},{"$f":"IFERROR(IF(OR(I175=\"\",'Historical scenario - input'!$D160=\"\"),\"\",I175/'Historical scenario - input'!$D160),\"\")","v":""},{"$f":"IFERROR(IF(OR(J175=\"\",'Historical scenario - input'!$D160=\"\"),\"\",J175/'Historical scenario - input'!$D160),\"\")","v":""},{"$f":"IFERROR(IF(OR(K175=\"\",'Historical scenario - input'!$D160=\"\"),\"\",K175/'Historical scenario - input'!$D160),\"\")","v":""},{"$f":"IFERROR(IF(OR(L175=\"\",'Historical scenario - input'!$D160=\"\"),\"\",L175/'Historical scenario - input'!$D160),\"\")","v":""},{"$f":"IFERROR(IF(OR(M175=\"\",'Historical scenario - input'!$D160=\"\"),\"\",M175/'Historical scenario - input'!$D160),\"\")","v":""},{"$f":"IFERROR(IF(OR(N175=\"\",'Historical scenario - input'!$D160=\"\"),\"\",N175/'Historical scenario - input'!$D160),\"\")","v":""},{"$f":"IFERROR(IF(OR(O175=\"\",'Historical scenario - input'!$D160=\"\"),\"\",O175/'Historical scenario - input'!$D160),\"\")","v":""},{"$f":"IFERROR(IF(OR(P175=\"\",'Historical scenario - input'!$D160=\"\"),\"\",P175/'Historical scenario - input'!$D160),\"\")","v":""},{"$f":"IFERROR(IF(OR(Q175=\"\",'Historical scenario - input'!$D160=\"\"),\"\",Q175/'Historical scenario - input'!$D160),\"\")","v":""},{"$f":"IFERROR(IF(OR(R175=\"\",'Historical scenario - input'!$D160=\"\"),\"\",R175/'Historical scenario - input'!$D160),\"\")","v":""},{"$f":"IFERROR(IF(OR(S175=\"\",'Historical scenario - input'!$D160=\"\"),\"\",S175/'Historical scenario - input'!$D160),\"\")","v":""},{"$f":"IFERROR(IF(OR(T175=\"\",'Historical scenario - input'!$D160=\"\"),\"\",T175/'Historical scenario - input'!$D160),\"\")","v":""},{"$f":"IFERROR(IF(OR(U175=\"\",'Historical scenario - input'!$D160=\"\"),\"\",U175/'Historical scenario - input'!$D160),\"\")","v":""},{"$f":"IFERROR(IF(OR(V175=\"\",'Historical scenario - input'!$D160=\"\"),\"\",V175/'Historical scenario - input'!$D160),\"\")","v":""},{"$f":"IFERROR(IF(OR(W175=\"\",'Historical scenario - input'!$D160=\"\"),\"\",W175/'Historical scenario - input'!$D160),\"\")","v":""}]

{"sheet":"Cost scenario - input","index":2,"n_rows":190,"n_cols":193,"rows_kept":190,"cut":false,"hidden":false,"merged":[[2,6,3,6],[2,7,3,8],[2,9,3,9],[1,3,1,5],[2,3,3,3],[2,4,3,4],[2,5,3,5]]}
[null,"Unit cost - comparative"]
[null,"Replacement lives - calibrated",null,"Unit cost"]
[null,null,null,"Historical","NEM median","Forecast","Unit cost","Replacement \nlife",null,"Method","Volume",null,null,null,null,null,null,null,null,null,null,null,null,null,null,null,null,null,null,null,null,null,null,null,null,null,null,null,null,null,null,null,null,null,null,null,null,null,null,null,null,null,null,null,null,null,null,null,null,null,null,null,null,null,null,null,null,null,null,null,null,null,null,null,null,null,null,null,null,null,null,null,null,null,null,null,null,null,null,null,null,null,null,null,null,null,null,null,null,null,null,null,"Replacement Cost (NOT depreciated)"]
[null,null,null,null,null,null,null,null,null,null,"Installation date",null,null,null,null,null,null,null,null,null,null,null,null,null,null,null,null,null,null,null,null,null,null,null,null,null,null,null,null,null,null,null,null,null,null,null,null,null,null,null,null,null,null,null,null,null,null,null,null,null,null,null,null,null,null,null,null,null,null,null,null,null,null,null,null,null,null,null,null,null,null,null,null,null,null,null,null,null,null,null,null,null,null,null,null,null,null,null,null,null,null,null,"Installation date"]
["ID","Asset group","Asset category","$ ('000)","$ ('000)","$ ('000)","$ ('000)","μ","σ","#",2018,2017,2016,2015,2014,2013,2012,2011,2010,2009,2008,2007,2006,2005,2004,2003,2002,2001,2000,1999,1998,1997,1996,1995,1994,1993,1992,1991,1990,1989,1988,1987,1986,1985,1984,1983,1982,1981,1980,1979,1978,1977,1976,1975,1974,1973,1972,1971,1970,1969,1968,1967,1966,1965,1964,1963,1962,1961,1960,1959,1958,1957,1956,1955,1954,1953,1952,1951,1950,1949,1948,1947,1946,1945,1944,1943,1942,1941,1940,1939,1938,1937,1936,1935,1934,1933,1932,1931,1930,1929,1928,null,2018,2017,2016,2015,2014,2013,2012,2011,2010,2009,2008,2007,2006,2005,2004,2003,2002,2001,2000,1999,1998,1997,1996,1995,1994,1993,1992,1991,1990,1989,1988,1987,1986,1985,1984,1983,1982,1981,1980,1979,1978,1977,1976,1975,1974,1973,1972,1971,1970,1969,1968,1967,1966,1965,1964,1963,1962,1961,1960,1959,1958,1957,1956,1955,1954,1953,1952,1951,1950,1949,1948,1947,1946,1945,1944,1943,1942,1941,1940,1939,1938,1937,1936,1935,1934,1933,1932,1931,1930,1929,1928]
[1,"OVERHEAD CONDUCTORS","˂ = 1 kv",45.901083489375743,65.064082861127602,87.627721369539557,45.901083489375743,74.112411996723409,8.6088566021698494,2,38,65,70,91,138,105,148,156,127,138,121,104,118,105,87,101,71,64,70,59,48,54,52,65,65,46,39,87,99,92,68,105,101,116,95,87,167,162,338,218,146,148,150,163,267,171,281,191,227,307,424,346,508,514,532,856,510,457,594,538,288,357,364,103,59,51,40,56,22,41,20,6,10,23,40,0,0,0,52,0,0,0,0,0,0,0,0,0,0,0,76,null,1744.2411725962781,2983.5704268094232,3213.0758442563019,4176.9985975331929,6334.3495215338526,4819.6137663844529,6793.36035642761,7160.5690243426161,5829.437603150719,6334.3495215338526,5554.0311022144651,4773.7126828950777,5416.3278517463377,4819.6137663844529,3993.3942635756898,4636.0094324269503,3258.9769277456776,2937.6693433200476,3213.0758442563019,2708.1639258731689,2203.2520074900358,2478.6585084262902,2386.8563414475389,2983.5704268094232,2983.5704268094232,2111.449840511284,1790.142256085654,3993.3942635756898,4544.207265448199,4222.8996810225681,3121.2736772775506,4819.6137663844529,4636.0094324269503,5324.5256847675864,4360.6029314906955,3993.3942635756898,7665.4809427257487,7435.97552527887,15514.566219409002,10006.436200683913,6701.5581894488587,6793.36035642761,6885.1625234063613,7481.8766087682461,12255.589291663324,7849.0852766832522,12898.204460514584,8767.1069464707671,10419.545952088294,14091.632631238353,19462.059399495316,15881.774887324007,23317.750412602876,23593.156913539133,24419.376416347895,39291.327466905634,23409.552579581628,20976.795154644715,27265.243592689192,24694.782917284148,13219.512044940215,16386.686805707141,16707.994390132772,4727.8115994057016,2708.1639258731689,2340.9552579581627,1836.0433395750297,2570.4606754050415,1009.8238367662664,1881.9444230644056,918.02166978751484,275.40650093625447,459.01083489375742,1055.724920255642,1836.0433395750297,0,0,0,2386.8563414475389,0,0,0,0,0,0,0,0,0,0,0,3488.4823451925563]
[1,"OVERHEAD CONDUCTORS","˃ 11 kv & < = 22 kv ; multiple-phase",113.90821843012708,86.332651852520172,"",86.332651852520172,66.096912251156212,8.1300007534536061,2,0,0,0,0,0,0,0,0,0,0,0,0,0,0,1,3,5,0,1,0,1,0,0,3,0,0,0,0,0,2,0,0,0,0,0,0,0,0,0,0,0,0,0,0,2,2,0,0,25,0,0,0,0,0,12,0,0,0,0,0,0,0,0,0,0,0,0,0,0,0,0,0,0,0,0,0,0,0,0,0,0,0,0,0,0,0,0,0,0,0,0,null,0,0,0,0,0,0,0,0,0,0,0,0,0,0,86.332651852520172,258.99795555756054,431.66325926260083,0,86.332651852520172,0,86.332651852520172,0,0,258.99795555756054,0,0,0,0,0,172.66530370504034,0,0,0,0,0,0,0,0,0,0,0,0,0,0,172.66530370504034,172.66530370504034,0,0,2158.3162963130044,0,0,0,0,0,1035.9918222302422,0,0,0,0,0,0,0,0,0,0,0,0,0,0,0,0,0,0,0,0,0,0,0,0,0,0,0,0,0,0,0,0,0,0,0,0]
[1,"OVERHEAD CONDUCTORS","˃ 11 kv & < = 22 kv ; single-phase",113.90821843012708,68.401859883092015,"",68.401859883092015,66.096912251156212,8.1300007534536061,2,0,0,0,0,0,0,0,0,0,4,0,0,0,2,6,0,0,2,11,3,4,1,0,0,0,0,0,1,1,0,1,0,0,0,0,1,1,0,1,0,0,0,0,0,6,6,7,6,4,0,0,0,0,0,0,0,0,0,0,0,0,0,0,0,0,0,0,0,0,0,0,0,0,0,0,0,0,0,0,0,0,0,0,0,0,0,0,0,0,0,0,null,0,0,0,0,0,0,0,0,0,273.60743953236806,0,0,0,136.80371976618403,410.41115929855209,0,0,136.80371976618403,752.42045871401217,205.20557964927605,273.60743953236806,68.401859883092015,0,0,0,0,0,68.401859883092015,68.401859883092015,0,68.401859883092015,0,0,0,0,68.401859883092015,68.401859883092015,0,68.401859883092015,0,0,0,0,0,410.41115929855209,410.41115929855209,478.81301918164411,410.41115929855209,273.60743953236806,0,0,0,0,0,0,0,0,0,0,0,0,0,0,0,0,0,0,0,0,0,0,0,0,0,0,0,0,0,0,0,0,0,0,0,0,0,0,0,0,0,0]
[1,"OVERHEAD CONDUCTORS","˃ 11 kv & < = 22 kv ; swer",113.90821843012708,33.437049787085357,"",33.437049787085357,66.096912251156212,8.1300007534536061,2,0,0,0,0,0,0,7,0,0,0,0,0,0,0,0,0,0,0,0,0,0,0,0,0,0,0,0,0,1,0,0,0,0,38,2,0,0,0,0,0,0,2,0,0,4,0,0,1,1,0,0,0,0,0,0,11,6,0,0,0,0,43,0,0,0,0,0,0,0,0,0,0,0,0,0,0,0,0,0,0,0,0,0,0,0,0,0,0,0,0,0,null,0,0,0,0,0,0,234.0593485095975,0,0,0,0,0,0,0,0,0,0,0,0,0,0,0,0,0,0,0,0,0,33.437049787085357,0,0,0,0,1270.6078919092436,66.874099574170714,0,0,0,0,0,0,66.874099574170714,0,0,133.74819914834143,0,0,33.437049787085357,33.437049787085357,0,0,0,0,0,0,367.80754765793893,200.62229872251214,0,0,0,0,1437.7931408446702,0,0,0,0,0,0,0,0,0,0,0,0,0,0,0,0,0,0,0,0,0,0,0,0,0,0,0,0,0]
[1,"OVERHEAD CONDUCTORS","> 1 kv & < = 11 kv",44.155684697998034,57.275150434283816,41.630412894161722,41.630412894161722,61.177628665792007,7.8216129197111259,2,210,161,193,114,162,162,131,168,143,163,128,138,118,178,105,134,116,119,154,131,99,69,62,62,62,56,52,77,83,70,64,83,96,82,56,56,110,102,261,172,120,169,147,137,193,226,333,185,166,310,328,246,249,287,203,494,177,281,202,194,99,83,139,16,31,13,27,1,0,0,0,10,0,0,0,0,0,0,10,0,0,0,0,0,0,0,0,0,0,0,1,null,8742.3867077739615,6702.4964759600371,8034.6696885732126,4745.8670699344366,6744.126888854199,6744.126888854199,5453.5840891351854,6993.909366219169,5953.1490438651263,6785.757301748361,5328.6928504527004,5744.9969793943173,4912.3887215110835,7410.2134951607868,4371.1933538869807,5578.4753278176704,4829.1278957227596,4954.0191344052446,6411.0835857009051,5453.5840891351854,4121.4108765220108,2872.4984896971587,2581.0855994380267,2581.0855994380267,2581.0855994380267,2331.3031220730563,2164.7814704964094,3205.5417928504526,3455.324270215423,2914.1289025913206,2664.3464252263502,3455.324270215423,3996.5196378395253,3413.693857321261,2331.3031220730563,2331.3031220730563,4579.3454183577896,4246.3021152044957,10865.53776537621,7160.4310177958159,4995.6495472994065,7035.539779113331,6119.6706954417732,5703.3665665001563,8034.6696885732126,9408.4733140805492,13862.927493755853,7701.6263854199187,6910.648540430846,12905.427997190134,13654.775429285044,10241.081571963783,10365.972810646268,11947.928500624414,8450.9738175148304,20565.423969715892,7368.5830822666248,11698.146023259444,8409.3434046206676,8076.3001014673737,4121.4108765220108,3455.324270215423,5786.6273922884793,666.08660630658756,1290.5427997190134,541.19536762410235,1124.0211481423664,41.630412894161722,0,0,0,416.30412894161725,0,0,0,0,0,0,416.30412894161725,0,0,0,0,0,0,0,0,0,0,0,41.630412894161722]
[1,"OVERHEAD CONDUCTORS","> 22 kv & < = 66 kv",113.90821843012708,92.009337620290552,394.39727626459143,92.009337620290552,66.096912251156212,8.1300007534536061,2,7,41,11,6,13,32,21,49,70,21,59,34,79,32,6,16,19,21,13,3,25,2,7,5,27,2,21,2,15,6,1,1,1,22,8,12,26,42,70,16,10,38,19,12,21,7,16,13,23,59,95,48,10,129,74,87,26,25,83,0,0,3,20,11,5,3,10,0,0,0,0,0,0,0,0,0,0,0,0,0,0,0,0,0,0,0,0,0,0,0,0,null,644.06536334203383,3772.3828424319126,1012.102713823196,552.05602572174325,1196.1213890637771,2944.2988038492977,1932.1960900261015,4508.4575433942373,6440.6536334203383,1932.1960900261015,5428.5509195971426,3128.3174790898788,7268.7376720029533,2944.2988038492977,552.05602572174325,1472.1494019246488,1748.1774147855206,1932.1960900261015,1196.1213890637771,276.02801286087163,2300.2334405072638,184.0186752405811,644.06536334203383,460.04668810145279,2484.252115747845,184.0186752405811,1932.1960900261015,184.0186752405811,1380.1400643043582,552.05602572174325,92.009337620290552,92.009337620290552,92.009337620290552,2024.2054276463921,736.07470096232441,1104.1120514434865,2392.2427781275542,3864.392180052203,6440.6536334203383,1472.1494019246488,920.09337620290557,3496.3548295710411,1748.1774147855206,1104.1120514434865,1932.1960900261015,644.06536334203383,1472.1494019246488,1196.1213890637771,2116.2147652666827,5428.5509195971426,8740.8870739276026,4416.448205773946,920.09337620290557,11869.204553017482,6808.6909839015007,8004.812372965278,2392.2427781275542,2300.2334405072638,7636.7750224841157,0,0,276.02801286087163,1840.1867524058111,1012.102713823196,460.04668810145279,276.02801286087163,920.09337620290557,0,0,0,0,0,0,0,0,0,0,0,0,0,0,0,0,0,0,0,0,0,0,0,0]
[1,"OVERHEAD CONDUCTORS","> 66 kv & < = 132 kv",113.90821843012708,429.17000733968928,"",113.90821843012708,66.096912251156212,8.1300007534536061,2,0,6,3,16,49,12,21,74,19,0,10,8,0,4,11,19,14,4,4,0,5,2,0,35,0,0,0,0,0,0,6,4,5,51,0,9,16,2,1,29,29,21,0,13,27,25,32,4,4,13,116,9,0,15,48,43,10,53,188,0,0,0,12,0,0,0,0,0,0,0,0,0,0,0,0,0,0,0,0,0,0,0,0,0,0,0,0,0,0,0,0,null,0,683.44931058076247,341.72465529038124,1822.5314948820333,5581.5027030762267,1366.8986211615249,2392.0725870326687,8429.2081638294039,2164.2561501724144,0,1139.0821843012709,911.26574744101663,0,455.63287372050831,1252.9904027313978,2164.2561501724144,1594.715058021779,455.63287372050831,455.63287372050831,0,569.54109215063545,227.81643686025416,0,3986.7876450544477,0,0,0,0,0,0,683.44931058076247,455.63287372050831,569.54109215063545,5809.3191399364814,0,1025.1739658711438,1822.5314948820333,227.81643686025416,113.90821843012708,3303.3383344736853,3303.3383344736853,2392.0725870326687,0,1480.8068395916521,3075.5218976134311,2847.7054607531768,3645.0629897640665,455.63287372050831,455.63287372050831,1480.8068395916521,13213.353337894741,1025.1739658711438,0,1708.6232764519061,5467.5944846460998,4898.0533924954643,1139.0821843012709,6037.1355767967352,21414.745064863891,0,0,0,1366.8986211615249,0,0,0,0,0,0,0,0,0,0,0,0,0,0,0,0,0,0,0,0,0,0,0,0,0,0,0,0]
[2,"POLES","˂ = 1 kv ; concrete",10.717894859610777,10.717894859610777,7.4848326670501883,7.4848326670501883,59.426244521115471,7.7088419701739559,2,17,5,1,2,14,58,48,28,24,2,7,6,12,4,14,11,3,10,7,1,1,0,23,18,42,3,60,13,46,0,0,2,25,7,0,0,3,2,0,0,0,0,0,1,0,21,6,4,3,0,0,0,0,0,8,0,1,17,9,0,1,0,0,0,0,0,0,0,0,0,0,0,0,0,0,0,0,0,0,0,0,0,0,0,0,0,0,0,0,0,0,null,127.2421553398532,37.424163335250938,7.4848326670501883,14.969665334100377,104.78765733870264,434.12029468891092,359.27196801840904,209.57531467740529,179.63598400920452,14.969665334100377,52.393828669351322,44.90899600230113,89.81799200460226,29.939330668200753,104.78765733870264,82.333159337552075,22.454498001150565,74.848326670501876,52.393828669351322,7.4848326670501883,7.4848326670501883,0,172.15115134215432,134.72698800690338,314.3629720161079,22.454498001150565,449.08996002301132,97.302824671652445,344.30230268430864,0,0,14.969665334100377,187.12081667625472,52.393828669351322,0,0,22.454498001150565,14.969665334100377,0,0,0,0,0,7.4848326670501883,0,157.18148600805395,44.90899600230113,29.939330668200753,22.454498001150565,0,0,0,0,0,59.878661336401507,0,7.4848326670501883,127.2421553398532,67.363494003451692,0,7.4848326670501883,0,0,0,0,0,0,0,0,0,0,0,0,0,0,0,0,0,0,0,0,0,0,0,0,0,0,0,0,0,0]
[2,"POLES","˂ = 1 kv ; steel",10.699447066962737,8.9085532377306738,7.4426576042603498,7.4426576042603498,57.70862132100627,7.5966190717322579,2,72,49,18,19,65,8,36,37,62,23,145,419,330,274,171,145,102,84,530,11,47,34,41,10,24,10,166,111,185,4,113,2,3,152,273,936,576,325,76,55,11,79,13,3,27,13,193,9,42,38,88,27,81,54,70,33,18,25,21,16,4,8,1,5,1,1,0,0,0,0,2,3,0,0,0,2,0,0,0,0,0,0,0,0,0,0,0,0,0,0,0,null,535.87134750674522,364.69022260875715,133.96783687668631,141.41049448094665,483.77274427692277,59.541260834082799,267.93567375337261,275.37833135763293,461.4447714641417,171.18112489798804,1079.1853526177508,3118.4735361850867,2456.0770094059153,2039.2881835673359,1272.6944503285199,1079.1853526177508,759.1510756345557,625.18323875786939,3944.6085302579854,81.869233646863847,349.80490740023646,253.05035854485189,305.14896177467432,74.4265760426035,178.62378250224839,74.4265760426035,1235.481162307218,826.13499407289885,1376.8916567881647,29.770630417041399,841.02030928141949,14.8853152085207,22.327972812781049,1131.2839558475732,2031.8455259630755,6966.327517587687,4286.9707800539618,2418.8637213846137,565.64197792378661,409.34616823431924,81.869233646863847,587.96995073656763,96.754548855384542,22.327972812781049,200.95175531502946,96.754548855384542,1436.4329176222475,66.983918438343153,312.59161937893469,282.82098896189331,654.95386917491078,200.95175531502946,602.85526594508838,401.90351063005892,520.98603229822447,245.60770094059154,133.96783687668631,186.06644010650874,156.29580968946735,119.0825216681656,29.770630417041399,59.541260834082799,7.4426576042603498,37.21328802130175,7.4426576042603498,7.4426576042603498,0,0,0,0,14.8853152085207,22.327972812781049,0,0,0,14.8853152085207,0,0,0,0,0,0,0,0,0,0,0,0,0,0,0]
[2,"POLES","˂ = 1 kv ; wood",7.527495996150857,5.1091055797901488,59.759946479356294,5.1091055797901488,70.970845738653807,8.4244196084153948,2,2428,2379,2086,2725,3215,3548,4236,3861,3698,3083,3035,2639,2262,1943,2225,1745,1702,1467,1507,1531,1907,2072,3000,3038,2669,1813,1537,3790,3874,3280,2781,4461,3730,3262,2401,3638,6193,5624,5414,4465,3345,3751,2599,3579,4502,3399,6631,6491,5606,6720,9705,12156,10744,13556,9297,13802,7356,9014,5801,7272,4466,2281,616,3183,625,1246,542,845,152,26,703,618,0,10,0,867,0,0,0,0,0,0,0,0,0,0,0,341,0,0,0,null,12404.908347730481,12154.562174320765,10657.594239442251,13922.312704928156,16425.774439025328,18127.106597095448,21642.171235991071,19726.256643569763,18893.47243406397,15751.372502493028,15506.135434663101,13482.929625066203,11556.796821485317,9926.9921415322588,11367.759915033081,8915.3892367338103,8695.6976968028339,7495.057885552148,7699.4221087437545,7822.0406426587178,9743.0643406598138,10586.066761325188,15327.316739370446,15521.462751402472,13636.202792459908,9262.8084161595398,7852.6952761374587,19363.510147404664,19792.675016107038,16757.866301711689,14208.422617396403,22791.719991443853,19056.963812617254,16665.902401275467,12266.962497076147,18586.926099276563,31640.690855640391,28733.609780739796,27660.697608983864,22812.156413763016,17089.958164398049,19164.255029792846,13278.565401874597,18285.488870068941,23001.19332021525,17365.849865706718,33878.479099588476,33163.204318417855,28641.645880303575,34333.1894961898,49583.869651863395,62106.287427929048,54892.230349265359,69259.035239635254,47499.354575309015,70515.875212263636,37582.580644936337,46053.477696228401,29637.921468362652,37153.41577623396,22817.265519342804,11653.86982750133,3147.2090371507315,16262.283060472044,3193.1909873688428,6365.945552418525,2769.1352242462608,4317.1942149226761,776.58404812810261,132.83674507454387,3591.7012225924746,3157.4272483103118,0,51.09105579790149,0,4429.5945376780592,0,0,0,0,0,0,0,0,0,0,0,1742.2050027084408,0,0,0]
[2,"POLES","˃ 11 kv & < = 22 kv ; concrete",10.699015243865569,13.300891294414473,"",10.699015243865569,40.327195243351689,6.350369693439248,2,3,3,0,0,0,0,0,0,0,0,0,0,0,0,0,0,0,0,0,0,0,0,0,0,0,0,0,0,0,0,0,0,0,0,0,0,0,0,0,0,0,0,0,0,0,0,0,0,0,0,0,0,0,0,0,0,0,0,0,0,0,0,0,0,0,0,0,0,0,0,0,0,0,0,0,0,0,0,0,0,0,0,0,0,0,0,0,0,0,0,0,null,32.097045731596708,32.097045731596708,0,0,0,0,0,0,0,0,0,0,0,0,0,0,0,0,0,0,0,0,0,0,0,0,0,0,0,0,0,0,0,0,0,0,0,0,0,0,0,0,0,0,0,0,0,0,0,0,0,0,0,0,0,0,0,0,0,0,0,0,0,0,0,0,0,0,0,0,0,0,0,0,0,0,0,0,0,0,0,0,0,0,0,0,0,0,0,0,0]
[2,"POLES","˃ 11 kv & < = 22 kv ; steel",14.411188951825944,12.443721101982717,"",12.443721101982717,26.063916681231575,5.1052832126368441,2,0,0,0,0,0,1,0,0,0,0,0,0,0,1,0,1,4,0,0,0,0,0,0,0,0,0,0,0,0,0,0,0,0,0,0,0,0,0,0,0,0,0,0,0,0,0,0,0,0,0,0,0,0,0,0,0,0,0,0,0,0,0,0,0,0,0,0,0,0,0,0,0,0,0,0,0,0,0,0,0,0,0,0,0,0,0,0,0,0,0,0,null,0,0,0,0,0,12.443721101982717,0,0,0,0,0,0,0,12.443721101982717,0,12.443721101982717,49.77488440793087,0,0,0,0,0,0,0,0,0,0,0,0,0,0,0,0,0,0,0,0,0,0,0,0,0,0,0,0,0,0,0,0,0,0,0,0,0,0,0,0,0,0,0,0,0,0,0,0,0,0,0,0,0,0,0,0,0,0,0,0,0,0,0,0,0,0,0,0,0,0,0,0,0,0]
[2,"POLES","˃ 11 kv & < = 22 kv ; wood",4.5973030620369499,6.3051176301806002,7.4940306665158296,4.5973030620369499,62.869142239909749,7.9290063841511538,2,3,7,4,8,4,12,18,1,22,37,9,5,16,13,32,25,28,15,42,34,14,7,2,8,4,21,12,8,31,41,14,9,8,15,5,5,13,11,3,6,5,7,16,3,15,38,42,6,173,0,2,23,17,1,0,1,0,39,35,0,0,0,0,0,0,0,0,0,0,0,0,0,0,0,0,0,0,0,0,0,0,0,0,0,0,0,0,0,0,0,0,null,13.79190918611085,32.18112143425865,18.3892122481478,36.7784244962956,18.3892122481478,55.167636744443399,82.751455116665099,4.5973030620369499,101.1406673648129,170.10021329536715,41.375727558332549,22.98651531018475,73.556848992591199,59.764939806480349,147.1136979851824,114.93257655092376,128.7244857370346,68.959545930554242,193.08672860555191,156.30830410925631,64.362242868517299,32.18112143425865,9.1946061240738999,36.7784244962956,18.3892122481478,96.543364302775956,55.167636744443399,36.7784244962956,142.51639492314544,188.48942554351495,64.362242868517299,41.375727558332549,36.7784244962956,68.959545930554242,22.98651531018475,22.98651531018475,59.764939806480349,50.570333682406449,13.79190918611085,27.5838183722217,22.98651531018475,32.18112143425865,73.556848992591199,13.79190918611085,68.959545930554242,174.69751635740408,193.08672860555191,27.5838183722217,795.33342973239235,0,9.1946061240738999,105.73797042684984,78.154152054628156,4.5973030620369499,0,4.5973030620369499,0,179.29481941944104,160.90560717129324,0,0,0,0,0,0,0,0,0,0,0,0,0,0,0,0,0,0,0,0,0,0,0,0,0,0,0,0,0,0,0,0]
[2,"POLES","> 1 kv & < = 11 kv ; concrete",10.699015243865569,10.699015243865569,7.4845893855269701,7.4845893855269701,40.327195243351689,6.350369693439248,2,10,24,9,9,21,11,13,16,7,2,3,9,6,3,7,3,0,9,0,4,0,0,51,8,61,28,1,1,3,0,0,0,0,0,0,0,0,0,0,0,0,0,0,0,0,0,0,1,0,0,1,0,0,0,0,0,0,1,0,0,0,0,0,0,0,0,0,0,0,0,0,0,0,0,0,0,0,0,0,0,0,0,0,0,0,0,0,0,0,0,0,null,74.845893855269708,179.63014525264728,67.361304469742734,67.361304469742734,157.17637709606637,82.330483240796667,97.299662011850614,119.75343016843152,52.392125698688787,14.96917877105394,22.45376815658091,67.361304469742734,44.90753631316182,22.45376815658091,52.392125698688787,22.45376815658091,0,67.361304469742734,0,29.93835754210788,0,0,381.71405866187547,59.87671508421576,456.55995251714518,209.56850279475515,7.4845893855269701,7.4845893855269701,22.45376815658091,0,0,0,0,0,0,0,0,0,0,0,0,0,0,0,0,0,0,7.4845893855269701,0,0,7.4845893855269701,0,0,0,0,0,0,7.4845893855269701,0,0,0,0,0,0,0,0,0,0,0,0,0,0,0,0,0,0,0,0,0,0,0,0,0,0,0,0,0,0,0,0,0]
[2,"POLES","> 1 kv & < = 11 kv ; steel",10.810256490807745,8.8886567997876629,"",8.8886567997876629,57.499727857639414,7.5828574994944624,2,1,1,0,0,2,0,5,0,1,1,1,0,0,5,0,1,0,0,0,0,0,0,0,0,0,0,0,0,0,0,0,0,0,1,0,0,0,0,0,0,0,13,0,0,2,0,0,0,0,0,0,0,1,1,1,0,0,0,0,0,0,0,0,0,0,0,0,0,0,0,0,0,0,0,0,0,0,0,0,0,0,0,0,0,0,0,0,0,0,0,0,null,8.8886567997876629,8.8886567997876629,0,0,17.777313599575326,0,44.443283998938313,0,8.8886567997876629,8.8886567997876629,8.8886567997876629,0,0,44.443283998938313,0,8.8886567997876629,0,0,0,0,0,0,0,0,0,0,0,0,0,0,0,0,0,8.8886567997876629,0,0,0,0,0,0,0,115.55253839723962,0,0,17.777313599575326,0,0,0,0,0,0,0,8.8886567997876629,8.8886567997876629,8.8886567997876629,0,0,0,0,0,0,0,0,0,0,0,0,0,0,0,0,0,0,0,0,0,0,0,0,0,0,0,0,0,0,0,0,0,0,0,0]
[2,"POLES","> 1 kv & < = 11 kv ; wood",6.2810725085712713,6.2810725085712713,7.4375258349513462,6.2810725085712713,61.577587056015652,7.8471387814932685,2,1347,1474,2020,2019,2598,2914,2875,2800,2638,2852,2253,2113,1871,1915,2007,1520,1574,1545,2126,1419,1514,1182,1480,1913,1615,1362,1501,2434,2455,1901,1907,2479,2607,2260,1445,2396,3567,2744,2040,1969,1711,1850,1727,2988,2766,2048,3017,2786,3088,1844,3233,3733,3100,3524,2253,1749,882,1629,1082,595,220,103,108,41,36,15,1,1,0,24,1,0,0,8,0,0,0,0,0,0,0,0,0,0,0,0,0,0,0,0,0,null,8460.6046690455023,9258.3008776340539,12687.766467313968,12681.485394805397,16318.226377268164,18303.045289976686,18058.083462142404,17587.003023999561,16569.469277611013,17913.618794445265,14151.256361811074,13271.906210611096,11751.886663536849,12028.253853913984,12606.112524702541,9547.2302130283315,9886.4081284911808,9704.2570257426141,13353.560153222523,8912.8418896626335,9509.5437779769054,7424.2277051312431,9295.9873126854818,12015.691708896842,10143.932101342603,8554.8207566740712,9427.8898353654786,15288.130485862474,15420.03300854247,11940.318838793986,11978.005273845414,15570.778748748182,16374.756029845305,14195.223869371073,9076.1497748854872,15049.449730536766,22404.585638073724,17235.26296351957,12813.387917485394,12367.431769376833,10746.915062165444,11619.984140856852,10847.412222302586,18767.844655610959,17373.446558708136,12863.636497553964,18949.995758359524,17499.068008879563,19395.951906468086,11582.297705805424,20306.707420210922,23447.243674496556,19471.324776570942,22134.499520205161,14151.256361811074,10985.595817491154,5539.9059525598614,10231.867116462601,6796.1204542741152,3737.2381425999065,1381.8359518856796,646.950468382841,678.35583092569732,257.52397285142212,226.11861030856576,94.21608762856907,6.2810725085712713,6.2810725085712713,0,150.74574020571052,6.2810725085712713,0,0,50.24858006857017,0,0,0,0,0,0,0,0,0,0,0,0,0,0,0,0,0]
[2,"POLES","> 22 kv & < = 66 kv ; concrete",22.215150374407919,21.319901164200253,16.488599616957256,16.488599616957256,52.275448572437263,7.2301762476745521,2,55,111,67,42,88,146,160,346,327,101,111,413,405,305,153,113,98,73,85,13,59,6,59,9,51,15,85,40,44,38,0,38,6,0,68,4,0,0,1,0,0,1,0,20,0,0,0,2,1,0,7,1,45,22,1,0,0,0,23,0,0,0,0,0,0,0,0,0,0,0,0,0,0,0,0,0,0,0,0,0,0,0,0,0,0,0,0,0,0,0,0,null,906.87297893264906,1830.2345574822555,1104.7361743361362,692.52118391220472,1450.9967662922386,2407.3355440757591,2638.175938713161,5705.0554674672103,5391.772074745023,1665.3485613126829,1830.2345574822555,6809.7916418033465,6677.8828448676886,5029.0228831719633,2522.7557413944601,1863.2117567161699,1615.8827624618111,1203.6677720378796,1401.5309674413668,214.35179502044431,972.8273774004781,98.931597701743527,972.8273774004781,148.39739655261531,840.91858046482002,247.32899425435883,1401.5309674413668,659.54398467829026,725.49838314611929,626.56678544437568,0,626.56678544437568,98.931597701743527,0,1121.2247739530933,65.954398467829023,0,0,16.488599616957256,0,0,16.488599616957256,0,329.77199233914513,0,0,0,32.977199233914511,16.488599616957256,0,115.42019731870079,16.488599616957256,741.98698276307653,362.74919157305965,16.488599616957256,0,0,0,379.23779119001688,0,0,0,0,0,0,0,0,0,0,0,0,0,0,0,0,0,0,0,0,0,0,0,0,0,0,0,0,0,0,0,0]
[2,"POLES","> 22 kv & < = 66 kv ; steel",22.420654505608901,21.586857604454906,17.674184206938698,17.674184206938698,62.847933662680532,7.9276688668662576,2,1,2,0,8,6,9,24,109,2,2,24,48,35,0,25,6,0,1,0,0,0,0,0,0,0,0,0,0,0,0,0,2,0,0,0,3,12,2,5,0,0,0,0,0,0,0,6,2,0,0,8,4,6,0,3,0,0,0,14,0,0,0,0,0,0,0,0,0,0,0,0,0,0,0,0,0,0,0,0,0,0,0,0,0,0,0,0,0,0,0,0,null,17.674184206938698,35.348368413877395,0,141.39347365550958,106.04510524163219,159.06765786244827,424.18042096652874,1926.486078556318,35.348368413877395,35.348368413877395,424.18042096652874,848.36084193305749,618.59644724285442,0,441.85460517346746,106.04510524163219,0,17.674184206938698,0,0,0,0,0,0,0,0,0,0,0,0,0,35.348368413877395,0,0,0,53.022552620816093,212.09021048326437,35.348368413877395,88.370921034693481,0,0,0,0,0,0,0,106.04510524163219,35.348368413877395,0,0,141.39347365550958,70.696736827754791,106.04510524163219,0,53.022552620816093,0,0,0,247.43857889714178,0,0,0,0,0,0,0,0,0,0,0,0,0,0,0,0,0,0,0,0,0,0,0,0,0,0,0,0,0,0,0,0]
[2,"POLES","> 22 kv & < = 66 kv ; wood",15.132184646017963,8.4285451625174783,23.888686514754696,8.4285451625174783,65.462645332823058,8.0908989199484544,2,118,141,172,213,178,290,249,280,349,357,256,208,125,191,189,198,211,139,118,90,111,87,133,183,212,177,314,178,212,136,102,301,263,241,243,528,619,295,352,234,238,380,188,208,315,193,450,570,493,397,609,680,717,528,398,210,105,197,208,43,0,0,0,16,12,0,0,0,0,5,0,0,0,63,0,0,0,0,0,0,0,0,0,0,0,0,0,0,0,0,0,null,994.56832917706242,1188.4248679149644,1449.7097679530063,1795.2801196162229,1500.2810389281112,2444.2780971300685,2098.707745466852,2359.992645504894,2941.5622617186,3008.9906230187398,2157.7075616044744,1753.1373938036354,1053.5681453146849,1609.8521260408384,1592.9950357158034,1668.8519421784606,1778.423029291188,1171.5677775899294,994.56832917706242,758.56906462657309,935.56851303944006,733.28342913902065,1120.9965066148245,1542.4237647406985,1786.8515744537053,1491.8524937655936,2646.5631810304881,1500.2810389281112,1786.8515744537053,1146.2821421023771,859.71160657678274,2536.9920939177609,2216.7073777420969,2031.2793841667124,2048.1364744917473,4450.2718458092286,5217.2694555983189,2486.4208229426563,2966.8478972061525,1972.2795680290899,2005.9937486791598,3202.847161756642,1584.566490553286,1753.1373938036354,2654.9917261930059,1626.7092163658733,3792.8453231328654,4804.2707426349625,4155.2727651211171,3346.132429519439,5132.9840039731444,5731.4107105118856,6043.2668815250317,4450.2718458092286,3354.5609746819564,1769.9944841286704,884.99724206433518,1660.4233970159432,1753.1373938036354,362.42744198825159,0,0,0,134.85672260027965,101.14254195020973,0,0,0,0,42.142725812587393,0,0,0,530.99834523860113,0,0,0,0,0,0,0,0,0,0,0,0,0,0,0,0,0]
[2,"POLES","> 66 kv & < = 132 kv ; concrete",22.209894154429126,23.671567197782071,16.484529873960149,16.484529873960149,52.916526637879279,7.2743746561391296,2,13,28,36,38,31,35,245,284,402,182,64,80,34,43,142,248,62,141,65,1,1,17,30,2,1,4,0,99,28,2,46,14,96,29,8,15,16,3,0,0,0,0,0,1,2,0,1,0,7,2,7,7,2,10,0,3,0,0,33,0,0,0,0,0,0,0,0,0,0,0,0,0,0,0,0,0,0,0,0,0,0,0,0,0,0,0,0,0,0,0,0,null,214.29888836148194,461.56683647088414,593.44307546256539,626.41213521048564,511.02042609276464,576.95854558860526,4038.7098191202363,4681.6064842046826,6626.7810093319795,3000.1844370607473,1055.0099119334495,1318.762389916812,560.47401571464502,708.8347845802864,2340.8032421023413,4088.1634087421171,1022.0408521855293,2324.3187122283812,1071.4944418074097,16.484529873960149,16.484529873960149,280.23700785732251,494.53589621880445,32.969059747920298,16.484529873960149,65.938119495840596,0,1631.9684575220547,461.56683647088414,32.969059747920298,758.28837420216689,230.78341823544207,1582.5148679001743,478.05136634484433,131.87623899168119,247.26794810940223,263.75247798336238,49.453589621880447,0,0,0,0,0,16.484529873960149,32.969059747920298,0,16.484529873960149,0,115.39170911772104,32.969059747920298,115.39170911772104,115.39170911772104,32.969059747920298,164.8452987396015,0,49.453589621880447,0,0,543.98948584068489,0,0,0,0,0,0,0,0,0,0,0,0,0,0,0,0,0,0,0,0,0,0,0,0,0,0,0,0,0,0,0,0]
[2,"POLES","> 66 kv & < = 132 kv ; steel",144.05797521031704,17.262623350886862,319.70185618622827,17.262623350886862,62.907492593468845,7.9314243735579328,2,14,54,11,66,101,6,9,25,15,7,12,4,17,14,11,0,0,14,0,7,0,0,0,0,0,0,0,0,0,0,9,6,2,0,0,10,21,43,0,0,11,5,0,7,0,11,4,3,10,6,5,0,16,6,4,0,0,0,14,0,4,0,0,3,0,0,0,0,0,0,0,0,0,0,0,0,0,0,0,0,0,0,0,0,0,0,0,0,0,0,0,null,241.67672691241609,932.18166094789058,189.88885685975549,1139.333141158533,1743.5249584395731,103.57574010532117,155.36361015798175,431.56558377217158,258.93935026330291,120.83836345620804,207.15148021064235,69.050493403547449,293.46459696507668,241.67672691241609,189.88885685975549,0,0,241.67672691241609,0,120.83836345620804,0,0,0,0,0,0,0,0,0,0,155.36361015798175,103.57574010532117,34.525246701773725,0,0,172.62623350886861,362.5150903686241,742.29280408813509,0,0,189.88885685975549,86.313116754434304,0,120.83836345620804,0,189.88885685975549,69.050493403547449,51.787870052660587,172.62623350886861,103.57574010532117,86.313116754434304,0,276.2019736141898,103.57574010532117,69.050493403547449,0,0,0,241.67672691241609,0,69.050493403547449,0,0,51.787870052660587,0,0,0,0,0,0,0,0,0,0,0,0,0,0,0,0,0,0,0,0,0,0,0,0,0,0,0]
[2,"POLES","> 66 kv & < = 132 kv ; wood",15.126178872929982,21.654082394091326,24.035036429986757,15.126178872929982,64.740372057349944,8.0461401962276256,2,15,39,27,18,15,14,21,22,47,35,56,16,9,18,11,12,11,34,73,11,8,16,19,35,61,13,14,32,40,11,15,17,18,19,30,406,323,47,33,74,107,70,501,129,107,17,163,141,364,239,182,61,165,91,101,68,0,46,99,14,12,0,0,0,0,0,0,0,0,0,0,0,0,0,0,0,0,0,0,0,0,0,0,0,0,0,0,0,0,0,0,null,226.89268309394973,589.92097604426931,408.4068295691095,272.27121971273965,226.89268309394973,211.76650422101974,317.6497563315296,332.77593520445959,710.93040702770918,529.41626055254937,847.06601688407898,242.01886196687971,136.13560985636983,272.27121971273965,166.38796760222979,181.51414647515978,166.38796760222979,514.29008167961933,1104.2110577238886,166.38796760222979,121.00943098343986,242.01886196687971,287.39739858566963,529.41626055254937,922.69691124872895,196.64032534808976,211.76650422101974,484.03772393375942,605.04715491719924,166.38796760222979,226.89268309394973,257.14504083980967,272.27121971273965,287.39739858566963,453.78536618789946,6141.2286224095724,4885.7557759563842,710.93040702770918,499.16390280668941,1119.3372365968187,1618.501139403508,1058.8325211050987,7578.215615337921,1951.2770746079677,1618.501139403508,257.14504083980967,2465.5671562875868,2132.7912210831273,5505.9291097465139,3615.1567506302658,2752.9645548732569,922.69691124872895,2495.8195140334469,1376.4822774366285,1527.7440661659282,1028.5801633592387,0,695.80422815477914,1497.4917084200681,211.76650422101974,181.51414647515978,0,0,0,0,0,0,0,0,0,0,0,0,0,0,0,0,0,0,0,0,0,0,0,0,0,0,0,0,0,0]
[2,"POLES","staked wooden pole",10.673321217121483,9.1702913835191939,"",9.1702913835191939,17.783857418519791,4.2170911086339826,2,587,989,1003,1305,2189,1912,2083,1827,3019,2269,2826,1394,1048,945,794,893,205,45,19,9,3,2,0,0,0,0,0,0,0,0,0,0,0,0,0,0,0,0,0,0,0,0,0,0,0,0,0,0,0,0,0,0,0,0,0,0,0,0,0,0,0,0,0,0,0,0,0,0,0,0,0,0,0,0,0,0,0,0,0,0,0,0,0,0,0,0,0,0,0,0,0,null,5382.9610421257667,9069.4181783004824,9197.8022576697513,11967.230255492548,20073.767838523516,17533.597125288699,19101.71695187048,16754.122357689568,27685.109686844447,20807.39114920505,25915.243449825241,12783.386188625756,9610.4653699281153,8665.9253574256381,7281.2113585142397,8189.0702054826406,1879.9097336214347,412.66311225836375,174.23553628686469,82.532622451672751,27.510874150557584,18.340582767038388,0,0,0,0,0,0,0,0,0,0,0,0,0,0,0,0,0,0,0,0,0,0,0,0,0,0,0,0,0,0,0,0,0,0,0,0,0,0,0,0,0,0,0,0,0,0,0,0,0,0,0,0,0,0,0,0,0,0,0,0,0,0,0,0,0,0,0,0,0]
[3,"SERVICE LINES","˂ = 11 kv ; commercial and industrial ; complex type",0.37502482417604222,"","",0.37502482417604222,58.756378772640218,7.6652709523304017,2,1301,959,983,1289,762,848,931,740,653,799,836,805,1011,839,569,416,367,615,279,185,174,147,113,240,125,90,97,101,164,124,198,101,164,288,81,281,74,93,512,249,128,176,59,130,251,80,212,95,263,186,873,184,531,773,727,778,506,736,616,632,610,673,320,1001,81,55,121,162,65,75,91,2,15,102,0,0,0,0,22,0,0,0,0,0,0,0,0,0,0,0,225,null,487.90729625303095,359.64880638482447,368.64940216504948,483.40699836291844,285.76891602214414,318.02105090128379,349.14811130789531,277.51836989027123,244.89121018695556,299.64483451665774,313.52075301117128,301.89498346171399,379.1500972419787,314.64582748369941,213.38912495616802,156.01032685723357,137.63411047260749,230.64026686826597,104.63192594511578,69.379592472567808,65.254319406631339,55.128649153878207,42.377805131892771,90.005957802250137,46.878103022005277,33.752234175843796,36.377407945076094,37.877507241780265,61.504071164870922,46.503078197829232,74.254915186856365,37.877507241780265,61.504071164870922,108.00714936270016,30.37701075825942,105.38197559346786,27.751836989027122,34.877308648371923,192.01270997813361,93.381181219834517,48.003177494533404,66.004369054983428,22.12646462638649,48.753227142885486,94.131230868186591,30.001985934083379,79.505262725320947,35.627358296724012,98.631528758299098,69.754617296743845,327.39667150568488,69.00456764839177,199.13818163747843,289.89418908808062,272.6430471759827,291.76931320896085,189.76256103307736,276.01827059356708,231.01529169244199,237.01568887925868,228.76514274738574,252.39170667047642,120.00794373633352,375.39984900021824,30.37701075825942,20.626365329682322,45.378003725301106,60.75402151651884,24.376613571442743,28.126861813203167,34.127259000019841,0.75004964835208443,5.6253723626406336,38.252532065956309,0,0,0,0,8.2505461318729285,0,0,0,0,0,0,0,0,0,0,0,84.380585439609504]
[3,"SERVICE LINES","˂ = 11 kv ; commercial and industrial ; simple type",0.37502482417604222,0.95748173369896172,0.382980286947393,0.37502482417604222,58.756378772640218,7.6652709523304017,2,805,719,657,733,796,644,743,551,673,643,588,533,1092,1610,701,497,440,515,384,400,361,376,406,427,395,323,323,505,522,477,383,533,476,444,328,297,452,425,792,461,347,278,241,254,341,334,421,301,481,513,879,381,713,963,1031,1242,757,1074,1283,926,574,571,663,239,122,66,58,71,57,77,10,10,6,48,0,0,0,0,71,0,0,0,0,0,0,0,0,0,0,0,122,null,301.89498346171399,269.64284858257435,246.39130948365974,274.89319612103895,298.51976004412961,241.51598676937118,278.64344436279936,206.63867812099926,252.39170667047642,241.14096194519516,220.51459661551283,199.8882312858305,409.52710800023812,603.78996692342798,262.89240174740559,186.38733761549298,165.01092263745858,193.13778445066174,144.0095324836002,150.00992967041688,135.38396152755124,141.00933389019187,152.26007861547313,160.13559992317002,148.13480554953668,121.13301820886164,121.13301820886164,189.38753620890131,195.76295821989405,178.88684113197215,143.63450765942417,199.8882312858305,178.5118163077961,166.51102193416276,123.00814232974184,111.38237278028454,169.51122052757108,159.38555027481794,297.01966074742546,172.88644394515546,130.13361398908665,104.25690112093973,90.380982626426174,95.256305340714718,127.8834650440304,125.2582912747981,157.88545097811377,112.88247207698871,180.3869404286763,192.38773480230967,329.64682045074113,142.88445801107207,267.39269963751809,361.14890568152867,386.6505937254995,465.78083162664444,283.89379190126397,402.77666116506936,481.15684941786219,347.27298718701508,215.26424907704822,214.13917460452009,248.64145842871599,89.630932978074085,45.75302854947715,24.751638395618787,21.751439802210449,26.626762516498996,21.376414978034408,28.876911461555249,3.7502482417604224,3.7502482417604224,2.2501489450562531,18.001191560450025,0,0,0,0,26.626762516498996,0,0,0,0,0,0,0,0,0,0,0,45.75302854947715]
[3,"SERVICE LINES","˂ = 11 kv ; residential ; complex type",10.46333351712661,"",15.479573333333335,10.46333351712661,76.553944971256257,8.7495111275577138,2,10131,10950,5957,5468,6044,5616,7799,4826,4132,3628,3645,3911,3640,2748,3097,2742,2182,2587,2404,3006,2073,3385,2447,3289,2501,2469,2288,2132,1920,3479,1473,2153,1817,2399,1057,2980,4307,6214,8229,6535,5107,4158,620,1173,2545,248,3837,1248,1398,2156,2791,910,3241,2755,2023,3908,1446,4176,3400,2090,2556,1013,986,539,402,144,267,486,499,142,484,50,199,711,0,0,0,0,25,1,1,4,0,0,0,0,0,0,0,0,1149,null,106004.0318620097,114573.50201253638,62330.077761523222,57213.507671648309,63240.387777513235,58762.081032183043,81603.538100070436,50496.047553653021,43234.494092767156,37960.974000135342,38138.850669926498,40922.097385482171,38086.534002340864,28753.240505063925,32404.943902541112,28690.460503961167,22830.993734370262,27068.643808806541,25153.853775172371,31452.780552482593,21690.490381003463,35418.383955473575,25603.777116408815,34413.903937829418,26168.797126333651,25833.970453785601,23940.107087185686,22307.827058513933,20089.600352883092,36401.937306083477,15412.490270727498,22527.557062373591,19011.87700061905,25101.537107586737,11059.743527602826,31180.7338810373,45065.577458264313,65019.154475424759,86102.771512434876,68377.884534422396,53436.244271965603,43506.540764212448,6487.2667806184982,12273.490215589514,26629.183801087223,2594.9067122473994,40147.810705214804,13058.240229374011,14627.740256943001,22558.947062924974,29203.163846300369,9521.6335005852161,33911.663929007344,28826.483839683813,21167.323705147133,40890.707384930793,15129.980265765078,43694.880767520728,35575.333958230476,21868.367050794615,26744.280469775615,10599.356852849256,10316.846847886838,5639.7367657312434,4206.2600738848978,1506.720026466232,2793.7100490728048,5085.1800893235322,5221.2034250461784,1485.7933594319786,5064.2534222892791,523.16667585633047,2082.2033699081953,7439.4301306770203,0,0,0,0,261.58333792816524,10.46333351712661,10.46333351712661,41.853334068506442,0,0,0,0,0,0,0,0,12022.370211178475]
[3,"SERVICE LINES","˂ = 11 kv ; residential ; simple type",0.38685716654907465,0.78717929277166221,0.38298080825383712,0.38298080825383712,59.97284104637248,7.7442133910664213,2,14835,22834,23649,24810,26188,19024,23684,19063,21635,25786,20340,16169,15181,9610,9441,7720,7065,5776,4187,3916,4294,4353,5507,5929,5308,4111,3480,7973,7881,6439,5457,7410,7461,6123,4804,3499,5975,5881,11997,5956,4319,3923,3870,3594,7348,3388,6019,4491,5733,8701,9996,7116,10844,14148,12566,21909,11804,14292,19077,16047,7393,9097,10890,3268,1966,1310,1324,1541,666,908,315,39,264,902,0,0,1,0,1442,1,1,4,0,0,0,0,0,0,0,0,3012,null,5681.5202904456737,8744.9837756681172,9057.1131343949946,9501.7538527776996,10029.501406551486,7285.8268962209977,9070.517462683878,7300.7631477428968,8285.7897865717659,9875.5431216334437,7789.8296398830471,6192.4166886562925,5814.0316501015013,3680.4455673193747,3615.7218107244762,2956.6118397196228,2705.7594103133592,2212.0971484741631,1603.5406441588161,1499.7528451220262,1644.5195906419767,1667.1154583289531,2109.0753110538813,2270.6932121370005,2032.8621302113675,1574.4341027315245,1332.7732127233533,3053.5059842078435,3018.2717498484903,2466.0134243464572,2089.9262706411891,2837.8877891609332,2857.419810381879,2344.9914889382449,1839.8398028514334,1340.0498480801762,2288.3103293166769,2252.3101333408163,4594.6207566212843,2281.0336939598537,1654.0941108483225,1502.4337107798031,1482.1357279423496,1376.4330248642907,2814.1429790491952,1297.5389783640003,2305.1614848798458,1719.9668098679824,2195.6289737192483,3332.3160126166367,3828.276159305356,2725.291431534305,4153.0438847046098,5418.4124751752879,4812.5368365177173,8390.7265280333177,4520.7054606282936,5473.5617115638406,7306.1248790584505,6145.6930300493241,2831.3771154206179,3483.9764126851564,4170.6610018842866,1251.5812813735397,752.94026902704377,501.70485881252665,507.06659012808035,590.17342551916306,255.06521829705554,347.74657389448413,120.63895459995869,14.936251521899647,101.106933379013,345.4486890449611,0,0,0.38298080825383712,0,552.25832550203313,0.38298080825383712,0.38298080825383712,1.5319232330153485,0,0,0,0,0,0,0,0,1153.5381944605574]
[4,"SWITCHGEAR","˂ = 11 kv ; circuit breaker",79.254557452856233,81.5745000512551,82.70398025228782,79.254557452856233,62.695785327710183,7.9180670196525984,2,394,324,287,270,367,428,373,391,475,235,243,250,180,162,125,92,202,137,87,108,108,70,61,64,49,47,54,47,47,34,46,84,14,77,30,45,34,38,61,47,37,37,75,69,70,101,106,92,77,45,36,80,67,77,52,40,59,10,18,33,39,16,17,40,56,30,33,58,29,12,3,6,28,3,0,11,18,1,32,24,35,18,9,7,0,8,5,8,0,15,0,null,31226.295636425355,25678.476614725419,22746.05798896974,21398.730512271184,29086.422585198237,33920.950589822467,29561.949929915376,30988.531964066788,37645.914790106712,18624.821001421216,19258.857461044063,19813.639363214057,14265.820341514122,12839.23830736271,9906.8196816070285,7291.4192856627733,16009.420605476958,10857.874371041304,6895.1464983984924,8559.4922049084726,8559.4922049084726,5547.8190216999365,4834.5280046242306,5072.2916769827989,3883.4733151899554,3724.9642002842429,4279.7461024542363,3724.9642002842429,3724.9642002842429,2694.654953397112,3645.7096428313866,6657.3828260399232,1109.5638043399872,6102.6009238699298,2377.6367235856869,3566.4550853785304,2694.654953397112,3011.673183208537,4834.5280046242306,3724.9642002842429,2932.4186257556808,2932.4186257556808,5944.0918089642173,5468.5644642470797,5547.8190216999365,8004.7103027384792,8400.9830900027609,7291.4192856627733,6102.6009238699298,3566.4550853785304,2853.1640683028245,6340.3645962284991,5310.0553493413672,6102.6009238699298,4121.2369875485238,3170.1822981142495,4676.018889718518,792.54557452856238,1426.5820341514122,2615.4003959442557,3090.9277406613933,1268.0729192456997,1347.327476698556,3170.1822981142495,4438.2552173599488,2377.6367235856869,2615.4003959442557,4596.7643322656613,2298.3821661328307,951.05468943427479,237.7636723585687,475.5273447171374,2219.1276086799744,237.7636723585687,0,871.80013198141853,1426.5820341514122,79.254557452856233,2536.1458384913994,1902.1093788685496,2773.9095108499682,1426.5820341514122,713.29101707570612,554.7819021699936,0,634.03645962284986,396.27278726428119,634.03645962284986,0,1188.8183617928435,0]
[4,"SWITCHGEAR","˂ = 11 kv ; fuse",3.7221019648817446,3.4655402661232055,3.3712881992437973,3.3712881992437973,57.790203569202767,7.601986817221059,2,3928,2260,1321,1528,2065,2125,2181,1971,2089,1840,1421,1185,1298,1161,1036,730,376,232,368,326,310,289,380,369,308,265,403,319,258,192,185,213,157,147,150,989,193,95,91,97,93,100,127,142,173,192,205,235,298,181,132,183,191,164,183,164,198,196,123,216,98,63,70,78,132,107,86,37,42,8,29,27,0,9,4,13,17,18,45,33,57,37,26,6,5,9,58,65,29,31,28,null,13242.420046629635,7619.1113302909816,4453.4717112010567,5151.3283684445223,6961.7101314384417,7163.9874233930695,7352.7795625507215,6644.8090407095242,7042.6210482202923,6203.170286608587,4790.6005311254357,3994.9765161038999,4375.9320826184485,3914.0655993220485,3492.6545744165742,2461.0403854479719,1267.6043629156677,782.13886222456097,1240.6340573217174,1099.039952953478,1045.0993417655773,974.30228958145744,1281.0895157126429,1244.0053455209611,1038.3567653670896,893.3913727996063,1358.6291442952504,1075.4409355587713,869.79235540489969,647.28733425480914,623.68831686010253,718.08438643892885,529.29224728127622,495.57936528883818,505.69322988656961,3334.2040290521154,650.65862245405287,320.27237892816072,306.78722613118555,327.01495532664836,313.52980252967313,337.12881992437974,428.15360130396226,478.72292429261921,583.2328584691769,647.28733425480914,691.1140808449785,792.2527268222924,1004.6438833746516,610.20316406312736,445.01004230018123,616.94574046161495,643.91604605556529,552.89126467598271,616.94574046161495,552.89126467598271,667.5150634502719,660.77248705178431,414.66844850698709,728.19825103666017,330.38624352589216,212.39115655235923,235.99017394706581,262.96047954101618,445.01004230018123,360.72783731908629,289.93078513496658,124.73766337202051,141.5941043682395,26.970305593950378,97.767357778070121,91.024781379582521,0,30.341593793194175,13.485152796975189,43.826746590169364,57.311899387144557,60.68318758638835,151.70796896597088,111.25251057504531,192.16342735689645,124.73766337202051,87.653493180338728,20.227729195462786,16.856440996218986,30.341593793194175,195.53471555614024,219.13373295084682,97.767357778070121,104.50993417655772,94.396069578826328]
[4,"SWITCHGEAR","˂ = 11 kv ; switch",18.642387011994973,null,22.107203002212554,18.642387011994973,68.284865759723715,8.2634657232739652,2,2845,2572,2980,3128,3741,3983,3898,3654,3512,4030,3780,3024,3202,2193,2335,1860,1280,1104,1320,1213,1194,1042,1309,1099,1256,1270,1323,1243,1025,842,901,886,902,886,906,3198,1354,1161,1128,1253,1253,1552,1594,1500,1157,1309,1297,1448,1593,1391,1208,1184,1127,1162,1341,1306,572,501,329,516,266,155,116,139,124,140,85,75,65,48,43,46,5,14,4,19,24,15,45,32,63,34,18,4,17,10,68,73,38,101,74,null,53037.591049125702,47948.219394851069,55554.313295745022,58313.386573520278,69741.169811873202,74252.627468775972,72668.024572756403,68119.282141829637,65472.063186126346,75128.819658339737,70468.222905340997,56374.578324272799,59692.923212407906,40882.754717304975,43529.973673008266,34674.839842310648,23862.255375353565,20581.19526124245,24607.950855833365,22613.215445549904,22259.010092321998,19425.367266498761,24402.884598701421,20487.983326182475,23414.838087065687,23675.831505233615,24663.878016869348,23172.487055909751,19108.446687294847,15696.889864099767,16796.790697807472,16517.154892627546,16815.433084819466,16517.154892627546,16890.002632867447,59618.353664359922,25241.792014241193,21643.811320926165,21028.612549530331,23358.910926029701,23358.910926029701,28932.9846426162,29715.964897119986,27963.580517992461,21569.241772878184,24402.884598701421,24179.175954557479,26994.176393368722,29697.322510107992,25931.560333685007,22520.003510489929,22072.586222202048,21009.970162518333,21662.453707938159,24999.44098308526,24346.957437665435,10663.445370861125,9339.8358930094819,6133.3453269463462,9619.4716981894071,4958.8749451906633,2889.569986859221,2162.5168933914169,2591.2917946673015,2311.6559894873767,2609.9341816792962,1584.6028960195727,1398.179025899623,1211.7551557796733,894.83457657575877,801.62264151578381,857.54980255176872,93.211935059974863,260.99341816792963,74.569548047979893,354.20535322790448,447.41728828787939,279.6358051799246,838.90741553977375,596.55638438383914,1174.4703817556833,633.84115840782908,335.56296621590951,74.569548047979893,316.92057920391454,186.42387011994973,1267.6823168156582,1360.894251875633,708.41070645580896,1882.8810882114924,1379.536638887628]
[4,"SWITCHGEAR","> 11 kv & < = 22 kv ; circuit breaker",282.67237714230322,54.563409543769374,"",54.563409543769374,54.080742481678904,7.3539610062658687,2,1,2,0,0,0,0,0,0,0,3,0,1,1,0,1,0,0,0,0,0,1,0,0,0,0,0,0,0,0,0,0,0,0,0,0,0,0,0,0,0,0,0,0,0,0,0,0,0,0,0,0,0,0,0,0,0,0,0,0,0,0,0,0,0,0,0,0,0,0,0,0,0,0,0,0,0,0,0,0,0,0,0,0,0,0,0,0,0,0,0,0,null,54.563409543769374,109.12681908753875,0,0,0,0,0,0,0,163.69022863130812,0,54.563409543769374,54.563409543769374,0,54.563409543769374,0,0,0,0,0,54.563409543769374,0,0,0,0,0,0,0,0,0,0,0,0,0,0,0,0,0,0,0,0,0,0,0,0,0,0,0,0,0,0,0,0,0,0,0,0,0,0,0,0,0,0,0,0,0,0,0,0,0,0,0,0,0,0,0,0,0,0,0,0,0,0,0,0,0,0,0,0,0,0]
[4,"SWITCHGEAR","> 11 kv & < = 22 kv ; switch",55.17925433131942,12.47300713019863,"",12.47300713019863,66.574406193043203,8.1593140761367433,2,1,1,0,0,1,0,0,0,1,4,3,1,0,1,19,1,1,6,1,0,0,0,1,0,13,0,0,1,0,0,0,0,0,0,0,0,0,0,1,0,0,0,0,0,0,1,2,0,3,0,0,0,0,0,0,0,0,0,0,0,0,0,0,0,0,0,0,0,0,0,0,0,0,0,0,0,0,0,0,0,0,0,0,0,0,0,0,0,0,0,0,null,12.47300713019863,12.47300713019863,0,0,12.47300713019863,0,0,0,12.47300713019863,49.892028520794518,37.419021390595887,12.47300713019863,0,12.47300713019863,236.98713547377398,12.47300713019863,12.47300713019863,74.838042781191774,12.47300713019863,0,0,0,12.47300713019863,0,162.14909269258217,0,0,12.47300713019863,0,0,0,0,0,0,0,0,0,0,12.47300713019863,0,0,0,0,0,0,12.47300713019863,24.946014260397259,0,37.419021390595887,0,0,0,0,0,0,0,0,0,0,0,0,0,0,0,0,0,0,0,0,0,0,0,0,0,0,0,0,0,0,0,0,0,0,0,0,0,0,0,0,0,0]
[4,"SWITCHGEAR","> 22 kv & < = 33 kv ; circuit breaker",282.67237714230322,282.67237714230322,222.14155873326087,222.14155873326087,54.080742481678904,7.3539610062658687,2,60,35,42,32,39,58,65,35,57,22,22,21,15,23,18,7,2,14,27,1,0,0,29,0,49,0,0,0,0,0,0,0,0,0,0,0,0,0,0,1,3,1,7,4,9,0,0,5,0,9,26,19,0,2,67,0,13,17,18,12,0,8,0,0,4,0,18,0,0,0,0,0,0,0,0,0,0,0,0,0,0,0,0,0,0,0,0,0,0,0,0,null,13328.493523995652,7774.9545556641306,9329.9454667969567,7108.5298794643477,8663.5207905971729,12884.21040652913,14439.201317661957,7774.9545556641306,12662.06884779587,4887.1142921317387,4887.1142921317387,4664.9727333984783,3332.123380998913,5109.255850865,3998.5480571986955,1554.9909111328261,444.28311746652173,3109.9818222656522,5997.8220857980432,222.14155873326087,0,0,6442.1052032645648,0,10884.936377929782,0,0,0,0,0,0,0,0,0,0,0,0,0,0,222.14155873326087,666.42467619978265,222.14155873326087,1554.9909111328261,888.56623493304346,1999.2740285993477,0,0,1110.7077936663043,0,1999.2740285993477,5775.6805270647828,4220.6896159319567,0,444.28311746652173,14883.484435128477,0,2887.8402635323914,3776.4064984654347,3998.5480571986955,2665.6987047991306,0,1777.1324698660869,0,0,888.56623493304346,0,3998.5480571986955,0,0,0,0,0,0,0,0,0,0,0,0,0,0,0,0,0,0,0,0,0,0,0,0]
[4,"SWITCHGEAR","> 22 kv & < = 33 kv ; switch",55.17925433131942,20.827459147571826,69.575746857912065,20.827459147571826,66.574406193043203,8.1593140761367433,2,180,88,151,72,48,86,77,45,120,50,27,48,52,84,23,5,3,3,0,1,0,0,87,1,7,0,7,1,4,0,2,0,5,0,0,0,8,0,1,47,24,11,8,0,18,10,33,36,0,0,172,129,20,51,448,11,72,78,61,32,2,95,0,0,13,0,50,2,0,0,0,0,0,0,0,0,0,0,0,0,0,0,0,0,0,0,0,0,0,0,0,null,3748.9426465629285,1832.8164049863208,3144.9463312833459,1499.5770586251715,999.71803908344759,1791.1614866911771,1603.7143543630307,937.23566164073213,2499.2950977086193,1041.3729573785913,562.34139698443926,999.71803908344759,1083.027875673735,1749.5065683960333,479.031560394152,104.13729573785913,62.482377442715475,62.482377442715475,0,20.827459147571826,0,0,1811.9889458387488,20.827459147571826,145.79221403300278,0,145.79221403300278,20.827459147571826,83.309836590287304,0,41.654918295143652,0,104.13729573785913,0,0,0,166.61967318057461,0,20.827459147571826,978.89057993587585,499.8590195417238,229.1020506232901,166.61967318057461,0,374.89426465629288,208.27459147571827,687.30615186987029,749.78852931258575,0,0,3582.3229733823541,2686.7422300367657,416.54918295143653,1062.2004165261631,9330.7016981121778,229.1020506232901,1499.5770586251715,1624.5418135106024,1270.4750080018814,666.47869272229843,41.654918295143652,1978.6086190193234,0,0,270.75696891843376,0,1041.3729573785913,41.654918295143652,0,0,0,0,0,0,0,0,0,0,0,0,0,0,0,0,0,0,0,0,0,0,0]
[4,"SWITCHGEAR","> 33 kv & < = 66 kv ; circuit breaker",204.55836326112509,149.67296763887572,21.486806525851822,21.486806525851822,19.140596762683327,4.3749967728769041,2,0,3,4,7,8,20,11,19,19,2,11,2,3,7,5,2,10,4,0,0,0,0,0,0,0,0,0,0,0,0,0,0,0,0,0,1,1,0,0,0,0,0,0,0,0,0,0,0,0,0,0,0,0,0,0,0,0,0,0,0,0,0,0,0,0,0,0,0,0,0,0,0,0,0,0,0,0,0,0,0,0,0,0,0,0,0,0,0,0,0,0,null,0,64.46041957755547,85.947226103407289,150.40764568096276,171.89445220681458,429.73613051703643,236.35487178437003,408.24932399118461,408.24932399118461,42.973613051703644,236.35487178437003,42.973613051703644,64.46041957755547,150.40764568096276,107.43403262925911,42.973613051703644,214.86806525851821,85.947226103407289,0,0,0,0,0,0,0,0,0,0,0,0,0,0,0,0,0,21.486806525851822,21.486806525851822,0,0,0,0,0,0,0,0,0,0,0,0,0,0,0,0,0,0,0,0,0,0,0,0,0,0,0,0,0,0,0,0,0,0,0,0,0,0,0,0,0,0,0,0,0,0,0,0,0,0,0,0,0,0]
[4,"SWITCHGEAR","> 33 kv & < = 66 kv ; switch",121.90296871567357,29.519562568682133,"",29.519562568682133,62.610676299637426,7.9126908381180563,2,0,0,1,0,18,59,6,30,54,5,30,13,9,17,6,1,7,3,15,2,0,0,1,0,0,0,0,0,5,0,0,0,10,7,9,43,19,0,8,0,45,0,3,0,9,0,2,0,11,2,0,0,10,0,2,0,1,1,0,0,21,1,0,0,0,0,0,0,0,0,0,0,0,0,0,0,0,0,0,0,0,0,0,0,0,0,0,0,0,0,0,null,0,0,29.519562568682133,0,531.35212623627842,1741.6541915522459,177.1173754120928,885.58687706046396,1594.0563787088352,147.59781284341068,885.58687706046396,383.75431339286774,265.67606311813921,501.83256366759628,177.1173754120928,29.519562568682133,206.63693798077492,88.558687706046399,442.79343853023198,59.039125137364266,0,0,29.519562568682133,0,0,0,0,0,147.59781284341068,0,0,0,295.19562568682136,206.63693798077492,265.67606311813921,1269.3411904533318,560.87168880496051,0,236.15650054945706,0,1328.380315590696,0,88.558687706046399,0,265.67606311813921,0,59.039125137364266,0,324.71518825550345,59.039125137364266,0,0,295.19562568682136,0,59.039125137364266,0,29.519562568682133,29.519562568682133,0,0,619.91081394232481,29.519562568682133,0,0,0,0,0,0,0,0,0,0,0,0,0,0,0,0,0,0,0,0,0,0,0,0,0,0,0,0,0]
[4,"SWITCHGEAR","> 66 kv & < = 132 kv ; circuit breaker",362.18356591543494,189.1185170163736,397.14921982702759,189.1185170163736,45.181667491329463,6.7217309892117418,2,17,30,22,41,59,41,35,41,61,31,37,40,29,16,14,23,8,19,5,10,4,2,6,2,1,0,0,0,0,0,0,0,0,0,0,1,0,0,1,2,1,0,0,0,0,0,0,0,1,0,0,0,0,0,0,0,0,0,2,0,2,0,0,0,0,0,0,0,2,0,0,0,0,0,0,0,0,0,0,0,0,0,0,0,0,0,0,0,0,0,0,null,3215.0147892783511,5673.5555104912082,4160.6073743602192,7753.8591976713178,11157.992503966043,7753.8591976713178,6619.1480955730758,7753.8591976713178,11536.22953799879,5862.6740275075817,6997.3851296058228,7564.7406806549443,5484.4369934748347,3025.8962722619776,2647.6592382292306,4349.7258913765927,1512.9481361309888,3593.2518233110986,945.59258508186804,1891.1851701637361,756.47406806549441,378.2370340327472,1134.7111020982416,378.2370340327472,189.1185170163736,0,0,0,0,0,0,0,0,0,0,189.1185170163736,0,0,189.1185170163736,378.2370340327472,189.1185170163736,0,0,0,0,0,0,0,189.1185170163736,0,0,0,0,0,0,0,0,0,378.2370340327472,0,378.2370340327472,0,0,0,0,0,0,0,378.2370340327472,0,0,0,0,0,0,0,0,0,0,0,0,0,0,0,0,0,0,0,0,0,0]
[4,"SWITCHGEAR","> 66 kv & < = 132 kv ; switch",121.90296871567357,68.450427380231503,148.38569594325452,68.450427380231503,62.610676299637426,7.9126908381180563,2,101,133,72,171,231,193,148,187,190,50,26,82,77,40,44,40,45,54,0,10,25,0,24,19,6,0,0,0,0,0,0,0,0,0,6,37,28,0,26,33,26,9,11,5,1,15,11,12,30,2,37,30,2,6,96,14,4,0,36,4,2,0,9,27,3,0,30,0,7,0,0,0,0,0,0,0,0,0,0,0,0,0,0,0,0,0,0,0,0,0,0,null,6913.4931654033817,9103.9068415707898,4928.4307713766684,11705.023082019587,15812.048724833478,13210.932484384681,10130.663252274262,12800.229920103291,13005.581202243986,3422.5213690115752,1779.7111118860191,5612.9350451789833,5270.6829082778258,2738.0170952092603,3011.818804730186,2738.0170952092603,3080.2692321104178,3696.3230785325013,0,684.50427380231508,1711.2606845057876,0,1642.8102571255561,1300.5581202243986,410.70256428138902,0,0,0,0,0,0,0,0,0,410.70256428138902,2532.6658130685655,1916.611966646482,0,1779.7111118860191,2258.8641035476394,1779.7111118860191,616.05384642208355,752.9547011825465,342.25213690115754,68.450427380231503,1026.7564107034725,752.9547011825465,821.40512856277803,2053.512821406945,136.90085476046301,2532.6658130685655,2053.512821406945,136.90085476046301,410.70256428138902,6571.2410285022243,958.30598332324098,273.80170952092601,0,2464.2153856883342,273.80170952092601,136.90085476046301,0,616.05384642208355,1848.1615392662507,205.35128214069451,0,2053.512821406945,0,479.15299166162049,0,0,0,0,0,0,0,0,0,0,0,0,0,0,0,0,0,0,0,0,0,0]
[5,"TRANSFORMERS","ground outdoor / indoor chamber mounted ; ˂ 22 kv ; < = 60 kva ; multiple phase",128.18777669721098,"","",128.18777669721098,83.845238233253411,9.1567045509426261,2,0,0,0,0,0,0,0,0,0,0,0,2,0,0,0,0,0,0,0,0,0,0,0,0,0,0,0,0,0,0,0,0,0,0,0,0,0,0,0,0,0,0,0,0,0,0,0,2,0,0,0,0,0,0,0,0,0,0,0,0,0,0,0,0,0,0,0,0,0,0,0,0,0,0,0,0,0,0,0,0,0,0,0,0,0,0,0,0,0,0,0,null,0,0,0,0,0,0,0,0,0,0,0,256.37555339442196,0,0,0,0,0,0,0,0,0,0,0,0,0,0,0,0,0,0,0,0,0,0,0,0,0,0,0,0,0,0,0,0,0,0,0,256.37555339442196,0,0,0,0,0,0,0,0,0,0,0,0,0,0,0,0,0,0,0,0,0,0,0,0,0,0,0,0,0,0,0,0,0,0,0,0,0,0,0,0,0,0,0]
[5,"TRANSFORMERS","ground outdoor / indoor chamber mounted ; ˂ 22 kv ; > 60 kva and < = 600 kva ; multiple phase",128.18777669721098,65.945475344836979,60.916045857988436,60.916045857988436,83.845238233253411,9.1567045509426261,2,2,7,0,2,5,2,9,6,0,3,2,3,4,1,0,0,0,4,0,0,0,1,0,2,5,1,1,0,3,2,1,2,1,0,1,10,11,4,5,4,3,9,9,4,12,43,36,36,20,39,16,10,24,6,18,25,18,30,16,14,5,9,1,3,3,59,3,1,74,8,16,2,0,0,21,6,1,2,0,0,6,1,0,0,0,0,0,0,8,0,1,null,121.83209171597687,426.41232100591907,0,121.83209171597687,304.58022928994217,121.83209171597687,548.24441272189597,365.49627514793065,0,182.74813757396532,121.83209171597687,182.74813757396532,243.66418343195375,60.916045857988436,0,0,0,243.66418343195375,0,0,0,60.916045857988436,0,121.83209171597687,304.58022928994217,60.916045857988436,60.916045857988436,0,182.74813757396532,121.83209171597687,60.916045857988436,121.83209171597687,60.916045857988436,0,60.916045857988436,609.16045857988433,670.07650443787281,243.66418343195375,304.58022928994217,243.66418343195375,182.74813757396532,548.24441272189597,548.24441272189597,243.66418343195375,730.99255029586129,2619.3899718935027,2192.9776508875839,2192.9776508875839,1218.3209171597687,2375.7257884615492,974.65673372781498,609.16045857988433,1461.9851005917226,365.49627514793065,1096.4888254437919,1522.901146449711,1096.4888254437919,1827.481375739653,974.65673372781498,852.82464201183814,304.58022928994217,548.24441272189597,60.916045857988436,182.74813757396532,182.74813757396532,3594.0467056213179,182.74813757396532,60.916045857988436,4507.787393491144,487.32836686390749,974.65673372781498,121.83209171597687,0,0,1279.2369630177573,365.49627514793065,60.916045857988436,121.83209171597687,0,0,365.49627514793065,60.916045857988436,0,0,0,0,0,0,487.32836686390749,0,60.916045857988436]
[5,"TRANSFORMERS","ground outdoor / indoor chamber mounted ; ˂ 22 kv ; > 600 kva ; multiple phase",58.639653235771384,73.146955820260359,67.612006318005044,58.639653235771384,60.81606758132304,7.7984657196991662,2,105,84,93,96,97,91,76,84,87,53,77,69,63,54,56,40,13,45,9,19,41,18,34,132,552,48,88,90,163,113,127,107,49,35,38,62,48,72,39,27,21,18,43,15,41,113,178,93,91,30,49,61,43,67,76,13,29,16,3,0,0,0,0,0,0,0,0,0,0,0,0,0,0,0,0,0,0,0,0,0,0,0,0,0,0,0,0,0,0,0,0,null,6157.1635897559954,4925.7308718047962,5453.487750926739,5629.4067106340526,5688.0463638698238,5336.2084444551956,4456.6136459186255,4925.7308718047962,5101.6498315121107,3107.9016214958833,4515.2532991543967,4046.1360732682256,3694.2981538535973,3166.5412747316545,3283.8205812031974,2345.5861294308552,762.31549206502802,2638.7843956097122,527.75687912194246,1114.1534114796564,2404.2257826666269,1055.5137582438849,1993.7482100162269,7740.4342271218229,32369.088586145805,2814.7033553170263,5160.2894847478819,5277.5687912194244,9558.2634774307353,6626.2808156421661,7447.2359609429659,6274.4428962275379,2873.343008552798,2052.3878632519986,2228.3068229593127,3635.6585006178257,2814.7033553170263,4222.0550329755397,2286.946476195084,1583.2706373658273,1231.432717951199,1055.5137582438849,2521.5050891381693,879.59479853657081,2404.2257826666269,6626.2808156421661,10437.858275967306,5453.487750926739,5336.2084444551956,1759.1895970731416,2873.343008552798,3577.0188473820544,2521.5050891381693,3928.8567667966827,4456.6136459186255,762.31549206502802,1700.5499438373702,938.23445177234214,175.91895970731414,0,0,0,0,0,0,0,0,0,0,0,0,0,0,0,0,0,0,0,0,0,0,0,0,0,0,0,0,0,0,0,0]
[5,"TRANSFORMERS","ground outdoor / indoor chamber mounted ; > = 22 kv & < = 33 kv ; < = 15 mva",457.93917292960435,208.61386192831853,367.24639874508023,208.61386192831853,72.212746779813955,8.4978083515582981,2,0,0,3,1,1,0,1,0,0,0,1,1,0,0,0,1,0,0,0,0,0,0,0,0,0,0,0,0,1,0,0,0,0,0,0,0,0,0,0,0,4,0,0,0,0,0,1,2,0,3,0,3,5,1,11,6,5,2,4,2,1,0,0,0,2,2,0,1,0,0,0,0,1,0,0,0,0,0,0,0,0,0,0,0,0,0,0,0,0,0,0,null,0,0,625.84158578495556,208.61386192831853,208.61386192831853,0,208.61386192831853,0,0,0,208.61386192831853,208.61386192831853,0,0,0,208.61386192831853,0,0,0,0,0,0,0,0,0,0,0,0,208.61386192831853,0,0,0,0,0,0,0,0,0,0,0,834.45544771327411,0,0,0,0,0,208.61386192831853,417.22772385663706,0,625.84158578495556,0,625.84158578495556,1043.0693096415926,208.61386192831853,2294.7524812115039,1251.6831715699111,1043.0693096415926,417.22772385663706,834.45544771327411,417.22772385663706,208.61386192831853,0,0,0,417.22772385663706,417.22772385663706,0,208.61386192831853,0,0,0,0,208.61386192831853,0,0,0,0,0,0,0,0,0,0,0,0,0,0,0,0,0,0]
[5,"TRANSFORMERS","ground outdoor / indoor chamber mounted ; > = 22 kv & < = 33 kv ; > 15 mva and < = 40 mva",728.6105245209061,2214.3279167910728,709.43261494781848,709.43261494781848,50.23663130628681,7.0877804217037372,2,0,1,0,1,2,0,7,12,2,5,16,14,18,11,6,12,1,0,5,0,0,0,0,0,0,1,2,0,0,0,1,0,2,0,0,3,0,0,0,1,0,3,3,2,3,2,4,9,5,3,9,3,2,5,2,7,3,0,3,0,0,0,0,0,0,0,0,0,0,0,0,0,0,0,0,0,0,0,0,0,0,0,0,0,0,0,0,0,0,0,0,null,0,709.43261494781848,0,709.43261494781848,1418.865229895637,0,4966.0283046347295,8513.1913793738222,1418.865229895637,3547.1630747390923,11350.921839165096,9932.0566092694589,12769.787069060732,7803.7587644260029,4256.5956896869111,8513.1913793738222,709.43261494781848,0,3547.1630747390923,0,0,0,0,0,0,709.43261494781848,1418.865229895637,0,0,0,709.43261494781848,0,1418.865229895637,0,0,2128.2978448434556,0,0,0,709.43261494781848,0,2128.2978448434556,2128.2978448434556,1418.865229895637,2128.2978448434556,1418.865229895637,2837.7304597912739,6384.8935345303662,3547.1630747390923,2128.2978448434556,6384.8935345303662,2128.2978448434556,1418.865229895637,3547.1630747390923,1418.865229895637,4966.0283046347295,2128.2978448434556,0,2128.2978448434556,0,0,0,0,0,0,0,0,0,0,0,0,0,0,0,0,0,0,0,0,0,0,0,0,0,0,0,0,0,0,0,0]
[5,"TRANSFORMERS","ground outdoor / indoor chamber mounted ; > 33 kv & < = 66 kv ; < = 15 mva",416.97236158628965,369.53935542084497,364.22877930685485,364.22877930685485,66.655142480236108,8.1642600693655094,2,0,0,0,0,0,0,0,0,0,0,3,0,0,0,0,0,0,0,0,0,0,0,0,0,0,0,0,0,0,0,0,0,0,0,0,0,0,0,0,0,0,2,0,0,0,0,0,2,0,0,0,2,0,0,1,0,0,1,0,0,0,1,0,0,0,0,0,0,0,0,0,0,0,0,0,0,0,0,0,0,0,0,0,0,0,0,0,0,0,0,0,null,0,0,0,0,0,0,0,0,0,0,1092.6863379205645,0,0,0,0,0,0,0,0,0,0,0,0,0,0,0,0,0,0,0,0,0,0,0,0,0,0,0,0,0,0,728.45755861370969,0,0,0,0,0,728.45755861370969,0,0,0,728.45755861370969,0,0,364.22877930685485,0,0,364.22877930685485,0,0,0,364.22877930685485,0,0,0,0,0,0,0,0,0,0,0,0,0,0,0,0,0,0,0,0,0,0,0,0,0,0,0,0,0]
[5,"TRANSFORMERS","ground outdoor / indoor chamber mounted ; > 33 kv & < = 66 kv ; > 15 mva and < = 40 mva",442.37282695471777,454.07410115735649,365.02927496230348,365.02927496230348,56.266153477786041,7.5010768212161407,2,0,0,0,0,0,4,0,4,0,2,5,1,2,4,1,0,0,0,0,0,0,0,0,0,0,0,0,0,0,0,0,0,0,0,3,2,0,0,1,0,0,0,2,0,1,0,0,0,2,1,0,0,1,0,0,1,0,0,0,0,0,0,0,0,0,0,0,0,0,0,0,0,0,0,0,0,0,0,0,0,0,0,0,0,0,0,0,0,0,0,0,null,0,0,0,0,0,1460.1170998492139,0,1460.1170998492139,0,730.05854992460695,1825.1463748115175,365.02927496230348,730.05854992460695,1460.1170998492139,365.02927496230348,0,0,0,0,0,0,0,0,0,0,0,0,0,0,0,0,0,0,0,1095.0878248869103,730.05854992460695,0,0,365.02927496230348,0,0,0,730.05854992460695,0,365.02927496230348,0,0,0,730.05854992460695,365.02927496230348,0,0,365.02927496230348,0,0,365.02927496230348,0,0,0,0,0,0,0,0,0,0,0,0,0,0,0,0,0,0,0,0,0,0,0,0,0,0,0,0,0,0,0,0,0,0,0]
[5,"TRANSFORMERS","ground outdoor / indoor chamber mounted ; > 66 kv & < = 132 kv ; < = 100 mva",1954.565550317237,347.69041083862146,1358.2948034474136,347.69041083862146,54.914940363826773,7.4104615486369516,2,3,6,8,9,1,6,17,8,20,8,11,7,8,8,6,4,6,3,1,4,4,1,0,0,4,3,0,0,1,0,0,2,0,0,3,2,2,3,4,4,2,1,0,3,3,6,4,1,2,2,1,0,1,0,2,3,2,1,2,0,0,3,0,0,1,0,1,0,0,0,0,0,0,0,0,0,0,0,0,0,0,0,0,0,0,0,0,0,0,0,0,null,1043.0712325158643,2086.1424650317285,2781.5232867089717,3129.2136975475933,347.69041083862146,2086.1424650317285,5910.7369842565649,2781.5232867089717,6953.8082167724297,2781.5232867089717,3824.5945192248359,2433.8328758703501,2781.5232867089717,2781.5232867089717,2086.1424650317285,1390.7616433544858,2086.1424650317285,1043.0712325158643,347.69041083862146,1390.7616433544858,1390.7616433544858,347.69041083862146,0,0,1390.7616433544858,1043.0712325158643,0,0,347.69041083862146,0,0,695.38082167724292,0,0,1043.0712325158643,695.38082167724292,695.38082167724292,1043.0712325158643,1390.7616433544858,1390.7616433544858,695.38082167724292,347.69041083862146,0,1043.0712325158643,1043.0712325158643,2086.1424650317285,1390.7616433544858,347.69041083862146,695.38082167724292,695.38082167724292,347.69041083862146,0,347.69041083862146,0,695.38082167724292,1043.0712325158643,695.38082167724292,347.69041083862146,695.38082167724292,0,0,1043.0712325158643,0,0,347.69041083862146,0,347.69041083862146,0,0,0,0,0,0,0,0,0,0,0,0,0,0,0,0,0,0,0,0,0,0,0,0]
[5,"TRANSFORMERS","ground outdoor / indoor chamber mounted ; > 66 kv & < = 132 kv ; > 100 mva",1596.7665849092723,"",3467.9321968430868,1596.7665849092723,56.758454357951123,7.5338207012080609,2,2,0,0,1,0,0,0,2,6,6,1,1,2,2,0,0,0,1,1,1,0,0,0,0,0,0,0,2,0,0,0,0,0,0,0,0,3,2,0,0,3,0,0,0,0,0,1,2,0,1,2,2,0,0,2,0,1,0,0,0,0,0,0,0,0,0,0,0,0,0,0,0,0,0,0,0,0,0,0,0,0,0,0,0,0,0,0,0,0,0,0,null,3193.5331698185446,0,0,1596.7665849092723,0,0,0,3193.5331698185446,9580.5995094556347,9580.5995094556347,1596.7665849092723,1596.7665849092723,3193.5331698185446,3193.5331698185446,0,0,0,1596.7665849092723,1596.7665849092723,1596.7665849092723,0,0,0,0,0,0,0,3193.5331698185446,0,0,0,0,0,0,0,0,4790.2997547278173,3193.5331698185446,0,0,4790.2997547278173,0,0,0,0,0,1596.7665849092723,3193.5331698185446,0,1596.7665849092723,3193.5331698185446,3193.5331698185446,0,0,3193.5331698185446,0,1596.7665849092723,0,0,0,0,0,0,0,0,0,0,0,0,0,0,0,0,0,0,0,0,0,0,0,0,0,0,0,0,0,0,0,0,0,0]
[5,"TRANSFORMERS","kiosk mounted ; < = 22 kv ; < = 60 kva ; multiple phase",40.234046076781176,43.868624124975781,"",40.234046076781176,62.682208736939074,7.9172096559923864,2,0,0,0,0,0,0,0,0,0,0,0,0,0,0,0,0,0,0,0,0,0,0,0,0,0,1,0,0,0,0,0,0,0,0,0,0,0,0,0,0,0,0,0,0,0,0,0,0,0,0,0,0,0,0,0,0,0,0,0,0,0,0,0,0,0,0,0,0,0,0,0,0,0,0,0,0,0,0,0,0,0,0,0,0,0,0,0,0,0,0,0,null,0,0,0,0,0,0,0,0,0,0,0,0,0,0,0,0,0,0,0,0,0,0,0,0,0,40.234046076781176,0,0,0,0,0,0,0,0,0,0,0,0,0,0,0,0,0,0,0,0,0,0,0,0,0,0,0,0,0,0,0,0,0,0,0,0,0,0,0,0,0,0,0,0,0,0,0,0,0,0,0,0,0,0,0,0,0,0,0,0,0,0,0,0,0]
[5,"TRANSFORMERS","kiosk mounted ; < = 22 kv ; < = 60 kva ; single phase",40.234046076781176,12.224236193243645,"",12.224236193243645,62.682208736939074,7.9172096559923864,2,0,0,0,0,0,0,0,0,0,0,0,0,0,0,0,0,0,0,0,0,1,0,0,0,0,0,0,0,0,0,0,0,0,0,0,0,0,0,0,0,0,0,0,0,0,0,0,0,0,0,0,0,0,0,0,0,0,0,0,0,0,0,0,0,0,0,0,0,0,0,0,0,0,0,0,0,0,0,0,0,0,0,0,0,0,0,0,0,0,0,0,null,0,0,0,0,0,0,0,0,0,0,0,0,0,0,0,0,0,0,0,0,12.224236193243645,0,0,0,0,0,0,0,0,0,0,0,0,0,0,0,0,0,0,0,0,0,0,0,0,0,0,0,0,0,0,0,0,0,0,0,0,0,0,0,0,0,0,0,0,0,0,0,0,0,0,0,0,0,0,0,0,0,0,0,0,0,0,0,0,0,0,0,0,0,0]
[5,"TRANSFORMERS","kiosk mounted ; < = 22 kv ; > 60 kva and < = 600 kva ; multiple phase",40.234046076781176,50.124418701793005,48.825857526212253,40.234046076781176,62.682208736939074,7.9172096559923864,2,137,163,109,133,160,143,196,195,161,228,198,177,204,155,180,122,77,110,30,30,36,33,92,241,480,199,120,89,62,122,88,177,107,27,68,168,141,313,194,248,253,192,209,179,136,149,157,123,96,61,104,39,40,67,72,44,18,7,4,4,0,0,0,0,0,3,0,0,9,1,0,0,0,0,1,0,0,0,1,0,0,0,0,0,0,0,0,0,1,0,0,null,5512.0643125190209,6558.1495105153317,4385.5110223691481,5351.1281282118962,6437.447372284988,5753.4685889797083,7885.873031049111,7845.6389849723291,6477.6814183617698,9173.3625055061075,7966.3411232026729,7121.4261555902685,8207.7453996633594,6236.2771419010824,7242.1282938206114,4908.5536213673031,3098.0215479121507,4425.7450684459291,1207.0213823034353,1207.0213823034353,1448.4256587641223,1327.7235205337788,3701.532239063868,9696.4051045042634,19312.342116854965,8006.5751692794538,4828.0855292137412,3580.8301008335247,2494.5108567604329,4908.5536213673031,3540.5960547567433,7121.4261555902685,4305.0429302155862,1086.3192440730918,2735.91513322112,6759.3197408992373,5673.0004968261455,12593.256422032508,7805.4049388955482,9978.0434270417318,10179.213657425638,7724.9368467419863,8408.9156300472659,7201.8942477438304,5471.8302664422399,5994.8728654403949,6316.7452340546442,4948.7876674440849,3862.4684233709932,2454.2768106836515,4184.3407919852425,1569.1277969944658,1609.361843071247,2695.681087144339,2896.8513175282446,1770.2980273783717,724.21282938206116,281.63832253746824,160.93618430712471,160.93618430712471,0,0,0,0,0,120.70213823034354,0,0,362.10641469103058,40.234046076781176,0,0,0,0,40.234046076781176,0,0,0,40.234046076781176,0,0,0,0,0,0,0,0,0,40.234046076781176,0,0]
[5,"TRANSFORMERS","kiosk mounted ; < = 22 kv ; > 600 kva ; multiple phase",35.845509057404271,54.388879751240118,48.743249567516223,35.845509057404271,60.704619966253674,7.7913169596836243,2,141,140,168,175,287,312,337,374,277,291,281,284,218,133,131,123,100,178,40,23,20,10,28,42,549,17,31,48,21,38,12,26,17,23,14,10,25,15,10,2,3,1,5,10,4,1,1,0,1,1,1,1,0,2,1,1,0,1,0,0,0,0,0,0,0,0,0,0,8,0,0,0,0,0,0,0,0,0,0,0,0,0,0,0,0,0,0,0,0,0,0,null,5054.2167770940023,5018.3712680365979,6022.0455216439177,6272.9640850457472,10287.661099475026,11183.798825910133,12079.93655234524,13406.220387469197,9929.2060089009829,10431.043135704644,10072.5880451306,10180.124572302813,7814.3209745141312,4767.4527046347685,4695.7616865199598,4408.997614060725,3584.550905740427,6380.5006122179602,1433.820362296171,824.44670832029828,716.91018114808548,358.45509057404274,1003.6742536073195,1505.5113804109794,19679.184472514946,609.37365397587257,1111.2107807795323,1720.584434755405,752.75569020548971,1362.1293441813623,430.14610868885126,931.98323549251108,609.37365397587257,824.44670832029828,501.83712680365977,358.45509057404274,896.13772643510674,537.68263586106411,358.45509057404274,71.691018114808543,107.53652717221281,35.845509057404271,179.22754528702137,358.45509057404274,143.38203622961709,35.845509057404271,35.845509057404271,0,35.845509057404271,35.845509057404271,35.845509057404271,35.845509057404271,0,71.691018114808543,35.845509057404271,35.845509057404271,0,35.845509057404271,0,0,0,0,0,0,0,0,0,0,286.76407245923417,0,0,0,0,0,0,0,0,0,0,0,0,0,0,0,0,0,0,0,0,0,0]
[5,"TRANSFORMERS","pole mounted ; < = 22 kv ; < = 60 kva ; multiple phase",15.030843553591886,11.73837126620894,23.678167996125477,11.73837126620894,67.4529856765011,8.2129766635794788,2,25,11,21,27,27,16,18,33,23,41,76,31,26,16,15,14,4,78,17,15,57,135,116,242,166,248,101,119,390,102,83,130,111,85,57,147,147,103,58,46,33,41,32,36,42,29,25,54,31,22,36,24,16,33,27,16,22,29,17,14,21,11,17,5,1,0,0,1,133,1,0,0,0,0,0,0,0,0,0,0,0,0,0,0,0,0,0,0,0,0,0,null,293.45928165522349,129.12208392829834,246.50579659038775,316.93602418764141,316.93602418764141,187.81394025934304,211.29068279176093,387.36625178489504,269.98253912280563,481.27322191456653,892.11621623187943,363.88950925247713,305.19765292143245,187.81394025934304,176.07556899313411,164.33719772692515,46.95348506483576,915.59295876429735,199.55231152555197,176.07556899313411,669.08716217390963,1584.680120938207,1361.6510668802371,2840.6858464225634,1948.5696301906842,2911.116074019817,1185.575497887103,1396.8661806788639,4577.9647938214866,1197.313869153312,974.28481509534208,1525.9882646071621,1302.9592105491924,997.76155762775988,669.08716217390963,1725.5405761327142,1725.5405761327142,1209.0522404195208,680.82553344011853,539.96507824561127,387.36625178489504,481.27322191456653,375.62788051868608,422.58136558352186,493.01159318077549,340.41276672005927,293.45928165522349,633.87204837528282,363.88950925247713,258.24416785659668,422.58136558352186,281.72091038901453,187.81394025934304,387.36625178489504,316.93602418764141,187.81394025934304,258.24416785659668,340.41276672005927,199.55231152555197,164.33719772692515,246.50579659038775,129.12208392829834,199.55231152555197,58.691856331044704,11.73837126620894,0,0,11.73837126620894,1561.203378405789,11.73837126620894,0,0,0,0,0,0,0,0,0,0,0,0,0,0,0,0,0,0,0,0,0]
[5,"TRANSFORMERS","pole mounted ; < = 22 kv ; < = 60 kva ; single phase",15.015799242967534,12.51965557270241,23.678169943072053,12.51965557270241,74.235329193844692,8.6159926412366836,2,43,35,56,65,97,73,71,78,80,127,200,105,68,46,58,51,20,184,42,21,11,7,8,3,16,6,9,8,13,17,11,15,26,20,16,66,33,51,70,52,39,42,24,30,25,37,17,16,22,16,18,13,9,16,11,10,11,28,6,8,16,11,4,2,0,0,0,0,250,0,0,0,0,0,0,0,0,0,0,0,0,0,0,0,0,0,0,0,0,0,0,null,538.34518962620359,438.18794504458435,701.10071207133501,813.77761222565664,1214.4065905521338,913.93485680727599,888.8955456618711,976.53313467078794,1001.5724458161928,1589.996257733206,2503.9311145404822,1314.5638351337532,851.33657894376393,575.90415634431088,726.14002321673979,638.50243420782294,250.39311145404821,2303.6166253772435,525.8255340535012,262.9127670267506,137.71621129972652,87.637589008916876,100.15724458161928,37.558966718107229,200.31448916323856,75.117933436214457,112.67690015432169,100.15724458161928,162.75552244513133,212.83414473594098,137.71621129972652,187.79483359053614,325.51104489026267,250.39311145404821,200.31448916323856,826.29726779835903,413.14863389917952,638.50243420782294,876.37589008916871,651.02208978052533,488.26656733539397,525.8255340535012,300.47173374485783,375.58966718107229,312.99138931756028,463.22725618998919,212.83414473594098,200.31448916323856,275.43242259945305,200.31448916323856,225.35380030864337,162.75552244513133,112.67690015432169,200.31448916323856,137.71621129972652,125.1965557270241,137.71621129972652,350.55035603566751,75.117933436214457,100.15724458161928,200.31448916323856,137.71621129972652,50.078622290809641,25.03931114540482,0,0,0,0,3129.9138931756024,0,0,0,0,0,0,0,0,0,0,0,0,0,0,0,0,0,0,0,0,0,0]
[5,"TRANSFORMERS","pole mounted ; < = 22 kv ; > 60 kva and < = 600 kva ; multiple phase",24.158338623358336,20.257525018073643,36.450181451423852,20.257525018073643,64.722064018172546,8.04500242499482,2,115,128,207,160,217,180,189,222,311,315,482,278,230,93,94,75,47,449,48,44,84,116,126,298,88,171,168,91,166,70,78,82,106,84,123,280,82,87,106,79,50,51,121,89,113,150,135,142,208,157,174,133,144,164,113,104,74,83,47,63,11,16,12,3,6,1,5,2,196,0,0,0,0,0,0,0,0,0,0,0,0,0,0,0,0,0,0,0,0,0,0,null,2329.615377078469,2592.9632023134263,4193.3076787412438,3241.2040028917827,4395.8829289219802,3646.3545032532556,3828.6722284159187,4497.1705540123485,6300.0902806209033,6381.1203806931981,9764.1270587114959,5631.5919550244726,4659.230754156938,1883.9498266808489,1904.2073516989224,1519.3143763555233,952.10367584946118,9095.6287331150652,972.36120086753488,891.33110079524033,1701.6321015181861,2349.8729020965425,2552.448152277279,6036.7424553859455,1782.6622015904807,3464.0367780905931,3403.2642030363722,1843.4347766447015,3362.7491530002249,1418.0267512651551,1580.0869514097442,1661.1170514820387,2147.297651915806,1701.6321015181861,2491.6755772230581,5672.1070050606204,1661.1170514820387,1762.404676572407,2147.297651915806,1600.3444764278179,1012.8762509036821,1033.1337759217558,2451.1605271869107,1802.9197266085544,2289.1003270423216,3038.6287527110467,2734.765877439942,2876.5685525664571,4213.5652037593181,3180.4314278375618,3524.8093531448139,2694.2508274037946,2917.0836026026045,3322.2341029640775,2289.1003270423216,2106.7826018796591,1499.0568513374496,1681.3745765001124,952.10367584946118,1276.2240761386395,222.83277519881008,324.12040028917829,243.09030021688372,60.77257505422093,121.54515010844186,20.257525018073643,101.28762509036821,40.515050036147287,3970.4749035424343,0,0,0,0,0,0,0,0,0,0,0,0,0,0,0,0,0,0,0,0,0,0]
[5,"TRANSFORMERS","pole mounted ; < = 22 kv ; > 60 kva and < = 600 kva ; single phase",23.29897094292426,20.637348836378887,36.450063833058678,20.637348836378887,67.321005750845458,8.204937888299062,2,9,5,5,6,19,5,19,25,25,27,29,39,18,14,12,8,3,52,2,0,0,0,1,41,2,14,4,0,5,0,0,1,1,0,0,0,1,2,1,0,0,2,1,1,1,0,1,0,0,0,0,0,0,1,0,0,0,0,0,0,0,0,0,0,0,0,0,0,12,0,0,0,0,0,0,0,0,0,0,0,0,0,0,0,0,0,0,0,0,0,0,null,185.73613952740999,103.18674418189444,103.18674418189444,123.82409301827332,392.10962789119884,103.18674418189444,392.10962789119884,515.93372090947219,515.93372090947219,557.20841858222991,598.48311625498775,804.8566046187766,371.47227905481998,288.92288370930441,247.64818603654663,165.0987906910311,61.912046509136658,1073.1421394917022,41.274697672757775,0,0,0,20.637348836378887,846.13130229153433,41.274697672757775,288.92288370930441,82.549395345515549,0,103.18674418189444,0,0,20.637348836378887,20.637348836378887,0,0,0,20.637348836378887,41.274697672757775,20.637348836378887,0,0,41.274697672757775,20.637348836378887,20.637348836378887,20.637348836378887,0,20.637348836378887,0,0,0,0,0,0,20.637348836378887,0,0,0,0,0,0,0,0,0,0,0,0,0,0,247.64818603654663,0,0,0,0,0,0,0,0,0,0,0,0,0,0,0,0,0,0,0,0,0,0]
[5,"TRANSFORMERS","pole mounted ; < = 22 kv ; > 600 kva ; multiple phase",24.158338623358336,15.006378789436674,"",15.006378789436674,64.722064018172546,8.04500242499482,2,0,0,0,0,0,0,0,0,0,0,0,0,0,1,0,0,0,0,0,0,0,0,0,0,0,0,0,0,0,0,0,0,0,0,0,0,0,0,0,0,0,0,0,0,0,0,0,0,0,0,0,0,0,0,0,0,0,0,0,0,0,0,0,0,0,0,0,0,0,0,0,0,0,0,0,0,0,0,0,0,0,0,0,0,0,0,0,0,0,0,0,null,0,0,0,0,0,0,0,0,0,0,0,0,0,15.006378789436674,0,0,0,0,0,0,0,0,0,0,0,0,0,0,0,0,0,0,0,0,0,0,0,0,0,0,0,0,0,0,0,0,0,0,0,0,0,0,0,0,0,0,0,0,0,0,0,0,0,0,0,0,0,0,0,0,0,0,0,0,0,0,0,0,0,0,0,0,0,0,0,0,0,0,0,0,0]
[6,"UNDERGROUND CABLES","˂ = 1 kv",474.57774791534484,null,900.95933223464647,474.57774791534484,70.034137508275734,8.3686401229994196,2,178,183,155,154,174,172,223,188,133,152,133,123,149,171,136,141,101,97,100,101,65,65,63,75,53,70,51,43,27,53,75,34,39,50,45,59,118,114,99,136,97,107,69,51,93,43,83,44,57,70,108,38,95,100,84,122,75,104,101,85,55,73,48,80,13,6,16,14,5,19,8,1,3,5,11,1,1,1,4,1,1,1,1,1,1,1,1,1,1,1,21,null,84474.839128931388,86847.727868508111,73559.550926878452,73084.973178963104,82576.528137269997,81627.372641439317,105830.8377851219,89220.616608084834,63118.840472740863,72135.817683132424,63118.840472740863,58373.062993587417,70712.084439386381,81152.794893523969,64542.573716486899,66915.462456063629,47932.352539449828,46034.041547788453,47457.774791534481,47932.352539449828,30847.553614497414,30847.553614497414,29898.398118666726,35593.331093650864,25152.620639513276,33220.442354074141,24203.465143682588,20406.843160359829,12813.599193714312,25152.620639513276,35593.331093650864,16135.643429121725,18508.53216869845,23728.88739576724,21355.998656190517,28000.087127005347,56000.174254010693,54101.86326234931,46983.19704361914,64542.573716486899,46034.041547788453,50779.819026941899,32745.864606158793,24203.465143682588,44135.73055612707,20406.843160359829,39389.953076973623,20881.420908275173,27050.931631174655,33220.442354074141,51254.396774857247,18033.954420783106,45084.886051957757,47457.774791534481,39864.530824888963,57898.485245672069,35593.331093650864,49356.085783195864,47932.352539449828,40339.108572804311,26101.776135343967,34644.175597820176,22779.731899936553,37966.219833227588,6169.510722899483,2847.4664874920691,7593.2439666455175,6644.0884708148278,2372.8887395767242,9016.9772103915529,3796.6219833227588,474.57774791534484,1423.7332437460345,2372.8887395767242,5220.3552270687933,474.57774791534484,474.57774791534484,474.57774791534484,1898.3109916613794,474.57774791534484,474.57774791534484,474.57774791534484,474.57774791534484,474.57774791534484,474.57774791534484,474.57774791534484,474.57774791534484,474.57774791534484,474.57774791534484,474.57774791534484,9966.1327062222408]
[6,"UNDERGROUND CABLES","> 1 kv & < = 11 kv",967.73756375870175,472.55068172007191,1517.0783616927754,472.55068172007191,91.298460839860581,9.5550228068728646,2,113,130,122,121,255,268,284,286,236,214,160,189,144,129,104,112,91,121,116,110,85,51,61,89,56,71,83,63,51,58,84,44,44,71,39,71,91,106,131,155,133,118,91,91,109,70,94,62,114,73,136,87,125,122,175,238,131,161,158,174,150,161,182,193,26,34,24,26,17,30,16,2,4,14,28,2,2,2,27,4,7,3,2,1,1,1,2,3,17,11,63,null,53398.227034368123,61431.58862360935,57651.183169848773,57178.6324881287,120500.42383861834,126643.58270097927,134204.39360850042,135149.49497194056,111521.96088593698,101125.84588809538,75608.109075211512,89312.078845093594,68047.298167690358,60959.037941889277,49145.27089888748,52925.67635264805,43002.112036526545,57178.6324881287,54815.879079528342,51980.574989207911,40166.807946206114,24100.084767723667,28825.591584924387,42057.010673086399,26462.838176324025,33551.098402125106,39221.706582765968,29770.692948364529,24100.084767723667,27407.939539764171,39694.257264486041,20792.229995683163,20792.229995683163,33551.098402125106,18429.476587082805,33551.098402125106,43002.112036526545,50090.372262327619,61904.139305329423,73245.35566661114,62849.240668769562,55760.980442968488,43002.112036526545,43002.112036526545,51508.024307487838,33078.547720405033,44419.764081686757,29298.14226664446,53870.777716088196,34496.199765565252,64266.892713929781,41111.909309646253,59068.835215008985,57651.183169848773,82696.369301012586,112467.06224937711,61904.139305329423,76080.659756931578,74663.007711771366,82223.818619292506,70882.602258010782,76080.659756931578,86004.22407305309,91202.281571973872,12286.31772472187,16066.723178482445,11341.216361281726,12286.31772472187,8033.3615892412226,14176.520451602157,7560.8109075211505,945.10136344014381,1890.2027268802876,6615.7095440810062,13231.419088162012,945.10136344014381,945.10136344014381,945.10136344014381,12758.868406441941,1890.2027268802876,3307.8547720405031,1417.6520451602157,945.10136344014381,472.55068172007191,472.55068172007191,472.55068172007191,945.10136344014381,1417.6520451602157,8033.3615892412226,5198.0574989207907,29770.692948364529]
[6,"UNDERGROUND CABLES","> 22 kv & < = 33 kv",619.92005398726315,770.87894085548123,697.40176590663077,619.92005398726315,71.838645227198256,8.475768120188178,2,11,16,6,3,7,15,19,20,29,19,8,18,5,11,1,1,5,6,9,1,3,1,7,0,2,0,0,1,1,1,0,1,0,0,1,0,0,0,0,0,0,1,3,9,9,6,11,10,3,1,12,17,13,22,12,26,0,0,0,0,0,3,44,16,0,20,7,4,1,19,16,42,1,0,1,3,0,3,1,1,1,21,0,0,0,0,18,1,9,0,0,null,6819.1205938598941,9918.7208637962103,3719.5203239235789,1859.7601619617894,4339.4403779108416,9298.8008098089467,11778.481025757999,12398.401079745263,17977.681565630632,11778.481025757999,4959.3604318981052,11158.560971770738,3099.6002699363157,6819.1205938598941,619.92005398726315,619.92005398726315,3099.6002699363157,3719.5203239235789,5579.2804858853688,619.92005398726315,1859.7601619617894,619.92005398726315,4339.4403779108416,0,1239.8401079745263,0,0,619.92005398726315,619.92005398726315,619.92005398726315,0,619.92005398726315,0,0,619.92005398726315,0,0,0,0,0,0,619.92005398726315,1859.7601619617894,5579.2804858853688,5579.2804858853688,3719.5203239235789,6819.1205938598941,6199.2005398726315,1859.7601619617894,619.92005398726315,7439.0406478471577,10538.640917783474,8058.9607018344213,13638.241187719788,7439.0406478471577,16117.921403668843,0,0,0,0,0,1859.7601619617894,27276.482375439577,9918.7208637962103,0,12398.401079745263,4339.4403779108416,2479.6802159490526,619.92005398726315,11778.481025757999,9918.7208637962103,26036.642267465053,619.92005398726315,0,619.92005398726315,1859.7601619617894,0,1859.7601619617894,619.92005398726315,619.92005398726315,619.92005398726315,13018.321133732527,0,0,0,0,11158.560971770738,619.92005398726315,5579.2804858853688,0,0]
[6,"UNDERGROUND CABLES","> 33 kv & < = 66 kv",619.92005398726315,3945.5527915240173,"",619.92005398726315,71.838645227198256,8.475768120188178,2,0,0,0,1,7,0,1,1,0,0,0,0,0,0,0,0,0,0,0,0,0,0,0,0,0,0,0,0,0,0,0,0,0,0,0,0,0,0,0,0,0,0,0,0,0,0,0,0,0,0,0,0,0,0,0,0,0,0,0,0,0,0,0,0,0,0,0,0,0,0,0,0,0,0,0,0,0,0,0,0,0,0,0,0,0,0,0,0,0,0,0,null,0,0,0,619.92005398726315,4339.4403779108416,0,619.92005398726315,619.92005398726315,0,0,0,0,0,0,0,0,0,0,0,0,0,0,0,0,0,0,0,0,0,0,0,0,0,0,0,0,0,0,0,0,0,0,0,0,0,0,0,0,0,0,0,0,0,0,0,0,0,0,0,0,0,0,0,0,0,0,0,0,0,0,0,0,0,0,0,0,0,0,0,0,0,0,0,0,0,0,0,0,0,0,0]
["","","","","",null,"","","","","","","","","","","","","","","","","","","","","","","","","","","","","","","","","","","","","","","","","","","","","","","","","","","","","","","","","","","","","","","","","","","","","","","","","","","","","","","","","","","","","","","","","","","","","","","",null,"","","","","","","","","","","","","","","","","","","","","","","","","","","","","","","","","","","","","","","","","","","","","","","","","","","","","","","","","","","","","","","","","","","","","","","","","","","","","","","","","","","","","","","","","","",""]
["","","","","",null,"","","","","","","","","","","","","","","","","","","","","","","","","","","","","","","","","","","","","","","","","","","","","","","","","","","","","","","","","","","","","","","","","","","","","","","","","","","","","","","","","","","","","","","","","","","","","","","",null,"","","","","","","","","","","","","","","","","","","","","","","","","","","","","","","","","","","","","","","","","","","","","","","","","","","","","","","","","","","","","","","","","","","","","","","","","","","","","","","","","","","","","","","","","","",""]
["","","","","",null,"","","","","","","","","","","","","","","","","","","","","","","","","","","","","","","","","","","","","","","","","","","","","","","","","","","","","","","","","","","","","","","","","","","","","","","","","","","","","","","","","","","","","","","","","","","","","","","",null,"","","","","","","","","","","","","","","","","","","","","","","","","","","","","","","","","","","","","","","","","","","","","","","","","","","","","","","","","","","","","","","","","","","","","","","","","","","","","","","","","","","","","","","","","","",""]
["","","","","",null,"","","","","","","","","","","","","","","","","","","","","","","","","","","","","","","","","","","","","","","","","","","","","","","","","","","","","","","","","","","","","","","","","","","","","","","","","","","","","","","","","","","","","","","","","","","","","","","",null,"","","","","","","","","","","","","","","","","","","","","","","","","","","","","","","","","","","","","","","","","","","","","","","","","","","","","","","","","","","","","","","","","","","","","","","","","","","","","","","","","","","","","","","","","","",""]
["","","","","",null,"","","","","","","","","","","","","","","","","","","","","","","","","","","","","","","","","","","","","","","","","","","","","","","","","","","","","","","","","","","","","","","","","","","","","","","","","","","","","","","","","","","","","","","","","","","","","","","",null,"","","","","","","","","","","","","","","","","","","","","","","","","","","","","","","","","","","","","","","","","","","","","","","","","","","","","","","","","","","","","","","","","","","","","","","","","","","","","","","","","","","","","","","","","","",""]
["","","","","",null,"","","","","","","","","","","","","","","","","","","","","","","","","","","","","","","","","","","","","","","","","","","","","","","","","","","","","","","","","","","","","","","","","","","","","","","","","","","","","","","","","","","","","","","","","","","","","","","",null,"","","","","","","","","","","","","","","","","","","","","","","","","","","","","","","","","","","","","","","","","","","","","","","","","","","","","","","","","","","","","","","","","","","","","","","","","","","","","","","","","","","","","","","","","","",""]
["","","","","",null,"","","","","","","","","","","","","","","","","","","","","","","","","","","","","","","","","","","","","","","","","","","","","","","","","","","","","","","","","","","","","","","","","","","","","","","","","","","","","","","","","","","","","","","","","","","","","","","",null,"","","","","","","","","","","","","","","","","","","","","","","","","","","","","","","","","","","","","","","","","","","","","","","","","","","","","","","","","","","","","","","","","","","","","","","","","","","","","","","","","","","","","","","","","","",""]
["","","","","",null,"","","","","","","","","","","","","","","","","","","","","","","","","","","","","","","","","","","","","","","","","","","","","","","","","","","","","","","","","","","","","","","","","","","","","","","","","","","","","","","","","","","","","","","","","","","","","","","",null,"","","","","","","","","","","","","","","","","","","","","","","","","","","","","","","","","","","","","","","","","","","","","","","","","","","","","","","","","","","","","","","","","","","","","","","","","","","","","","","","","","","","","","","","","","",""]
["","","","","",null,"","","","","","","","","","","","","","","","","","","","","","","","","","","","","","","","","","","","","","","","","","","","","","","","","","","","","","","","","","","","","","","","","","","","","","","","","","","","","","","","","","","","","","","","","","","","","","","",null,"","","","","","","","","","","","","","","","","","","","","","","","","","","","","","","","","","","","","","","","","","","","","","","","","","","","","","","","","","","","","","","","","","","","","","","","","","","","","","","","","","","","","","","","","","",""]
["","","","","",null,"","","","","","","","","","","","","","","","","","","","","","","","","","","","","","","","","","","","","","","","","","","","","","","","","","","","","","","","","","","","","","","","","","","","","","","","","","","","","","","","","","","","","","","","","","","","","","","",null,"","","","","","","","","","","","","","","","","","","","","","","","","","","","","","","","","","","","","","","","","","","","","","","","","","","","","","","","","","","","","","","","","","","","","","","","","","","","","","","","","","","","","","","","","","",""]
["","","","","",null,"","","","","","","","","","","","","","","","","","","","","","","","","","","","","","","","","","","","","","","","","","","","","","","","","","","","","","","","","","","","","","","","","","","","","","","","","","","","","","","","","","","","","","","","","","","","","","","",null,"","","","","","","","","","","","","","","","","","","","","","","","","","","","","","","","","","","","","","","","","","","","","","","","","","","","","","","","","","","","","","","","","","","","","","","","","","","","","","","","","","","","","","","","","","",""]
["","","","","",null,"","","","","","","","","","","","","","","","","","","","","","","","","","","","","","","","","","","","","","","","","","","","","","","","","","","","","","","","","","","","","","","","","","","","","","","","","","","","","","","","","","","","","","","","","","","","","","","",null,"","","","","","","","","","","","","","","","","","","","","","","","","","","","","","","","","","","","","","","","","","","","","","","","","","","","","","","","","","","","","","","","","","","","","","","","","","","","","","","","","","","","","","","","","","",""]
["","","","","",null,"","","","","","","","","","","","","","","","","","","","","","","","","","","","","","","","","","","","","","","","","","","","","","","","","","","","","","","","","","","","","","","","","","","","","","","","","","","","","","","","","","","","","","","","","","","","","","","",null,"","","","","","","","","","","","","","","","","","","","","","","","","","","","","","","","","","","","","","","","","","","","","","","","","","","","","","","","","","","","","","","","","","","","","","","","","","","","","","","","","","","","","","","","","","",""]
["","","","","",null,"","","","","","","","","","","","","","","","","","","","","","","","","","","","","","","","","","","","","","","","","","","","","","","","","","","","","","","","","","","","","","","","","","","","","","","","","","","","","","","","","","","","","","","","","","","","","","","",null,"","","","","","","","","","","","","","","","","","","","","","","","","","","","","","","","","","","","","","","","","","","","","","","","","","","","","","","","","","","","","","","","","","","","","","","","","","","","","","","","","","","","","","","","","","",""]
["","","","","",null,"","","","","","","","","","","","","","","","","","","","","","","","","","","","","","","","","","","","","","","","","","","","","","","","","","","","","","","","","","","","","","","","","","","","","","","","","","","","","","","","","","","","","","","","","","","","","","","",null,"","","","","","","","","","","","","","","","","","","","","","","","","","","","","","","","","","","","","","","","","","","","","","","","","","","","","","","","","","","","","","","","","","","","","","","","","","","","","","","","","","","","","","","","","","",""]
["","","","","",null,"","","","","","","","","","","","","","","","","","","","","","","","","","","","","","","","","","","","","","","","","","","","","","","","","","","","","","","","","","","","","","","","","","","","","","","","","","","","","","","","","","","","","","","","","","","","","","","",null,"","","","","","","","","","","","","","","","","","","","","","","","","","","","","","","","","","","","","","","","","","","","","","","","","","","","","","","","","","","","","","","","","","","","","","","","","","","","","","","","","","","","","","","","","","",""]
["","","","","",null,"","","","","","","","","","","","","","","","","","","","","","","","","","","","","","","","","","","","","","","","","","","","","","","","","","","","","","","","","","","","","","","","","","","","","","","","","","","","","","","","","","","","","","","","","","","","","","","",null,"","","","","","","","","","","","","","","","","","","","","","","","","","","","","","","","","","","","","","","","","","","","","","","","","","","","","","","","","","","","","","","","","","","","","","","","","","","","","","","","","","","","","","","","","","",""]
["","","","","",null,"","","","","","","","","","","","","","","","","","","","","","","","","","","","","","","","","","","","","","","","","","","","","","","","","","","","","","","","","","","","","","","","","","","","","","","","","","","","","","","","","","","","","","","","","","","","","","","",null,"","","","","","","","","","","","","","","","","","","","","","","","","","","","","","","","","","","","","","","","","","","","","","","","","","","","","","","","","","","","","","","","","","","","","","","","","","","","","","","","","","","","","","","","","","",""]
["","","","","",null,"","","","","","","","","","","","","","","","","","","","","","","","","","","","","","","","","","","","","","","","","","","","","","","","","","","","","","","","","","","","","","","","","","","","","","","","","","","","","","","","","","","","","","","","","","","","","","","",null,"","","","","","","","","","","","","","","","","","","","","","","","","","","","","","","","","","","","","","","","","","","","","","","","","","","","","","","","","","","","","","","","","","","","","","","","","","","","","","","","","","","","","","","","","","",""]
["","","","","",null,"","","","","","","","","","","","","","","","","","","","","","","","","","","","","","","","","","","","","","","","","","","","","","","","","","","","","","","","","","","","","","","","","","","","","","","","","","","","","","","","","","","","","","","","","","","","","","","",null,"","","","","","","","","","","","","","","","","","","","","","","","","","","","","","","","","","","","","","","","","","","","","","","","","","","","","","","","","","","","","","","","","","","","","","","","","","","","","","","","","","","","","","","","","","",""]
["","","","","",null,"","","","","","","","","","","","","","","","","","","","","","","","","","","","","","","","","","","","","","","","","","","","","","","","","","","","","","","","","","","","","","","","","","","","","","","","","","","","","","","","","","","","","","","","","","","","","","","",null,"","","","","","","","","","","","","","","","","","","","","","","","","","","","","","","","","","","","","","","","","","","","","","","","","","","","","","","","","","","","","","","","","","","","","","","","","","","","","","","","","","","","","","","","","","",""]
["","","","","",null,"","","","","","","","","","","","","","","","","","","","","","","","","","","","","","","","","","","","","","","","","","","","","","","","","","","","","","","","","","","","","","","","","","","","","","","","","","","","","","","","","","","","","","","","","","","","","","","",null,"","","","","","","","","","","","","","","","","","","","","","","","","","","","","","","","","","","","","","","","","","","","","","","","","","","","","","","","","","","","","","","","","","","","","","","","","","","","","","","","","","","","","","","","","","",""]
["","","","","",null,"","","","","","","","","","","","","","","","","","","","","","","","","","","","","","","","","","","","","","","","","","","","","","","","","","","","","","","","","","","","","","","","","","","","","","","","","","","","","","","","","","","","","","","","","","","","","","","",null,"","","","","","","","","","","","","","","","","","","","","","","","","","","","","","","","","","","","","","","","","","","","","","","","","","","","","","","","","","","","","","","","","","","","","","","","","","","","","","","","","","","","","","","","","","",""]
["","","","","",null,"","","","","","","","","","","","","","","","","","","","","","","","","","","","","","","","","","","","","","","","","","","","","","","","","","","","","","","","","","","","","","","","","","","","","","","","","","","","","","","","","","","","","","","","","","","","","","","",null,"","","","","","","","","","","","","","","","","","","","","","","","","","","","","","","","","","","","","","","","","","","","","","","","","","","","","","","","","","","","","","","","","","","","","","","","","","","","","","","","","","","","","","","","","","",""]
["","","","","",null,"","","","","","","","","","","","","","","","","","","","","","","","","","","","","","","","","","","","","","","","","","","","","","","","","","","","","","","","","","","","","","","","","","","","","","","","","","","","","","","","","","","","","","","","","","","","","","","",null,"","","","","","","","","","","","","","","","","","","","","","","","","","","","","","","","","","","","","","","","","","","","","","","","","","","","","","","","","","","","","","","","","","","","","","","","","","","","","","","","","","","","","","","","","","",""]
["","","","","",null,"","","","","","","","","","","","","","","","","","","","","","","","","","","","","","","","","","","","","","","","","","","","","","","","","","","","","","","","","","","","","","","","","","","","","","","","","","","","","","","","","","","","","","","","","","","","","","","",null,"","","","","","","","","","","","","","","","","","","","","","","","","","","","","","","","","","","","","","","","","","","","","","","","","","","","","","","","","","","","","","","","","","","","","","","","","","","","","","","","","","","","","","","","","","",""]
["","","","","",null,"","","","","","","","","","","","","","","","","","","","","","","","","","","","","","","","","","","","","","","","","","","","","","","","","","","","","","","","","","","","","","","","","","","","","","","","","","","","","","","","","","","","","","","","","","","","","","","",null,"","","","","","","","","","","","","","","","","","","","","","","","","","","","","","","","","","","","","","","","","","","","","","","","","","","","","","","","","","","","","","","","","","","","","","","","","","","","","","","","","","","","","","","","","","",""]
["","","","","",null,"","","","","","","","","","","","","","","","","","","","","","","","","","","","","","","","","","","","","","","","","","","","","","","","","","","","","","","","","","","","","","","","","","","","","","","","","","","","","","","","","","","","","","","","","","","","","","","",null,"","","","","","","","","","","","","","","","","","","","","","","","","","","","","","","","","","","","","","","","","","","","","","","","","","","","","","","","","","","","","","","","","","","","","","","","","","","","","","","","","","","","","","","","","","",""]
["","","","","",null,"","","","","","","","","","","","","","","","","","","","","","","","","","","","","","","","","","","","","","","","","","","","","","","","","","","","","","","","","","","","","","","","","","","","","","","","","","","","","","","","","","","","","","","","","","","","","","","",null,"","","","","","","","","","","","","","","","","","","","","","","","","","","","","","","","","","","","","","","","","","","","","","","","","","","","","","","","","","","","","","","","","","","","","","","","","","","","","","","","","","","","","","","","","","",""]
["","","","","",null,"","","","","","","","","","","","","","","","","","","","","","","","","","","","","","","","","","","","","","","","","","","","","","","","","","","","","","","","","","","","","","","","","","","","","","","","","","","","","","","","","","","","","","","","","","","","","","","",null,"","","","","","","","","","","","","","","","","","","","","","","","","","","","","","","","","","","","","","","","","","","","","","","","","","","","","","","","","","","","","","","","","","","","","","","","","","","","","","","","","","","","","","","","","","",""]
["","","","","",null,"","","","","","","","","","","","","","","","","","","","","","","","","","","","","","","","","","","","","","","","","","","","","","","","","","","","","","","","","","","","","","","","","","","","","","","","","","","","","","","","","","","","","","","","","","","","","","","",null,"","","","","","","","","","","","","","","","","","","","","","","","","","","","","","","","","","","","","","","","","","","","","","","","","","","","","","","","","","","","","","","","","","","","","","","","","","","","","","","","","","","","","","","","","","",""]
["","","","","",null,"","","","","","","","","","","","","","","","","","","","","","","","","","","","","","","","","","","","","","","","","","","","","","","","","","","","","","","","","","","","","","","","","","","","","","","","","","","","","","","","","","","","","","","","","","","","","","","",null,"","","","","","","","","","","","","","","","","","","","","","","","","","","","","","","","","","","","","","","","","","","","","","","","","","","","","","","","","","","","","","","","","","","","","","","","","","","","","","","","","","","","","","","","","","",""]
["","","","","",null,"","","","","","","","","","","","","","","","","","","","","","","","","","","","","","","","","","","","","","","","","","","","","","","","","","","","","","","","","","","","","","","","","","","","","","","","","","","","","","","","","","","","","","","","","","","","","","","",null,"","","","","","","","","","","","","","","","","","","","","","","","","","","","","","","","","","","","","","","","","","","","","","","","","","","","","","","","","","","","","","","","","","","","","","","","","","","","","","","","","","","","","","","","","","",""]
["","","","","",null,"","","","","","","","","","","","","","","","","","","","","","","","","","","","","","","","","","","","","","","","","","","","","","","","","","","","","","","","","","","","","","","","","","","","","","","","","","","","","","","","","","","","","","","","","","","","","","","",null,"","","","","","","","","","","","","","","","","","","","","","","","","","","","","","","","","","","","","","","","","","","","","","","","","","","","","","","","","","","","","","","","","","","","","","","","","","","","","","","","","","","","","","","","","","",""]
["","","","","",null,"","","","","","","","","","","","","","","","","","","","","","","","","","","","","","","","","","","","","","","","","","","","","","","","","","","","","","","","","","","","","","","","","","","","","","","","","","","","","","","","","","","","","","","","","","","","","","","",null,"","","","","","","","","","","","","","","","","","","","","","","","","","","","","","","","","","","","","","","","","","","","","","","","","","","","","","","","","","","","","","","","","","","","","","","","","","","","","","","","","","","","","","","","","","",""]
["","","","","",null,"","","","","","","","","","","","","","","","","","","","","","","","","","","","","","","","","","","","","","","","","","","","","","","","","","","","","","","","","","","","","","","","","","","","","","","","","","","","","","","","","","","","","","","","","","","","","","","",null,"","","","","","","","","","","","","","","","","","","","","","","","","","","","","","","","","","","","","","","","","","","","","","","","","","","","","","","","","","","","","","","","","","","","","","","","","","","","","","","","","","","","","","","","","","",""]
["","","","","",null,"","","","","","","","","","","","","","","","","","","","","","","","","","","","","","","","","","","","","","","","","","","","","","","","","","","","","","","","","","","","","","","","","","","","","","","","","","","","","","","","","","","","","","","","","","","","","","","",null,"","","","","","","","","","","","","","","","","","","","","","","","","","","","","","","","","","","","","","","","","","","","","","","","","","","","","","","","","","","","","","","","","","","","","","","","","","","","","","","","","","","","","","","","","","",""]
["","","","","",null,"","","","","","","","","","","","","","","","","","","","","","","","","","","","","","","","","","","","","","","","","","","","","","","","","","","","","","","","","","","","","","","","","","","","","","","","","","","","","","","","","","","","","","","","","","","","","","","",null,"","","","","","","","","","","","","","","","","","","","","","","","","","","","","","","","","","","","","","","","","","","","","","","","","","","","","","","","","","","","","","","","","","","","","","","","","","","","","","","","","","","","","","","","","","",""]
["","","","","",null,"","","","","","","","","","","","","","","","","","","","","","","","","","","","","","","","","","","","","","","","","","","","","","","","","","","","","","","","","","","","","","","","","","","","","","","","","","","","","","","","","","","","","","","","","","","","","","","",null,"","","","","","","","","","","","","","","","","","","","","","","","","","","","","","","","","","","","","","","","","","","","","","","","","","","","","","","","","","","","","","","","","","","","","","","","","","","","","","","","","","","","","","","","","","",""]
["","","","","",null,"","","","","","","","","","","","","","","","","","","","","","","","","","","","","","","","","","","","","","","","","","","","","","","","","","","","","","","","","","","","","","","","","","","","","","","","","","","","","","","","","","","","","","","","","","","","","","","",null,"","","","","","","","","","","","","","","","","","","","","","","","","","","","","","","","","","","","","","","","","","","","","","","","","","","","","","","","","","","","","","","","","","","","","","","","","","","","","","","","","","","","","","","","","","",""]
["","","","","",null,"","","","","","","","","","","","","","","","","","","","","","","","","","","","","","","","","","","","","","","","","","","","","","","","","","","","","","","","","","","","","","","","","","","","","","","","","","","","","","","","","","","","","","","","","","","","","","","",null,"","","","","","","","","","","","","","","","","","","","","","","","","","","","","","","","","","","","","","","","","","","","","","","","","","","","","","","","","","","","","","","","","","","","","","","","","","","","","","","","","","","","","","","","","","",""]
["","","","","",null,"","","","","","","","","","","","","","","","","","","","","","","","","","","","","","","","","","","","","","","","","","","","","","","","","","","","","","","","","","","","","","","","","","","","","","","","","","","","","","","","","","","","","","","","","","","","","","","",null,"","","","","","","","","","","","","","","","","","","","","","","","","","","","","","","","","","","","","","","","","","","","","","","","","","","","","","","","","","","","","","","","","","","","","","","","","","","","","","","","","","","","","","","","","","",""]
["","","","","",null,"","","","","","","","","","","","","","","","","","","","","","","","","","","","","","","","","","","","","","","","","","","","","","","","","","","","","","","","","","","","","","","","","","","","","","","","","","","","","","","","","","","","","","","","","","","","","","","",null,"","","","","","","","","","","","","","","","","","","","","","","","","","","","","","","","","","","","","","","","","","","","","","","","","","","","","","","","","","","","","","","","","","","","","","","","","","","","","","","","","","","","","","","","","","",""]
["","","","","",null,"","","","","","","","","","","","","","","","","","","","","","","","","","","","","","","","","","","","","","","","","","","","","","","","","","","","","","","","","","","","","","","","","","","","","","","","","","","","","","","","","","","","","","","","","","","","","","","",null,"","","","","","","","","","","","","","","","","","","","","","","","","","","","","","","","","","","","","","","","","","","","","","","","","","","","","","","","","","","","","","","","","","","","","","","","","","","","","","","","","","","","","","","","","","",""]
["","","","","",null,"","","","","","","","","","","","","","","","","","","","","","","","","","","","","","","","","","","","","","","","","","","","","","","","","","","","","","","","","","","","","","","","","","","","","","","","","","","","","","","","","","","","","","","","","","","","","","","",null,"","","","","","","","","","","","","","","","","","","","","","","","","","","","","","","","","","","","","","","","","","","","","","","","","","","","","","","","","","","","","","","","","","","","","","","","","","","","","","","","","","","","","","","","","","",""]
["","","","","",null,"","","","","","","","","","","","","","","","","","","","","","","","","","","","","","","","","","","","","","","","","","","","","","","","","","","","","","","","","","","","","","","","","","","","","","","","","","","","","","","","","","","","","","","","","","","","","","","",null,"","","","","","","","","","","","","","","","","","","","","","","","","","","","","","","","","","","","","","","","","","","","","","","","","","","","","","","","","","","","","","","","","","","","","","","","","","","","","","","","","","","","","","","","","","",""]
["","","","","",null,"","","","","","","","","","","","","","","","","","","","","","","","","","","","","","","","","","","","","","","","","","","","","","","","","","","","","","","","","","","","","","","","","","","","","","","","","","","","","","","","","","","","","","","","","","","","","","","",null,"","","","","","","","","","","","","","","","","","","","","","","","","","","","","","","","","","","","","","","","","","","","","","","","","","","","","","","","","","","","","","","","","","","","","","","","","","","","","","","","","","","","","","","","","","",""]
["","","","","",null,"","","","","","","","","","","","","","","","","","","","","","","","","","","","","","","","","","","","","","","","","","","","","","","","","","","","","","","","","","","","","","","","","","","","","","","","","","","","","","","","","","","","","","","","","","","","","","","",null,"","","","","","","","","","","","","","","","","","","","","","","","","","","","","","","","","","","","","","","","","","","","","","","","","","","","","","","","","","","","","","","","","","","","","","","","","","","","","","","","","","","","","","","","","","",""]
["","","","","",null,"","","","","","","","","","","","","","","","","","","","","","","","","","","","","","","","","","","","","","","","","","","","","","","","","","","","","","","","","","","","","","","","","","","","","","","","","","","","","","","","","","","","","","","","","","","","","","","",null,"","","","","","","","","","","","","","","","","","","","","","","","","","","","","","","","","","","","","","","","","","","","","","","","","","","","","","","","","","","","","","","","","","","","","","","","","","","","","","","","","","","","","","","","","","",""]
["","","","","",null,"","","","","","","","","","","","","","","","","","","","","","","","","","","","","","","","","","","","","","","","","","","","","","","","","","","","","","","","","","","","","","","","","","","","","","","","","","","","","","","","","","","","","","","","","","","","","","","",null,"","","","","","","","","","","","","","","","","","","","","","","","","","","","","","","","","","","","","","","","","","","","","","","","","","","","","","","","","","","","","","","","","","","","","","","","","","","","","","","","","","","","","","","","","","",""]
["","","","","",null,"","","","","","","","","","","","","","","","","","","","","","","","","","","","","","","","","","","","","","","","","","","","","","","","","","","","","","","","","","","","","","","","","","","","","","","","","","","","","","","","","","","","","","","","","","","","","","","",null,"","","","","","","","","","","","","","","","","","","","","","","","","","","","","","","","","","","","","","","","","","","","","","","","","","","","","","","","","","","","","","","","","","","","","","","","","","","","","","","","","","","","","","","","","","",""]
["","","","","",null,"","","","","","","","","","","","","","","","","","","","","","","","","","","","","","","","","","","","","","","","","","","","","","","","","","","","","","","","","","","","","","","","","","","","","","","","","","","","","","","","","","","","","","","","","","","","","","","",null,"","","","","","","","","","","","","","","","","","","","","","","","","","","","","","","","","","","","","","","","","","","","","","","","","","","","","","","","","","","","","","","","","","","","","","","","","","","","","","","","","","","","","","","","","","",""]
["","","","","",null,"","","","","","","","","","","","","","","","","","","","","","","","","","","","","","","","","","","","","","","","","","","","","","","","","","","","","","","","","","","","","","","","","","","","","","","","","","","","","","","","","","","","","","","","","","","","","","","",null,"","","","","","","","","","","","","","","","","","","","","","","","","","","","","","","","","","","","","","","","","","","","","","","","","","","","","","","","","","","","","","","","","","","","","","","","","","","","","","","","","","","","","","","","","","",""]
["","","","","",null,"","","","","","","","","","","","","","","","","","","","","","","","","","","","","","","","","","","","","","","","","","","","","","","","","","","","","","","","","","","","","","","","","","","","","","","","","","","","","","","","","","","","","","","","","","","","","","","",null,"","","","","","","","","","","","","","","","","","","","","","","","","","","","","","","","","","","","","","","","","","","","","","","","","","","","","","","","","","","","","","","","","","","","","","","","","","","","","","","","","","","","","","","","","","",""]
["","","","","",null,"","","","","","","","","","","","","","","","","","","","","","","","","","","","","","","","","","","","","","","","","","","","","","","","","","","","","","","","","","","","","","","","","","","","","","","","","","","","","","","","","","","","","","","","","","","","","","","",null,"","","","","","","","","","","","","","","","","","","","","","","","","","","","","","","","","","","","","","","","","","","","","","","","","","","","","","","","","","","","","","","","","","","","","","","","","","","","","","","","","","","","","","","","","","",""]
["","","","","",null,"","","","","","","","","","","","","","","","","","","","","","","","","","","","","","","","","","","","","","","","","","","","","","","","","","","","","","","","","","","","","","","","","","","","","","","","","","","","","","","","","","","","","","","","","","","","","","","",null,"","","","","","","","","","","","","","","","","","","","","","","","","","","","","","","","","","","","","","","","","","","","","","","","","","","","","","","","","","","","","","","","","","","","","","","","","","","","","","","","","","","","","","","","","","",""]
["","","","","",null,"","","","","","","","","","","","","","","","","","","","","","","","","","","","","","","","","","","","","","","","","","","","","","","","","","","","","","","","","","","","","","","","","","","","","","","","","","","","","","","","","","","","","","","","","","","","","","","",null,"","","","","","","","","","","","","","","","","","","","","","","","","","","","","","","","","","","","","","","","","","","","","","","","","","","","","","","","","","","","","","","","","","","","","","","","","","","","","","","","","","","","","","","","","","",""]
["","","","","",null,"","","","","","","","","","","","","","","","","","","","","","","","","","","","","","","","","","","","","","","","","","","","","","","","","","","","","","","","","","","","","","","","","","","","","","","","","","","","","","","","","","","","","","","","","","","","","","","",null,"","","","","","","","","","","","","","","","","","","","","","","","","","","","","","","","","","","","","","","","","","","","","","","","","","","","","","","","","","","","","","","","","","","","","","","","","","","","","","","","","","","","","","","","","","",""]
["","","","","",null,"","","","","","","","","","","","","","","","","","","","","","","","","","","","","","","","","","","","","","","","","","","","","","","","","","","","","","","","","","","","","","","","","","","","","","","","","","","","","","","","","","","","","","","","","","","","","","","",null,"","","","","","","","","","","","","","","","","","","","","","","","","","","","","","","","","","","","","","","","","","","","","","","","","","","","","","","","","","","","","","","","","","","","","","","","","","","","","","","","","","","","","","","","","","",""]
["","","","","",null,"","","","","","","","","","","","","","","","","","","","","","","","","","","","","","","","","","","","","","","","","","","","","","","","","","","","","","","","","","","","","","","","","","","","","","","","","","","","","","","","","","","","","","","","","","","","","","","",null,"","","","","","","","","","","","","","","","","","","","","","","","","","","","","","","","","","","","","","","","","","","","","","","","","","","","","","","","","","","","","","","","","","","","","","","","","","","","","","","","","","","","","","","","","","",""]
["","","","","",null,"","","","","","","","","","","","","","","","","","","","","","","","","","","","","","","","","","","","","","","","","","","","","","","","","","","","","","","","","","","","","","","","","","","","","","","","","","","","","","","","","","","","","","","","","","","","","","","",null,"","","","","","","","","","","","","","","","","","","","","","","","","","","","","","","","","","","","","","","","","","","","","","","","","","","","","","","","","","","","","","","","","","","","","","","","","","","","","","","","","","","","","","","","","","",""]
["","","","","",null,"","","","","","","","","","","","","","","","","","","","","","","","","","","","","","","","","","","","","","","","","","","","","","","","","","","","","","","","","","","","","","","","","","","","","","","","","","","","","","","","","","","","","","","","","","","","","","","",null,"","","","","","","","","","","","","","","","","","","","","","","","","","","","","","","","","","","","","","","","","","","","","","","","","","","","","","","","","","","","","","","","","","","","","","","","","","","","","","","","","","","","","","","","","","",""]
["","","","","",null,"","","","","","","","","","","","","","","","","","","","","","","","","","","","","","","","","","","","","","","","","","","","","","","","","","","","","","","","","","","","","","","","","","","","","","","","","","","","","","","","","","","","","","","","","","","","","","","",null,"","","","","","","","","","","","","","","","","","","","","","","","","","","","","","","","","","","","","","","","","","","","","","","","","","","","","","","","","","","","","","","","","","","","","","","","","","","","","","","","","","","","","","","","","","",""]
["","","","","",null,"","","","","","","","","","","","","","","","","","","","","","","","","","","","","","","","","","","","","","","","","","","","","","","","","","","","","","","","","","","","","","","","","","","","","","","","","","","","","","","","","","","","","","","","","","","","","","","",null,"","","","","","","","","","","","","","","","","","","","","","","","","","","","","","","","","","","","","","","","","","","","","","","","","","","","","","","","","","","","","","","","","","","","","","","","","","","","","","","","","","","","","","","","","","",""]
["","","","","",null,"","","","","","","","","","","","","","","","","","","","","","","","","","","","","","","","","","","","","","","","","","","","","","","","","","","","","","","","","","","","","","","","","","","","","","","","","","","","","","","","","","","","","","","","","","","","","","","",null,"","","","","","","","","","","","","","","","","","","","","","","","","","","","","","","","","","","","","","","","","","","","","","","","","","","","","","","","","","","","","","","","","","","","","","","","","","","","","","","","","","","","","","","","","","",""]
["","","","","",null,"","","","","","","","","","","","","","","","","","","","","","","","","","","","","","","","","","","","","","","","","","","","","","","","","","","","","","","","","","","","","","","","","","","","","","","","","","","","","","","","","","","","","","","","","","","","","","","",null,"","","","","","","","","","","","","","","","","","","","","","","","","","","","","","","","","","","","","","","","","","","","","","","","","","","","","","","","","","","","","","","","","","","","","","","","","","","","","","","","","","","","","","","","","","",""]
["","","","","",null,"","","","","","","","","","","","","","","","","","","","","","","","","","","","","","","","","","","","","","","","","","","","","","","","","","","","","","","","","","","","","","","","","","","","","","","","","","","","","","","","","","","","","","","","","","","","","","","",null,"","","","","","","","","","","","","","","","","","","","","","","","","","","","","","","","","","","","","","","","","","","","","","","","","","","","","","","","","","","","","","","","","","","","","","","","","","","","","","","","","","","","","","","","","","",""]
["","","","","",null,"","","","","","","","","","","","","","","","","","","","","","","","","","","","","","","","","","","","","","","","","","","","","","","","","","","","","","","","","","","","","","","","","","","","","","","","","","","","","","","","","","","","","","","","","","","","","","","",null,"","","","","","","","","","","","","","","","","","","","","","","","","","","","","","","","","","","","","","","","","","","","","","","","","","","","","","","","","","","","","","","","","","","","","","","","","","","","","","","","","","","","","","","","","","",""]
["","","","","",null,"","","","","","","","","","","","","","","","","","","","","","","","","","","","","","","","","","","","","","","","","","","","","","","","","","","","","","","","","","","","","","","","","","","","","","","","","","","","","","","","","","","","","","","","","","","","","","","",null,"","","","","","","","","","","","","","","","","","","","","","","","","","","","","","","","","","","","","","","","","","","","","","","","","","","","","","","","","","","","","","","","","","","","","","","","","","","","","","","","","","","","","","","","","","",""]
["","","","","",null,"","","","","","","","","","","","","","","","","","","","","","","","","","","","","","","","","","","","","","","","","","","","","","","","","","","","","","","","","","","","","","","","","","","","","","","","","","","","","","","","","","","","","","","","","","","","","","","",null,"","","","","","","","","","","","","","","","","","","","","","","","","","","","","","","","","","","","","","","","","","","","","","","","","","","","","","","","","","","","","","","","","","","","","","","","","","","","","","","","","","","","","","","","","","",""]
["","","","","",null,"","","","","","","","","","","","","","","","","","","","","","","","","","","","","","","","","","","","","","","","","","","","","","","","","","","","","","","","","","","","","","","","","","","","","","","","","","","","","","","","","","","","","","","","","","","","","","","",null,"","","","","","","","","","","","","","","","","","","","","","","","","","","","","","","","","","","","","","","","","","","","","","","","","","","","","","","","","","","","","","","","","","","","","","","","","","","","","","","","","","","","","","","","","","",""]
["","","","","",null,"","","","","","","","","","","","","","","","","","","","","","","","","","","","","","","","","","","","","","","","","","","","","","","","","","","","","","","","","","","","","","","","","","","","","","","","","","","","","","","","","","","","","","","","","","","","","","","",null,"","","","","","","","","","","","","","","","","","","","","","","","","","","","","","","","","","","","","","","","","","","","","","","","","","","","","","","","","","","","","","","","","","","","","","","","","","","","","","","","","","","","","","","","","","",""]
["","","","","",null,"","","","","","","","","","","","","","","","","","","","","","","","","","","","","","","","","","","","","","","","","","","","","","","","","","","","","","","","","","","","","","","","","","","","","","","","","","","","","","","","","","","","","","","","","","","","","","","",null,"","","","","","","","","","","","","","","","","","","","","","","","","","","","","","","","","","","","","","","","","","","","","","","","","","","","","","","","","","","","","","","","","","","","","","","","","","","","","","","","","","","","","","","","","","",""]
["","","","","",null,"","","","","","","","","","","","","","","","","","","","","","","","","","","","","","","","","","","","","","","","","","","","","","","","","","","","","","","","","","","","","","","","","","","","","","","","","","","","","","","","","","","","","","","","","","","","","","","",null,"","","","","","","","","","","","","","","","","","","","","","","","","","","","","","","","","","","","","","","","","","","","","","","","","","","","","","","","","","","","","","","","","","","","","","","","","","","","","","","","","","","","","","","","","","",""]
["","","","","",null,"","","","","","","","","","","","","","","","","","","","","","","","","","","","","","","","","","","","","","","","","","","","","","","","","","","","","","","","","","","","","","","","","","","","","","","","","","","","","","","","","","","","","","","","","","","","","","","",null,"","","","","","","","","","","","","","","","","","","","","","","","","","","","","","","","","","","","","","","","","","","","","","","","","","","","","","","","","","","","","","","","","","","","","","","","","","","","","","","","","","","","","","","","","","",""]
["","","","","",null,"","","","","","","","","","","","","","","","","","","","","","","","","","","","","","","","","","","","","","","","","","","","","","","","","","","","","","","","","","","","","","","","","","","","","","","","","","","","","","","","","","","","","","","","","","","","","","","",null,"","","","","","","","","","","","","","","","","","","","","","","","","","","","","","","","","","","","","","","","","","","","","","","","","","","","","","","","","","","","","","","","","","","","","","","","","","","","","","","","","","","","","","","","","","",""]
["","","","","",null,"","","","","","","","","","","","","","","","","","","","","","","","","","","","","","","","","","","","","","","","","","","","","","","","","","","","","","","","","","","","","","","","","","","","","","","","","","","","","","","","","","","","","","","","","","","","","","","",null,"","","","","","","","","","","","","","","","","","","","","","","","","","","","","","","","","","","","","","","","","","","","","","","","","","","","","","","","","","","","","","","","","","","","","","","","","","","","","","","","","","","","","","","","","","",""]
["","","","","",null,"","","","","","","","","","","","","","","","","","","","","","","","","","","","","","","","","","","","","","","","","","","","","","","","","","","","","","","","","","","","","","","","","","","","","","","","","","","","","","","","","","","","","","","","","","","","","","","",null,"","","","","","","","","","","","","","","","","","","","","","","","","","","","","","","","","","","","","","","","","","","","","","","","","","","","","","","","","","","","","","","","","","","","","","","","","","","","","","","","","","","","","","","","","","",""]
["","","","","",null,"","","","","","","","","","","","","","","","","","","","","","","","","","","","","","","","","","","","","","","","","","","","","","","","","","","","","","","","","","","","","","","","","","","","","","","","","","","","","","","","","","","","","","","","","","","","","","","",null,"","","","","","","","","","","","","","","","","","","","","","","","","","","","","","","","","","","","","","","","","","","","","","","","","","","","","","","","","","","","","","","","","","","","","","","","","","","","","","","","","","","","","","","","","","",""]
["","","","","",null,"","","","","","","","","","","","","","","","","","","","","","","","","","","","","","","","","","","","","","","","","","","","","","","","","","","","","","","","","","","","","","","","","","","","","","","","","","","","","","","","","","","","","","","","","","","","","","","",null,"","","","","","","","","","","","","","","","","","","","","","","","","","","","","","","","","","","","","","","","","","","","","","","","","","","","","","","","","","","","","","","","","","","","","","","","","","","","","","","","","","","","","","","","","","",""]
["","","","","",null,"","","","","","","","","","","","","","","","","","","","","","","","","","","","","","","","","","","","","","","","","","","","","","","","","","","","","","","","","","","","","","","","","","","","","","","","","","","","","","","","","","","","","","","","","","","","","","","",null,"","","","","","","","","","","","","","","","","","","","","","","","","","","","","","","","","","","","","","","","","","","","","","","","","","","","","","","","","","","","","","","","","","","","","","","","","","","","","","","","","","","","","","","","","","",""]
["","","","","",null,"","","","","","","","","","","","","","","","","","","","","","","","","","","","","","","","","","","","","","","","","","","","","","","","","","","","","","","","","","","","","","","","","","","","","","","","","","","","","","","","","","","","","","","","","","","","","","","",null,"","","","","","","","","","","","","","","","","","","","","","","","","","","","","","","","","","","","","","","","","","","","","","","","","","","","","","","","","","","","","","","","","","","","","","","","","","","","","","","","","","","","","","","","","","",""]
["","","","","",null,"","","","","","","","","","","","","","","","","","","","","","","","","","","","","","","","","","","","","","","","","","","","","","","","","","","","","","","","","","","","","","","","","","","","","","","","","","","","","","","","","","","","","","","","","","","","","","","",null,"","","","","","","","","","","","","","","","","","","","","","","","","","","","","","","","","","","","","","","","","","","","","","","","","","","","","","","","","","","","","","","","","","","","","","","","","","","","","","","","","","","","","","","","","","",""]
["","","","","",null,"","","","","","","","","","","","","","","","","","","","","","","","","","","","","","","","","","","","","","","","","","","","","","","","","","","","","","","","","","","","","","","","","","","","","","","","","","","","","","","","","","","","","","","","","","","","","","","",null,"","","","","","","","","","","","","","","","","","","","","","","","","","","","","","","","","","","","","","","","","","","","","","","","","","","","","","","","","","","","","","","","","","","","","","","","","","","","","","","","","","","","","","","","","","",""]
["","","","","",null,"","","","","","","","","","","","","","","","","","","","","","","","","","","","","","","","","","","","","","","","","","","","","","","","","","","","","","","","","","","","","","","","","","","","","","","","","","","","","","","","","","","","","","","","","","","","","","","",null,"","","","","","","","","","","","","","","","","","","","","","","","","","","","","","","","","","","","","","","","","","","","","","","","","","","","","","","","","","","","","","","","","","","","","","","","","","","","","","","","","","","","","","","","","","",""]
["","","","","",null,"","","","","","","","","","","","","","","","","","","","","","","","","","","","","","","","","","","","","","","","","","","","","","","","","","","","","","","","","","","","","","","","","","","","","","","","","","","","","","","","","","","","","","","","","","","","","","","",null,"","","","","","","","","","","","","","","","","","","","","","","","","","","","","","","","","","","","","","","","","","","","","","","","","","","","","","","","","","","","","","","","","","","","","","","","","","","","","","","","","","","","","","","","","","",""]
["","","","","",null,"","","","","","","","","","","","","","","","","","","","","","","","","","","","","","","","","","","","","","","","","","","","","","","","","","","","","","","","","","","","","","","","","","","","","","","","","","","","","","","","","","","","","","","","","","","","","","","",null,"","","","","","","","","","","","","","","","","","","","","","","","","","","","","","","","","","","","","","","","","","","","","","","","","","","","","","","","","","","","","","","","","","","","","","","","","","","","","","","","","","","","","","","","","","",""]
["","","","","",null,"","","","","","","","","","","","","","","","","","","","","","","","","","","","","","","","","","","","","","","","","","","","","","","","","","","","","","","","","","","","","","","","","","","","","","","","","","","","","","","","","","","","","","","","","","","","","","","",null,"","","","","","","","","","","","","","","","","","","","","","","","","","","","","","","","","","","","","","","","","","","","","","","","","","","","","","","","","","","","","","","","","","","","","","","","","","","","","","","","","","","","","","","","","","",""]
["","","","","",null,"","","","","","","","","","","","","","","","","","","","","","","","","","","","","","","","","","","","","","","","","","","","","","","","","","","","","","","","","","","","","","","","","","","","","","","","","","","","","","","","","","","","","","","","","","","","","","","",null,"","","","","","","","","","","","","","","","","","","","","","","","","","","","","","","","","","","","","","","","","","","","","","","","","","","","","","","","","","","","","","","","","","","","","","","","","","","","","","","","","","","","","","","","","","",""]
["","","","","",null,"","","","","","","","","","","","","","","","","","","","","","","","","","","","","","","","","","","","","","","","","","","","","","","","","","","","","","","","","","","","","","","","","","","","","","","","","","","","","","","","","","","","","","","","","","","","","","","",null,"","","","","","","","","","","","","","","","","","","","","","","","","","","","","","","","","","","","","","","","","","","","","","","","","","","","","","","","","","","","","","","","","","","","","","","","","","","","","","","","","","","","","","","","","","",""]
["","","","","",null,"","","","","","","","","","","","","","","","","","","","","","","","","","","","","","","","","","","","","","","","","","","","","","","","","","","","","","","","","","","","","","","","","","","","","","","","","","","","","","","","","","","","","","","","","","","","","","","",null,"","","","","","","","","","","","","","","","","","","","","","","","","","","","","","","","","","","","","","","","","","","","","","","","","","","","","","","","","","","","","","","","","","","","","","","","","","","","","","","","","","","","","","","","","","",""]
["","","","","",null,"","","","","","","","","","","","","","","","","","","","","","","","","","","","","","","","","","","","","","","","","","","","","","","","","","","","","","","","","","","","","","","","","","","","","","","","","","","","","","","","","","","","","","","","","","","","","","","",null,"","","","","","","","","","","","","","","","","","","","","","","","","","","","","","","","","","","","","","","","","","","","","","","","","","","","","","","","","","","","","","","","","","","","","","","","","","","","","","","","","","","","","","","","","","",""]
["","","","","",null,"","","","","","","","","","","","","","","","","","","","","","","","","","","","","","","","","","","","","","","","","","","","","","","","","","","","","","","","","","","","","","","","","","","","","","","","","","","","","","","","","","","","","","","","","","","","","","","",null,"","","","","","","","","","","","","","","","","","","","","","","","","","","","","","","","","","","","","","","","","","","","","","","","","","","","","","","","","","","","","","","","","","","","","","","","","","","","","","","","","","","","","","","","","","",""]
["","","","","",null,"","","","","","","","","","","","","","","","","","","","","","","","","","","","","","","","","","","","","","","","","","","","","","","","","","","","","","","","","","","","","","","","","","","","","","","","","","","","","","","","","","","","","","","","","","","","","","","",null,"","","","","","","","","","","","","","","","","","","","","","","","","","","","","","","","","","","","","","","","","","","","","","","","","","","","","","","","","","","","","","","","","","","","","","","","","","","","","","","","","","","","","","","","","","",""]
["","","","","",null,"","","","","","","","","","","","","","","","","","","","","","","","","","","","","","","","","","","","","","","","","","","","","","","","","","","","","","","","","","","","","","","","","","","","","","","","","","","","","","","","","","","","","","","","","","","","","","","",null,"","","","","","","","","","","","","","","","","","","","","","","","","","","","","","","","","","","","","","","","","","","","","","","","","","","","","","","","","","","","","","","","","","","","","","","","","","","","","","","","","","","","","","","","","","",""]
["","","","","",null,"","","","","","","","","","","","","","","","","","","","","","","","","","","","","","","","","","","","","","","","","","","","","","","","","","","","","","","","","","","","","","","","","","","","","","","","","","","","","","","","","","","","","","","","","","","","","","","",null,"","","","","","","","","","","","","","","","","","","","","","","","","","","","","","","","","","","","","","","","","","","","","","","","","","","","","","","","","","","","","","","","","","","","","","","","","","","","","","","","","","","","","","","","","","",""]
["","","","","",null,"","","","","","","","","","","","","","","","","","","","","","","","","","","","","","","","","","","","","","","","","","","","","","","","","","","","","","","","","","","","","","","","","","","","","","","","","","","","","","","","","","","","","","","","","","","","","","","",null,"","","","","","","","","","","","","","","","","","","","","","","","","","","","","","","","","","","","","","","","","","","","","","","","","","","","","","","","","","","","","","","","","","","","","","","","","","","","","","","","","","","","","","","","","","",""]
["","","","","",null,"","","","","","","","","","","","","","","","","","","","","","","","","","","","","","","","","","","","","","","","","","","","","","","","","","","","","","","","","","","","","","","","","","","","","","","","","","","","","","","","","","","","","","","","","","","","","","","",null,"","","","","","","","","","","","","","","","","","","","","","","","","","","","","","","","","","","","","","","","","","","","","","","","","","","","","","","","","","","","","","","","","","","","","","","","","","","","","","","","","","","","","","","","","","",""]
["","","","","",null,"","","","","","","","","","","","","","","","","","","","","","","","","","","","","","","","","","","","","","","","","","","","","","","","","","","","","","","","","","","","","","","","","","","","","","","","","","","","","","","","","","","","","","","","","","","","","","","",null,"","","","","","","","","","","","","","","","","","","","","","","","","","","","","","","","","","","","","","","","","","","","","","","","","","","","","","","","","","","","","","","","","","","","","","","","","","","","","","","","","","","","","","","","","","",""]
["","","","","",null,"","","","","","","","","","","","","","","","","","","","","","","","","","","","","","","","","","","","","","","","","","","","","","","","","","","","","","","","","","","","","","","","","","","","","","","","","","","","","","","","","","","","","","","","","","","","","","","",null,"","","","","","","","","","","","","","","","","","","","","","","","","","","","","","","","","","","","","","","","","","","","","","","","","","","","","","","","","","","","","","","","","","","","","","","","","","","","","","","","","","","","","","","","","","",""]
["","","","","",null,"","","","","","","","","","","","","","","","","","","","","","","","","","","","","","","","","","","","","","","","","","","","","","","","","","","","","","","","","","","","","","","","","","","","","","","","","","","","","","","","","","","","","","","","","","","","","","","",null,"","","","","","","","","","","","","","","","","","","","","","","","","","","","","","","","","","","","","","","","","","","","","","","","","","","","","","","","","","","","","","","","","","","","","","","","","","","","","","","","","","","","","","","","","","",""]
["","","","","",null,"","","","","","","","","","","","","","","","","","","","","","","","","","","","","","","","","","","","","","","","","","","","","","","","","","","","","","","","","","","","","","","","","","","","","","","","","","","","","","","","","","","","","","","","","","","","","","","",null,"","","","","","","","","","","","","","","","","","","","","","","","","","","","","","","","","","","","","","","","","","","","","","","","","","","","","","","","","","","","","","","","","","","","","","","","","","","","","","","","","","","","","","","","","","",""]
["","","","","",null,"","","","","","","","","","","","","","","","","","","","","","","","","","","","","","","","","","","","","","","","","","","","","","","","","","","","","","","","","","","","","","","","","","","","","","","","","","","","","","","","","","","","","","","","","","","","","","","",null,"","","","","","","","","","","","","","","","","","","","","","","","","","","","","","","","","","","","","","","","","","","","","","","","","","","","","","","","","","","","","","","","","","","","","","","","","","","","","","","","","","","","","","","","","","",""]
["","","","","",null,"","","","","","","","","","","","","","","","","","","","","","","","","","","","","","","","","","","","","","","","","","","","","","","","","","","","","","","","","","","","","","","","","","","","","","","","","","","","","","","","","","","","","","","","","","","","","","","",null,"","","","","","","","","","","","","","","","","","","","","","","","","","","","","","","","","","","","","","","","","","","","","","","","","","","","","","","","","","","","","","","","","","","","","","","","","","","","","","","","","","","","","","","","","","",""]
["","","","","",null,"","","","","","","","","","","","","","","","","","","","","","","","","","","","","","","","","","","","","","","","","","","","","","","","","","","","","","","","","","","","","","","","","","","","","","","","","","","","","","","","","","","","","","","","","","","","","","","",null,"","","","","","","","","","","","","","","","","","","","","","","","","","","","","","","","","","","","","","","","","","","","","","","","","","","","","","","","","","","","","","","","","","","","","","","","","","","","","","","","","","","","","","","","","","",""]
["","","","","",null,"","","","","","","","","","","","","","","","","","","","","","","","","","","","","","","","","","","","","","","","","","","","","","","","","","","","","","","","","","","","","","","","","","","","","","","","","","","","","","","","","","","","","","","","","","","","","","","",null,"","","","","","","","","","","","","","","","","","","","","","","","","","","","","","","","","","","","","","","","","","","","","","","","","","","","","","","","","","","","","","","","","","","","","","","","","","","","","","","","","","","","","","","","","","",""]
["","","","","",null,"","","","","","","","","","","","","","","","","","","","","","","","","","","","","","","","","","","","","","","","","","","","","","","","","","","","","","","","","","","","","","","","","","","","","","","","","","","","","","","","","","","","","","","","","","","","","","","",null,"","","","","","","","","","","","","","","","","","","","","","","","","","","","","","","","","","","","","","","","","","","","","","","","","","","","","","","","","","","","","","","","","","","","","","","","","","","","","","","","","","","","","","","","","","",""]
["","","","","",null,"","","","","","","","","","","","","","","","","","","","","","","","","","","","","","","","","","","","","","","","","","","","","","","","","","","","","","","","","","","","","","","","","","","","","","","","","","","","","","","","","","","","","","","","","","","","","","","",null,"","","","","","","","","","","","","","","","","","","","","","","","","","","","","","","","","","","","","","","","","","","","","","","","","","","","","","","","","","","","","","","","","","","","","","","","","","","","","","","","","","","","","","","","","","",""]
["","","","","",null,"","","","","","","","","","","","","","","","","","","","","","","","","","","","","","","","","","","","","","","","","","","","","","","","","","","","","","","","","","","","","","","","","","","","","","","","","","","","","","","","","","","","","","","","","","","","","","","",null,"","","","","","","","","","","","","","","","","","","","","","","","","","","","","","","","","","","","","","","","","","","","","","","","","","","","","","","","","","","","","","","","","","","","","","","","","","","","","","","","","","","","","","","","","","",""]
["","","","","",null,"","","","","","","","","","","","","","","","","","","","","","","","","","","","","","","","","","","","","","","","","","","","","","","","","","","","","","","","","","","","","","","","","","","","","","","","","","","","","","","","","","","","","","","","","","","","","","","",null,"","","","","","","","","","","","","","","","","","","","","","","","","","","","","","","","","","","","","","","","","","","","","","","","","","","","","","","","","","","","","","","","","","","","","","","","","","","","","","","","","","","","","","","","","","",""]
["","","","","",null,"","","","","","","","","","","","","","","","","","","","","","","","","","","","","","","","","","","","","","","","","","","","","","","","","","","","","","","","","","","","","","","","","","","","","","","","","","","","","","","","","","","","","","","","","","","","","","","",null,"","","","","","","","","","","","","","","","","","","","","","","","","","","","","","","","","","","","","","","","","","","","","","","","","","","","","","","","","","","","","","","","","","","","","","","","","","","","","","","","","","","","","","","","","","",""]
["","","","","",null,"","","","","","","","","","","","","","","","","","","","","","","","","","","","","","","","","","","","","","","","","","","","","","","","","","","","","","","","","","","","","","","","","","","","","","","","","","","","","","","","","","","","","","","","","","","","","","","",null,"","","","","","","","","","","","","","","","","","","","","","","","","","","","","","","","","","","","","","","","","","","","","","","","","","","","","","","","","","","","","","","","","","","","","","","","","","","","","","","","","","","","","","","","","","",""]
["","","","","",null,"","","","","","","","","","","","","","","","","","","","","","","","","","","","","","","","","","","","","","","","","","","","","","","","","","","","","","","","","","","","","","","","","","","","","","","","","","","","","","","","","","","","","","","","","","","","","","","",null,"","","","","","","","","","","","","","","","","","","","","","","","","","","","","","","","","","","","","","","","","","","","","","","","","","","","","","","","","","","","","","","","","","","","","","","","","","","","","","","","","","","","","","","","","","",""]
["","","","","",null,"","","","","","","","","","","","","","","","","","","","","","","","","","","","","","","","","","","","","","","","","","","","","","","","","","","","","","","","","","","","","","","","","","","","","","","","","","","","","","","","","","","","","","","","","","","","","","","",null,"","","","","","","","","","","","","","","","","","","","","","","","","","","","","","","","","","","","","","","","","","","","","","","","","","","","","","","","","","","","","","","","","","","","","","","","","","","","","","","","","","","","","","","","","","",""]
["","","","","",null,"","","","","","","","","","","","","","","","","","","","","","","","","","","","","","","","","","","","","","","","","","","","","","","","","","","","","","","","","","","","","","","","","","","","","","","","","","","","","","","","","","","","","","","","","","","","","","","",null,"","","","","","","","","","","","","","","","","","","","","","","","","","","","","","","","","","","","","","","","","","","","","","","","","","","","","","","","","","","","","","","","","","","","","","","","","","","","","","","","","","","","","","","","","","",""]
["","","","","",null,"","","","","","","","","","","","","","","","","","","","","","","","","","","","","","","","","","","","","","","","","","","","","","","","","","","","","","","","","","","","","","","","","","","","","","","","","","","","","","","","","","","","","","","","","","","","","","","",null,"","","","","","","","","","","","","","","","","","","","","","","","","","","","","","","","","","","","","","","","","","","","","","","","","","","","","","","","","","","","","","","","","","","","","","","","","","","","","","","","","","","","","","","","","","",""]
["","","","","",null,"","","","","","","","","","","","","","","","","","","","","","","","","","","","","","","","","","","","","","","","","","","","","","","","","","","","","","","","","","","","","","","","","","","","","","","","","","","","","","","","","","","","","","","","","","","","","","","",null,"","","","","","","","","","","","","","","","","","","","","","","","","","","","","","","","","","","","","","","","","","","","","","","","","","","","","","","","","","","","","","","","","","","","","","","","","","","","","","","","","","","","","","","","","","",""]
["","","","","",null,"","","","","","","","","","","","","","","","","","","","","","","","","","","","","","","","","","","","","","","","","","","","","","","","","","","","","","","","","","","","","","","","","","","","","","","","","","","","","","","","","","","","","","","","","","","","","","","",null,"","","","","","","","","","","","","","","","","","","","","","","","","","","","","","","","","","","","","","","","","","","","","","","","","","","","","","","","","","","","","","","","","","","","","","","","","","","","","","","","","","","","","","","","","","",""]
["","","","","",null,"","","","","","","","","","","","","","","","","","","","","","","","","","","","","","","","","","","","","","","","","","","","","","","","","","","","","","","","","","","","","","","","","","","","","","","","","","","","","","","","","","","","","","","","","","","","","","","",null,"","","","","","","","","","","","","","","","","","","","","","","","","","","","","","","","","","","","","","","","","","","","","","","","","","","","","","","","","","","","","","","","","","","","","","","","","","","","","","","","","","","","","","","","","","",""]
["","","","","",null,"","","","","","","","","","","","","","","","","","","","","","","","","","","","","","","","","","","","","","","","","","","","","","","","","","","","","","","","","","","","","","","","","","","","","","","","","","","","","","","","","","","","","","","","","","","","","","","",null,"","","","","","","","","","","","","","","","","","","","","","","","","","","","","","","","","","","","","","","","","","","","","","","","","","","","","","","","","","","","","","","","","","","","","","","","","","","","","","","","","","","","","","","","","","",""]
["","","","","",null,"","","","","","","","","","","","","","","","","","","","","","","","","","","","","","","","","","","","","","","","","","","","","","","","","","","","","","","","","","","","","","","","","","","","","","","","","","","","","","","","","","","","","","","","","","","","","","","",null,"","","","","","","","","","","","","","","","","","","","","","","","","","","","","","","","","","","","","","","","","","","","","","","","","","","","","","","","","","","","","","","","","","","","","","","","","","","","","","","","","","","","","","","","","","",""]
["","","","","",null,"","","","","","","","","","","","","","","","","","","","","","","","","","","","","","","","","","","","","","","","","","","","","","","","","","","","","","","","","","","","","","","","","","","","","","","","","","","","","","","","","","","","","","","","","","","","","","","",null,"","","","","","","","","","","","","","","","","","","","","","","","","","","","","","","","","","","","","","","","","","","","","","","","","","","","","","","","","","","","","","","","","","","","","","","","","","","","","","","","","","","","","","","","","","",""]
["","","","","",null,"","","","","","","","","","","","","","","","","","","","","","","","","","","","","","","","","","","","","","","","","","","","","","","","","","","","","","","","","","","","","","","","","","","","","","","","","","","","","","","","","","","","","","","","","","","","","","","",null,"","","","","","","","","","","","","","","","","","","","","","","","","","","","","","","","","","","","","","","","","","","","","","","","","","","","","","","","","","","","","","","","","","","","","","","","","","","","","","","","","","","","","","","","","","",""]
["","","","","",null,"","","","","","","","","","","","","","","","","","","","","","","","","","","","","","","","","","","","","","","","","","","","","","","","","","","","","","","","","","","","","","","","","","","","","","","","","","","","","","","","","","","","","","","","","","","","","","","",null,"","","","","","","","","","","","","","","","","","","","","","","","","","","","","","","","","","","","","","","","","","","","","","","","","","","","","","","","","","","","","","","","","","","","","","","","","","","","","","","","","","","","","","","","","","",""]
["","","","","",null,"","","","","","","","","","","","","","","","","","","","","","","","","","","","","","","","","","","","","","","","","","","","","","","","","","","","","","","","","","","","","","","","","","","","","","","","","","","","","","","","","","","","","","","","","","","","","","","",null,"","","","","","","","","","","","","","","","","","","","","","","","","","","","","","","","","","","","","","","","","","","","","","","","","","","","","","","","","","","","","","","","","","","","","","","","","","","","","","","","","","","","","","","","","","",""]

{"sheet":"Cost scenario - output","index":3,"n_rows":175,"n_cols":43,"rows_kept":175,"cut":false,"hidden":false,"merged":[]}
[null,null,null,"Replacement expenditure forecast ($,000)",null,null,null,null,null,null,null,null,null,null,null,null,null,null,null,null,null,null,null,"Replacement quantity forecast (#)"]
[null,null,null,1,2,3,4,5,6,7,8,9,10,11,12,13,14,15,16,17,18,19,20,1,2,3,4,5,6,7,8,9,10,11,12,13,14,15,16,17,18,19,20]
[]
[]
["ID","Asset group",null,2018,2019,2020,2021,2022,2023,2024,2025,2026,2027,2028,2029,2030,2031,2032,2033,2034,2035,2036,2037,2018,2019,2020,2021,2022,2023,2024,2025,2026,2027,2028,2029,2030,2031,2032,2033,2034,2035,2036,2037]
[{"$f":"IFERROR(IF('Historical scenario - output'!A6=\"\",\"\",'Historical scenario - output'!A6),\"\")","v":1},{"$f":"IFERROR(IF('Historical scenario - output'!B6=\"\",\"\",'Historical scenario - output'!B6),\"\")","v":"OVERHEAD CONDUCTORS"},null,{"$f":"IFERROR(IF($A6=\"\",\"\",SUMIFS(D$21:D$175,$A$21:$A$175,$A6)),\"\")","v":16409.910567602601},{"$f":"IFERROR(IF($A6=\"\",\"\",SUMIFS(E$21:E$175,$A$21:$A$175,$A6)),\"\")","v":17712.409485227643},19069.384505827729,20456.400786422113,21848.087946951626,23218.782339454421,24543.160152357596,25796.843697562395,26956.968259970912,28002.70049451365,28915.701393843839,29680.527481837529,30284.963507899858,30720.279067625637,30981.400855431923,31066.99222522042,30979.432832232353,{"$f":"IFERROR(IF($A6=\"\",\"\",SUMIFS(U$21:U$175,$A$21:$A$175,$A6)),\"\")","v":30724.693595779761},30312.106065411215,29754.030255116635,{"$f":"IFERROR(IF($A6=\"\",\"\",SUMIFS(X$21:X$175,$A$21:$A$175,$A6)),\"\")","v":338.08176495799194},{"$f":"IFERROR(IF($A6=\"\",\"\",SUMIFS(Y$21:Y$175,$A$21:$A$175,$A6)),\"\")","v":362.42705075453114},387.73696971831725,413.55803471395751,439.43098974556216,464.9004537313433,489.52344621602879,512.8767752302067,534.56345234576065,554.21840895821867,571.51381276757581,586.16422909589437,597.93175412800508,606.63109085409974,612.13437251686241,614.37539219401867,613.35279648033395,{"$f":"IFERROR(IF($A6=\"\",\"\",SUMIFS(AO$21:AO$175,$A$21:$A$175,$A6)),\"\")","v":609.13176447492754},601.84372911306377,591.68380427107354]
[{"$f":"IFERROR(IF('Historical scenario - output'!A7=\"\",\"\",'Historical scenario - output'!A7),\"\")","v":2},{"$f":"IFERROR(IF('Historical scenario - output'!B7=\"\",\"\",'Historical scenario - output'!B7),\"\")","v":"POLES"},null,{"$f":"IFERROR(IF($A7=\"\",\"\",SUMIFS(D$21:D$175,$A$21:$A$175,$A7)),\"\")","v":24202.191471384143},27986.578020025852,32081.86679118354,36398.886356114745,40825.074562245289,45230.830810880725,49479.011835646401,53436.909578354906,56989.192480866543,60049.664955885411,62569.656916082778,64541.474603158968,65996.380444544324,66997.625032470678,67629.82407305071,67986.378367848782,68156.763527326737,68215.463528334731,68214.087541642788,68177.728871057305,3793.108221308652,4354.4993745176889,4962.8472618345859,5606.9050518571094,6272.4086901098808,6942.7922877698547,7600.267663035761,8227.1969222430471,8807.5920110810584,9328.5051277664679,9781.0674025558801,10160.999056455965,10468.525820310453,10707.750486959862,10885.612042879096,11010.609386064692,11091.481812484806,11136.034590994663,11150.274809688435,11137.973088029023]
[{"$f":"IFERROR(IF('Historical scenario - output'!A8=\"\",\"\",'Historical scenario - output'!A8),\"\")","v":3},{"$f":"IFERROR(IF('Historical scenario - output'!B8=\"\",\"\",'Historical scenario - output'!B8),\"\")","v":"SERVICE LINES"},null,13033.552836595982,12858.968160556731,12841.904786133589,12948.59907683687,13157.31076061424,13454.263646181706,13830.701663787942,14280.749892094267,14799.859812303854,15383.694539597418,16027.36723861714,16724.982972962749,17469.452669972343,18252.551434701076,19065.186807869257,19897.830624075152,20741.055433061643,21586.106793252922,22425.438908722801,23253.144656131033,19653.73929641884,19046.377223524403,18560.249808956298,18104.612738543026,17626.631857551976,17100.195041537907,16517.676926293043,15883.841781613508,15211.276929837746,14516.931089649912,13819.476125874602,13137.314435410328,12487.121476841899,11882.850895693504,11335.146495652922,10851.108755229368,10434.360280523504,10085.34953138194,9801.8287347055302,9579.4419676964371]
[{"$f":"IFERROR(IF('Historical scenario - output'!A9=\"\",\"\",'Historical scenario - output'!A9),\"\")","v":4},{"$f":"IFERROR(IF('Historical scenario - output'!B9=\"\",\"\",'Historical scenario - output'!B9),\"\")","v":"SWITCHGEAR"},null,28219.870521351604,26208.243524767953,24803.778837031434,23883.228844276389,23351.005080328916,23131.893147301533,23165.553323230441,23402.382259636535,23800.492157472152,24323.65112493702,24940.039921995092,25621.651224936093,26344.124642173323,27086.801577117578,27832.810781917346,28569.053552686048,29286.03014887742,29977.515216429347,30640.133352308294,31272.90028763498,1124.6633761766673,1028.9978090170589,973.31446925045429,946.71663470166584,941.51855988317129,952.23952273782947,974.89449166148643,1006.5013114928182,1044.7457227320219,1087.7614674335798,1133.9934082477394,1182.1184266950295,1231.0036235730988,1279.6854810481698,1327.3579730900803,1373.3621921466736,1417.1743887945761,1458.3926863706415,1496.7246111155264,1531.9778894548165]
[{"$f":"IFERROR(IF('Historical scenario - output'!A10=\"\",\"\",'Historical scenario - output'!A10),\"\")","v":5},{"$f":"IFERROR(IF('Historical scenario - output'!B10=\"\",\"\",'Historical scenario - output'!B10),\"\")","v":"TRANSFORMERS"},null,12280.192705894198,12580.441709264391,12859.049137528535,13123.001088483121,13378.674315370528,13631.372050000842,13885.015938876495,14142.001778452797,14403.213639687645,14668.181006073344,14935.356499954079,15202.486989126855,15467.04757715951,15726.705565691213,15979.779644526669,16225.658416349126,16465.142341414594,16700.674952241705,16936.43344026932,17178.25601951608,167.9501659503743,180.58246936770229,193.80413442814165,207.57988425897423,221.85169699644746,236.53689701207659,251.52896369472927,266.70104947181812,281.91192436572595,297.01382981352424,311.86155085059852,326.32191525054441,340.2829035813387,353.6615997089238,366.41031509961113,378.52036692296343,390.02316347987471,400.988436867102,411.51965156542701,421.74680226130806]
[{"$f":"IFERROR(IF('Historical scenario - output'!A11=\"\",\"\",'Historical scenario - output'!A11),\"\")","v":6},{"$f":"IFERROR(IF('Historical scenario - output'!B11=\"\",\"\",'Historical scenario - output'!B11),\"\")","v":"UNDERGROUND CABLES"},null,37928.590509956477,37844.110136325173,38140.370232111425,38761.03104458507,39651.138355266012,40759.164079883813,42038.570867817791,43448.935149610799,44956.665037153405,46535.344724253569,48165.729715613837,49835.411100773585,51538.165112135473,53273.008131831506,55042.987603155729,56853.755122288654,58711.987354731857,60623.740495655591,62592.841451836903,64619.430410524234,73.001766526613181,73.275725749069807,74.303780867097885,75.971073846622147,78.166510753746465,80.786557464720715,83.738141591811612,86.940743955074495,90.327752766056278,93.847132296173072,97.461434662755721,101.14716664530671,104.89351907136574,108.7004774203608,112.57635903241354,116.53486198103084,120.59175817661959,124.76141180470105,129.05334612920052,133.46910952125924]
[{"$f":"IFERROR(IF('Historical scenario - output'!A12=\"\",\"\",'Historical scenario - output'!A12),\"\")","v":""},{"$f":"IFERROR(IF('Historical scenario - output'!B12=\"\",\"\",'Historical scenario - output'!B12),\"\")","v":""},null,"","","","","","","","","","","","","","","","","","","","","","","","","","","","","","","","","","","","","","","",""]
[{"$f":"IFERROR(IF('Historical scenario - output'!A13=\"\",\"\",'Historical scenario - output'!A13),\"\")","v":""},{"$f":"IFERROR(IF('Historical scenario - output'!B13=\"\",\"\",'Historical scenario - output'!B13),\"\")","v":""},null,"","","","","","","","","","","","","","","","","","","","","","","","","","","","","","","","","","","","","","","",""]
[{"$f":"IFERROR(IF('Historical scenario - output'!A14=\"\",\"\",'Historical scenario - output'!A14),\"\")","v":""},{"$f":"IFERROR(IF('Historical scenario - output'!B14=\"\",\"\",'Historical scenario - output'!B14),\"\")","v":""},null,"","","","","","","","","","","","","","","","","","","","","","","","","","","","","","","","","","","","","","","",""]
[{"$f":"IFERROR(IF('Historical scenario - output'!A15=\"\",\"\",'Historical scenario - output'!A15),\"\")","v":""},{"$f":"IFERROR(IF('Historical scenario - output'!B15=\"\",\"\",'Historical scenario - output'!B15),\"\")","v":""},null,"","","","","","","","","","","","","","","","","","","","","","","","","","","","","","","","","","","","","","","",""]
[{"$f":"IFERROR(IF('Historical scenario - output'!A16=\"\",\"\",'Historical scenario - output'!A16),\"\")","v":""},{"$f":"IFERROR(IF('Historical scenario - output'!B16=\"\",\"\",'Historical scenario - output'!B16),\"\")","v":""},null,"","","","","","","","","","","","","","","","","","","","","","","","","","","","","","","","","","","","","","","",""]
[{"$f":"IFERROR(IF('Historical scenario - output'!A17=\"\",\"\",'Historical scenario - output'!A17),\"\")","v":""},{"$f":"IFERROR(IF('Historical scenario - output'!B17=\"\",\"\",'Historical scenario - output'!B17),\"\")","v":""},null,"","","","","","","","","","","","","","","","","","","","","","","","","","","","","","","","","","","","","","","",""]
[null,null,"Total",{"$f":"IFERROR(SUM(D$6:D$17),\"\")","v":132074.30861278501},{"$f":"IFERROR(SUM(E$6:E$17),\"\")","v":135190.75103616773},139796.35428981626,145571.14719671832,152211.29102077661,159426.30607370305,166942.01378171667,174507.82235571172,181906.39138745453,188963.23684526043,195553.85168610676,201606.53437279578,207100.13395388483,212056.97080943771,216531.98976595164,220599.66830846819,224340.4116376446,227828.19458169406,231121.04076019133,234255.49049998028]
[]
["ID","Asset group","Asset category"]
[{"$f":"IFERROR('Cost scenario - input'!A6,\"\")","v":1},{"$f":"IFERROR('Cost scenario - input'!B6,\"\")","v":"OVERHEAD CONDUCTORS"},{"$f":"IFERROR('Cost scenario - input'!C6,\"\")","v":"˂ = 1 kv"},{"$f":"IFERROR(repcalc('Cost scenario - input'!$CY6:$GK6,'Cost scenario - input'!$J6,'Cost scenario - input'!$H6,'Cost scenario - input'!$I6,20,TRUE,TRUE),\"\")","v":4479.2953941978367},4847.4480379965489,5304.2731076923792,5846.2737057979084,6467.5803614388606,7159.9111034862335,7912.5889640061105,8712.6423037475251,9545.009810733558,10392.864608014068,11238.061408551092,12061.698270606528,12844.771689909261,13568.89205157731,14217.01729098193,14774.157143505283,15227.999354604926,15569.412930660819,15792.79166376009,15896.212986187702,{"$f":"IFERROR(IF(OR(D21=\"\",'Cost scenario - input'!$G6=\"\"),\"\",D21/'Cost scenario - input'!$G6),\"\")","v":97.585831394037001},{"$f":"IFERROR(IF(OR(E21=\"\",'Cost scenario - input'!$G6=\"\"),\"\",E21/'Cost scenario - input'!$G6),\"\")","v":105.60639683197323},{"$f":"IFERROR(IF(OR(F21=\"\",'Cost scenario - input'!$G6=\"\"),\"\",F21/'Cost scenario - input'!$G6),\"\")","v":115.55877779922352},{"$f":"IFERROR(IF(OR(G21=\"\",'Cost scenario - input'!$G6=\"\"),\"\",G21/'Cost scenario - input'!$G6),\"\")","v":127.36679096368358},{"$f":"IFERROR(IF(OR(H21=\"\",'Cost scenario - input'!$G6=\"\"),\"\",H21/'Cost scenario - input'!$G6),\"\")","v":140.9025641613851},{"$f":"IFERROR(IF(OR(I21=\"\",'Cost scenario - input'!$G6=\"\"),\"\",I21/'Cost scenario - input'!$G6),\"\")","v":155.98566655062652},{"$f":"IFERROR(IF(OR(J21=\"\",'Cost scenario - input'!$G6=\"\"),\"\",J21/'Cost scenario - input'!$G6),\"\")","v":172.3834899417474},{"$f":"IFERROR(IF(OR(K21=\"\",'Cost scenario - input'!$G6=\"\"),\"\",K21/'Cost scenario - input'!$G6),\"\")","v":189.81343448601058},{"$f":"IFERROR(IF(OR(L21=\"\",'Cost scenario - input'!$G6=\"\"),\"\",L21/'Cost scenario - input'!$G6),\"\")","v":207.94737477042005},{"$f":"IFERROR(IF(OR(M21=\"\",'Cost scenario - input'!$G6=\"\"),\"\",M21/'Cost scenario - input'!$G6),\"\")","v":226.41872082212609},{"$f":"IFERROR(IF(OR(N21=\"\",'Cost scenario - input'!$G6=\"\"),\"\",N21/'Cost scenario - input'!$G6),\"\")","v":244.83215981496932},{"$f":"IFERROR(IF(OR(O21=\"\",'Cost scenario - input'!$G6=\"\"),\"\",O21/'Cost scenario - input'!$G6),\"\")","v":262.7758944600584},{"$f":"IFERROR(IF(OR(P21=\"\",'Cost scenario - input'!$G6=\"\"),\"\",P21/'Cost scenario - input'!$G6),\"\")","v":279.83591482938107},{"$f":"IFERROR(IF(OR(Q21=\"\",'Cost scenario - input'!$G6=\"\"),\"\",Q21/'Cost scenario - input'!$G6),\"\")","v":295.61158517571732},{"$f":"IFERROR(IF(OR(R21=\"\",'Cost scenario - input'!$G6=\"\"),\"\",R21/'Cost scenario - input'!$G6),\"\")","v":309.7316274521624},{"$f":"IFERROR(IF(OR(S21=\"\",'Cost scenario - input'!$G6=\"\"),\"\",S21/'Cost scenario - input'!$G6),\"\")","v":321.86946408192972},{"$f":"IFERROR(IF(OR(T21=\"\",'Cost scenario - input'!$G6=\"\"),\"\",T21/'Cost scenario - input'!$G6),\"\")","v":331.75686055710639},{"$f":"IFERROR(IF(OR(U21=\"\",'Cost scenario - input'!$G6=\"\"),\"\",U21/'Cost scenario - input'!$G6),\"\")","v":339.19488925058846},{"$f":"IFERROR(IF(OR(V21=\"\",'Cost scenario - input'!$G6=\"\"),\"\",V21/'Cost scenario - input'!$G6),\"\")","v":344.06141343952123},{"$f":"IFERROR(IF(OR(W21=\"\",'Cost scenario - input'!$G6=\"\"),\"\",W21/'Cost scenario - input'!$G6),\"\")","v":346.31454810575519}]
[{"$f":"IFERROR('Cost scenario - input'!A7,\"\")","v":1},{"$f":"IFERROR('Cost scenario - input'!B7,\"\")","v":"OVERHEAD CONDUCTORS"},{"$f":"IFERROR('Cost scenario - input'!C7,\"\")","v":"˃ 11 kv & < = 22 kv ; multiple-phase"},{"$f":"IFERROR(repcalc('Cost scenario - input'!$CY7:$GK7,'Cost scenario - input'!$J7,'Cost scenario - input'!$H7,'Cost scenario - input'!$I7,20,TRUE,TRUE),\"\")","v":34.213778109366828},41.595926653059514,49.91939217920698,59.13982732436574,69.167752220972474,79.865182073644547,91.044885720557076,102.47278162632189,113.87378154930261,124.94113320824648,135.34901004815896,144.76777541685493,152.88104314377543,159.4034026619448,164.09750905088472,166.7891850470142,167.37926049945722,165.85108749539489,162.27300221541674,156.79542687275412,{"$f":"IFERROR(IF(OR(D22=\"\",'Cost scenario - input'!$G7=\"\"),\"\",D22/'Cost scenario - input'!$G7),\"\")","v":0.396301716386673},{"$f":"IFERROR(IF(OR(E22=\"\",'Cost scenario - input'!$G7=\"\"),\"\",E22/'Cost scenario - input'!$G7),\"\")","v":0.48180990344321584},{"$f":"IFERROR(IF(OR(F22=\"\",'Cost scenario - input'!$G7=\"\"),\"\",F22/'Cost scenario - input'!$G7),\"\")","v":0.57822146207767344},{"$f":"IFERROR(IF(OR(G22=\"\",'Cost scenario - input'!$G7=\"\"),\"\",G22/'Cost scenario - input'!$G7),\"\")","v":0.68502271221081878},{"$f":"IFERROR(IF(OR(H22=\"\",'Cost scenario - input'!$G7=\"\"),\"\",H22/'Cost scenario - input'!$G7),\"\")","v":0.801177199318862},{"$f":"IFERROR(IF(OR(I22=\"\",'Cost scenario - input'!$G7=\"\"),\"\",I22/'Cost scenario - input'!$G7),\"\")","v":0.92508663130232771},{"$f":"IFERROR(IF(OR(J22=\"\",'Cost scenario - input'!$G7=\"\"),\"\",J22/'Cost scenario - input'!$G7),\"\")","v":1.0545822903261062},{"$f":"IFERROR(IF(OR(K22=\"\",'Cost scenario - input'!$G7=\"\"),\"\",K22/'Cost scenario - input'!$G7),\"\")","v":1.1869527858517943},{"$f":"IFERROR(IF(OR(L22=\"\",'Cost scenario - input'!$G7=\"\"),\"\",L22/'Cost scenario - input'!$G7),\"\")","v":1.319011742438194},{"$f":"IFERROR(IF(OR(M22=\"\",'Cost scenario - input'!$G7=\"\"),\"\",M22/'Cost scenario - input'!$G7),\"\")","v":1.4472060168113472},{"$f":"IFERROR(IF(OR(N22=\"\",'Cost scenario - input'!$G7=\"\"),\"\",N22/'Cost scenario - input'!$G7),\"\")","v":1.5677615264196003},{"$f":"IFERROR(IF(OR(O22=\"\",'Cost scenario - input'!$G7=\"\"),\"\",O22/'Cost scenario - input'!$G7),\"\")","v":1.6768600559630435},{"$f":"IFERROR(IF(OR(P22=\"\",'Cost scenario - input'!$G7=\"\"),\"\",P22/'Cost scenario - input'!$G7),\"\")","v":1.7708368718354459},{"$f":"IFERROR(IF(OR(Q22=\"\",'Cost scenario - input'!$G7=\"\"),\"\",Q22/'Cost scenario - input'!$G7),\"\")","v":1.8463860340378457},{"$f":"IFERROR(IF(OR(R22=\"\",'Cost scenario - input'!$G7=\"\"),\"\",R22/'Cost scenario - input'!$G7),\"\")","v":1.9007583519061622},{"$f":"IFERROR(IF(OR(S22=\"\",'Cost scenario - input'!$G7=\"\"),\"\",S22/'Cost scenario - input'!$G7),\"\")","v":1.9319363122533968},{"$f":"IFERROR(IF(OR(T22=\"\",'Cost scenario - input'!$G7=\"\"),\"\",T22/'Cost scenario - input'!$G7),\"\")","v":1.9387712170059002},{"$f":"IFERROR(IF(OR(U22=\"\",'Cost scenario - input'!$G7=\"\"),\"\",U22/'Cost scenario - input'!$G7),\"\")","v":1.9210702316745001},{"$f":"IFERROR(IF(OR(V22=\"\",'Cost scenario - input'!$G7=\"\"),\"\",V22/'Cost scenario - input'!$G7),\"\")","v":1.8796249012786437},{"$f":"IFERROR(IF(OR(W22=\"\",'Cost scenario - input'!$G7=\"\"),\"\",W22/'Cost scenario - input'!$G7),\"\")","v":1.8161775818099932}]
[{"$f":"IFERROR('Cost scenario - input'!A8,\"\")","v":1},{"$f":"IFERROR('Cost scenario - input'!B8,\"\")","v":"OVERHEAD CONDUCTORS"},{"$f":"IFERROR('Cost scenario - input'!C8,\"\")","v":"˃ 11 kv & < = 22 kv ; single-phase"},{"$f":"IFERROR(repcalc('Cost scenario - input'!$CY8:$GK8,'Cost scenario - input'!$J8,'Cost scenario - input'!$H8,'Cost scenario - input'!$I8,20,TRUE,TRUE),\"\")","v":6.3962635769118243},8.4307421652418011,10.95081173852819,14.017642621300988,17.683161205769114,21.984182995188995,26.936235752165445,32.527595701701848,38.714164092050872,45.415860006355679,52.515178615587288,59.858450268770859,67.260134517933153,74.510207583579756,81.384378799435041,87.656539394488561,93.112550065041503,97.564256237547269,100.86251794244238,102.90807640089713,{"$f":"IFERROR(IF(OR(D23=\"\",'Cost scenario - input'!$G8=\"\"),\"\",D23/'Cost scenario - input'!$G8),\"\")","v":9.351008273523409E-2},{"$f":"IFERROR(IF(OR(E23=\"\",'Cost scenario - input'!$G8=\"\"),\"\",E23/'Cost scenario - input'!$G8),\"\")","v":0.12325311299504245},{"$f":"IFERROR(IF(OR(F23=\"\",'Cost scenario - input'!$G8=\"\"),\"\",F23/'Cost scenario - input'!$G8),\"\")","v":0.16009523362733996},{"$f":"IFERROR(IF(OR(G23=\"\",'Cost scenario - input'!$G8=\"\"),\"\",G23/'Cost scenario - input'!$G8),\"\")","v":0.20493072330575551},{"$f":"IFERROR(IF(OR(H23=\"\",'Cost scenario - input'!$G8=\"\"),\"\",H23/'Cost scenario - input'!$G8),\"\")","v":0.25851871916921582},{"$f":"IFERROR(IF(OR(I23=\"\",'Cost scenario - input'!$G8=\"\"),\"\",I23/'Cost scenario - input'!$G8),\"\")","v":0.32139744493443484},{"$f":"IFERROR(IF(OR(J23=\"\",'Cost scenario - input'!$G8=\"\"),\"\",J23/'Cost scenario - input'!$G8),\"\")","v":0.39379390850194856},{"$f":"IFERROR(IF(OR(K23=\"\",'Cost scenario - input'!$G8=\"\"),\"\",K23/'Cost scenario - input'!$G8),\"\")","v":0.47553671431297173},{"$f":"IFERROR(IF(OR(L23=\"\",'Cost scenario - input'!$G8=\"\"),\"\",L23/'Cost scenario - input'!$G8),\"\")","v":0.56598116130494969},{"$f":"IFERROR(IF(OR(M23=\"\",'Cost scenario - input'!$G8=\"\"),\"\",M23/'Cost scenario - input'!$G8),\"\")","v":0.66395650767358516},{"$f":"IFERROR(IF(OR(N23=\"\",'Cost scenario - input'!$G8=\"\"),\"\",N23/'Cost scenario - input'!$G8),\"\")","v":0.76774489327253381},{"$f":"IFERROR(IF(OR(O23=\"\",'Cost scenario - input'!$G8=\"\"),\"\",O23/'Cost scenario - input'!$G8),\"\")","v":0.87509974686473446},{"$f":"IFERROR(IF(OR(P23=\"\",'Cost scenario - input'!$G8=\"\"),\"\",P23/'Cost scenario - input'!$G8),\"\")","v":0.98330856255794474},{"$f":"IFERROR(IF(OR(Q23=\"\",'Cost scenario - input'!$G8=\"\"),\"\",Q23/'Cost scenario - input'!$G8),\"\")","v":1.0893009007493031},{"$f":"IFERROR(IF(OR(R23=\"\",'Cost scenario - input'!$G8=\"\"),\"\",R23/'Cost scenario - input'!$G8),\"\")","v":1.1897977472912564},{"$f":"IFERROR(IF(OR(S23=\"\",'Cost scenario - input'!$G8=\"\"),\"\",S23/'Cost scenario - input'!$G8),\"\")","v":1.2814935082804091},{"$f":"IFERROR(IF(OR(T23=\"\",'Cost scenario - input'!$G8=\"\"),\"\",T23/'Cost scenario - input'!$G8),\"\")","v":1.3612575772673927},{"$f":"IFERROR(IF(OR(U23=\"\",'Cost scenario - input'!$G8=\"\"),\"\",U23/'Cost scenario - input'!$G8),\"\")","v":1.4263392311890015},{"$f":"IFERROR(IF(OR(V23=\"\",'Cost scenario - input'!$G8=\"\"),\"\",V23/'Cost scenario - input'!$G8),\"\")","v":1.4745581204199709},{"$f":"IFERROR(IF(OR(W23=\"\",'Cost scenario - input'!$G8=\"\"),\"\",W23/'Cost scenario - input'!$G8),\"\")","v":1.5044631326806155}]
[{"$f":"IFERROR('Cost scenario - input'!A9,\"\")","v":1},{"$f":"IFERROR('Cost scenario - input'!B9,\"\")","v":"OVERHEAD CONDUCTORS"},{"$f":"IFERROR('Cost scenario - input'!C9,\"\")","v":"˃ 11 kv & < = 22 kv ; swer"},{"$f":"IFERROR(repcalc('Cost scenario - input'!$CY9:$GK9,'Cost scenario - input'!$J9,'Cost scenario - input'!$H9,'Cost scenario - input'!$I9,20,TRUE,TRUE),\"\")","v":102.81090683780312},110.15222614741647,116.40876181266925,121.36446381542238,124.8537990593094,126.77327353864978,127.08893232523486,125.83917549808606,123.13267499855647,119.1416380288865,114.09107862277629,108.24508047023041,101.89122714610673,95.324427474601549,88.831282367246942,82.675952304741216,77.088231598115811,72.254261418507582,68.310059761005476,65.337844138797564,{"$f":"IFERROR(IF(OR(D24=\"\",'Cost scenario - input'!$G9=\"\"),\"\",D24/'Cost scenario - input'!$G9),\"\")","v":3.0747601086957301},{"$f":"IFERROR(IF(OR(E24=\"\",'Cost scenario - input'!$G9=\"\"),\"\",E24/'Cost scenario - input'!$G9),\"\")","v":3.2943165395519252},{"$f":"IFERROR(IF(OR(F24=\"\",'Cost scenario - input'!$G9=\"\"),\"\",F24/'Cost scenario - input'!$G9),\"\")","v":3.4814304059095154},{"$f":"IFERROR(IF(OR(G24=\"\",'Cost scenario - input'!$G9=\"\"),\"\",G24/'Cost scenario - input'!$G9),\"\")","v":3.6296403118165612},{"$f":"IFERROR(IF(OR(H24=\"\",'Cost scenario - input'!$G9=\"\"),\"\",H24/'Cost scenario - input'!$G9),\"\")","v":3.7339956681086326},{"$f":"IFERROR(IF(OR(I24=\"\",'Cost scenario - input'!$G9=\"\"),\"\",I24/'Cost scenario - input'!$G9),\"\")","v":3.791401285277697},{"$f":"IFERROR(IF(OR(J24=\"\",'Cost scenario - input'!$G9=\"\"),\"\",J24/'Cost scenario - input'!$G9),\"\")","v":3.8008416751624234},{"$f":"IFERROR(IF(OR(K24=\"\",'Cost scenario - input'!$G9=\"\"),\"\",K24/'Cost scenario - input'!$G9),\"\")","v":3.7634652668038275},{"$f":"IFERROR(IF(OR(L24=\"\",'Cost scenario - input'!$G9=\"\"),\"\",L24/'Cost scenario - input'!$G9),\"\")","v":3.6825221059459299},{"$f":"IFERROR(IF(OR(M24=\"\",'Cost scenario - input'!$G9=\"\"),\"\",M24/'Cost scenario - input'!$G9),\"\")","v":3.5631623838686712},{"$f":"IFERROR(IF(OR(N24=\"\",'Cost scenario - input'!$G9=\"\"),\"\",N24/'Cost scenario - input'!$G9),\"\")","v":3.4121155828419574},{"$f":"IFERROR(IF(OR(O24=\"\",'Cost scenario - input'!$G9=\"\"),\"\",O24/'Cost scenario - input'!$G9),\"\")","v":3.2372796391875074},{"$f":"IFERROR(IF(OR(P24=\"\",'Cost scenario - input'!$G9=\"\"),\"\",P24/'Cost scenario - input'!$G9),\"\")","v":3.0472552989845698},{"$f":"IFERROR(IF(OR(Q24=\"\",'Cost scenario - input'!$G9=\"\"),\"\",Q24/'Cost scenario - input'!$G9),\"\")","v":2.8508623841395067},{"$f":"IFERROR(IF(OR(R24=\"\",'Cost scenario - input'!$G9=\"\"),\"\",R24/'Cost scenario - input'!$G9),\"\")","v":2.6566722522737911},{"$f":"IFERROR(IF(OR(S24=\"\",'Cost scenario - input'!$G9=\"\"),\"\",S24/'Cost scenario - input'!$G9),\"\")","v":2.4725851362841755},{"$f":"IFERROR(IF(OR(T24=\"\",'Cost scenario - input'!$G9=\"\"),\"\",T24/'Cost scenario - input'!$G9),\"\")","v":2.3054734819305196},{"$f":"IFERROR(IF(OR(U24=\"\",'Cost scenario - input'!$G9=\"\"),\"\",U24/'Cost scenario - input'!$G9),\"\")","v":2.1609042029304537},{"$f":"IFERROR(IF(OR(V24=\"\",'Cost scenario - input'!$G9=\"\"),\"\",V24/'Cost scenario - input'!$G9),\"\")","v":2.0429451819457283},{"$f":"IFERROR(IF(OR(W24=\"\",'Cost scenario - input'!$G9=\"\"),\"\",W24/'Cost scenario - input'!$G9),\"\")","v":1.9540552935993023}]
[{"$f":"IFERROR('Cost scenario - input'!A10,\"\")","v":1},{"$f":"IFERROR('Cost scenario - input'!B10,\"\")","v":"OVERHEAD CONDUCTORS"},{"$f":"IFERROR('Cost scenario - input'!C10,\"\")","v":"> 1 kv & < = 11 kv"},{"$f":"IFERROR(repcalc('Cost scenario - input'!$CY10:$GK10,'Cost scenario - input'!$J10,'Cost scenario - input'!$H10,'Cost scenario - input'!$I10,20,TRUE,TRUE),\"\")","v":8536.0883686535908},9028.0063651438159,9476.3587973338363,9869.2572516585024,10197.012592481238,10452.397944110722,10630.793926622569,10730.205376284786,10751.151032116524,10696.438936987035,10570.849457138162,10380.754077054737,10133.70108005632,9837.9988852444894,9502.324550191157,9135.3794239696945,8745.606984416836,8340.9804163487097,7928.8603325686026,7515.9169116209096,{"$f":"IFERROR(IF(OR(D25=\"\",'Cost scenario - input'!$G10=\"\"),\"\",D25/'Cost scenario - input'!$G10),\"\")","v":205.04452815193429},{"$f":"IFERROR(IF(OR(E25=\"\",'Cost scenario - input'!$G10=\"\"),\"\",E25/'Cost scenario - input'!$G10),\"\")","v":216.86084133001501},{"$f":"IFERROR(IF(OR(F25=\"\",'Cost scenario - input'!$G10=\"\"),\"\",F25/'Cost scenario - input'!$G10),\"\")","v":227.6306704289932},{"$f":"IFERROR(IF(OR(G25=\"\",'Cost scenario - input'!$G10=\"\"),\"\",G25/'Cost scenario - input'!$G10),\"\")","v":237.06844505120375},{"$f":"IFERROR(IF(OR(H25=\"\",'Cost scenario - input'!$G10=\"\"),\"\",H25/'Cost scenario - input'!$G10),\"\")","v":244.94142343496367},{"$f":"IFERROR(IF(OR(I25=\"\",'Cost scenario - input'!$G10=\"\"),\"\",I25/'Cost scenario - input'!$G10),\"\")","v":251.07600951939091},{"$f":"IFERROR(IF(OR(J25=\"\",'Cost scenario - input'!$G10=\"\"),\"\",J25/'Cost scenario - input'!$G10),\"\")","v":255.36124163960525},{"$f":"IFERROR(IF(OR(K25=\"\",'Cost scenario - input'!$G10=\"\"),\"\",K25/'Cost scenario - input'!$G10),\"\")","v":257.74919416640228},{"$f":"IFERROR(IF(OR(L25=\"\",'Cost scenario - input'!$G10=\"\"),\"\",L25/'Cost scenario - input'!$G10),\"\")","v":258.2523276780729},{"$f":"IFERROR(IF(OR(M25=\"\",'Cost scenario - input'!$G10=\"\"),\"\",M25/'Cost scenario - input'!$G10),\"\")","v":256.93809389258092},{"$f":"IFERROR(IF(OR(N25=\"\",'Cost scenario - input'!$G10=\"\"),\"\",N25/'Cost scenario - input'!$G10),\"\")","v":253.92132151109712},{"$f":"IFERROR(IF(OR(O25=\"\",'Cost scenario - input'!$G10=\"\"),\"\",O25/'Cost scenario - input'!$G10),\"\")","v":249.35505932756533},{"$f":"IFERROR(IF(OR(P25=\"\",'Cost scenario - input'!$G10=\"\"),\"\",P25/'Cost scenario - input'!$G10),\"\")","v":243.42062390347988},{"$f":"IFERROR(IF(OR(Q25=\"\",'Cost scenario - input'!$G10=\"\"),\"\",Q25/'Cost scenario - input'!$G10),\"\")","v":236.31759094621367},{"$f":"IFERROR(IF(OR(R25=\"\",'Cost scenario - input'!$G10=\"\"),\"\",R25/'Cost scenario - input'!$G10),\"\")","v":228.25439119110368},{"$f":"IFERROR(IF(OR(S25=\"\",'Cost scenario - input'!$G10=\"\"),\"\",S25/'Cost scenario - input'!$G10),\"\")","v":219.440038877223},{"$f":"IFERROR(IF(OR(T25=\"\",'Cost scenario - input'!$G10=\"\"),\"\",T25/'Cost scenario - input'!$G10),\"\")","v":210.07735394436421},{"$f":"IFERROR(IF(OR(U25=\"\",'Cost scenario - input'!$G10=\"\"),\"\",U25/'Cost scenario - input'!$G10),\"\")","v":200.35785947053276},{"$f":"IFERROR(IF(OR(V25=\"\",'Cost scenario - input'!$G10=\"\"),\"\",V25/'Cost scenario - input'!$G10),\"\")","v":190.45836400245148},{"$f":"IFERROR(IF(OR(W25=\"\",'Cost scenario - input'!$G10=\"\"),\"\",W25/'Cost scenario - input'!$G10),\"\")","v":180.53909123430643}]
[{"$f":"IFERROR('Cost scenario - input'!A11,\"\")","v":1},{"$f":"IFERROR('Cost scenario - input'!B11,\"\")","v":"OVERHEAD CONDUCTORS"},{"$f":"IFERROR('Cost scenario - input'!C11,\"\")","v":"> 22 kv & < = 66 kv"},{"$f":"IFERROR(repcalc('Cost scenario - input'!$CY11:$GK11,'Cost scenario - input'!$J11,'Cost scenario - input'!$H11,'Cost scenario - input'!$I11,20,TRUE,TRUE),\"\")","v":1601.0717718259698},1810.0442961284552,2025.9529421468446,2244.9901305040353,2462.8200504582501,2674.7301625489645,2875.8255304803133,3061.2557221806092,3226.4594698652559,3367.4088129321472,3480.8326607077665,3564.4000323169275,3616.8458313598317,3638.0267579921106,3628.9013987668063,3591.4359423707178,3528.4444459778774,3443.3791704772811,3340.09135293799,3222.585255276138,{"$f":"IFERROR(IF(OR(D26=\"\",'Cost scenario - input'!$G11=\"\"),\"\",D26/'Cost scenario - input'!$G11),\"\")","v":17.401187892835022},{"$f":"IFERROR(IF(OR(E26=\"\",'Cost scenario - input'!$G11=\"\"),\"\",E26/'Cost scenario - input'!$G11),\"\")","v":19.672397855946432},{"$f":"IFERROR(IF(OR(F26=\"\",'Cost scenario - input'!$G11=\"\"),\"\",F26/'Cost scenario - input'!$G11),\"\")","v":22.018992795140687},{"$f":"IFERROR(IF(OR(G26=\"\",'Cost scenario - input'!$G11=\"\"),\"\",G26/'Cost scenario - input'!$G11),\"\")","v":24.399590178214197},{"$f":"IFERROR(IF(OR(H26=\"\",'Cost scenario - input'!$G11=\"\"),\"\",H26/'Cost scenario - input'!$G11),\"\")","v":26.767066410389326},{"$f":"IFERROR(IF(OR(I26=\"\",'Cost scenario - input'!$G11=\"\"),\"\",I26/'Cost scenario - input'!$G11),\"\")","v":29.070203435081723},{"$f":"IFERROR(IF(OR(J26=\"\",'Cost scenario - input'!$G11=\"\"),\"\",J26/'Cost scenario - input'!$G11),\"\")","v":31.255800822612549},{"$f":"IFERROR(IF(OR(K26=\"\",'Cost scenario - input'!$G11=\"\"),\"\",K26/'Cost scenario - input'!$G11),\"\")","v":33.271141835777321},{"$f":"IFERROR(IF(OR(L26=\"\",'Cost scenario - input'!$G11=\"\"),\"\",L26/'Cost scenario - input'!$G11),\"\")","v":35.066652508470341},{"$f":"IFERROR(IF(OR(M26=\"\",'Cost scenario - input'!$G11=\"\"),\"\",M26/'Cost scenario - input'!$G11),\"\")","v":36.598555103493567},{"$f":"IFERROR(IF(OR(N26=\"\",'Cost scenario - input'!$G11=\"\"),\"\",N26/'Cost scenario - input'!$G11),\"\")","v":37.831297895792574},{"$f":"IFERROR(IF(OR(O26=\"\",'Cost scenario - input'!$G11=\"\"),\"\",O26/'Cost scenario - input'!$G11),\"\")","v":38.739546708038475},{"$f":"IFERROR(IF(OR(P26=\"\",'Cost scenario - input'!$G11=\"\"),\"\",P26/'Cost scenario - input'!$G11),\"\")","v":39.30955188794033},{"$f":"IFERROR(IF(OR(Q26=\"\",'Cost scenario - input'!$G11=\"\"),\"\",Q26/'Cost scenario - input'!$G11),\"\")","v":39.539755986568771},{"$f":"IFERROR(IF(OR(R26=\"\",'Cost scenario - input'!$G11=\"\"),\"\",R26/'Cost scenario - input'!$G11),\"\")","v":39.4405773655579},{"$f":"IFERROR(IF(OR(S26=\"\",'Cost scenario - input'!$G11=\"\"),\"\",S26/'Cost scenario - input'!$G11),\"\")","v":39.033385472157867},{"$f":"IFERROR(IF(OR(T26=\"\",'Cost scenario - input'!$G11=\"\"),\"\",T26/'Cost scenario - input'!$G11),\"\")","v":38.348764780149445},{"$f":"IFERROR(IF(OR(U26=\"\",'Cost scenario - input'!$G11=\"\"),\"\",U26/'Cost scenario - input'!$G11),\"\")","v":37.424236056210049},{"$f":"IFERROR(IF(OR(V26=\"\",'Cost scenario - input'!$G11=\"\"),\"\",V26/'Cost scenario - input'!$G11),\"\")","v":36.301656324514276},{"$f":"IFERROR(IF(OR(W26=\"\",'Cost scenario - input'!$G11=\"\"),\"\",W26/'Cost scenario - input'!$G11),\"\")","v":35.024545753989543}]
[{"$f":"IFERROR('Cost scenario - input'!A12,\"\")","v":1},{"$f":"IFERROR('Cost scenario - input'!B12,\"\")","v":"OVERHEAD CONDUCTORS"},{"$f":"IFERROR('Cost scenario - input'!C12,\"\")","v":"> 66 kv & < = 132 kv"},{"$f":"IFERROR(repcalc('Cost scenario - input'!$CY12:$GK12,'Cost scenario - input'!$J12,'Cost scenario - input'!$H12,'Cost scenario - input'!$I12,20,TRUE,TRUE),\"\")","v":1650.0340844011207},1866.7318909931053,2085.5206929242681,2301.3577647005773,2508.9702300872268,2703.1204907010183,2878.8816774506449,3031.9007425233663,3158.6273266156672,3256.4895053369096,3324.0026001602996,3360.8037957034835,3367.61250176663,3346.1233350916009,3298.8444452744584,3228.8980386284779,3139.8020050700943,3035.2514731415013,2918.9171362256693,2794.2737546194357,{"$f":"IFERROR(IF(OR(D27=\"\",'Cost scenario - input'!$G12=\"\"),\"\",D27/'Cost scenario - input'!$G12),\"\")","v":14.485645611368025},{"$f":"IFERROR(IF(OR(E27=\"\",'Cost scenario - input'!$G12=\"\"),\"\",E27/'Cost scenario - input'!$G12),\"\")","v":16.388035180606263},{"$f":"IFERROR(IF(OR(F27=\"\",'Cost scenario - input'!$G12=\"\"),\"\",F27/'Cost scenario - input'!$G12),\"\")","v":18.308781593345316},{"$f":"IFERROR(IF(OR(G27=\"\",'Cost scenario - input'!$G12=\"\"),\"\",G27/'Cost scenario - input'!$G12),\"\")","v":20.203614773522798},{"$f":"IFERROR(IF(OR(H27=\"\",'Cost scenario - input'!$G12=\"\"),\"\",H27/'Cost scenario - input'!$G12),\"\")","v":22.026244152227392},{"$f":"IFERROR(IF(OR(I27=\"\",'Cost scenario - input'!$G12=\"\"),\"\",I27/'Cost scenario - input'!$G12),\"\")","v":23.730688864729728},{"$f":"IFERROR(IF(OR(J27=\"\",'Cost scenario - input'!$G12=\"\"),\"\",J27/'Cost scenario - input'!$G12),\"\")","v":25.273695938073089},{"$f":"IFERROR(IF(OR(K27=\"\",'Cost scenario - input'!$G12=\"\"),\"\",K27/'Cost scenario - input'!$G12),\"\")","v":26.617049975047912},{"$f":"IFERROR(IF(OR(L27=\"\",'Cost scenario - input'!$G12=\"\"),\"\",L27/'Cost scenario - input'!$G12),\"\")","v":27.729582379108265},{"$f":"IFERROR(IF(OR(M27=\"\",'Cost scenario - input'!$G12=\"\"),\"\",M27/'Cost scenario - input'!$G12),\"\")","v":28.588714231664387},{"$f":"IFERROR(IF(OR(N27=\"\",'Cost scenario - input'!$G12=\"\"),\"\",N27/'Cost scenario - input'!$G12),\"\")","v":29.181411543182815},{"$f":"IFERROR(IF(OR(O27=\"\",'Cost scenario - input'!$G12=\"\"),\"\",O27/'Cost scenario - input'!$G12),\"\")","v":29.50448915821687},{"$f":"IFERROR(IF(OR(P27=\"\",'Cost scenario - input'!$G12=\"\"),\"\",P27/'Cost scenario - input'!$G12),\"\")","v":29.564262773825853},{"$f":"IFERROR(IF(OR(Q27=\"\",'Cost scenario - input'!$G12=\"\"),\"\",Q27/'Cost scenario - input'!$G12),\"\")","v":29.375609426673286},{"$f":"IFERROR(IF(OR(R27=\"\",'Cost scenario - input'!$G12=\"\"),\"\",R27/'Cost scenario - input'!$G12),\"\")","v":28.960548156567093},{"$f":"IFERROR(IF(OR(S27=\"\",'Cost scenario - input'!$G12=\"\"),\"\",S27/'Cost scenario - input'!$G12),\"\")","v":28.346488805890068},{"$f":"IFERROR(IF(OR(T27=\"\",'Cost scenario - input'!$G12=\"\"),\"\",T27/'Cost scenario - input'!$G12),\"\")","v":27.564314922510121},{"$f":"IFERROR(IF(OR(U27=\"\",'Cost scenario - input'!$G12=\"\"),\"\",U27/'Cost scenario - input'!$G12),\"\")","v":26.64646603180233},{"$f":"IFERROR(IF(OR(V27=\"\",'Cost scenario - input'!$G12=\"\"),\"\",V27/'Cost scenario - input'!$G12),\"\")","v":25.625167142932487},{"$f":"IFERROR(IF(OR(W27=\"\",'Cost scenario - input'!$G12=\"\"),\"\",W27/'Cost scenario - input'!$G12),\"\")","v":24.530923168932564}]
[{"$f":"IFERROR('Cost scenario - input'!A13,\"\")","v":2},{"$f":"IFERROR('Cost scenario - input'!B13,\"\")","v":"POLES"},{"$f":"IFERROR('Cost scenario - input'!C13,\"\")","v":"˂ = 1 kv ; concrete"},{"$f":"IFERROR(repcalc('Cost scenario - input'!$CY13:$GK13,'Cost scenario - input'!$J13,'Cost scenario - input'!$H13,'Cost scenario - input'!$I13,20,TRUE,TRUE),\"\")","v":25.848110038704217},27.102486378053914,28.110842184493205,28.86676801220327,29.376934231892058,29.660516162844448,29.748028590793286,29.679827114826967,29.504535143284141,29.277602340111336,29.06010347374475,28.917765607667967,28.920091419361977,29.13935269424141,29.649181903248785,30.52250410214382,31.828628419659459,33.62944940162857,35.974875300215011,38.89777842929368,{"$f":"IFERROR(IF(OR(D28=\"\",'Cost scenario - input'!$G13=\"\"),\"\",D28/'Cost scenario - input'!$G13),\"\")","v":3.4533985178443665},{"$f":"IFERROR(IF(OR(E28=\"\",'Cost scenario - input'!$G13=\"\"),\"\",E28/'Cost scenario - input'!$G13),\"\")","v":3.620987613706419},{"$f":"IFERROR(IF(OR(F28=\"\",'Cost scenario - input'!$G13=\"\"),\"\",F28/'Cost scenario - input'!$G13),\"\")","v":3.7557075000812055},{"$f":"IFERROR(IF(OR(G28=\"\",'Cost scenario - input'!$G13=\"\"),\"\",G28/'Cost scenario - input'!$G13),\"\")","v":3.8567018524383143},{"$f":"IFERROR(IF(OR(H28=\"\",'Cost scenario - input'!$G13=\"\"),\"\",H28/'Cost scenario - input'!$G13),\"\")","v":3.9248618557921162},{"$f":"IFERROR(IF(OR(I28=\"\",'Cost scenario - input'!$G13=\"\"),\"\",I28/'Cost scenario - input'!$G13),\"\")","v":3.9627494003194346},{"$f":"IFERROR(IF(OR(J28=\"\",'Cost scenario - input'!$G13=\"\"),\"\",J28/'Cost scenario - input'!$G13),\"\")","v":3.974441368843205},{"$f":"IFERROR(IF(OR(K28=\"\",'Cost scenario - input'!$G13=\"\"),\"\",K28/'Cost scenario - input'!$G13),\"\")","v":3.9653294115022537},{"$f":"IFERROR(IF(OR(L28=\"\",'Cost scenario - input'!$G13=\"\"),\"\",L28/'Cost scenario - input'!$G13),\"\")","v":3.9419097868639503},{"$f":"IFERROR(IF(OR(M28=\"\",'Cost scenario - input'!$G13=\"\"),\"\",M28/'Cost scenario - input'!$G13),\"\")","v":3.9115907652815696},{"$f":"IFERROR(IF(OR(N28=\"\",'Cost scenario - input'!$G13=\"\"),\"\",N28/'Cost scenario - input'!$G13),\"\")","v":3.8825321508753898},{"$f":"IFERROR(IF(OR(O28=\"\",'Cost scenario - input'!$G13=\"\"),\"\",O28/'Cost scenario - input'!$G13),\"\")","v":3.8635153107657394},{"$f":"IFERROR(IF(OR(P28=\"\",'Cost scenario - input'!$G13=\"\"),\"\",P28/'Cost scenario - input'!$G13),\"\")","v":3.8638260473977351},{"$f":"IFERROR(IF(OR(Q28=\"\",'Cost scenario - input'!$G13=\"\"),\"\",Q28/'Cost scenario - input'!$G13),\"\")","v":3.8931201257870445},{"$f":"IFERROR(IF(OR(R28=\"\",'Cost scenario - input'!$G13=\"\"),\"\",R28/'Cost scenario - input'!$G13),\"\")","v":3.961235103327124},{"$f":"IFERROR(IF(OR(S28=\"\",'Cost scenario - input'!$G13=\"\"),\"\",S28/'Cost scenario - input'!$G13),\"\")","v":4.0779140242520473},{"$f":"IFERROR(IF(OR(T28=\"\",'Cost scenario - input'!$G13=\"\"),\"\",T28/'Cost scenario - input'!$G13),\"\")","v":4.2524168322126679},{"$f":"IFERROR(IF(OR(U28=\"\",'Cost scenario - input'!$G13=\"\"),\"\",U28/'Cost scenario - input'!$G13),\"\")","v":4.4930128564760698},{"$f":"IFERROR(IF(OR(V28=\"\",'Cost scenario - input'!$G13=\"\"),\"\",V28/'Cost scenario - input'!$G13),\"\")","v":4.806370015268878},{"$f":"IFERROR(IF(OR(W28=\"\",'Cost scenario - input'!$G13=\"\"),\"\",W28/'Cost scenario - input'!$G13),\"\")","v":5.1968801654751617}]
[{"$f":"IFERROR('Cost scenario - input'!A14,\"\")","v":2},{"$f":"IFERROR('Cost scenario - input'!B14,\"\")","v":"POLES"},{"$f":"IFERROR('Cost scenario - input'!C14,\"\")","v":"˂ = 1 kv ; steel"},{"$f":"IFERROR(repcalc('Cost scenario - input'!$CY14:$GK14,'Cost scenario - input'!$J14,'Cost scenario - input'!$H14,'Cost scenario - input'!$I14,20,TRUE,TRUE),\"\")","v":340.88745011152167},364.42080073779789,388.99732910490422,414.78658862084086,442.09920039012991,471.37372918246422,503.14261204799175,537.97732242933353,576.41551391990527,618.87564345569353,665.56717839136843,716.40653160008458,770.94991979218128,828.35404710037312,887.3736742905686,946.40176110632069,1003.5532430708373,1056.7881546623978,1104.0644590666157,1143.5063933129672,{"$f":"IFERROR(IF(OR(D29=\"\",'Cost scenario - input'!$G14=\"\"),\"\",D29/'Cost scenario - input'!$G14),\"\")","v":45.801845017885789},{"$f":"IFERROR(IF(OR(E29=\"\",'Cost scenario - input'!$G14=\"\"),\"\",E29/'Cost scenario - input'!$G14),\"\")","v":48.963800313639979},{"$f":"IFERROR(IF(OR(F29=\"\",'Cost scenario - input'!$G14=\"\"),\"\",F29/'Cost scenario - input'!$G14),\"\")","v":52.265917604785841},{"$f":"IFERROR(IF(OR(G29=\"\",'Cost scenario - input'!$G14=\"\"),\"\",G29/'Cost scenario - input'!$G14),\"\")","v":55.730978190291516},{"$f":"IFERROR(IF(OR(H29=\"\",'Cost scenario - input'!$G14=\"\"),\"\",H29/'Cost scenario - input'!$G14),\"\")","v":59.400717310582991},{"$f":"IFERROR(IF(OR(I29=\"\",'Cost scenario - input'!$G14=\"\"),\"\",I29/'Cost scenario - input'!$G14),\"\")","v":63.334060794713835},{"$f":"IFERROR(IF(OR(J29=\"\",'Cost scenario - input'!$G14=\"\"),\"\",J29/'Cost scenario - input'!$G14),\"\")","v":67.602547208403251},{"$f":"IFERROR(IF(OR(K29=\"\",'Cost scenario - input'!$G14=\"\"),\"\",K29/'Cost scenario - input'!$G14),\"\")","v":72.282960070792839},{"$f":"IFERROR(IF(OR(L29=\"\",'Cost scenario - input'!$G14=\"\"),\"\",L29/'Cost scenario - input'!$G14),\"\")","v":77.44753884552631},{"$f":"IFERROR(IF(OR(M29=\"\",'Cost scenario - input'!$G14=\"\"),\"\",M29/'Cost scenario - input'!$G14),\"\")","v":83.1525076608972},{"$f":"IFERROR(IF(OR(N29=\"\",'Cost scenario - input'!$G14=\"\"),\"\",N29/'Cost scenario - input'!$G14),\"\")","v":89.426010678011352},{"$f":"IFERROR(IF(OR(O29=\"\",'Cost scenario - input'!$G14=\"\"),\"\",O29/'Cost scenario - input'!$G14),\"\")","v":96.256817079694343},{"$f":"IFERROR(IF(OR(P29=\"\",'Cost scenario - input'!$G14=\"\"),\"\",P29/'Cost scenario - input'!$G14),\"\")","v":103.58529987337744},{"$f":"IFERROR(IF(OR(Q29=\"\",'Cost scenario - input'!$G14=\"\"),\"\",Q29/'Cost scenario - input'!$G14),\"\")","v":111.29815331370398},{"$f":"IFERROR(IF(OR(R29=\"\",'Cost scenario - input'!$G14=\"\"),\"\",R29/'Cost scenario - input'!$G14),\"\")","v":119.22806630021719},{"$f":"IFERROR(IF(OR(S29=\"\",'Cost scenario - input'!$G14=\"\"),\"\",S29/'Cost scenario - input'!$G14),\"\")","v":127.15911592716269},{"$f":"IFERROR(IF(OR(T29=\"\",'Cost scenario - input'!$G14=\"\"),\"\",T29/'Cost scenario - input'!$G14),\"\")","v":134.8380237855333},{"$f":"IFERROR(IF(OR(U29=\"\",'Cost scenario - input'!$G14=\"\"),\"\",U29/'Cost scenario - input'!$G14),\"\")","v":141.990698867763},{"$f":"IFERROR(IF(OR(V29=\"\",'Cost scenario - input'!$G14=\"\"),\"\",V29/'Cost scenario - input'!$G14),\"\")","v":148.34277186614409},{"$f":"IFERROR(IF(OR(W29=\"\",'Cost scenario - input'!$G14=\"\"),\"\",W29/'Cost scenario - input'!$G14),\"\")","v":153.6422141277059}]
[{"$f":"IFERROR('Cost scenario - input'!A15,\"\")","v":2},{"$f":"IFERROR('Cost scenario - input'!B15,\"\")","v":"POLES"},{"$f":"IFERROR('Cost scenario - input'!C15,\"\")","v":"˂ = 1 kv ; wood"},{"$f":"IFERROR(repcalc('Cost scenario - input'!$CY15:$GK15,'Cost scenario - input'!$J15,'Cost scenario - input'!$H15,'Cost scenario - input'!$I15,20,TRUE,TRUE),\"\")","v":9394.3700759280891},10611.503000185368,11971.892008270182,13467.863743731556,15086.66361067095,16810.229774912608,18615.210393686186,20473.272143474594,22351.729293127031,24214.497637307217,26023.34877148805,27739.41033759309,29324.830256205692,30744.500845365892,31967.724966397313,32969.703015445397,33732.727695675458,34246.992795562648,34510.951106801258,34531.192429845447,{"$f":"IFERROR(IF(OR(D30=\"\",'Cost scenario - input'!$G15=\"\"),\"\",D30/'Cost scenario - input'!$G15),\"\")","v":1838.7504288595956},{"$f":"IFERROR(IF(OR(E30=\"\",'Cost scenario - input'!$G15=\"\"),\"\",E30/'Cost scenario - input'!$G15),\"\")","v":2076.9786089684262},{"$f":"IFERROR(IF(OR(F30=\"\",'Cost scenario - input'!$G15=\"\"),\"\",F30/'Cost scenario - input'!$G15),\"\")","v":2343.2461555750265},{"$f":"IFERROR(IF(OR(G30=\"\",'Cost scenario - input'!$G15=\"\"),\"\",G30/'Cost scenario - input'!$G15),\"\")","v":2636.0511704838823},{"$f":"IFERROR(IF(OR(H30=\"\",'Cost scenario - input'!$G15=\"\"),\"\",H30/'Cost scenario - input'!$G15),\"\")","v":2952.8972097089877},{"$f":"IFERROR(IF(OR(I30=\"\",'Cost scenario - input'!$G15=\"\"),\"\",I30/'Cost scenario - input'!$G15),\"\")","v":3290.2490489544884},{"$f":"IFERROR(IF(OR(J30=\"\",'Cost scenario - input'!$G15=\"\"),\"\",J30/'Cost scenario - input'!$G15),\"\")","v":3643.5360559628102},{"$f":"IFERROR(IF(OR(K30=\"\",'Cost scenario - input'!$G15=\"\"),\"\",K30/'Cost scenario - input'!$G15),\"\")","v":4007.2125783541769},{"$f":"IFERROR(IF(OR(L30=\"\",'Cost scenario - input'!$G15=\"\"),\"\",L30/'Cost scenario - input'!$G15),\"\")","v":4374.8810714624351},{"$f":"IFERROR(IF(OR(M30=\"\",'Cost scenario - input'!$G15=\"\"),\"\",M30/'Cost scenario - input'!$G15),\"\")","v":4739.4788107514114},{"$f":"IFERROR(IF(OR(N30=\"\",'Cost scenario - input'!$G15=\"\"),\"\",N30/'Cost scenario - input'!$G15),\"\")","v":5093.5233897744056},{"$f":"IFERROR(IF(OR(O30=\"\",'Cost scenario - input'!$G15=\"\"),\"\",O30/'Cost scenario - input'!$G15),\"\")","v":5429.4063617163411},{"$f":"IFERROR(IF(OR(P30=\"\",'Cost scenario - input'!$G15=\"\"),\"\",P30/'Cost scenario - input'!$G15),\"\")","v":5739.7189778587781},{"$f":"IFERROR(IF(OR(Q30=\"\",'Cost scenario - input'!$G15=\"\"),\"\",Q30/'Cost scenario - input'!$G15),\"\")","v":6017.5896475853788},{"$f":"IFERROR(IF(OR(R30=\"\",'Cost scenario - input'!$G15=\"\"),\"\",R30/'Cost scenario - input'!$G15),\"\")","v":6257.010051397363},{"$f":"IFERROR(IF(OR(S30=\"\",'Cost scenario - input'!$G15=\"\"),\"\",S30/'Cost scenario - input'!$G15),\"\")","v":6453.1261882436165},{"$f":"IFERROR(IF(OR(T30=\"\",'Cost scenario - input'!$G15=\"\"),\"\",T30/'Cost scenario - input'!$G15),\"\")","v":6602.4722270587708},{"$f":"IFERROR(IF(OR(U30=\"\",'Cost scenario - input'!$G15=\"\"),\"\",U30/'Cost scenario - input'!$G15),\"\")","v":6703.1288081091698},{"$f":"IFERROR(IF(OR(V30=\"\",'Cost scenario - input'!$G15=\"\"),\"\",V30/'Cost scenario - input'!$G15),\"\")","v":6754.7930978985096},{"$f":"IFERROR(IF(OR(W30=\"\",'Cost scenario - input'!$G15=\"\"),\"\",W30/'Cost scenario - input'!$G15),\"\")","v":6758.7549113173309}]
[{"$f":"IFERROR('Cost scenario - input'!A16,\"\")","v":2},{"$f":"IFERROR('Cost scenario - input'!B16,\"\")","v":"POLES"},{"$f":"IFERROR('Cost scenario - input'!C16,\"\")","v":"˃ 11 kv & < = 22 kv ; concrete"},{"$f":"IFERROR(repcalc('Cost scenario - input'!$CY16:$GK16,'Cost scenario - input'!$J16,'Cost scenario - input'!$H16,'Cost scenario - input'!$I16,20,TRUE,TRUE),\"\")","v":3.5574297912296826E-8},9.1343864636129125E-8,2.2883807109232537E-7,5.5935001130920316E-7,1.333970165001017E-6,3.1039611784178348E-6,7.0468453635190342E-6,1.5609251742761812E-5,3.3734858063955073E-5,7.1135389395346672E-5,1.4635350089338815E-4,2.9378636444164611E-4,5.7540257221396678E-4,1.0995731388194294E-3,2.050166366797558E-3,3.7296427379966499E-3,6.6200150677386011E-3,1.1464755466693666E-2,1.937247581378887E-2,3.1938932454055755E-2,{"$f":"IFERROR(IF(OR(D31=\"\",'Cost scenario - input'!$G16=\"\"),\"\",D31/'Cost scenario - input'!$G16),\"\")","v":3.3250067507562297E-9},{"$f":"IFERROR(IF(OR(E31=\"\",'Cost scenario - input'!$G16=\"\"),\"\",E31/'Cost scenario - input'!$G16),\"\")","v":8.5375955220273583E-9},{"$f":"IFERROR(IF(OR(F31=\"\",'Cost scenario - input'!$G16=\"\"),\"\",F31/'Cost scenario - input'!$G16),\"\")","v":2.1388704088774236E-8},{"$f":"IFERROR(IF(OR(G31=\"\",'Cost scenario - input'!$G16=\"\"),\"\",G31/'Cost scenario - input'!$G16),\"\")","v":5.2280513538843156E-8},{"$f":"IFERROR(IF(OR(H31=\"\",'Cost scenario - input'!$G16=\"\"),\"\",H31/'Cost scenario - input'!$G16),\"\")","v":1.2468158373415419E-7},{"$f":"IFERROR(IF(OR(I31=\"\",'Cost scenario - input'!$G16=\"\"),\"\",I31/'Cost scenario - input'!$G16),\"\")","v":2.9011653013556875E-7},{"$f":"IFERROR(IF(OR(J31=\"\",'Cost scenario - input'!$G16=\"\"),\"\",J31/'Cost scenario - input'!$G16),\"\")","v":6.5864429603083729E-7},{"$f":"IFERROR(IF(OR(K31=\"\",'Cost scenario - input'!$G16=\"\"),\"\",K31/'Cost scenario - input'!$G16),\"\")","v":1.4589428453905229E-6},{"$f":"IFERROR(IF(OR(L31=\"\",'Cost scenario - input'!$G16=\"\"),\"\",L31/'Cost scenario - input'!$G16),\"\")","v":3.1530806616335489E-6},{"$f":"IFERROR(IF(OR(M31=\"\",'Cost scenario - input'!$G16=\"\"),\"\",M31/'Cost scenario - input'!$G16),\"\")","v":6.6487791421863004E-6},{"$f":"IFERROR(IF(OR(N31=\"\",'Cost scenario - input'!$G16=\"\"),\"\",N31/'Cost scenario - input'!$G16),\"\")","v":1.3679156217419355E-5},{"$f":"IFERROR(IF(OR(O31=\"\",'Cost scenario - input'!$G16=\"\"),\"\",O31/'Cost scenario - input'!$G16),\"\")","v":2.7459196734025842E-5},{"$f":"IFERROR(IF(OR(P31=\"\",'Cost scenario - input'!$G16=\"\"),\"\",P31/'Cost scenario - input'!$G16),\"\")","v":5.378089096039768E-5},{"$f":"IFERROR(IF(OR(Q31=\"\",'Cost scenario - input'!$G16=\"\"),\"\",Q31/'Cost scenario - input'!$G16),\"\")","v":1.0277330331404894E-4},{"$f":"IFERROR(IF(OR(R31=\"\",'Cost scenario - input'!$G16=\"\"),\"\",R31/'Cost scenario - input'!$G16),\"\")","v":1.9162196894457646E-4},{"$f":"IFERROR(IF(OR(S31=\"\",'Cost scenario - input'!$G16=\"\"),\"\",S31/'Cost scenario - input'!$G16),\"\")","v":3.4859682437924305E-4},{"$f":"IFERROR(IF(OR(T31=\"\",'Cost scenario - input'!$G16=\"\"),\"\",T31/'Cost scenario - input'!$G16),\"\")","v":6.1874994257385321E-4},{"$f":"IFERROR(IF(OR(U31=\"\",'Cost scenario - input'!$G16=\"\"),\"\",U31/'Cost scenario - input'!$G16),\"\")","v":1.0715710937291305E-3},{"$f":"IFERROR(IF(OR(V31=\"\",'Cost scenario - input'!$G16=\"\"),\"\",V31/'Cost scenario - input'!$G16),\"\")","v":1.8106784009767956E-3},{"$f":"IFERROR(IF(OR(W31=\"\",'Cost scenario - input'!$G16=\"\"),\"\",W31/'Cost scenario - input'!$G16),\"\")","v":2.9852216980780911E-3}]
[{"$f":"IFERROR('Cost scenario - input'!A17,\"\")","v":2},{"$f":"IFERROR('Cost scenario - input'!B17,\"\")","v":"POLES"},{"$f":"IFERROR('Cost scenario - input'!C17,\"\")","v":"˃ 11 kv & < = 22 kv ; steel"},{"$f":"IFERROR(repcalc('Cost scenario - input'!$CY17:$GK17,'Cost scenario - input'!$J17,'Cost scenario - input'!$H17,'Cost scenario - input'!$I17,20,TRUE,TRUE),\"\")","v":1.0361302732174344},1.4559038407006564,1.9709528156691014,2.5709828815684794,3.2319835190284607,3.9162684780245209,4.5753283204550241,5.1554907081227022,5.6056018595006565,5.8852477722475509,5.9716819587564709,5.863785641385121,5.5820572122594481,5.1646260957119035,4.6603019873315459,4.1203814853384833,3.5911256879478661,3.1084628485417922,2.6957128160023234,2.3642444275487864,{"$f":"IFERROR(IF(OR(D32=\"\",'Cost scenario - input'!$G17=\"\"),\"\",D32/'Cost scenario - input'!$G17),\"\")","v":8.3265308240663069E-2},{"$f":"IFERROR(IF(OR(E32=\"\",'Cost scenario - input'!$G17=\"\"),\"\",E32/'Cost scenario - input'!$G17),\"\")","v":0.1169990735704194},{"$f":"IFERROR(IF(OR(F32=\"\",'Cost scenario - input'!$G17=\"\"),\"\",F32/'Cost scenario - input'!$G17),\"\")","v":0.15838934347018274},{"$f":"IFERROR(IF(OR(G32=\"\",'Cost scenario - input'!$G17=\"\"),\"\",G32/'Cost scenario - input'!$G17),\"\")","v":0.20660884798831056},{"$f":"IFERROR(IF(OR(H32=\"\",'Cost scenario - input'!$G17=\"\"),\"\",H32/'Cost scenario - input'!$G17),\"\")","v":0.25972805823440492},{"$f":"IFERROR(IF(OR(I32=\"\",'Cost scenario - input'!$G17=\"\"),\"\",I32/'Cost scenario - input'!$G17),\"\")","v":0.31471843879565281},{"$f":"IFERROR(IF(OR(J32=\"\",'Cost scenario - input'!$G17=\"\"),\"\",J32/'Cost scenario - input'!$G17),\"\")","v":0.36768168323267991},{"$f":"IFERROR(IF(OR(K32=\"\",'Cost scenario - input'!$G17=\"\"),\"\",K32/'Cost scenario - input'!$G17),\"\")","v":0.41430458508920237},{"$f":"IFERROR(IF(OR(L32=\"\",'Cost scenario - input'!$G17=\"\"),\"\",L32/'Cost scenario - input'!$G17),\"\")","v":0.45047633369149437},{"$f":"IFERROR(IF(OR(M32=\"\",'Cost scenario - input'!$G17=\"\"),\"\",M32/'Cost scenario - input'!$G17),\"\")","v":0.47294918650256684},{"$f":"IFERROR(IF(OR(N32=\"\",'Cost scenario - input'!$G17=\"\"),\"\",N32/'Cost scenario - input'!$G17),\"\")","v":0.47989519451741602},{"$f":"IFERROR(IF(OR(O32=\"\",'Cost scenario - input'!$G17=\"\"),\"\",O32/'Cost scenario - input'!$G17),\"\")","v":0.47122445073530428},{"$f":"IFERROR(IF(OR(P32=\"\",'Cost scenario - input'!$G17=\"\"),\"\",P32/'Cost scenario - input'!$G17),\"\")","v":0.44858424313045975},{"$f":"IFERROR(IF(OR(Q32=\"\",'Cost scenario - input'!$G17=\"\"),\"\",Q32/'Cost scenario - input'!$G17),\"\")","v":0.41503872140697518},{"$f":"IFERROR(IF(OR(R32=\"\",'Cost scenario - input'!$G17=\"\"),\"\",R32/'Cost scenario - input'!$G17),\"\")","v":0.37451032124056505},{"$f":"IFERROR(IF(OR(S32=\"\",'Cost scenario - input'!$G17=\"\"),\"\",S32/'Cost scenario - input'!$G17),\"\")","v":0.3311213303134834},{"$f":"IFERROR(IF(OR(T32=\"\",'Cost scenario - input'!$G17=\"\"),\"\",T32/'Cost scenario - input'!$G17),\"\")","v":0.28858937439345816},{"$f":"IFERROR(IF(OR(U32=\"\",'Cost scenario - input'!$G17=\"\"),\"\",U32/'Cost scenario - input'!$G17),\"\")","v":0.24980171309420507},{"$f":"IFERROR(IF(OR(V32=\"\",'Cost scenario - input'!$G17=\"\"),\"\",V32/'Cost scenario - input'!$G17),\"\")","v":0.21663237177284556},{"$f":"IFERROR(IF(OR(W32=\"\",'Cost scenario - input'!$G17=\"\"),\"\",W32/'Cost scenario - input'!$G17),\"\")","v":0.18999497081078745}]
[{"$f":"IFERROR('Cost scenario - input'!A18,\"\")","v":2},{"$f":"IFERROR('Cost scenario - input'!B18,\"\")","v":"POLES"},{"$f":"IFERROR('Cost scenario - input'!C18,\"\")","v":"˃ 11 kv & < = 22 kv ; wood"},{"$f":"IFERROR(repcalc('Cost scenario - input'!$CY18:$GK18,'Cost scenario - input'!$J18,'Cost scenario - input'!$H18,'Cost scenario - input'!$I18,20,TRUE,TRUE),\"\")","v":36.970392124218336},42.105897458996942,47.486936148955571,53.042417167606146,58.687667054124596,64.325392070669082,69.84747507452316,75.137771160611891,80.07600004967729,84.542721112836631,88.425228273048688,91.6240363353118,94.059474637008307,95.677788256402991,96.456098411963325,96.405610391759694,95.572584346577869,94.036791152117218,91.907437385721181,89.316824651699775,{"$f":"IFERROR(IF(OR(D33=\"\",'Cost scenario - input'!$G18=\"\"),\"\",D33/'Cost scenario - input'!$G18),\"\")","v":8.0417565745247348},{"$f":"IFERROR(IF(OR(E33=\"\",'Cost scenario - input'!$G18=\"\"),\"\",E33/'Cost scenario - input'!$G18),\"\")","v":9.1588257051604671},{"$f":"IFERROR(IF(OR(F33=\"\",'Cost scenario - input'!$G18=\"\"),\"\",F33/'Cost scenario - input'!$G18),\"\")","v":10.329302964837671},{"$f":"IFERROR(IF(OR(G33=\"\",'Cost scenario - input'!$G18=\"\"),\"\",G33/'Cost scenario - input'!$G18),\"\")","v":11.537724716391523},{"$f":"IFERROR(IF(OR(H33=\"\",'Cost scenario - input'!$G18=\"\"),\"\",H33/'Cost scenario - input'!$G18),\"\")","v":12.765672887382273},{"$f":"IFERROR(IF(OR(I33=\"\",'Cost scenario - input'!$G18=\"\"),\"\",I33/'Cost scenario - input'!$G18),\"\")","v":13.991984257432902},{"$f":"IFERROR(IF(OR(J33=\"\",'Cost scenario - input'!$G18=\"\"),\"\",J33/'Cost scenario - input'!$G18),\"\")","v":15.19314131176192},{"$f":"IFERROR(IF(OR(K33=\"\",'Cost scenario - input'!$G18=\"\"),\"\",K33/'Cost scenario - input'!$G18),\"\")","v":16.343880346082781},{"$f":"IFERROR(IF(OR(L33=\"\",'Cost scenario - input'!$G18=\"\"),\"\",L33/'Cost scenario - input'!$G18),\"\")","v":17.418038134339923},{"$f":"IFERROR(IF(OR(M33=\"\",'Cost scenario - input'!$G18=\"\"),\"\",M33/'Cost scenario - input'!$G18),\"\")","v":18.389634090248091},{"$f":"IFERROR(IF(OR(N33=\"\",'Cost scenario - input'!$G18=\"\"),\"\",N33/'Cost scenario - input'!$G18),\"\")","v":19.234152519383763},{"$f":"IFERROR(IF(OR(O33=\"\",'Cost scenario - input'!$G18=\"\"),\"\",O33/'Cost scenario - input'!$G18),\"\")","v":19.929953518164513},{"$f":"IFERROR(IF(OR(P33=\"\",'Cost scenario - input'!$G18=\"\"),\"\",P33/'Cost scenario - input'!$G18),\"\")","v":20.45970721698145},{"$f":"IFERROR(IF(OR(Q33=\"\",'Cost scenario - input'!$G18=\"\"),\"\",Q33/'Cost scenario - input'!$G18),\"\")","v":20.811720907955664},{"$f":"IFERROR(IF(OR(R33=\"\",'Cost scenario - input'!$G18=\"\"),\"\",R33/'Cost scenario - input'!$G18),\"\")","v":20.981018025212816},{"$f":"IFERROR(IF(OR(S33=\"\",'Cost scenario - input'!$G18=\"\"),\"\",S33/'Cost scenario - input'!$G18),\"\")","v":20.970035929944714},{"$f":"IFERROR(IF(OR(T33=\"\",'Cost scenario - input'!$G18=\"\"),\"\",T33/'Cost scenario - input'!$G18),\"\")","v":20.788837076194852},{"$f":"IFERROR(IF(OR(U33=\"\",'Cost scenario - input'!$G18=\"\"),\"\",U33/'Cost scenario - input'!$G18),\"\")","v":20.454773131804775},{"$f":"IFERROR(IF(OR(V33=\"\",'Cost scenario - input'!$G18=\"\"),\"\",V33/'Cost scenario - input'!$G18),\"\")","v":19.991598584105372},{"$f":"IFERROR(IF(OR(W33=\"\",'Cost scenario - input'!$G18=\"\"),\"\",W33/'Cost scenario - input'!$G18),\"\")","v":19.428091523756478}]
[{"$f":"IFERROR('Cost scenario - input'!A19,\"\")","v":2},{"$f":"IFERROR('Cost scenario - input'!B19,\"\")","v":"POLES"},{"$f":"IFERROR('Cost scenario - input'!C19,\"\")","v":"> 1 kv & < = 11 kv ; concrete"},{"$f":"IFERROR(repcalc('Cost scenario - input'!$CY19:$GK19,'Cost scenario - input'!$J19,'Cost scenario - input'!$H19,'Cost scenario - input'!$I19,20,TRUE,TRUE),\"\")","v":10.527758710372682},10.303854758127377,11.088506989348256,12.872784528428264,15.651698733277048,19.408989980684328,24.100459042058691,29.638340201020416,35.879438899131983,42.619654235911838,49.596950891876411,56.503800328331138,63.008670310954933,68.784529666150789,73.540869830834993,77.05476367887168,79.196251612505705,79.943979809427745,79.38843523522074,77.722059668409045,{"$f":"IFERROR(IF(OR(D34=\"\",'Cost scenario - input'!$G19=\"\"),\"\",D34/'Cost scenario - input'!$G19),\"\")","v":1.4065913529912972},{"$f":"IFERROR(IF(OR(E34=\"\",'Cost scenario - input'!$G19=\"\"),\"\",E34/'Cost scenario - input'!$G19),\"\")","v":1.3766760242121032},{"$f":"IFERROR(IF(OR(F34=\"\",'Cost scenario - input'!$G19=\"\"),\"\",F34/'Cost scenario - input'!$G19),\"\")","v":1.4815117327331568},{"$f":"IFERROR(IF(OR(G34=\"\",'Cost scenario - input'!$G19=\"\"),\"\",G34/'Cost scenario - input'!$G19),\"\")","v":1.7199052433418063},{"$f":"IFERROR(IF(OR(H34=\"\",'Cost scenario - input'!$G19=\"\"),\"\",H34/'Cost scenario - input'!$G19),\"\")","v":2.0911900342245766},{"$f":"IFERROR(IF(OR(I34=\"\",'Cost scenario - input'!$G19=\"\"),\"\",I34/'Cost scenario - input'!$G19),\"\")","v":2.593193691856456},{"$f":"IFERROR(IF(OR(J34=\"\",'Cost scenario - input'!$G19=\"\"),\"\",J34/'Cost scenario - input'!$G19),\"\")","v":3.2200108517191346},{"$f":"IFERROR(IF(OR(K34=\"\",'Cost scenario - input'!$G19=\"\"),\"\",K34/'Cost scenario - input'!$G19),\"\")","v":3.9599153239230982},{"$f":"IFERROR(IF(OR(L34=\"\",'Cost scenario - input'!$G19=\"\"),\"\",L34/'Cost scenario - input'!$G19),\"\")","v":4.7937751893928127},{"$f":"IFERROR(IF(OR(M34=\"\",'Cost scenario - input'!$G19=\"\"),\"\",M34/'Cost scenario - input'!$G19),\"\")","v":5.6943209627940199},{"$f":"IFERROR(IF(OR(N34=\"\",'Cost scenario - input'!$G19=\"\"),\"\",N34/'Cost scenario - input'!$G19),\"\")","v":6.6265426648230781},{"$f":"IFERROR(IF(OR(O34=\"\",'Cost scenario - input'!$G19=\"\"),\"\",O34/'Cost scenario - input'!$G19),\"\")","v":7.5493520643354382},{"$f":"IFERROR(IF(OR(P34=\"\",'Cost scenario - input'!$G19=\"\"),\"\",P34/'Cost scenario - input'!$G19),\"\")","v":8.4184538476880864},{"$f":"IFERROR(IF(OR(Q34=\"\",'Cost scenario - input'!$G19=\"\"),\"\",Q34/'Cost scenario - input'!$G19),\"\")","v":9.1901540783466569},{"$f":"IFERROR(IF(OR(R34=\"\",'Cost scenario - input'!$G19=\"\"),\"\",R34/'Cost scenario - input'!$G19),\"\")","v":9.8256385277516696},{"$f":"IFERROR(IF(OR(S34=\"\",'Cost scenario - input'!$G19=\"\"),\"\",S34/'Cost scenario - input'!$G19),\"\")","v":10.295122378773817},{"$f":"IFERROR(IF(OR(T34=\"\",'Cost scenario - input'!$G19=\"\"),\"\",T34/'Cost scenario - input'!$G19),\"\")","v":10.581242007163191},{"$f":"IFERROR(IF(OR(U34=\"\",'Cost scenario - input'!$G19=\"\"),\"\",U34/'Cost scenario - input'!$G19),\"\")","v":10.681144374334853},{"$f":"IFERROR(IF(OR(V34=\"\",'Cost scenario - input'!$G19=\"\"),\"\",V34/'Cost scenario - input'!$G19),\"\")","v":10.606919250471508},{"$f":"IFERROR(IF(OR(W34=\"\",'Cost scenario - input'!$G19=\"\"),\"\",W34/'Cost scenario - input'!$G19),\"\")","v":10.384278370527717}]
[{"$f":"IFERROR('Cost scenario - input'!A20,\"\")","v":2},{"$f":"IFERROR('Cost scenario - input'!B20,\"\")","v":"POLES"},{"$f":"IFERROR('Cost scenario - input'!C20,\"\")","v":"> 1 kv & < = 11 kv ; steel"},{"$f":"IFERROR(repcalc('Cost scenario - input'!$CY20:$GK20,'Cost scenario - input'!$J20,'Cost scenario - input'!$H20,'Cost scenario - input'!$I20,20,TRUE,TRUE),\"\")","v":2.8254954988117067},3.2079399570822251,3.6147585190221223,4.0437918246162372,4.4916990693416912,4.9535686287687808,5.4225677272733277,5.889709369339938,6.3438141620288864,6.7717293523698388,7.1588379250985117,7.4898504927017777,7.7498281001604274,7.9253426681820542,8.0056514032801509,7.983748368639132,7.8571638748512385,7.6284100174168064,7.3050143886923129,6.8991365522488355,{"$f":"IFERROR(IF(OR(D35=\"\",'Cost scenario - input'!$G20=\"\"),\"\",D35/'Cost scenario - input'!$G20),\"\")","v":0.31787654338045807},{"$f":"IFERROR(IF(OR(E35=\"\",'Cost scenario - input'!$G20=\"\"),\"\",E35/'Cost scenario - input'!$G20),\"\")","v":0.36090266834904211},{"$f":"IFERROR(IF(OR(F35=\"\",'Cost scenario - input'!$G20=\"\"),\"\",F35/'Cost scenario - input'!$G20),\"\")","v":0.40667095157824901},{"$f":"IFERROR(IF(OR(G35=\"\",'Cost scenario - input'!$G20=\"\"),\"\",G35/'Cost scenario - input'!$G20),\"\")","v":0.45493845872335148},{"$f":"IFERROR(IF(OR(H35=\"\",'Cost scenario - input'!$G20=\"\"),\"\",H35/'Cost scenario - input'!$G20),\"\")","v":0.50532933946206493},{"$f":"IFERROR(IF(OR(I35=\"\",'Cost scenario - input'!$G20=\"\"),\"\",I35/'Cost scenario - input'!$G20),\"\")","v":0.55729102161837485},{"$f":"IFERROR(IF(OR(J35=\"\",'Cost scenario - input'!$G20=\"\"),\"\",J35/'Cost scenario - input'!$G20),\"\")","v":0.61005479786359451},{"$f":"IFERROR(IF(OR(K35=\"\",'Cost scenario - input'!$G20=\"\"),\"\",K35/'Cost scenario - input'!$G20),\"\")","v":0.66260960480335285},{"$f":"IFERROR(IF(OR(L35=\"\",'Cost scenario - input'!$G20=\"\"),\"\",L35/'Cost scenario - input'!$G20),\"\")","v":0.71369772789297381},{"$f":"IFERROR(IF(OR(M35=\"\",'Cost scenario - input'!$G20=\"\"),\"\",M35/'Cost scenario - input'!$G20),\"\")","v":0.76183944378768287},{"$f":"IFERROR(IF(OR(N35=\"\",'Cost scenario - input'!$G20=\"\"),\"\",N35/'Cost scenario - input'!$G20),\"\")","v":0.80539029533343287},{"$f":"IFERROR(IF(OR(O35=\"\",'Cost scenario - input'!$G20=\"\"),\"\",O35/'Cost scenario - input'!$G20),\"\")","v":0.8426301815231183},{"$f":"IFERROR(IF(OR(P35=\"\",'Cost scenario - input'!$G20=\"\"),\"\",P35/'Cost scenario - input'!$G20),\"\")","v":0.87187842603457921},{"$f":"IFERROR(IF(OR(Q35=\"\",'Cost scenario - input'!$G20=\"\"),\"\",Q35/'Cost scenario - input'!$G20),\"\")","v":0.89162433050304957},{"$f":"IFERROR(IF(OR(R35=\"\",'Cost scenario - input'!$G20=\"\"),\"\",R35/'Cost scenario - input'!$G20),\"\")","v":0.90065929910483145},{"$f":"IFERROR(IF(OR(S35=\"\",'Cost scenario - input'!$G20=\"\"),\"\",S35/'Cost scenario - input'!$G20),\"\")","v":0.89819514336855166},{"$f":"IFERROR(IF(OR(T35=\"\",'Cost scenario - input'!$G20=\"\"),\"\",T35/'Cost scenario - input'!$G20),\"\")","v":0.88395401598123746},{"$f":"IFERROR(IF(OR(U35=\"\",'Cost scenario - input'!$G20=\"\"),\"\",U35/'Cost scenario - input'!$G20),\"\")","v":0.85821853506584234},{"$f":"IFERROR(IF(OR(V35=\"\",'Cost scenario - input'!$G20=\"\"),\"\",V35/'Cost scenario - input'!$G20),\"\")","v":0.82183557687442932},{"$f":"IFERROR(IF(OR(W35=\"\",'Cost scenario - input'!$G20=\"\"),\"\",W35/'Cost scenario - input'!$G20),\"\")","v":0.77617312802690797}]
[{"$f":"IFERROR('Cost scenario - input'!A21,\"\")","v":2},{"$f":"IFERROR('Cost scenario - input'!B21,\"\")","v":"POLES"},{"$f":"IFERROR('Cost scenario - input'!C21,\"\")","v":"> 1 kv & < = 11 kv ; wood"},{"$f":"IFERROR(repcalc('Cost scenario - input'!$CY21:$GK21,'Cost scenario - input'!$J21,'Cost scenario - input'!$H21,'Cost scenario - input'!$I21,20,TRUE,TRUE),\"\")","v":7173.6344275629726},8048.4729021246549,8937.3378679414582,9824.2460894936321,10692.566900175936,11525.805467442751,12308.409923175961,13026.541317256633,13668.746175342181,14226.47834821976,14694.429269642054,15070.642450546156,15356.407256252438,15555.94665868445,15675.931605940144,15724.869011594214,15712.419698218462,15648.706115500547,15543.667168467769,15406.509586143147,{"$f":"IFERROR(IF(OR(D36=\"\",'Cost scenario - input'!$G21=\"\"),\"\",D36/'Cost scenario - input'!$G21),\"\")","v":1142.1034254538049},{"$f":"IFERROR(IF(OR(E36=\"\",'Cost scenario - input'!$G21=\"\"),\"\",E36/'Cost scenario - input'!$G21),\"\")","v":1281.3851282788976},{"$f":"IFERROR(IF(OR(F36=\"\",'Cost scenario - input'!$G21=\"\"),\"\",F36/'Cost scenario - input'!$G21),\"\")","v":1422.8999674411332},{"$f":"IFERROR(IF(OR(G36=\"\",'Cost scenario - input'!$G21=\"\"),\"\",G36/'Cost scenario - input'!$G21),\"\")","v":1564.1032763253852},{"$f":"IFERROR(IF(OR(H36=\"\",'Cost scenario - input'!$G21=\"\"),\"\",H36/'Cost scenario - input'!$G21),\"\")","v":1702.3473117982089},{"$f":"IFERROR(IF(OR(I36=\"\",'Cost scenario - input'!$G21=\"\"),\"\",I36/'Cost scenario - input'!$G21),\"\")","v":1835.0059566601751},{"$f":"IFERROR(IF(OR(J36=\"\",'Cost scenario - input'!$G21=\"\"),\"\",J36/'Cost scenario - input'!$G21),\"\")","v":1959.6032216440219},{"$f":"IFERROR(IF(OR(K36=\"\",'Cost scenario - input'!$G21=\"\"),\"\",K36/'Cost scenario - input'!$G21),\"\")","v":2073.9358285516314},{"$f":"IFERROR(IF(OR(L36=\"\",'Cost scenario - input'!$G21=\"\"),\"\",L36/'Cost scenario - input'!$G21),\"\")","v":2176.1802871547097},{"$f":"IFERROR(IF(OR(M36=\"\",'Cost scenario - input'!$G21=\"\"),\"\",M36/'Cost scenario - input'!$G21),\"\")","v":2264.9759780365594},{"$f":"IFERROR(IF(OR(N36=\"\",'Cost scenario - input'!$G21=\"\"),\"\",N36/'Cost scenario - input'!$G21),\"\")","v":2339.4777324397633},{"$f":"IFERROR(IF(OR(O36=\"\",'Cost scenario - input'!$G21=\"\"),\"\",O36/'Cost scenario - input'!$G21),\"\")","v":2399.3740607166164},{"$f":"IFERROR(IF(OR(P36=\"\",'Cost scenario - input'!$G21=\"\"),\"\",P36/'Cost scenario - input'!$G21),\"\")","v":2444.8702407585315},{"$f":"IFERROR(IF(OR(Q36=\"\",'Cost scenario - input'!$G21=\"\"),\"\",Q36/'Cost scenario - input'!$G21),\"\")","v":2476.6386055019279},{"$f":"IFERROR(IF(OR(R36=\"\",'Cost scenario - input'!$G21=\"\"),\"\",R36/'Cost scenario - input'!$G21),\"\")","v":2495.7412264463542},{"$f":"IFERROR(IF(OR(S36=\"\",'Cost scenario - input'!$G21=\"\"),\"\",S36/'Cost scenario - input'!$G21),\"\")","v":2503.5324763622389},{"$f":"IFERROR(IF(OR(T36=\"\",'Cost scenario - input'!$G21=\"\"),\"\",T36/'Cost scenario - input'!$G21),\"\")","v":2501.550440116237},{"$f":"IFERROR(IF(OR(U36=\"\",'Cost scenario - input'!$G21=\"\"),\"\",U36/'Cost scenario - input'!$G21),\"\")","v":2491.4066975259439},{"$f":"IFERROR(IF(OR(V36=\"\",'Cost scenario - input'!$G21=\"\"),\"\",V36/'Cost scenario - input'!$G21),\"\")","v":2474.6836065427656},{"$f":"IFERROR(IF(OR(W36=\"\",'Cost scenario - input'!$G21=\"\"),\"\",W36/'Cost scenario - input'!$G21),\"\")","v":2452.8469564901743}]
[{"$f":"IFERROR('Cost scenario - input'!A22,\"\")","v":2},{"$f":"IFERROR('Cost scenario - input'!B22,\"\")","v":"POLES"},{"$f":"IFERROR('Cost scenario - input'!C22,\"\")","v":"> 22 kv & < = 66 kv ; concrete"},{"$f":"IFERROR(repcalc('Cost scenario - input'!$CY22:$GK22,'Cost scenario - input'!$J22,'Cost scenario - input'!$H22,'Cost scenario - input'!$I22,20,TRUE,TRUE),\"\")","v":232.6061702953601},224.24153745476139,214.37055964701446,203.7342137922499,193.12266586892153,183.33428418707896,175.13680701306058,169.23328103747892,166.23476292140214,166.64110871631269,170.83057376019104,179.05848021556807,191.46489978219293,208.0911081927824,228.90441185284354,253.83071492545341,282.79377844887341,315.75944538564704,352.78215136944129,394.04987637918219,{"$f":"IFERROR(IF(OR(D37=\"\",'Cost scenario - input'!$G22=\"\"),\"\",D37/'Cost scenario - input'!$G22),\"\")","v":14.107090698966488},{"$f":"IFERROR(IF(OR(E37=\"\",'Cost scenario - input'!$G22=\"\"),\"\",E37/'Cost scenario - input'!$G22),\"\")","v":13.599792745537117},{"$f":"IFERROR(IF(OR(F37=\"\",'Cost scenario - input'!$G22=\"\"),\"\",F37/'Cost scenario - input'!$G22),\"\")","v":13.001138036401274},{"$f":"IFERROR(IF(OR(G37=\"\",'Cost scenario - input'!$G22=\"\"),\"\",G37/'Cost scenario - input'!$G22),\"\")","v":12.356065313316538},{"$f":"IFERROR(IF(OR(H37=\"\",'Cost scenario - input'!$G22=\"\"),\"\",H37/'Cost scenario - input'!$G22),\"\")","v":11.712496534290864},{"$f":"IFERROR(IF(OR(I37=\"\",'Cost scenario - input'!$G22=\"\"),\"\",I37/'Cost scenario - input'!$G22),\"\")","v":11.118851112045547},{"$f":"IFERROR(IF(OR(J37=\"\",'Cost scenario - input'!$G22=\"\"),\"\",J37/'Cost scenario - input'!$G22),\"\")","v":10.621690809506093},{"$f":"IFERROR(IF(OR(K37=\"\",'Cost scenario - input'!$G22=\"\"),\"\",K37/'Cost scenario - input'!$G22),\"\")","v":10.263653977226515},{"$f":"IFERROR(IF(OR(L37=\"\",'Cost scenario - input'!$G22=\"\"),\"\",L37/'Cost scenario - input'!$G22),\"\")","v":10.081799957738223},{"$f":"IFERROR(IF(OR(M37=\"\",'Cost scenario - input'!$G22=\"\"),\"\",M37/'Cost scenario - input'!$G22),\"\")","v":10.106444002978588},{"$f":"IFERROR(IF(OR(N37=\"\",'Cost scenario - input'!$G22=\"\"),\"\",N37/'Cost scenario - input'!$G22),\"\")","v":10.360526529160484},{"$f":"IFERROR(IF(OR(O37=\"\",'Cost scenario - input'!$G22=\"\"),\"\",O37/'Cost scenario - input'!$G22),\"\")","v":10.859532305667742},{"$f":"IFERROR(IF(OR(P37=\"\",'Cost scenario - input'!$G22=\"\"),\"\",P37/'Cost scenario - input'!$G22),\"\")","v":11.61195639593832},{"$f":"IFERROR(IF(OR(Q37=\"\",'Cost scenario - input'!$G22=\"\"),\"\",Q37/'Cost scenario - input'!$G22),\"\")","v":12.620302089134162},{"$f":"IFERROR(IF(OR(R37=\"\",'Cost scenario - input'!$G22=\"\"),\"\",R37/'Cost scenario - input'!$G22),\"\")","v":13.882586585305459},{"$f":"IFERROR(IF(OR(S37=\"\",'Cost scenario - input'!$G22=\"\"),\"\",S37/'Cost scenario - input'!$G22),\"\")","v":15.394316122783893},{"$f":"IFERROR(IF(OR(T37=\"\",'Cost scenario - input'!$G22=\"\"),\"\",T37/'Cost scenario - input'!$G22),\"\")","v":17.150866963743955},{"$f":"IFERROR(IF(OR(U37=\"\",'Cost scenario - input'!$G22=\"\"),\"\",U37/'Cost scenario - input'!$G22),\"\")","v":19.150167553399303},{"$f":"IFERROR(IF(OR(V37=\"\",'Cost scenario - input'!$G22=\"\"),\"\",V37/'Cost scenario - input'!$G22),\"\")","v":21.39551930211417},{"$f":"IFERROR(IF(OR(W37=\"\",'Cost scenario - input'!$G22=\"\"),\"\",W37/'Cost scenario - input'!$G22),\"\")","v":23.898322812929013}]
[{"$f":"IFERROR('Cost scenario - input'!A23,\"\")","v":2},{"$f":"IFERROR('Cost scenario - input'!B23,\"\")","v":"POLES"},{"$f":"IFERROR('Cost scenario - input'!C23,\"\")","v":"> 22 kv & < = 66 kv ; steel"},{"$f":"IFERROR(repcalc('Cost scenario - input'!$CY23:$GK23,'Cost scenario - input'!$J23,'Cost scenario - input'!$H23,'Cost scenario - input'!$I23,20,TRUE,TRUE),\"\")","v":25.432479095527029},28.064641461265808,30.603288392797758,32.988024925380387,35.162495314953112,37.077468203719626,38.693562597082639,39.983396940057347,40.932980908368819,41.542222320843457,41.824486607680342,41.805219835476287,41.519724128797471,41.010251373007897,40.322651293246381,39.502866469571572,38.5936023262555,37.631508042547189,36.645180053888495,35.654242006469204,{"$f":"IFERROR(IF(OR(D38=\"\",'Cost scenario - input'!$G23=\"\"),\"\",D38/'Cost scenario - input'!$G23),\"\")","v":1.4389619796732971},{"$f":"IFERROR(IF(OR(E38=\"\",'Cost scenario - input'!$G23=\"\"),\"\",E38/'Cost scenario - input'!$G23),\"\")","v":1.587888930695196},{"$f":"IFERROR(IF(OR(F38=\"\",'Cost scenario - input'!$G23=\"\"),\"\",F38/'Cost scenario - input'!$G23),\"\")","v":1.7315248067168629},{"$f":"IFERROR(IF(OR(G38=\"\",'Cost scenario - input'!$G23=\"\"),\"\",G38/'Cost scenario - input'!$G23),\"\")","v":1.8664524788889343},{"$f":"IFERROR(IF(OR(H38=\"\",'Cost scenario - input'!$G23=\"\"),\"\",H38/'Cost scenario - input'!$G23),\"\")","v":1.9894833562472825},{"$f":"IFERROR(IF(OR(I38=\"\",'Cost scenario - input'!$G23=\"\"),\"\",I38/'Cost scenario - input'!$G23),\"\")","v":2.0978319434491017},{"$f":"IFERROR(IF(OR(J38=\"\",'Cost scenario - input'!$G23=\"\"),\"\",J38/'Cost scenario - input'!$G23),\"\")","v":2.1892700757238885},{"$f":"IFERROR(IF(OR(K38=\"\",'Cost scenario - input'!$G23=\"\"),\"\",K38/'Cost scenario - input'!$G23),\"\")","v":2.2622485129673078},{"$f":"IFERROR(IF(OR(L38=\"\",'Cost scenario - input'!$G23=\"\"),\"\",L38/'Cost scenario - input'!$G23),\"\")","v":2.315975686860781},{"$f":"IFERROR(IF(OR(M38=\"\",'Cost scenario - input'!$G23=\"\"),\"\",M38/'Cost scenario - input'!$G23),\"\")","v":2.3504463818213699},{"$f":"IFERROR(IF(OR(N38=\"\",'Cost scenario - input'!$G23=\"\"),\"\",N38/'Cost scenario - input'!$G23),\"\")","v":2.3664168098497296},{"$f":"IFERROR(IF(OR(O38=\"\",'Cost scenario - input'!$G23=\"\"),\"\",O38/'Cost scenario - input'!$G23),\"\")","v":2.3653267017022488},{"$f":"IFERROR(IF(OR(P38=\"\",'Cost scenario - input'!$G23=\"\"),\"\",P38/'Cost scenario - input'!$G23),\"\")","v":2.3491734409160037},{"$f":"IFERROR(IF(OR(Q38=\"\",'Cost scenario - input'!$G23=\"\"),\"\",Q38/'Cost scenario - input'!$G23),\"\")","v":2.3203476263932852},{"$f":"IFERROR(IF(OR(R38=\"\",'Cost scenario - input'!$G23=\"\"),\"\",R38/'Cost scenario - input'!$G23),\"\")","v":2.2814434217233139},{"$f":"IFERROR(IF(OR(S38=\"\",'Cost scenario - input'!$G23=\"\"),\"\",S38/'Cost scenario - input'!$G23),\"\")","v":2.2350602441986074},{"$f":"IFERROR(IF(OR(T38=\"\",'Cost scenario - input'!$G23=\"\"),\"\",T38/'Cost scenario - input'!$G23),\"\")","v":2.1836143538157797},{"$f":"IFERROR(IF(OR(U38=\"\",'Cost scenario - input'!$G23=\"\"),\"\",U38/'Cost scenario - input'!$G23),\"\")","v":2.1291793500586835},{"$f":"IFERROR(IF(OR(V38=\"\",'Cost scenario - input'!$G23=\"\"),\"\",V38/'Cost scenario - input'!$G23),\"\")","v":2.0733732106006899},{"$f":"IFERROR(IF(OR(W38=\"\",'Cost scenario - input'!$G23=\"\"),\"\",W38/'Cost scenario - input'!$G23),\"\")","v":2.0173062354115174}]
[{"$f":"IFERROR('Cost scenario - input'!A24,\"\")","v":2},{"$f":"IFERROR('Cost scenario - input'!B24,\"\")","v":"POLES"},{"$f":"IFERROR('Cost scenario - input'!C24,\"\")","v":"> 22 kv & < = 66 kv ; wood"},{"$f":"IFERROR(repcalc('Cost scenario - input'!$CY24:$GK24,'Cost scenario - input'!$J24,'Cost scenario - input'!$H24,'Cost scenario - input'!$I24,20,TRUE,TRUE),\"\")","v":858.31165687458008},983.29460686249877,1121.5769644340144,1271.9802505569446,1432.6730026253306,1601.2030382432497,1774.5748370540457,1949.3696968778497,2121.9022660597102,2288.4032612186688,2445.2150985921967,2588.9852150747652,2716.8413537801143,2826.5342081285485,2916.5355344532236,2986.083923631365,3035.1754420606826,3064.5017407867322,3075.3433465918702,3069.4300663381046,{"$f":"IFERROR(IF(OR(D39=\"\",'Cost scenario - input'!$G24=\"\"),\"\",D39/'Cost scenario - input'!$G24),\"\")","v":101.83390375501239},{"$f":"IFERROR(IF(OR(E39=\"\",'Cost scenario - input'!$G24=\"\"),\"\",E39/'Cost scenario - input'!$G24),\"\")","v":116.66243555712332},{"$f":"IFERROR(IF(OR(F39=\"\",'Cost scenario - input'!$G24=\"\"),\"\",F39/'Cost scenario - input'!$G24),\"\")","v":133.06886809146744},{"$f":"IFERROR(IF(OR(G39=\"\",'Cost scenario - input'!$G24=\"\"),\"\",G39/'Cost scenario - input'!$G24),\"\")","v":150.91338137613104},{"$f":"IFERROR(IF(OR(H39=\"\",'Cost scenario - input'!$G24=\"\"),\"\",H39/'Cost scenario - input'!$G24),\"\")","v":169.97868256037356},{"$f":"IFERROR(IF(OR(I39=\"\",'Cost scenario - input'!$G24=\"\"),\"\",I39/'Cost scenario - input'!$G24),\"\")","v":189.97383384311067},{"$f":"IFERROR(IF(OR(J39=\"\",'Cost scenario - input'!$G24=\"\"),\"\",J39/'Cost scenario - input'!$G24),\"\")","v":210.54343339651837},{"$f":"IFERROR(IF(OR(K39=\"\",'Cost scenario - input'!$G24=\"\"),\"\",K39/'Cost scenario - input'!$G24),\"\")","v":231.28187122338474},{"$f":"IFERROR(IF(OR(L39=\"\",'Cost scenario - input'!$G24=\"\"),\"\",L39/'Cost scenario - input'!$G24),\"\")","v":251.75190084950916},{"$f":"IFERROR(IF(OR(M39=\"\",'Cost scenario - input'!$G24=\"\"),\"\",M39/'Cost scenario - input'!$G24),\"\")","v":271.50631776826805},{"$f":"IFERROR(IF(OR(N39=\"\",'Cost scenario - input'!$G24=\"\"),\"\",N39/'Cost scenario - input'!$G24),\"\")","v":290.11117001143862},{"$f":"IFERROR(IF(OR(O39=\"\",'Cost scenario - input'!$G24=\"\"),\"\",O39/'Cost scenario - input'!$G24),\"\")","v":307.16869461508287},{"$f":"IFERROR(IF(OR(P39=\"\",'Cost scenario - input'!$G24=\"\"),\"\",P39/'Cost scenario - input'!$G24),\"\")","v":322.33811427648982},{"$f":"IFERROR(IF(OR(Q39=\"\",'Cost scenario - input'!$G24=\"\"),\"\",Q39/'Cost scenario - input'!$G24),\"\")","v":335.35256128167981},{"$f":"IFERROR(IF(OR(R39=\"\",'Cost scenario - input'!$G24=\"\"),\"\",R39/'Cost scenario - input'!$G24),\"\")","v":346.03071802039187},{"$f":"IFERROR(IF(OR(S39=\"\",'Cost scenario - input'!$G24=\"\"),\"\",S39/'Cost scenario - input'!$G24),\"\")","v":354.2822475355245},{"$f":"IFERROR(IF(OR(T39=\"\",'Cost scenario - input'!$G24=\"\"),\"\",T39/'Cost scenario - input'!$G24),\"\")","v":360.10668312704655},{"$f":"IFERROR(IF(OR(U39=\"\",'Cost scenario - input'!$G24=\"\"),\"\",U39/'Cost scenario - input'!$G24),\"\")","v":363.58608534422473},{"$f":"IFERROR(IF(OR(V39=\"\",'Cost scenario - input'!$G24=\"\"),\"\",V39/'Cost scenario - input'!$G24),\"\")","v":364.8723815668933},{"$f":"IFERROR(IF(OR(W39=\"\",'Cost scenario - input'!$G24=\"\"),\"\",W39/'Cost scenario - input'!$G24),\"\")","v":364.1708037572302}]
[{"$f":"IFERROR('Cost scenario - input'!A25,\"\")","v":2},{"$f":"IFERROR('Cost scenario - input'!B25,\"\")","v":"POLES"},{"$f":"IFERROR('Cost scenario - input'!C25,\"\")","v":"> 66 kv & < = 132 kv ; concrete"},{"$f":"IFERROR(repcalc('Cost scenario - input'!$CY25:$GK25,'Cost scenario - input'!$J25,'Cost scenario - input'!$H25,'Cost scenario - input'!$I25,20,TRUE,TRUE),\"\")","v":164.27628877949968},156.30157493813644,148.15370504628751,140.49880556163293,133.99415434552279,129.25788408490047,126.8411588543122,127.20335927254914,130.69084741854178,137.52015819319513,147.76687450486659,161.36183242474269,178.09649377438376,197.63916217892384,219.56310565565207,243.38656938234882,268.62319872463468,294.83972083480734,321.71610149894008,349.10208646562899,{"$f":"IFERROR(IF(OR(D40=\"\",'Cost scenario - input'!$G25=\"\"),\"\",D40/'Cost scenario - input'!$G25),\"\")","v":9.9654821845419654},{"$f":"IFERROR(IF(OR(E40=\"\",'Cost scenario - input'!$G25=\"\"),\"\",E40/'Cost scenario - input'!$G25),\"\")","v":9.4817126198447923},{"$f":"IFERROR(IF(OR(F40=\"\",'Cost scenario - input'!$G25=\"\"),\"\",F40/'Cost scenario - input'!$G25),\"\")","v":8.9874389005366222},{"$f":"IFERROR(IF(OR(G40=\"\",'Cost scenario - input'!$G25=\"\"),\"\",G40/'Cost scenario - input'!$G25),\"\")","v":8.5230702140661236},{"$f":"IFERROR(IF(OR(H40=\"\",'Cost scenario - input'!$G25=\"\"),\"\",H40/'Cost scenario - input'!$G25),\"\")","v":8.1284789660387684},{"$f":"IFERROR(IF(OR(I40=\"\",'Cost scenario - input'!$G25=\"\"),\"\",I40/'Cost scenario - input'!$G25),\"\")","v":7.8411629008045409},{"$f":"IFERROR(IF(OR(J40=\"\",'Cost scenario - input'!$G25=\"\"),\"\",J40/'Cost scenario - input'!$G25),\"\")","v":7.6945572499872936},{"$f":"IFERROR(IF(OR(K40=\"\",'Cost scenario - input'!$G25=\"\"),\"\",K40/'Cost scenario - input'!$G25),\"\")","v":7.7165293912012869},{"$f":"IFERROR(IF(OR(L40=\"\",'Cost scenario - input'!$G25=\"\"),\"\",L40/'Cost scenario - input'!$G25),\"\")","v":7.928090665478309},{"$f":"IFERROR(IF(OR(M40=\"\",'Cost scenario - input'!$G25=\"\"),\"\",M40/'Cost scenario - input'!$G25),\"\")","v":8.342376715906795},{"$f":"IFERROR(IF(OR(N40=\"\",'Cost scenario - input'!$G25=\"\"),\"\",N40/'Cost scenario - input'!$G25),\"\")","v":8.9639726237074626},{"$f":"IFERROR(IF(OR(O40=\"\",'Cost scenario - input'!$G25=\"\"),\"\",O40/'Cost scenario - input'!$G25),\"\")","v":9.7886827018123537},{"$f":"IFERROR(IF(OR(P40=\"\",'Cost scenario - input'!$G25=\"\"),\"\",P40/'Cost scenario - input'!$G25),\"\")","v":10.803856411805505},{"$f":"IFERROR(IF(OR(Q40=\"\",'Cost scenario - input'!$G25=\"\"),\"\",Q40/'Cost scenario - input'!$G25),\"\")","v":11.989372077339331},{"$f":"IFERROR(IF(OR(R40=\"\",'Cost scenario - input'!$G25=\"\"),\"\",R40/'Cost scenario - input'!$G25),\"\")","v":13.319342882958754},{"$f":"IFERROR(IF(OR(S40=\"\",'Cost scenario - input'!$G25=\"\"),\"\",S40/'Cost scenario - input'!$G25),\"\")","v":14.764544166152737},{"$f":"IFERROR(IF(OR(T40=\"\",'Cost scenario - input'!$G25=\"\"),\"\",T40/'Cost scenario - input'!$G25),\"\")","v":16.295472226294201},{"$f":"IFERROR(IF(OR(U40=\"\",'Cost scenario - input'!$G25=\"\"),\"\",U40/'Cost scenario - input'!$G25),\"\")","v":17.885843459846072},{"$f":"IFERROR(IF(OR(V40=\"\",'Cost scenario - input'!$G25=\"\"),\"\",V40/'Cost scenario - input'!$G25),\"\")","v":19.516243651397069},{"$f":"IFERROR(IF(OR(W40=\"\",'Cost scenario - input'!$G25=\"\"),\"\",W40/'Cost scenario - input'!$G25),\"\")","v":21.177557936734942}]
[{"$f":"IFERROR('Cost scenario - input'!A26,\"\")","v":2},{"$f":"IFERROR('Cost scenario - input'!B26,\"\")","v":"POLES"},{"$f":"IFERROR('Cost scenario - input'!C26,\"\")","v":"> 66 kv & < = 132 kv ; steel"},{"$f":"IFERROR(repcalc('Cost scenario - input'!$CY26:$GK26,'Cost scenario - input'!$J26,'Cost scenario - input'!$H26,'Cost scenario - input'!$I26,20,TRUE,TRUE),\"\")","v":46.638403788477305},51.426549546321198,56.233580602259167,61.006743905495981,65.698326217566219,70.267846131129161,74.683715338345792,78.92418652218123,82.977435327434435,86.840672244408253,90.518249384404413,94.018817241608332,97.351693947766989,100.52272558338511,103.53002705794925,106.36008124474834,108.98472041735729,111.35950175980943,113.42390715418976,115.10364555823594,{"$f":"IFERROR(IF(OR(D41=\"\",'Cost scenario - input'!$G26=\"\"),\"\",D41/'Cost scenario - input'!$G26),\"\")","v":2.7016985101561213},{"$f":"IFERROR(IF(OR(E41=\"\",'Cost scenario - input'!$G26=\"\"),\"\",E41/'Cost scenario - input'!$G26),\"\")","v":2.9790692006078654},{"$f":"IFERROR(IF(OR(F41=\"\",'Cost scenario - input'!$G26=\"\"),\"\",F41/'Cost scenario - input'!$G26),\"\")","v":3.2575338903730517},{"$f":"IFERROR(IF(OR(G41=\"\",'Cost scenario - input'!$G26=\"\"),\"\",G41/'Cost scenario - input'!$G26),\"\")","v":3.5340366678603212},{"$f":"IFERROR(IF(OR(H41=\"\",'Cost scenario - input'!$G26=\"\"),\"\",H41/'Cost scenario - input'!$G26),\"\")","v":3.8058135708667353},{"$f":"IFERROR(IF(OR(I41=\"\",'Cost scenario - input'!$G26=\"\"),\"\",I41/'Cost scenario - input'!$G26),\"\")","v":4.0705195672081427},{"$f":"IFERROR(IF(OR(J41=\"\",'Cost scenario - input'!$G26=\"\"),\"\",J41/'Cost scenario - input'!$G26),\"\")","v":4.3263247897086821},{"$f":"IFERROR(IF(OR(K41=\"\",'Cost scenario - input'!$G26=\"\"),\"\",K41/'Cost scenario - input'!$G26),\"\")","v":4.5719694462386871},{"$f":"IFERROR(IF(OR(L41=\"\",'Cost scenario - input'!$G26=\"\"),\"\",L41/'Cost scenario - input'!$G26),\"\")","v":4.8067685681835544},{"$f":"IFERROR(IF(OR(M41=\"\",'Cost scenario - input'!$G26=\"\"),\"\",M41/'Cost scenario - input'!$G26),\"\")","v":5.0305605630876977},{"$f":"IFERROR(IF(OR(N41=\"\",'Cost scenario - input'!$G26=\"\"),\"\",N41/'Cost scenario - input'!$G26),\"\")","v":5.2435975427659471},{"$f":"IFERROR(IF(OR(O41=\"\",'Cost scenario - input'!$G26=\"\"),\"\",O41/'Cost scenario - input'!$G26),\"\")","v":5.4463806184346915},{"$f":"IFERROR(IF(OR(P41=\"\",'Cost scenario - input'!$G26=\"\"),\"\",P41/'Cost scenario - input'!$G26),\"\")","v":5.6394495766349193},{"$f":"IFERROR(IF(OR(Q41=\"\",'Cost scenario - input'!$G26=\"\"),\"\",Q41/'Cost scenario - input'!$G26),\"\")","v":5.8231430727601889},{"$f":"IFERROR(IF(OR(R41=\"\",'Cost scenario - input'!$G26=\"\"),\"\",R41/'Cost scenario - input'!$G26),\"\")","v":5.9973519061128346},{"$f":"IFERROR(IF(OR(S41=\"\",'Cost scenario - input'!$G26=\"\"),\"\",S41/'Cost scenario - input'!$G26),\"\")","v":6.1612930481556338},{"$f":"IFERROR(IF(OR(T41=\"\",'Cost scenario - input'!$G26=\"\"),\"\",T41/'Cost scenario - input'!$G26),\"\")","v":6.3133347812838796},{"$f":"IFERROR(IF(OR(U41=\"\",'Cost scenario - input'!$G26=\"\"),\"\",U41/'Cost scenario - input'!$G26),\"\")","v":6.4509025943665952},{"$f":"IFERROR(IF(OR(V41=\"\",'Cost scenario - input'!$G26=\"\"),\"\",V41/'Cost scenario - input'!$G26),\"\")","v":6.5704907561667119},{"$f":"IFERROR(IF(OR(W41=\"\",'Cost scenario - input'!$G26=\"\"),\"\",W41/'Cost scenario - input'!$G26),\"\")","v":6.6677956889051009}]
[{"$f":"IFERROR('Cost scenario - input'!A27,\"\")","v":2},{"$f":"IFERROR('Cost scenario - input'!B27,\"\")","v":"POLES"},{"$f":"IFERROR('Cost scenario - input'!C27,\"\")","v":"> 66 kv & < = 132 kv ; wood"},{"$f":"IFERROR(repcalc('Cost scenario - input'!$CY27:$GK27,'Cost scenario - input'!$J27,'Cost scenario - input'!$H27,'Cost scenario - input'!$I27,20,TRUE,TRUE),\"\")","v":443.92764636715407},524.21787583461742,612.65084314870785,708.73682486717098,811.70217590444884,920.48652608672455,1033.7540470635672,1149.9194729962362,1267.1884857271471,1383.6109170007671,1497.1440968757699,1605.7227238959736,1707.3309803830593,1800.0723713046232,1882.2329865629608,1952.3345701367664,2009.1748512743573,2051.8539144229549,2079.786771182205,2092.7035475142084,{"$f":"IFERROR(IF(OR(D42=\"\",'Cost scenario - input'!$G27=\"\"),\"\",D42/'Cost scenario - input'!$G27),\"\")","v":29.348300723959646},{"$f":"IFERROR(IF(OR(E42=\"\",'Cost scenario - input'!$G27=\"\"),\"\",E42/'Cost scenario - input'!$G27),\"\")","v":34.656331928796966},{"$f":"IFERROR(IF(OR(F42=\"\",'Cost scenario - input'!$G27=\"\"),\"\",F42/'Cost scenario - input'!$G27),\"\")","v":40.502684008657084},{"$f":"IFERROR(IF(OR(G42=\"\",'Cost scenario - input'!$G27=\"\"),\"\",G42/'Cost scenario - input'!$G27),\"\")","v":46.854981077576447},{"$f":"IFERROR(IF(OR(H42=\"\",'Cost scenario - input'!$G27=\"\"),\"\",H42/'Cost scenario - input'!$G27),\"\")","v":53.662077033683786},{"$f":"IFERROR(IF(OR(I42=\"\",'Cost scenario - input'!$G27=\"\"),\"\",I42/'Cost scenario - input'!$G27),\"\")","v":60.853870221913077},{"$f":"IFERROR(IF(OR(J42=\"\",'Cost scenario - input'!$G27=\"\"),\"\",J42/'Cost scenario - input'!$G27),\"\")","v":68.342048295725746},{"$f":"IFERROR(IF(OR(K42=\"\",'Cost scenario - input'!$G27=\"\"),\"\",K42/'Cost scenario - input'!$G27),\"\")","v":76.021808459117722},{"$f":"IFERROR(IF(OR(L42=\"\",'Cost scenario - input'!$G27=\"\"),\"\",L42/'Cost scenario - input'!$G27),\"\")","v":83.774527352372189},{"$f":"IFERROR(IF(OR(M42=\"\",'Cost scenario - input'!$G27=\"\"),\"\",M42/'Cost scenario - input'!$G27),\"\")","v":91.47127828012772},{"$f":"IFERROR(IF(OR(N42=\"\",'Cost scenario - input'!$G27=\"\"),\"\",N42/'Cost scenario - input'!$G27),\"\")","v":98.977019209727814},{"$f":"IFERROR(IF(OR(O42=\"\",'Cost scenario - input'!$G27=\"\"),\"\",O42/'Cost scenario - input'!$G27),\"\")","v":106.15521192662854},{"$f":"IFERROR(IF(OR(P42=\"\",'Cost scenario - input'!$G27=\"\"),\"\",P42/'Cost scenario - input'!$G27),\"\")","v":112.87258961604125},{"$f":"IFERROR(IF(OR(Q42=\"\",'Cost scenario - input'!$G27=\"\"),\"\",Q42/'Cost scenario - input'!$G27),\"\")","v":119.0037739488892},{"$f":"IFERROR(IF(OR(R42=\"\",'Cost scenario - input'!$G27=\"\"),\"\",R42/'Cost scenario - input'!$G27),\"\")","v":124.43545738649375},{"$f":"IFERROR(IF(OR(S42=\"\",'Cost scenario - input'!$G27=\"\"),\"\",S42/'Cost scenario - input'!$G27),\"\")","v":129.06991161070368},{"$f":"IFERROR(IF(OR(T42=\"\",'Cost scenario - input'!$G27=\"\"),\"\",T42/'Cost scenario - input'!$G27),\"\")","v":132.82765384124897},{"$f":"IFERROR(IF(OR(U42=\"\",'Cost scenario - input'!$G27=\"\"),\"\",U42/'Cost scenario - input'!$G27),\"\")","v":135.64919016626075},{"$f":"IFERROR(IF(OR(V42=\"\",'Cost scenario - input'!$G27=\"\"),\"\",V42/'Cost scenario - input'!$G27),\"\")","v":137.49584668102926},{"$f":"IFERROR(IF(OR(W42=\"\",'Cost scenario - input'!$G27=\"\"),\"\",W42/'Cost scenario - input'!$G27),\"\")","v":138.34978186456195}]
[{"$f":"IFERROR('Cost scenario - input'!A28,\"\")","v":2},{"$f":"IFERROR('Cost scenario - input'!B28,\"\")","v":"POLES"},{"$f":"IFERROR('Cost scenario - input'!C28,\"\")","v":"staked wooden pole"},{"$f":"IFERROR(repcalc('Cost scenario - input'!$CY28:$GK28,'Cost scenario - input'!$J28,'Cost scenario - input'!$H28,'Cost scenario - input'!$I28,20,TRUE,TRUE),\"\")","v":5444.8989859000621},6910.4584483961235,8507.7786477095833,10171.648325686072,11819.952046789893,13359.530053981145,14694.870913013903,15738.984247384809,16424.965296266331,16716.15796125968,16612.799367960182,16153.663462539735,15412.267169415367,14488.260915604862,13495.390955843794,12547.815116243106,11746.664923153212,11168.672073392047,10858.416501854952,10825.24501483226,{"$f":"IFERROR(IF(OR(D43=\"\",'Cost scenario - input'!$G28=\"\"),\"\",D43/'Cost scenario - input'!$G28),\"\")","v":593.75419582474876},{"$f":"IFERROR(IF(OR(E43=\"\",'Cost scenario - input'!$G28=\"\"),\"\",E43/'Cost scenario - input'!$G28),\"\")","v":753.57021488058365},{"$f":"IFERROR(IF(OR(F43=\"\",'Cost scenario - input'!$G28=\"\"),\"\",F43/'Cost scenario - input'!$G28),\"\")","v":927.75445096539943},{"$f":"IFERROR(IF(OR(G43=\"\",'Cost scenario - input'!$G28=\"\"),\"\",G43/'Cost scenario - input'!$G28),\"\")","v":1109.195760558548},{"$f":"IFERROR(IF(OR(H43=\"\",'Cost scenario - input'!$G28=\"\"),\"\",H43/'Cost scenario - input'!$G28),\"\")","v":1288.9396369708227},{"$f":"IFERROR(IF(OR(I43=\"\",'Cost scenario - input'!$G28=\"\"),\"\",I43/'Cost scenario - input'!$G28),\"\")","v":1456.8272146718077},{"$f":"IFERROR(IF(OR(J43=\"\",'Cost scenario - input'!$G28=\"\"),\"\",J43/'Cost scenario - input'!$G28),\"\")","v":1602.4431829312925},{"$f":"IFERROR(IF(OR(K43=\"\",'Cost scenario - input'!$G28=\"\"),\"\",K43/'Cost scenario - input'!$G28),\"\")","v":1716.3014335259663},{"$f":"IFERROR(IF(OR(L43=\"\",'Cost scenario - input'!$G28=\"\"),\"\",L43/'Cost scenario - input'!$G28),\"\")","v":1791.1061502129805},{"$f":"IFERROR(IF(OR(M43=\"\",'Cost scenario - input'!$G28=\"\"),\"\",M43/'Cost scenario - input'!$G28),\"\")","v":1822.8600665080155},{"$f":"IFERROR(IF(OR(N43=\"\",'Cost scenario - input'!$G28=\"\"),\"\",N43/'Cost scenario - input'!$G28),\"\")","v":1811.5890404329605},{"$f":"IFERROR(IF(OR(O43=\"\",'Cost scenario - input'!$G28=\"\"),\"\",O43/'Cost scenario - input'!$G28),\"\")","v":1761.521285089264},{"$f":"IFERROR(IF(OR(P43=\"\",'Cost scenario - input'!$G28=\"\"),\"\",P43/'Cost scenario - input'!$G28),\"\")","v":1680.6736585398173},{"$f":"IFERROR(IF(OR(Q43=\"\",'Cost scenario - input'!$G28=\"\"),\"\",Q43/'Cost scenario - input'!$G28),\"\")","v":1579.9128195253531},{"$f":"IFERROR(IF(OR(R43=\"\",'Cost scenario - input'!$G28=\"\"),\"\",R43/'Cost scenario - input'!$G28),\"\")","v":1471.6425456335717},{"$f":"IFERROR(IF(OR(S43=\"\",'Cost scenario - input'!$G28=\"\"),\"\",S43/'Cost scenario - input'!$G28),\"\")","v":1368.3114954006785},{"$f":"IFERROR(IF(OR(T43=\"\",'Cost scenario - input'!$G28=\"\"),\"\",T43/'Cost scenario - input'!$G28),\"\")","v":1280.9478381749423},{"$f":"IFERROR(IF(OR(U43=\"\",'Cost scenario - input'!$G28=\"\"),\"\",U43/'Cost scenario - input'!$G28),\"\")","v":1217.9189958417605},{"$f":"IFERROR(IF(OR(V43=\"\",'Cost scenario - input'!$G28=\"\"),\"\",V43/'Cost scenario - input'!$G28),\"\")","v":1184.0863117359224},{"$f":"IFERROR(IF(OR(W43=\"\",'Cost scenario - input'!$G28=\"\"),\"\",W43/'Cost scenario - input'!$G28),\"\")","v":1180.4690344177441}]
[{"$f":"IFERROR('Cost scenario - input'!A29,\"\")","v":3},{"$f":"IFERROR('Cost scenario - input'!B29,\"\")","v":"SERVICE LINES"},{"$f":"IFERROR('Cost scenario - input'!C29,\"\")","v":"˂ = 11 kv ; commercial and industrial ; complex type"},{"$f":"IFERROR(repcalc('Cost scenario - input'!$CY29:$GK29,'Cost scenario - input'!$J29,'Cost scenario - input'!$H29,'Cost scenario - input'!$I29,20,TRUE,TRUE),\"\")","v":416.66474042068103},387.28011411164618,362.34951026189839,339.58124966118294,317.7320642305703,296.22962293304323,274.91495624138588,253.86910557922479,233.29778248220333,213.45551857213235,194.59665580768234,176.94475953523019,160.67493861624149,145.90544883637031,132.69612726042575,121.05189214826594,110.92992593753127,102.24936805877796,94.902469418912474,88.766258945943349,{"$f":"IFERROR(IF(OR(D44=\"\",'Cost scenario - input'!$G29=\"\"),\"\",D44/'Cost scenario - input'!$G29),\"\")","v":1111.0324265496954},{"$f":"IFERROR(IF(OR(E44=\"\",'Cost scenario - input'!$G29=\"\"),\"\",E44/'Cost scenario - input'!$G29),\"\")","v":1032.6786099094368},{"$f":"IFERROR(IF(OR(F44=\"\",'Cost scenario - input'!$G29=\"\"),\"\",F44/'Cost scenario - input'!$G29),\"\")","v":966.20140028865433},{"$f":"IFERROR(IF(OR(G44=\"\",'Cost scenario - input'!$G29=\"\"),\"\",G44/'Cost scenario - input'!$G29),\"\")","v":905.49005764423339},{"$f":"IFERROR(IF(OR(H44=\"\",'Cost scenario - input'!$G29=\"\"),\"\",H44/'Cost scenario - input'!$G29),\"\")","v":847.22941988880757},{"$f":"IFERROR(IF(OR(I44=\"\",'Cost scenario - input'!$G29=\"\"),\"\",I44/'Cost scenario - input'!$G29),\"\")","v":789.893371949129},{"$f":"IFERROR(IF(OR(J44=\"\",'Cost scenario - input'!$G29=\"\"),\"\",J44/'Cost scenario - input'!$G29),\"\")","v":733.05802314658706},{"$f":"IFERROR(IF(OR(K44=\"\",'Cost scenario - input'!$G29=\"\"),\"\",K44/'Cost scenario - input'!$G29),\"\")","v":676.9394696390948},{"$f":"IFERROR(IF(OR(L44=\"\",'Cost scenario - input'!$G29=\"\"),\"\",L44/'Cost scenario - input'!$G29),\"\")","v":622.08623921036724},{"$f":"IFERROR(IF(OR(M44=\"\",'Cost scenario - input'!$G29=\"\"),\"\",M44/'Cost scenario - input'!$G29),\"\")","v":569.17703792305008},{"$f":"IFERROR(IF(OR(N44=\"\",'Cost scenario - input'!$G29=\"\"),\"\",N44/'Cost scenario - input'!$G29),\"\")","v":518.89006610489275},{"$f":"IFERROR(IF(OR(O44=\"\",'Cost scenario - input'!$G29=\"\"),\"\",O44/'Cost scenario - input'!$G29),\"\")","v":471.82145855008707},{"$f":"IFERROR(IF(OR(P44=\"\",'Cost scenario - input'!$G29=\"\"),\"\",P44/'Cost scenario - input'!$G29),\"\")","v":428.4381413130622},{"$f":"IFERROR(IF(OR(Q44=\"\",'Cost scenario - input'!$G29=\"\"),\"\",Q44/'Cost scenario - input'!$G29),\"\")","v":389.05544228154918},{"$f":"IFERROR(IF(OR(R44=\"\",'Cost scenario - input'!$G29=\"\"),\"\",R44/'Cost scenario - input'!$G29),\"\")","v":353.83291639951875},{"$f":"IFERROR(IF(OR(S44=\"\",'Cost scenario - input'!$G29=\"\"),\"\",S44/'Cost scenario - input'!$G29),\"\")","v":322.78367815844206},{"$f":"IFERROR(IF(OR(T44=\"\",'Cost scenario - input'!$G29=\"\"),\"\",T44/'Cost scenario - input'!$G29),\"\")","v":295.79355495000277},{"$f":"IFERROR(IF(OR(U44=\"\",'Cost scenario - input'!$G29=\"\"),\"\",U44/'Cost scenario - input'!$G29),\"\")","v":272.6469328621846},{"$f":"IFERROR(IF(OR(V44=\"\",'Cost scenario - input'!$G29=\"\"),\"\",V44/'Cost scenario - input'!$G29),\"\")","v":253.05649999948764},{"$f":"IFERROR(IF(OR(W44=\"\",'Cost scenario - input'!$G29=\"\"),\"\",W44/'Cost scenario - input'!$G29),\"\")","v":236.6943552096038}]
[{"$f":"IFERROR('Cost scenario - input'!A30,\"\")","v":3},{"$f":"IFERROR('Cost scenario - input'!B30,\"\")","v":"SERVICE LINES"},{"$f":"IFERROR('Cost scenario - input'!C30,\"\")","v":"˂ = 11 kv ; commercial and industrial ; simple type"},{"$f":"IFERROR(repcalc('Cost scenario - input'!$CY30:$GK30,'Cost scenario - input'!$J30,'Cost scenario - input'!$H30,'Cost scenario - input'!$I30,20,TRUE,TRUE),\"\")","v":452.81061138841244},440.06600646109274,427.78626911969911,414.64577425814383,400.01365154366874,383.73552567859059,365.97351977528285,347.08746508578156,327.54551137088396,307.85639878288089,288.51853149397476,269.98284143612045,252.62747460000224,236.74281097466832,222.52545719445439,210.07980129007245,199.42561787327165,190.51014122539698,183.2230265983124,177.41271038966815,{"$f":"IFERROR(IF(OR(D45=\"\",'Cost scenario - input'!$G30=\"\"),\"\",D45/'Cost scenario - input'!$G30),\"\")","v":1207.4150354800418},{"$f":"IFERROR(IF(OR(E45=\"\",'Cost scenario - input'!$G30=\"\"),\"\",E45/'Cost scenario - input'!$G30),\"\")","v":1173.4316719645183},{"$f":"IFERROR(IF(OR(F45=\"\",'Cost scenario - input'!$G30=\"\"),\"\",F45/'Cost scenario - input'!$G30),\"\")","v":1140.687873288329},{"$f":"IFERROR(IF(OR(G45=\"\",'Cost scenario - input'!$G30=\"\"),\"\",G45/'Cost scenario - input'!$G30),\"\")","v":1105.6488731623349},{"$f":"IFERROR(IF(OR(H45=\"\",'Cost scenario - input'!$G30=\"\"),\"\",H45/'Cost scenario - input'!$G30),\"\")","v":1066.6324620577554},{"$f":"IFERROR(IF(OR(I45=\"\",'Cost scenario - input'!$G30=\"\"),\"\",I45/'Cost scenario - input'!$G30),\"\")","v":1023.2269997637795},{"$f":"IFERROR(IF(OR(J45=\"\",'Cost scenario - input'!$G30=\"\"),\"\",J45/'Cost scenario - input'!$G30),\"\")","v":975.86478596278062},{"$f":"IFERROR(IF(OR(K45=\"\",'Cost scenario - input'!$G30=\"\"),\"\",K45/'Cost scenario - input'!$G30),\"\")","v":925.50530714429067},{"$f":"IFERROR(IF(OR(L45=\"\",'Cost scenario - input'!$G30=\"\"),\"\",L45/'Cost scenario - input'!$G30),\"\")","v":873.3968800346114},{"$f":"IFERROR(IF(OR(M45=\"\",'Cost scenario - input'!$G30=\"\"),\"\",M45/'Cost scenario - input'!$G30),\"\")","v":820.89605523918203},{"$f":"IFERROR(IF(OR(N45=\"\",'Cost scenario - input'!$G30=\"\"),\"\",N45/'Cost scenario - input'!$G30),\"\")","v":769.3318225743368},{"$f":"IFERROR(IF(OR(O45=\"\",'Cost scenario - input'!$G30=\"\"),\"\",O45/'Cost scenario - input'!$G30),\"\")","v":719.90658759534938},{"$f":"IFERROR(IF(OR(P45=\"\",'Cost scenario - input'!$G30=\"\"),\"\",P45/'Cost scenario - input'!$G30),\"\")","v":673.62867286197343},{"$f":"IFERROR(IF(OR(Q45=\"\",'Cost scenario - input'!$G30=\"\"),\"\",Q45/'Cost scenario - input'!$G30),\"\")","v":631.27237375501772},{"$f":"IFERROR(IF(OR(R45=\"\",'Cost scenario - input'!$G30=\"\"),\"\",R45/'Cost scenario - input'!$G30),\"\")","v":593.36193992853566},{"$f":"IFERROR(IF(OR(S45=\"\",'Cost scenario - input'!$G30=\"\"),\"\",S45/'Cost scenario - input'!$G30),\"\")","v":560.17572103829025},{"$f":"IFERROR(IF(OR(T45=\"\",'Cost scenario - input'!$G30=\"\"),\"\",T45/'Cost scenario - input'!$G30),\"\")","v":531.76644589174794},{"$f":"IFERROR(IF(OR(U45=\"\",'Cost scenario - input'!$G30=\"\"),\"\",U45/'Cost scenario - input'!$G30),\"\")","v":507.99341521981142},{"$f":"IFERROR(IF(OR(V45=\"\",'Cost scenario - input'!$G30=\"\"),\"\",V45/'Cost scenario - input'!$G30),\"\")","v":488.5623958383747},{"$f":"IFERROR(IF(OR(W45=\"\",'Cost scenario - input'!$G30=\"\"),\"\",W45/'Cost scenario - input'!$G30),\"\")","v":473.06924489454059}]
[{"$f":"IFERROR('Cost scenario - input'!A31,\"\")","v":3},{"$f":"IFERROR('Cost scenario - input'!B31,\"\")","v":"SERVICE LINES"},{"$f":"IFERROR('Cost scenario - input'!C31,\"\")","v":"˂ = 11 kv ; residential ; complex type"},{"$f":"IFERROR(repcalc('Cost scenario - input'!$CY31:$GK31,'Cost scenario - input'!$J31,'Cost scenario - input'!$H31,'Cost scenario - input'!$I31,20,TRUE,TRUE),\"\")","v":5734.9033673915073},5794.2034690624087,5968.9232902238282,6260.0104713848341,6665.8607284739446,7182.5388589953627,7803.9875161544342,8522.2243357056195,9327.5389718174065,10208.708930420837,11153.255636406679,12147.759511901137,13178.245316434159,14230.637655534829,15291.273023643949,16347.440998076843,17387.915346552578,18403.427802401449,19387.034641455979,20334.329882567807,{"$f":"IFERROR(IF(OR(D46=\"\",'Cost scenario - input'!$G31=\"\"),\"\",D46/'Cost scenario - input'!$G31),\"\")","v":548.09524689282762},{"$f":"IFERROR(IF(OR(E46=\"\",'Cost scenario - input'!$G31=\"\"),\"\",E46/'Cost scenario - input'!$G31),\"\")","v":553.76266651333742},{"$f":"IFERROR(IF(OR(F46=\"\",'Cost scenario - input'!$G31=\"\"),\"\",F46/'Cost scenario - input'!$G31),\"\")","v":570.46096069228474},{"$f":"IFERROR(IF(OR(G46=\"\",'Cost scenario - input'!$G31=\"\"),\"\",G46/'Cost scenario - input'!$G31),\"\")","v":598.28069717344988},{"$f":"IFERROR(IF(OR(H46=\"\",'Cost scenario - input'!$G31=\"\"),\"\",H46/'Cost scenario - input'!$G31),\"\")","v":637.06855158187591},{"$f":"IFERROR(IF(OR(I46=\"\",'Cost scenario - input'!$G31=\"\"),\"\",I46/'Cost scenario - input'!$G31),\"\")","v":686.44842938809393},{"$f":"IFERROR(IF(OR(J46=\"\",'Cost scenario - input'!$G31=\"\"),\"\",J46/'Cost scenario - input'!$G31),\"\")","v":745.84141883470488},{"$f":"IFERROR(IF(OR(K46=\"\",'Cost scenario - input'!$G31=\"\"),\"\",K46/'Cost scenario - input'!$G31),\"\")","v":814.48463071126025},{"$f":"IFERROR(IF(OR(L46=\"\",'Cost scenario - input'!$G31=\"\"),\"\",L46/'Cost scenario - input'!$G31),\"\")","v":891.45002943372583},{"$f":"IFERROR(IF(OR(M46=\"\",'Cost scenario - input'!$G31=\"\"),\"\",M46/'Cost scenario - input'!$G31),\"\")","v":975.66506063397492},{"$f":"IFERROR(IF(OR(N46=\"\",'Cost scenario - input'!$G31=\"\"),\"\",N46/'Cost scenario - input'!$G31),\"\")","v":1065.9371239720867},{"$f":"IFERROR(IF(OR(O46=\"\",'Cost scenario - input'!$G31=\"\"),\"\",O46/'Cost scenario - input'!$G31),\"\")","v":1160.9836857457924},{"$f":"IFERROR(IF(OR(P46=\"\",'Cost scenario - input'!$G31=\"\"),\"\",P46/'Cost scenario - input'!$G31),\"\")","v":1259.4691065580316},{"$f":"IFERROR(IF(OR(Q46=\"\",'Cost scenario - input'!$G31=\"\"),\"\",Q46/'Cost scenario - input'!$G31),\"\")","v":1360.0481751099508},{"$f":"IFERROR(IF(OR(R46=\"\",'Cost scenario - input'!$G31=\"\"),\"\",R46/'Cost scenario - input'!$G31),\"\")","v":1461.415045082417},{"$f":"IFERROR(IF(OR(S46=\"\",'Cost scenario - input'!$G31=\"\"),\"\",S46/'Cost scenario - input'!$G31),\"\")","v":1562.354958036939},{"$f":"IFERROR(IF(OR(T46=\"\",'Cost scenario - input'!$G31=\"\"),\"\",T46/'Cost scenario - input'!$G31),\"\")","v":1661.795002337607},{"$f":"IFERROR(IF(OR(U46=\"\",'Cost scenario - input'!$G31=\"\"),\"\",U46/'Cost scenario - input'!$G31),\"\")","v":1758.8493927177531},{"$f":"IFERROR(IF(OR(V46=\"\",'Cost scenario - input'!$G31=\"\"),\"\",V46/'Cost scenario - input'!$G31),\"\")","v":1852.8545047066368},{"$f":"IFERROR(IF(OR(W46=\"\",'Cost scenario - input'!$G31=\"\"),\"\",W46/'Cost scenario - input'!$G31),\"\")","v":1943.3892505943861}]
[{"$f":"IFERROR('Cost scenario - input'!A32,\"\")","v":3},{"$f":"IFERROR('Cost scenario - input'!B32,\"\")","v":"SERVICE LINES"},{"$f":"IFERROR('Cost scenario - input'!C32,\"\")","v":"˂ = 11 kv ; residential ; simple type"},{"$f":"IFERROR(repcalc('Cost scenario - input'!$CY32:$GK32,'Cost scenario - input'!$J32,'Cost scenario - input'!$H32,'Cost scenario - input'!$I32,20,TRUE,TRUE),\"\")","v":6429.1741173953806},6237.4185709215844,6082.8457165281643,5934.3615815327094,5773.7043163660574,5591.7596385747092,5385.8256716168389,5157.5689857236421,4911.4775466333595,4653.6736918215684,4390.9964149088046,4130.2958600902612,3877.9049403219396,3639.2655193552091,3418.6921997704285,3219.2579325599677,3042.7845426982626,2889.9194815672977,2760.278771249596,2652.6358042276142,{"$f":"IFERROR(IF(OR(D47=\"\",'Cost scenario - input'!$G32=\"\"),\"\",D47/'Cost scenario - input'!$G32),\"\")","v":16787.196587496277},{"$f":"IFERROR(IF(OR(E47=\"\",'Cost scenario - input'!$G32=\"\"),\"\",E47/'Cost scenario - input'!$G32),\"\")","v":16286.504275137111},{"$f":"IFERROR(IF(OR(F47=\"\",'Cost scenario - input'!$G32=\"\"),\"\",F47/'Cost scenario - input'!$G32),\"\")","v":15882.89957468703},{"$f":"IFERROR(IF(OR(G47=\"\",'Cost scenario - input'!$G32=\"\"),\"\",G47/'Cost scenario - input'!$G32),\"\")","v":15495.193110563008},{"$f":"IFERROR(IF(OR(H47=\"\",'Cost scenario - input'!$G32=\"\"),\"\",H47/'Cost scenario - input'!$G32),\"\")","v":15075.701424023537},{"$f":"IFERROR(IF(OR(I47=\"\",'Cost scenario - input'!$G32=\"\"),\"\",I47/'Cost scenario - input'!$G32),\"\")","v":14600.626240436904},{"$f":"IFERROR(IF(OR(J47=\"\",'Cost scenario - input'!$G32=\"\"),\"\",J47/'Cost scenario - input'!$G32),\"\")","v":14062.912698348971},{"$f":"IFERROR(IF(OR(K47=\"\",'Cost scenario - input'!$G32=\"\"),\"\",K47/'Cost scenario - input'!$G32),\"\")","v":13466.912374118861},{"$f":"IFERROR(IF(OR(L47=\"\",'Cost scenario - input'!$G32=\"\"),\"\",L47/'Cost scenario - input'!$G32),\"\")","v":12824.343781159041},{"$f":"IFERROR(IF(OR(M47=\"\",'Cost scenario - input'!$G32=\"\"),\"\",M47/'Cost scenario - input'!$G32),\"\")","v":12151.192935853705},{"$f":"IFERROR(IF(OR(N47=\"\",'Cost scenario - input'!$G32=\"\"),\"\",N47/'Cost scenario - input'!$G32),\"\")","v":11465.317113223286},{"$f":"IFERROR(IF(OR(O47=\"\",'Cost scenario - input'!$G32=\"\"),\"\",O47/'Cost scenario - input'!$G32),\"\")","v":10784.602703519098},{"$f":"IFERROR(IF(OR(P47=\"\",'Cost scenario - input'!$G32=\"\"),\"\",P47/'Cost scenario - input'!$G32),\"\")","v":10125.585556108832},{"$f":"IFERROR(IF(OR(Q47=\"\",'Cost scenario - input'!$G32=\"\"),\"\",Q47/'Cost scenario - input'!$G32),\"\")","v":9502.4749045469871},{"$f":"IFERROR(IF(OR(R47=\"\",'Cost scenario - input'!$G32=\"\"),\"\",R47/'Cost scenario - input'!$G32),\"\")","v":8926.5365942424505},{"$f":"IFERROR(IF(OR(S47=\"\",'Cost scenario - input'!$G32=\"\"),\"\",S47/'Cost scenario - input'!$G32),\"\")","v":8405.7943979956963},{"$f":"IFERROR(IF(OR(T47=\"\",'Cost scenario - input'!$G32=\"\"),\"\",T47/'Cost scenario - input'!$G32),\"\")","v":7945.0052773441466},{"$f":"IFERROR(IF(OR(U47=\"\",'Cost scenario - input'!$G32=\"\"),\"\",U47/'Cost scenario - input'!$G32),\"\")","v":7545.8597905821907},{"$f":"IFERROR(IF(OR(V47=\"\",'Cost scenario - input'!$G32=\"\"),\"\",V47/'Cost scenario - input'!$G32),\"\")","v":7207.3553341610314},{"$f":"IFERROR(IF(OR(W47=\"\",'Cost scenario - input'!$G32=\"\"),\"\",W47/'Cost scenario - input'!$G32),\"\")","v":6926.2891169979066}]
[{"$f":"IFERROR('Cost scenario - input'!A33,\"\")","v":4},{"$f":"IFERROR('Cost scenario - input'!B33,\"\")","v":"SWITCHGEAR"},{"$f":"IFERROR('Cost scenario - input'!C33,\"\")","v":"˂ = 11 kv ; circuit breaker"},{"$f":"IFERROR(repcalc('Cost scenario - input'!$CY33:$GK33,'Cost scenario - input'!$J33,'Cost scenario - input'!$H33,'Cost scenario - input'!$I33,20,TRUE,TRUE),\"\")","v":9976.5564731179966},8760.3629538789537,7824.6038921356558,7112.342142440044,6576.6494238779806,6179.1933341286358,5888.8304537521344,5680.3038682598153,5533.1073551318541,5430.54698270684,5359.0050293249433,5307.3915265225469,5266.7554422269723,5230.0201900721404,5191.8060590813402,5148.3043274013235,5097.1731340954957,5037.4324757797594,4969.3438622446711,4894.2682185204894,{"$f":"IFERROR(IF(OR(D48=\"\",'Cost scenario - input'!$G33=\"\"),\"\",D48/'Cost scenario - input'!$G33),\"\")","v":125.87990891315556},{"$f":"IFERROR(IF(OR(E48=\"\",'Cost scenario - input'!$G33=\"\"),\"\",E48/'Cost scenario - input'!$G33),\"\")","v":110.53450092242286},{"$f":"IFERROR(IF(OR(F48=\"\",'Cost scenario - input'!$G33=\"\"),\"\",F48/'Cost scenario - input'!$G33),\"\")","v":98.727494589696519},{"$f":"IFERROR(IF(OR(G48=\"\",'Cost scenario - input'!$G33=\"\"),\"\",G48/'Cost scenario - input'!$G33),\"\")","v":89.740481443868362},{"$f":"IFERROR(IF(OR(H48=\"\",'Cost scenario - input'!$G33=\"\"),\"\",H48/'Cost scenario - input'!$G33),\"\")","v":82.981340571992135},{"$f":"IFERROR(IF(OR(I48=\"\",'Cost scenario - input'!$G33=\"\"),\"\",I48/'Cost scenario - input'!$G33),\"\")","v":77.966410168957992},{"$f":"IFERROR(IF(OR(J48=\"\",'Cost scenario - input'!$G33=\"\"),\"\",J48/'Cost scenario - input'!$G33),\"\")","v":74.30273593105413},{"$f":"IFERROR(IF(OR(K48=\"\",'Cost scenario - input'!$G33=\"\"),\"\",K48/'Cost scenario - input'!$G33),\"\")","v":71.671636948306556},{"$f":"IFERROR(IF(OR(L48=\"\",'Cost scenario - input'!$G33=\"\"),\"\",L48/'Cost scenario - input'!$G33),\"\")","v":69.81437450361345},{"$f":"IFERROR(IF(OR(M48=\"\",'Cost scenario - input'!$G33=\"\"),\"\",M48/'Cost scenario - input'!$G33),\"\")","v":68.520311730175834},{"$f":"IFERROR(IF(OR(N48=\"\",'Cost scenario - input'!$G33=\"\"),\"\",N48/'Cost scenario - input'!$G33),\"\")","v":67.617626059077963},{"$f":"IFERROR(IF(OR(O48=\"\",'Cost scenario - input'!$G33=\"\"),\"\",O48/'Cost scenario - input'!$G33),\"\")","v":66.966389026644862},{"$f":"IFERROR(IF(OR(P48=\"\",'Cost scenario - input'!$G33=\"\"),\"\",P48/'Cost scenario - input'!$G33),\"\")","v":66.453660350823966},{"$f":"IFERROR(IF(OR(Q48=\"\",'Cost scenario - input'!$G33=\"\"),\"\",Q48/'Cost scenario - input'!$G33),\"\")","v":65.990150701215697},{"$f":"IFERROR(IF(OR(R48=\"\",'Cost scenario - input'!$G33=\"\"),\"\",R48/'Cost scenario - input'!$G33),\"\")","v":65.507981193001214},{"$f":"IFERROR(IF(OR(S48=\"\",'Cost scenario - input'!$G33=\"\"),\"\",S48/'Cost scenario - input'!$G33),\"\")","v":64.959095008053509},{"$f":"IFERROR(IF(OR(T48=\"\",'Cost scenario - input'!$G33=\"\"),\"\",T48/'Cost scenario - input'!$G33),\"\")","v":64.313943549902447},{"$f":"IFERROR(IF(OR(U48=\"\",'Cost scenario - input'!$G33=\"\"),\"\",U48/'Cost scenario - input'!$G33),\"\")","v":63.560161556339835},{"$f":"IFERROR(IF(OR(V48=\"\",'Cost scenario - input'!$G33=\"\"),\"\",V48/'Cost scenario - input'!$G33),\"\")","v":62.701048645696304},{"$f":"IFERROR(IF(OR(W48=\"\",'Cost scenario - input'!$G33=\"\"),\"\",W48/'Cost scenario - input'!$G33),\"\")","v":61.753776386068338}]
[{"$f":"IFERROR('Cost scenario - input'!A34,\"\")","v":4},{"$f":"IFERROR('Cost scenario - input'!B34,\"\")","v":"SWITCHGEAR"},{"$f":"IFERROR('Cost scenario - input'!C34,\"\")","v":"˂ = 11 kv ; fuse"},{"$f":"IFERROR(repcalc('Cost scenario - input'!$CY34:$GK34,'Cost scenario - input'!$J34,'Cost scenario - input'!$H34,'Cost scenario - input'!$I34,20,TRUE,TRUE),\"\")","v":1703.4816217876678},1436.7887540200243,1253.1581469574594,1124.1306922055876,1030.8802846321578,961.16295295057409,907.15927722189792,863.97827670381071,828.63773459245033,799.379097011358,775.21198591485995,755.61323571901426,740.32852298160799,729.24194665849859,722.29133628903651,719.41559568531102,720.52590499483529,725.4958597453566,734.16726686887273,746.36889249112266,{"$f":"IFERROR(IF(OR(D49=\"\",'Cost scenario - input'!$G34=\"\"),\"\",D49/'Cost scenario - input'!$G34),\"\")","v":505.29101076845649},{"$f":"IFERROR(IF(OR(E49=\"\",'Cost scenario - input'!$G34=\"\"),\"\",E49/'Cost scenario - input'!$G34),\"\")","v":426.18390036850178},{"$f":"IFERROR(IF(OR(F49=\"\",'Cost scenario - input'!$G34=\"\"),\"\",F49/'Cost scenario - input'!$G34),\"\")","v":371.71492702360814},{"$f":"IFERROR(IF(OR(G49=\"\",'Cost scenario - input'!$G34=\"\"),\"\",G49/'Cost scenario - input'!$G34),\"\")","v":333.44247829590415},{"$f":"IFERROR(IF(OR(H49=\"\",'Cost scenario - input'!$G34=\"\"),\"\",H49/'Cost scenario - input'!$G34),\"\")","v":305.78230744656929},{"$f":"IFERROR(IF(OR(I49=\"\",'Cost scenario - input'!$G34=\"\"),\"\",I49/'Cost scenario - input'!$G34),\"\")","v":285.10257686250895},{"$f":"IFERROR(IF(OR(J49=\"\",'Cost scenario - input'!$G34=\"\"),\"\",J49/'Cost scenario - input'!$G34),\"\")","v":269.08387049952591},{"$f":"IFERROR(IF(OR(K49=\"\",'Cost scenario - input'!$G34=\"\"),\"\",K49/'Cost scenario - input'!$G34),\"\")","v":256.27541332645688},{"$f":"IFERROR(IF(OR(L49=\"\",'Cost scenario - input'!$G34=\"\"),\"\",L49/'Cost scenario - input'!$G34),\"\")","v":245.79261268090914},{"$f":"IFERROR(IF(OR(M49=\"\",'Cost scenario - input'!$G34=\"\"),\"\",M49/'Cost scenario - input'!$G34),\"\")","v":237.11384188117293},{"$f":"IFERROR(IF(OR(N49=\"\",'Cost scenario - input'!$G34=\"\"),\"\",N49/'Cost scenario - input'!$G34),\"\")","v":229.94533249597148},{"$f":"IFERROR(IF(OR(O49=\"\",'Cost scenario - input'!$G34=\"\"),\"\",O49/'Cost scenario - input'!$G34),\"\")","v":224.13190183162135},{"$f":"IFERROR(IF(OR(P49=\"\",'Cost scenario - input'!$G34=\"\"),\"\",P49/'Cost scenario - input'!$G34),\"\")","v":219.59811182789673},{"$f":"IFERROR(IF(OR(Q49=\"\",'Cost scenario - input'!$G34=\"\"),\"\",Q49/'Cost scenario - input'!$G34),\"\")","v":216.30958362505837},{"$f":"IFERROR(IF(OR(R49=\"\",'Cost scenario - input'!$G34=\"\"),\"\",R49/'Cost scenario - input'!$G34),\"\")","v":214.24787606442288},{"$f":"IFERROR(IF(OR(S49=\"\",'Cost scenario - input'!$G34=\"\"),\"\",S49/'Cost scenario - input'!$G34),\"\")","v":213.39486664079351},{"$f":"IFERROR(IF(OR(T49=\"\",'Cost scenario - input'!$G34=\"\"),\"\",T49/'Cost scenario - input'!$G34),\"\")","v":213.72420938573396},{"$f":"IFERROR(IF(OR(U49=\"\",'Cost scenario - input'!$G34=\"\"),\"\",U49/'Cost scenario - input'!$G34),\"\")","v":215.1984098861943},{"$f":"IFERROR(IF(OR(V49=\"\",'Cost scenario - input'!$G34=\"\"),\"\",V49/'Cost scenario - input'!$G34),\"\")","v":217.77054451575853},{"$f":"IFERROR(IF(OR(W49=\"\",'Cost scenario - input'!$G34=\"\"),\"\",W49/'Cost scenario - input'!$G34),\"\")","v":221.38982145120025}]
[{"$f":"IFERROR('Cost scenario - input'!A35,\"\")","v":4},{"$f":"IFERROR('Cost scenario - input'!B35,\"\")","v":"SWITCHGEAR"},{"$f":"IFERROR('Cost scenario - input'!C35,\"\")","v":"˂ = 11 kv ; switch"},{"$f":"IFERROR(repcalc('Cost scenario - input'!$CY35:$GK35,'Cost scenario - input'!$J35,'Cost scenario - input'!$H35,'Cost scenario - input'!$I35,20,TRUE,TRUE),\"\")","v":7520.7033083719643},7465.0047252240338,7618.4423621771612,7955.656506429993,8452.5199361724244,9086.1605126744125,9834.8433318217449,10677.79417302091,11595.030634520053,12567.248159736517,13575.787857035722,14602.693890103214,15630.852039989348,16644.18901666515,17627.90485336032,18568.708321564216,19455.027326260537,20277.17182937586,21027.434851007478,21700.126196579658,{"$f":"IFERROR(IF(OR(D50=\"\",'Cost scenario - input'!$G35=\"\"),\"\",D50/'Cost scenario - input'!$G35),\"\")","v":403.41954619507459},{"$f":"IFERROR(IF(OR(E50=\"\",'Cost scenario - input'!$G35=\"\"),\"\",E50/'Cost scenario - input'!$G35),\"\")","v":400.43180738715836},{"$f":"IFERROR(IF(OR(F50=\"\",'Cost scenario - input'!$G35=\"\"),\"\",F50/'Cost scenario - input'!$G35),\"\")","v":408.66238627463679},{"$f":"IFERROR(IF(OR(G50=\"\",'Cost scenario - input'!$G35=\"\"),\"\",G50/'Cost scenario - input'!$G35),\"\")","v":426.75095744504858},{"$f":"IFERROR(IF(OR(H50=\"\",'Cost scenario - input'!$G35=\"\"),\"\",H50/'Cost scenario - input'!$G35),\"\")","v":453.40330778101878},{"$f":"IFERROR(IF(OR(I50=\"\",'Cost scenario - input'!$G35=\"\"),\"\",I50/'Cost scenario - input'!$G35),\"\")","v":487.39254832700084},{"$f":"IFERROR(IF(OR(J50=\"\",'Cost scenario - input'!$G35=\"\"),\"\",J50/'Cost scenario - input'!$G35),\"\")","v":527.55279275630119},{"$f":"IFERROR(IF(OR(K50=\"\",'Cost scenario - input'!$G35=\"\"),\"\",K50/'Cost scenario - input'!$G35),\"\")","v":572.76968695857204},{"$f":"IFERROR(IF(OR(L50=\"\",'Cost scenario - input'!$G35=\"\"),\"\",L50/'Cost scenario - input'!$G35),\"\")","v":621.9713509358819},{"$f":"IFERROR(IF(OR(M50=\"\",'Cost scenario - input'!$G35=\"\"),\"\",M50/'Cost scenario - input'!$G35),\"\")","v":674.12226511821893},{"$f":"IFERROR(IF(OR(N50=\"\",'Cost scenario - input'!$G35=\"\"),\"\",N50/'Cost scenario - input'!$G35),\"\")","v":728.22154417783111},{"$f":"IFERROR(IF(OR(O50=\"\",'Cost scenario - input'!$G35=\"\"),\"\",O50/'Cost scenario - input'!$G35),\"\")","v":783.30601551762004},{"$f":"IFERROR(IF(OR(P50=\"\",'Cost scenario - input'!$G35=\"\"),\"\",P50/'Cost scenario - input'!$G35),\"\")","v":838.45765190541692},{"$f":"IFERROR(IF(OR(Q50=\"\",'Cost scenario - input'!$G35=\"\"),\"\",Q50/'Cost scenario - input'!$G35),\"\")","v":892.81426278490335},{"$f":"IFERROR(IF(OR(R50=\"\",'Cost scenario - input'!$G35=\"\"),\"\",R50/'Cost scenario - input'!$G35),\"\")","v":945.5819601866483},{"$f":"IFERROR(IF(OR(S50=\"\",'Cost scenario - input'!$G35=\"\"),\"\",S50/'Cost scenario - input'!$G35),\"\")","v":996.0477866711301},{"$f":"IFERROR(IF(OR(T50=\"\",'Cost scenario - input'!$G35=\"\"),\"\",T50/'Cost scenario - input'!$G35),\"\")","v":1043.5910011814844},{"$f":"IFERROR(IF(OR(U50=\"\",'Cost scenario - input'!$G35=\"\"),\"\",U50/'Cost scenario - input'!$G35),\"\")","v":1087.6918184527028},{"$f":"IFERROR(IF(OR(V50=\"\",'Cost scenario - input'!$G35=\"\"),\"\",V50/'Cost scenario - input'!$G35),\"\")","v":1127.9368268386395},{"$f":"IFERROR(IF(OR(W50=\"\",'Cost scenario - input'!$G35=\"\"),\"\",W50/'Cost scenario - input'!$G35),\"\")","v":1164.0207974771288}]
[{"$f":"IFERROR('Cost scenario - input'!A36,\"\")","v":4},{"$f":"IFERROR('Cost scenario - input'!B36,\"\")","v":"SWITCHGEAR"},{"$f":"IFERROR('Cost scenario - input'!C36,\"\")","v":"> 11 kv & < = 22 kv ; circuit breaker"},{"$f":"IFERROR(repcalc('Cost scenario - input'!$CY36:$GK36,'Cost scenario - input'!$J36,'Cost scenario - input'!$H36,'Cost scenario - input'!$I36,20,TRUE,TRUE),\"\")","v":1.2436396890159345E-4},2.2771194133813343E-4,4.095024237770406E-4,7.2332629577649861E-4,1.2550201286952156E-3,2.1391525011815195E-3,3.5821877992577543E-3,5.8940936050147696E-3,9.5301684296993944E-3,1.5144633552079349E-2,2.3656969531599504E-2,3.6331019174818062E-2,5.4865504635618588E-2,8.1492866790365825E-2,0.11908136488663834,0.17123339149561059,0.24237123596002308,0.33780034559025568,0.46373969456902397,0.62730923832216479,{"$f":"IFERROR(IF(OR(D51=\"\",'Cost scenario - input'!$G36=\"\"),\"\",D51/'Cost scenario - input'!$G36),\"\")","v":2.2792558225642378E-6},{"$f":"IFERROR(IF(OR(E51=\"\",'Cost scenario - input'!$G36=\"\"),\"\",E51/'Cost scenario - input'!$G36),\"\")","v":4.1733451637670976E-6},{"$f":"IFERROR(IF(OR(F51=\"\",'Cost scenario - input'!$G36=\"\"),\"\",F51/'Cost scenario - input'!$G36),\"\")","v":7.5050739534256597E-6},{"$f":"IFERROR(IF(OR(G51=\"\",'Cost scenario - input'!$G36=\"\"),\"\",G51/'Cost scenario - input'!$G36),\"\")","v":1.3256618342302542E-5},{"$f":"IFERROR(IF(OR(H51=\"\",'Cost scenario - input'!$G36=\"\"),\"\",H51/'Cost scenario - input'!$G36),\"\")","v":2.3001130962838209E-5},{"$f":"IFERROR(IF(OR(I51=\"\",'Cost scenario - input'!$G36=\"\"),\"\",I51/'Cost scenario - input'!$G36),\"\")","v":3.9204890586346991E-5},{"$f":"IFERROR(IF(OR(J51=\"\",'Cost scenario - input'!$G36=\"\"),\"\",J51/'Cost scenario - input'!$G36),\"\")","v":6.5651832046606526E-5},{"$f":"IFERROR(IF(OR(K51=\"\",'Cost scenario - input'!$G36=\"\"),\"\",K51/'Cost scenario - input'!$G36),\"\")","v":1.0802282434873645E-4},{"$f":"IFERROR(IF(OR(L51=\"\",'Cost scenario - input'!$G36=\"\"),\"\",L51/'Cost scenario - input'!$G36),\"\")","v":1.7466226010041651E-4},{"$f":"IFERROR(IF(OR(M51=\"\",'Cost scenario - input'!$G36=\"\"),\"\",M51/'Cost scenario - input'!$G36),\"\")","v":2.7756024923498795E-4},{"$f":"IFERROR(IF(OR(N51=\"\",'Cost scenario - input'!$G36=\"\"),\"\",N51/'Cost scenario - input'!$G36),\"\")","v":4.3356838821852743E-4},{"$f":"IFERROR(IF(OR(O51=\"\",'Cost scenario - input'!$G36=\"\"),\"\",O51/'Cost scenario - input'!$G36),\"\")","v":6.6584950388179549E-4},{"$f":"IFERROR(IF(OR(P51=\"\",'Cost scenario - input'!$G36=\"\"),\"\",P51/'Cost scenario - input'!$G36),\"\")","v":1.0055365875112127E-3},{"$f":"IFERROR(IF(OR(Q51=\"\",'Cost scenario - input'!$G36=\"\"),\"\",Q51/'Cost scenario - input'!$G36),\"\")","v":1.4935442537731137E-3},{"$f":"IFERROR(IF(OR(R51=\"\",'Cost scenario - input'!$G36=\"\"),\"\",R51/'Cost scenario - input'!$G36),\"\")","v":2.1824399516513775E-3},{"$f":"IFERROR(IF(OR(S51=\"\",'Cost scenario - input'!$G36=\"\"),\"\",S51/'Cost scenario - input'!$G36),\"\")","v":3.1382458121179458E-3},{"$f":"IFERROR(IF(OR(T51=\"\",'Cost scenario - input'!$G36=\"\"),\"\",T51/'Cost scenario - input'!$G36),\"\")","v":4.4420104606109536E-3},{"$f":"IFERROR(IF(OR(U51=\"\",'Cost scenario - input'!$G36=\"\"),\"\",U51/'Cost scenario - input'!$G36),\"\")","v":6.1909684239816586E-3},{"$f":"IFERROR(IF(OR(V51=\"\",'Cost scenario - input'!$G36=\"\"),\"\",V51/'Cost scenario - input'!$G36),\"\")","v":8.4990967105349931E-3},{"$f":"IFERROR(IF(OR(W51=\"\",'Cost scenario - input'!$G36=\"\"),\"\",W51/'Cost scenario - input'!$G36),\"\")","v":1.1496884882513681E-2}]
[{"$f":"IFERROR('Cost scenario - input'!A37,\"\")","v":4},{"$f":"IFERROR('Cost scenario - input'!B37,\"\")","v":"SWITCHGEAR"},{"$f":"IFERROR('Cost scenario - input'!C37,\"\")","v":"> 11 kv & < = 22 kv ; switch"},{"$f":"IFERROR(repcalc('Cost scenario - input'!$CY37:$GK37,'Cost scenario - input'!$J37,'Cost scenario - input'!$H37,'Cost scenario - input'!$I37,20,TRUE,TRUE),\"\")","v":0.27967969879655713},0.36602104596691776,0.47209759440587318,0.60013915375874949,0.75193917083869943,0.92863069788985719,1.1304609995512387,1.3565869551473171,1.6049165802549712,1.8720227522595529,2.1531529659004294,2.4423533909340858,2.7327168223371068,3.0167529563592468,3.2868668908630796,3.5359192537346726,3.7578304523574642,3.9481836471137934,4.1047772858656035,4.228078987414488,{"$f":"IFERROR(IF(OR(D52=\"\",'Cost scenario - input'!$G37=\"\"),\"\",D52/'Cost scenario - input'!$G37),\"\")","v":2.2422796353528847E-2},{"$f":"IFERROR(IF(OR(E52=\"\",'Cost scenario - input'!$G37=\"\"),\"\",E52/'Cost scenario - input'!$G37),\"\")","v":2.9345052251332191E-2},{"$f":"IFERROR(IF(OR(F52=\"\",'Cost scenario - input'!$G37=\"\"),\"\",F52/'Cost scenario - input'!$G37),\"\")","v":3.7849540970987576E-2},{"$f":"IFERROR(IF(OR(G52=\"\",'Cost scenario - input'!$G37=\"\"),\"\",G52/'Cost scenario - input'!$G37),\"\")","v":4.8115033327106933E-2},{"$f":"IFERROR(IF(OR(H52=\"\",'Cost scenario - input'!$G37=\"\"),\"\",H52/'Cost scenario - input'!$G37),\"\")","v":6.0285315561005776E-2},{"$f":"IFERROR(IF(OR(I52=\"\",'Cost scenario - input'!$G37=\"\"),\"\",I52/'Cost scenario - input'!$G37),\"\")","v":7.445122801553862E-2},{"$f":"IFERROR(IF(OR(J52=\"\",'Cost scenario - input'!$G37=\"\"),\"\",J52/'Cost scenario - input'!$G37),\"\")","v":9.0632594670314787E-2},{"$f":"IFERROR(IF(OR(K52=\"\",'Cost scenario - input'!$G37=\"\"),\"\",K52/'Cost scenario - input'!$G37),\"\")","v":0.10876181990330618},{"$f":"IFERROR(IF(OR(L52=\"\",'Cost scenario - input'!$G37=\"\"),\"\",L52/'Cost scenario - input'!$G37),\"\")","v":0.1286711827791133},{"$f":"IFERROR(IF(OR(M52=\"\",'Cost scenario - input'!$G37=\"\"),\"\",M52/'Cost scenario - input'!$G37),\"\")","v":0.15008592015690939},{"$f":"IFERROR(IF(OR(N52=\"\",'Cost scenario - input'!$G37=\"\"),\"\",N52/'Cost scenario - input'!$G37),\"\")","v":0.17262500882304402},{"$f":"IFERROR(IF(OR(O52=\"\",'Cost scenario - input'!$G37=\"\"),\"\",O52/'Cost scenario - input'!$G37),\"\")","v":0.19581111158197437},{"$f":"IFERROR(IF(OR(P52=\"\",'Cost scenario - input'!$G37=\"\"),\"\",P52/'Cost scenario - input'!$G37),\"\")","v":0.2190904561996822},{"$f":"IFERROR(IF(OR(Q52=\"\",'Cost scenario - input'!$G37=\"\"),\"\",Q52/'Cost scenario - input'!$G37),\"\")","v":0.24186252159315536},{"$f":"IFERROR(IF(OR(R52=\"\",'Cost scenario - input'!$G37=\"\"),\"\",R52/'Cost scenario - input'!$G37),\"\")","v":0.26351840069947408},{"$f":"IFERROR(IF(OR(S52=\"\",'Cost scenario - input'!$G37=\"\"),\"\",S52/'Cost scenario - input'!$G37),\"\")","v":0.28348570772270248},{"$f":"IFERROR(IF(OR(T52=\"\",'Cost scenario - input'!$G37=\"\"),\"\",T52/'Cost scenario - input'!$G37),\"\")","v":0.30127702270443757},{"$f":"IFERROR(IF(OR(U52=\"\",'Cost scenario - input'!$G37=\"\"),\"\",U52/'Cost scenario - input'!$G37),\"\")","v":0.31653823379566365},{"$f":"IFERROR(IF(OR(V52=\"\",'Cost scenario - input'!$G37=\"\"),\"\",V52/'Cost scenario - input'!$G37),\"\")","v":0.32909283567452235},{"$f":"IFERROR(IF(OR(W52=\"\",'Cost scenario - input'!$G37=\"\"),\"\",W52/'Cost scenario - input'!$G37),\"\")","v":0.33897831880315432}]
[{"$f":"IFERROR('Cost scenario - input'!A38,\"\")","v":4},{"$f":"IFERROR('Cost scenario - input'!B38,\"\")","v":"SWITCHGEAR"},{"$f":"IFERROR('Cost scenario - input'!C38,\"\")","v":"> 22 kv & < = 33 kv ; circuit breaker"},{"$f":"IFERROR(repcalc('Cost scenario - input'!$CY38:$GK38,'Cost scenario - input'!$J38,'Cost scenario - input'!$H38,'Cost scenario - input'!$I38,20,TRUE,TRUE),\"\")","v":6379.8329838665995},5914.3692769222016,5435.8282724158516,4952.5034471658209,4472.4210326489583,4003.1558276384094,3551.6286097148368,3123.9137270978213,2725.0852654338191,2359.1239414049123,2028.896519424979,1736.2075862811139,1481.912439671007,1266.0716429072409,1088.1236709196544,947.05233777792853,841.52986497768268,770.02343328685618,730.86142923878526,722.26384294577565,{"$f":"IFERROR(IF(OR(D53=\"\",'Cost scenario - input'!$G38=\"\"),\"\",D53/'Cost scenario - input'!$G38),\"\")","v":28.719673258110429},{"$f":"IFERROR(IF(OR(E53=\"\",'Cost scenario - input'!$G38=\"\"),\"\",E53/'Cost scenario - input'!$G38),\"\")","v":26.62432599576719},{"$f":"IFERROR(IF(OR(F53=\"\",'Cost scenario - input'!$G38=\"\"),\"\",F53/'Cost scenario - input'!$G38),\"\")","v":24.47010952571458},{"$f":"IFERROR(IF(OR(G53=\"\",'Cost scenario - input'!$G38=\"\"),\"\",G53/'Cost scenario - input'!$G38),\"\")","v":22.294358045414629},{"$f":"IFERROR(IF(OR(H53=\"\",'Cost scenario - input'!$G38=\"\"),\"\",H53/'Cost scenario - input'!$G38),\"\")","v":20.133202711606394},{"$f":"IFERROR(IF(OR(I53=\"\",'Cost scenario - input'!$G38=\"\"),\"\",I53/'Cost scenario - input'!$G38),\"\")","v":18.020742496208225},{"$f":"IFERROR(IF(OR(J53=\"\",'Cost scenario - input'!$G38=\"\"),\"\",J53/'Cost scenario - input'!$G38),\"\")","v":15.98813220708286},{"$f":"IFERROR(IF(OR(K53=\"\",'Cost scenario - input'!$G38=\"\"),\"\",K53/'Cost scenario - input'!$G38),\"\")","v":14.062716336878225},{"$f":"IFERROR(IF(OR(L53=\"\",'Cost scenario - input'!$G38=\"\"),\"\",L53/'Cost scenario - input'!$G38),\"\")","v":12.267336562205355},{"$f":"IFERROR(IF(OR(M53=\"\",'Cost scenario - input'!$G38=\"\"),\"\",M53/'Cost scenario - input'!$G38),\"\")","v":10.619912612739242},{"$f":"IFERROR(IF(OR(N53=\"\",'Cost scenario - input'!$G38=\"\"),\"\",N53/'Cost scenario - input'!$G38),\"\")","v":9.1333496127179004},{"$f":"IFERROR(IF(OR(O53=\"\",'Cost scenario - input'!$G38=\"\"),\"\",O53/'Cost scenario - input'!$G38),\"\")","v":7.8157711514300026},{"$f":"IFERROR(IF(OR(P53=\"\",'Cost scenario - input'!$G38=\"\"),\"\",P53/'Cost scenario - input'!$G38),\"\")","v":6.6710274660962066},{"$f":"IFERROR(IF(OR(Q53=\"\",'Cost scenario - input'!$G38=\"\"),\"\",Q53/'Cost scenario - input'!$G38),\"\")","v":5.6993911905853309},{"$f":"IFERROR(IF(OR(R53=\"\",'Cost scenario - input'!$G38=\"\"),\"\",R53/'Cost scenario - input'!$G38),\"\")","v":4.8983345445335242},{"$f":"IFERROR(IF(OR(S53=\"\",'Cost scenario - input'!$G38=\"\"),\"\",S53/'Cost scenario - input'!$G38),\"\")","v":4.2632830307772931},{"$f":"IFERROR(IF(OR(T53=\"\",'Cost scenario - input'!$G38=\"\"),\"\",T53/'Cost scenario - input'!$G38),\"\")","v":3.788259476418637},{"$f":"IFERROR(IF(OR(U53=\"\",'Cost scenario - input'!$G38=\"\"),\"\",U53/'Cost scenario - input'!$G38),\"\")","v":3.4663636902425403},{"$f":"IFERROR(IF(OR(V53=\"\",'Cost scenario - input'!$G38=\"\"),\"\",V53/'Cost scenario - input'!$G38),\"\")","v":3.290070680184503},{"$f":"IFERROR(IF(OR(W53=\"\",'Cost scenario - input'!$G38=\"\"),\"\",W53/'Cost scenario - input'!$G38),\"\")","v":3.2513674931625136}]
[{"$f":"IFERROR('Cost scenario - input'!A39,\"\")","v":4},{"$f":"IFERROR('Cost scenario - input'!B39,\"\")","v":"SWITCHGEAR"},{"$f":"IFERROR('Cost scenario - input'!C39,\"\")","v":"> 22 kv & < = 33 kv ; switch"},{"$f":"IFERROR(repcalc('Cost scenario - input'!$CY39:$GK39,'Cost scenario - input'!$J39,'Cost scenario - input'!$H39,'Cost scenario - input'!$I39,20,TRUE,TRUE),\"\")","v":682.94038306881669},763.83949508411661,846.12219156136086,928.15898648334564,1008.1201731024645,1084.0351002291507,1153.8690381801318,1215.6142125957711,1267.3896726979865,1307.5430839983251,1334.7465503795247,1348.0783771191777,1347.0833898657702,1331.8060086726555,1302.792596636227,1261.0624017406926,1208.0493519632214,1145.5196824070167,1075.4725308133875,1000.0319744257758,{"$f":"IFERROR(IF(OR(D54=\"\",'Cost scenario - input'!$G39=\"\"),\"\",D54/'Cost scenario - input'!$G39),\"\")","v":32.790383994028261},{"$f":"IFERROR(IF(OR(E54=\"\",'Cost scenario - input'!$G39=\"\"),\"\",E54/'Cost scenario - input'!$G39),\"\")","v":36.674636578181406},{"$f":"IFERROR(IF(OR(F54=\"\",'Cost scenario - input'!$G39=\"\"),\"\",F54/'Cost scenario - input'!$G39),\"\")","v":40.625319947392924},{"$f":"IFERROR(IF(OR(G54=\"\",'Cost scenario - input'!$G39=\"\"),\"\",G54/'Cost scenario - input'!$G39),\"\")","v":44.564196712951194},{"$f":"IFERROR(IF(OR(H54=\"\",'Cost scenario - input'!$G39=\"\"),\"\",H54/'Cost scenario - input'!$G39),\"\")","v":48.403416180508813},{"$f":"IFERROR(IF(OR(I54=\"\",'Cost scenario - input'!$G39=\"\"),\"\",I54/'Cost scenario - input'!$G39),\"\")","v":52.048360414406723},{"$f":"IFERROR(IF(OR(J54=\"\",'Cost scenario - input'!$G39=\"\"),\"\",J54/'Cost scenario - input'!$G39),\"\")","v":55.401334843797109},{"$f":"IFERROR(IF(OR(K54=\"\",'Cost scenario - input'!$G39=\"\"),\"\",K54/'Cost scenario - input'!$G39),\"\")","v":58.365939118286242},{"$f":"IFERROR(IF(OR(L54=\"\",'Cost scenario - input'!$G39=\"\"),\"\",L54/'Cost scenario - input'!$G39),\"\")","v":60.851862136325231},{"$f":"IFERROR(IF(OR(M54=\"\",'Cost scenario - input'!$G39=\"\"),\"\",M54/'Cost scenario - input'!$G39),\"\")","v":62.779769473261233},{"$f":"IFERROR(IF(OR(N54=\"\",'Cost scenario - input'!$G39=\"\"),\"\",N54/'Cost scenario - input'!$G39),\"\")","v":64.085904138486157},{"$f":"IFERROR(IF(OR(O54=\"\",'Cost scenario - input'!$G39=\"\"),\"\",O54/'Cost scenario - input'!$G39),\"\")","v":64.726012307475528},{"$f":"IFERROR(IF(OR(P54=\"\",'Cost scenario - input'!$G39=\"\"),\"\",P54/'Cost scenario - input'!$G39),\"\")","v":64.678239449233061},{"$f":"IFERROR(IF(OR(Q54=\"\",'Cost scenario - input'!$G39=\"\"),\"\",Q54/'Cost scenario - input'!$G39),\"\")","v":63.944718327675815},{"$f":"IFERROR(IF(OR(R54=\"\",'Cost scenario - input'!$G39=\"\"),\"\",R54/'Cost scenario - input'!$G39),\"\")","v":62.55168176806211},{"$f":"IFERROR(IF(OR(S54=\"\",'Cost scenario - input'!$G39=\"\"),\"\",S54/'Cost scenario - input'!$G39),\"\")","v":60.548067472153164},{"$f":"IFERROR(IF(OR(T54=\"\",'Cost scenario - input'!$G39=\"\"),\"\",T54/'Cost scenario - input'!$G39),\"\")","v":58.002723395285692},{"$f":"IFERROR(IF(OR(U54=\"\",'Cost scenario - input'!$G39=\"\"),\"\",U54/'Cost scenario - input'!$G39),\"\")","v":55.000452733600362},{"$f":"IFERROR(IF(OR(V54=\"\",'Cost scenario - input'!$G39=\"\"),\"\",V54/'Cost scenario - input'!$G39),\"\")","v":51.637241162889126},{"$f":"IFERROR(IF(OR(W54=\"\",'Cost scenario - input'!$G39=\"\"),\"\",W54/'Cost scenario - input'!$G39),\"\")","v":48.015073146469945}]
[{"$f":"IFERROR('Cost scenario - input'!A40,\"\")","v":4},{"$f":"IFERROR('Cost scenario - input'!B40,\"\")","v":"SWITCHGEAR"},{"$f":"IFERROR('Cost scenario - input'!C40,\"\")","v":"> 33 kv & < = 66 kv ; circuit breaker"},{"$f":"IFERROR(repcalc('Cost scenario - input'!$CY40:$GK40,'Cost scenario - input'!$J40,'Cost scenario - input'!$H40,'Cost scenario - input'!$I40,20,TRUE,TRUE),\"\")","v":93.726522419592555},91.523549119699908,99.203897361183181,111.08983290645138,124.69903378203097,139.00273985830668,153.48233703608315,167.62524193570033,180.69305151494393,191.69485757940811,199.52432688592455,203.20327594867118,202.15037407848646,196.3860649396315,186.60448431836681,174.08574414371938,160.47227867540593,147.47272911646064,136.57281751992227,128.82171120180396,{"$f":"IFERROR(IF(OR(D55=\"\",'Cost scenario - input'!$G40=\"\"),\"\",D55/'Cost scenario - input'!$G40),\"\")","v":4.3620499075479469},{"$f":"IFERROR(IF(OR(E55=\"\",'Cost scenario - input'!$G40=\"\"),\"\",E55/'Cost scenario - input'!$G40),\"\")","v":4.2595231175737291},{"$f":"IFERROR(IF(OR(F55=\"\",'Cost scenario - input'!$G40=\"\"),\"\",F55/'Cost scenario - input'!$G40),\"\")","v":4.6169679631929545},{"$f":"IFERROR(IF(OR(G55=\"\",'Cost scenario - input'!$G40=\"\"),\"\",G55/'Cost scenario - input'!$G40),\"\")","v":5.1701416295992519},{"$f":"IFERROR(IF(OR(H55=\"\",'Cost scenario - input'!$G40=\"\"),\"\",H55/'Cost scenario - input'!$G40),\"\")","v":5.8035163872304381},{"$f":"IFERROR(IF(OR(I55=\"\",'Cost scenario - input'!$G40=\"\"),\"\",I55/'Cost scenario - input'!$G40),\"\")","v":6.4692135469766399},{"$f":"IFERROR(IF(OR(J55=\"\",'Cost scenario - input'!$G40=\"\"),\"\",J55/'Cost scenario - input'!$G40),\"\")","v":7.1430967115295187},{"$f":"IFERROR(IF(OR(K55=\"\",'Cost scenario - input'!$G40=\"\"),\"\",K55/'Cost scenario - input'!$G40),\"\")","v":7.8013101543974086},{"$f":"IFERROR(IF(OR(L55=\"\",'Cost scenario - input'!$G40=\"\"),\"\",L55/'Cost scenario - input'!$G40),\"\")","v":8.4094884596993662},{"$f":"IFERROR(IF(OR(M55=\"\",'Cost scenario - input'!$G40=\"\"),\"\",M55/'Cost scenario - input'!$G40),\"\")","v":8.9215145744794935},{"$f":"IFERROR(IF(OR(N55=\"\",'Cost scenario - input'!$G40=\"\"),\"\",N55/'Cost scenario - input'!$G40),\"\")","v":9.2858995423944055},{"$f":"IFERROR(IF(OR(O55=\"\",'Cost scenario - input'!$G40=\"\"),\"\",O55/'Cost scenario - input'!$G40),\"\")","v":9.4571185208089172},{"$f":"IFERROR(IF(OR(P55=\"\",'Cost scenario - input'!$G40=\"\"),\"\",P55/'Cost scenario - input'!$G40),\"\")","v":9.4081162705714085},{"$f":"IFERROR(IF(OR(Q55=\"\",'Cost scenario - input'!$G40=\"\"),\"\",Q55/'Cost scenario - input'!$G40),\"\")","v":9.1398442436455074},{"$f":"IFERROR(IF(OR(R55=\"\",'Cost scenario - input'!$G40=\"\"),\"\",R55/'Cost scenario - input'!$G40),\"\")","v":8.6846076495292071},{"$f":"IFERROR(IF(OR(S55=\"\",'Cost scenario - input'!$G40=\"\"),\"\",S55/'Cost scenario - input'!$G40),\"\")","v":8.1019831371529474},{"$f":"IFERROR(IF(OR(T55=\"\",'Cost scenario - input'!$G40=\"\"),\"\",T55/'Cost scenario - input'!$G40),\"\")","v":7.4684099045772081},{"$f":"IFERROR(IF(OR(U55=\"\",'Cost scenario - input'!$G40=\"\"),\"\",U55/'Cost scenario - input'!$G40),\"\")","v":6.8634084334044259},{"$f":"IFERROR(IF(OR(V55=\"\",'Cost scenario - input'!$G40=\"\"),\"\",V55/'Cost scenario - input'!$G40),\"\")","v":6.3561245062454894},{"$f":"IFERROR(IF(OR(W55=\"\",'Cost scenario - input'!$G40=\"\"),\"\",W55/'Cost scenario - input'!$G40),\"\")","v":5.9953865664873138}]
[{"$f":"IFERROR('Cost scenario - input'!A41,\"\")","v":4},{"$f":"IFERROR('Cost scenario - input'!B41,\"\")","v":"SWITCHGEAR"},{"$f":"IFERROR('Cost scenario - input'!C41,\"\")","v":"> 33 kv & < = 66 kv ; switch"},{"$f":"IFERROR(repcalc('Cost scenario - input'!$CY41:$GK41,'Cost scenario - input'!$J41,'Cost scenario - input'!$H41,'Cost scenario - input'!$I41,20,TRUE,TRUE),\"\")","v":75.268931474805612},80.497939538762765,85.4376297618781,90.114985426671552,94.595701248759397,98.981263331564634,103.40264783338992,108.01094424224868,112.96546460969917,118.4201070334035,124.50889144916719,131.3316771564248,138.94110727291903,147.33180850793639,156.43280544096828,166.10398313286115,176.13724398727453,186.26274880078572,196.1603079977416,205.47560748477707,{"$f":"IFERROR(IF(OR(D56=\"\",'Cost scenario - input'!$G41=\"\"),\"\",D56/'Cost scenario - input'!$G41),\"\")","v":2.5497983345681368},{"$f":"IFERROR(IF(OR(E56=\"\",'Cost scenario - input'!$G41=\"\"),\"\",E56/'Cost scenario - input'!$G41),\"\")","v":2.7269353789193529},{"$f":"IFERROR(IF(OR(F56=\"\",'Cost scenario - input'!$G41=\"\"),\"\",F56/'Cost scenario - input'!$G41),\"\")","v":2.8942715381738249},{"$f":"IFERROR(IF(OR(G56=\"\",'Cost scenario - input'!$G41=\"\"),\"\",G56/'Cost scenario - input'!$G41),\"\")","v":3.0527208937125736},{"$f":"IFERROR(IF(OR(H56=\"\",'Cost scenario - input'!$G41=\"\"),\"\",H56/'Cost scenario - input'!$G41),\"\")","v":3.2045089092586276},{"$f":"IFERROR(IF(OR(I56=\"\",'Cost scenario - input'!$G41=\"\"),\"\",I56/'Cost scenario - input'!$G41),\"\")","v":3.3530735118878674},{"$f":"IFERROR(IF(OR(J56=\"\",'Cost scenario - input'!$G41=\"\"),\"\",J56/'Cost scenario - input'!$G41),\"\")","v":3.5028516290783984},{"$f":"IFERROR(IF(OR(K56=\"\",'Cost scenario - input'!$G41=\"\"),\"\",K56/'Cost scenario - input'!$G41),\"\")","v":3.6589615442621617},{"$f":"IFERROR(IF(OR(L56=\"\",'Cost scenario - input'!$G41=\"\"),\"\",L56/'Cost scenario - input'!$G41),\"\")","v":3.8268000871241359},{"$f":"IFERROR(IF(OR(M56=\"\",'Cost scenario - input'!$G41=\"\"),\"\",M56/'Cost scenario - input'!$G41),\"\")","v":4.0115806851093945},{"$f":"IFERROR(IF(OR(N56=\"\",'Cost scenario - input'!$G41=\"\"),\"\",N56/'Cost scenario - input'!$G41),\"\")","v":4.2178433762179477},{"$f":"IFERROR(IF(OR(O56=\"\",'Cost scenario - input'!$G41=\"\"),\"\",O56/'Cost scenario - input'!$G41),\"\")","v":4.4489709781728637},{"$f":"IFERROR(IF(OR(P56=\"\",'Cost scenario - input'!$G41=\"\"),\"\",P56/'Cost scenario - input'!$G41),\"\")","v":4.7067468208463321},{"$f":"IFERROR(IF(OR(Q56=\"\",'Cost scenario - input'!$G41=\"\"),\"\",Q56/'Cost scenario - input'!$G41),\"\")","v":4.9909888794979471},{"$f":"IFERROR(IF(OR(R56=\"\",'Cost scenario - input'!$G41=\"\"),\"\",R56/'Cost scenario - input'!$G41),\"\")","v":5.2992928020868044},{"$f":"IFERROR(IF(OR(S56=\"\",'Cost scenario - input'!$G41=\"\"),\"\",S56/'Cost scenario - input'!$G41),\"\")","v":5.6269120772502239},{"$f":"IFERROR(IF(OR(T56=\"\",'Cost scenario - input'!$G41=\"\"),\"\",T56/'Cost scenario - input'!$G41),\"\")","v":5.9667972239582534},{"$f":"IFERROR(IF(OR(U56=\"\",'Cost scenario - input'!$G41=\"\"),\"\",U56/'Cost scenario - input'!$G41),\"\")","v":6.3098072123329976},{"$f":"IFERROR(IF(OR(V56=\"\",'Cost scenario - input'!$G41=\"\"),\"\",V56/'Cost scenario - input'!$G41),\"\")","v":6.645095351306181},{"$f":"IFERROR(IF(OR(W56=\"\",'Cost scenario - input'!$G41=\"\"),\"\",W56/'Cost scenario - input'!$G41),\"\")","v":6.9606589530825254}]
[{"$f":"IFERROR('Cost scenario - input'!A42,\"\")","v":4},{"$f":"IFERROR('Cost scenario - input'!B42,\"\")","v":"SWITCHGEAR"},{"$f":"IFERROR('Cost scenario - input'!C42,\"\")","v":"> 66 kv & < = 132 kv ; circuit breaker"},{"$f":"IFERROR(repcalc('Cost scenario - input'!$CY42:$GK42,'Cost scenario - input'!$J42,'Cost scenario - input'!$H42,'Cost scenario - input'!$I42,20,TRUE,TRUE),\"\")","v":480.51465523125034},347.24126717272429,257.60648492307178,198.19989988810158,159.5452482955061,135.13341160218891,120.68020226312268,113.57183197351858,112.45793000350731,116.95526226950017,127.43132187991419,144.84351052030985,170.61553885162638,206.5374595751189,254.67932090178201,317.31090319507518,396.82157929887683,495.63525990411006,616.11591403909665,760.45958126521384,{"$f":"IFERROR(IF(OR(D57=\"\",'Cost scenario - input'!$G42=\"\"),\"\",D57/'Cost scenario - input'!$G42),\"\")","v":2.5408123054901499},{"$f":"IFERROR(IF(OR(E57=\"\",'Cost scenario - input'!$G42=\"\"),\"\",E57/'Cost scenario - input'!$G42),\"\")","v":1.8361040084861742},{"$f":"IFERROR(IF(OR(F57=\"\",'Cost scenario - input'!$G42=\"\"),\"\",F57/'Cost scenario - input'!$G42),\"\")","v":1.3621431099777954},{"$f":"IFERROR(IF(OR(G57=\"\",'Cost scenario - input'!$G42=\"\"),\"\",G57/'Cost scenario - input'!$G42),\"\")","v":1.0480195330155944},{"$f":"IFERROR(IF(OR(H57=\"\",'Cost scenario - input'!$G42=\"\"),\"\",H57/'Cost scenario - input'!$G42),\"\")","v":0.84362573698530485},{"$f":"IFERROR(IF(OR(I57=\"\",'Cost scenario - input'!$G42=\"\"),\"\",I57/'Cost scenario - input'!$G42),\"\")","v":0.71454352399817767},{"$f":"IFERROR(IF(OR(J57=\"\",'Cost scenario - input'!$G42=\"\"),\"\",J57/'Cost scenario - input'!$G42),\"\")","v":0.63811944048120028},{"$f":"IFERROR(IF(OR(K57=\"\",'Cost scenario - input'!$G42=\"\"),\"\",K57/'Cost scenario - input'!$G42),\"\")","v":0.60053258541407506},{"$f":"IFERROR(IF(OR(L57=\"\",'Cost scenario - input'!$G42=\"\"),\"\",L57/'Cost scenario - input'!$G42),\"\")","v":0.59464261764368043},{"$f":"IFERROR(IF(OR(M57=\"\",'Cost scenario - input'!$G42=\"\"),\"\",M57/'Cost scenario - input'!$G42),\"\")","v":0.61842311432346075},{"$f":"IFERROR(IF(OR(N57=\"\",'Cost scenario - input'!$G42=\"\"),\"\",N57/'Cost scenario - input'!$G42),\"\")","v":0.67381726491056071},{"$f":"IFERROR(IF(OR(O57=\"\",'Cost scenario - input'!$G42=\"\"),\"\",O57/'Cost scenario - input'!$G42),\"\")","v":0.76588751226179252},{"$f":"IFERROR(IF(OR(P57=\"\",'Cost scenario - input'!$G42=\"\"),\"\",P57/'Cost scenario - input'!$G42),\"\")","v":0.90216199631501315},{"$f":"IFERROR(IF(OR(Q57=\"\",'Cost scenario - input'!$G42=\"\"),\"\",Q57/'Cost scenario - input'!$G42),\"\")","v":1.0921059599744916},{"$f":"IFERROR(IF(OR(R57=\"\",'Cost scenario - input'!$G42=\"\"),\"\",R57/'Cost scenario - input'!$G42),\"\")","v":1.3466651754663044},{"$f":"IFERROR(IF(OR(S57=\"\",'Cost scenario - input'!$G42=\"\"),\"\",S57/'Cost scenario - input'!$G42),\"\")","v":1.677841536625432},{"$f":"IFERROR(IF(OR(T57=\"\",'Cost scenario - input'!$G42=\"\"),\"\",T57/'Cost scenario - input'!$G42),\"\")","v":2.0982693051919425},{"$f":"IFERROR(IF(OR(U57=\"\",'Cost scenario - input'!$G42=\"\"),\"\",U57/'Cost scenario - input'!$G42),\"\")","v":2.6207653683176813},{"$f":"IFERROR(IF(OR(V57=\"\",'Cost scenario - input'!$G42=\"\"),\"\",V57/'Cost scenario - input'!$G42),\"\")","v":3.257829660253492},{"$f":"IFERROR(IF(OR(W57=\"\",'Cost scenario - input'!$G42=\"\"),\"\",W57/'Cost scenario - input'!$G42),\"\")","v":4.0210741563681696}]
[{"$f":"IFERROR('Cost scenario - input'!A43,\"\")","v":4},{"$f":"IFERROR('Cost scenario - input'!B43,\"\")","v":"SWITCHGEAR"},{"$f":"IFERROR('Cost scenario - input'!C43,\"\")","v":"> 66 kv & < = 132 kv ; switch"},{"$f":"IFERROR(repcalc('Cost scenario - input'!$CY43:$GK43,'Cost scenario - input'!$J43,'Cost scenario - input'!$H43,'Cost scenario - input'!$I43,20,TRUE,TRUE),\"\")","v":1306.5658379501458},1348.249315049527,1382.9034526409835,1410.4314888503159,1430.8210523776679,1444.1372350378999,1450.5233822197465,1450.2075027581973,1443.5106022191503,1430.8524658109457,1412.7506297646271,1389.8094611555086,1362.6982049086103,1332.1191932960576,1298.769706713904,1263.3027853996955,1226.2932629357765,1188.2152140204389,1149.4358555979011,1110.2288744946277,{"$f":"IFERROR(IF(OR(D58=\"\",'Cost scenario - input'!$G43=\"\"),\"\",D58/'Cost scenario - input'!$G43),\"\")","v":19.087767424626517},{"$f":"IFERROR(IF(OR(E58=\"\",'Cost scenario - input'!$G43=\"\"),\"\",E58/'Cost scenario - input'!$G43),\"\")","v":19.696726034451345},{"$f":"IFERROR(IF(OR(F58=\"\",'Cost scenario - input'!$G43=\"\"),\"\",F58/'Cost scenario - input'!$G43),\"\")","v":20.20299223201587},{"$f":"IFERROR(IF(OR(G58=\"\",'Cost scenario - input'!$G43=\"\"),\"\",G58/'Cost scenario - input'!$G43),\"\")","v":20.605152412206102},{"$f":"IFERROR(IF(OR(H58=\"\",'Cost scenario - input'!$G43=\"\"),\"\",H58/'Cost scenario - input'!$G43),\"\")","v":20.903025841309638},{"$f":"IFERROR(IF(OR(I58=\"\",'Cost scenario - input'!$G43=\"\"),\"\",I58/'Cost scenario - input'!$G43),\"\")","v":21.097563452978047},{"$f":"IFERROR(IF(OR(J58=\"\",'Cost scenario - input'!$G43=\"\"),\"\",J58/'Cost scenario - input'!$G43),\"\")","v":21.190859396133703},{"$f":"IFERROR(IF(OR(K58=\"\",'Cost scenario - input'!$G43=\"\"),\"\",K58/'Cost scenario - input'!$G43),\"\")","v":21.186244677517053},{"$f":"IFERROR(IF(OR(L58=\"\",'Cost scenario - input'!$G43=\"\"),\"\",L58/'Cost scenario - input'!$G43),\"\")","v":21.088408903580294},{"$f":"IFERROR(IF(OR(M58=\"\",'Cost scenario - input'!$G43=\"\"),\"\",M58/'Cost scenario - input'!$G43),\"\")","v":20.903484763693033},{"$f":"IFERROR(IF(OR(N58=\"\",'Cost scenario - input'!$G43=\"\"),\"\",N58/'Cost scenario - input'!$G43),\"\")","v":20.639033002920733},{"$f":"IFERROR(IF(OR(O58=\"\",'Cost scenario - input'!$G43=\"\"),\"\",O58/'Cost scenario - input'!$G43),\"\")","v":20.303882887908539},{"$f":"IFERROR(IF(OR(P58=\"\",'Cost scenario - input'!$G43=\"\"),\"\",P58/'Cost scenario - input'!$G43),\"\")","v":19.907811493112135},{"$f":"IFERROR(IF(OR(Q58=\"\",'Cost scenario - input'!$G43=\"\"),\"\",Q58/'Cost scenario - input'!$G43),\"\")","v":19.461079269766163},{"$f":"IFERROR(IF(OR(R58=\"\",'Cost scenario - input'!$G43=\"\"),\"\",R58/'Cost scenario - input'!$G43),\"\")","v":18.973872865678981},{"$f":"IFERROR(IF(OR(S58=\"\",'Cost scenario - input'!$G43=\"\"),\"\",S58/'Cost scenario - input'!$G43),\"\")","v":18.455732619202575},{"$f":"IFERROR(IF(OR(T58=\"\",'Cost scenario - input'!$G43=\"\"),\"\",T58/'Cost scenario - input'!$G43),\"\")","v":17.915056338858307},{"$f":"IFERROR(IF(OR(U58=\"\",'Cost scenario - input'!$G43=\"\"),\"\",U58/'Cost scenario - input'!$G43),\"\")","v":17.358769835286605},{"$f":"IFERROR(IF(OR(V58=\"\",'Cost scenario - input'!$G43=\"\"),\"\",V58/'Cost scenario - input'!$G43),\"\")","v":16.7922378221682},{"$f":"IFERROR(IF(OR(W58=\"\",'Cost scenario - input'!$G43=\"\"),\"\",W58/'Cost scenario - input'!$G43),\"\")","v":16.219458621163586}]
[{"$f":"IFERROR('Cost scenario - input'!A44,\"\")","v":5},{"$f":"IFERROR('Cost scenario - input'!B44,\"\")","v":"TRANSFORMERS"},{"$f":"IFERROR('Cost scenario - input'!C44,\"\")","v":"ground outdoor / indoor chamber mounted ; ˂ 22 kv ; < = 60 kva ; multiple phase"},{"$f":"IFERROR(repcalc('Cost scenario - input'!$CY44:$GK44,'Cost scenario - input'!$J44,'Cost scenario - input'!$H44,'Cost scenario - input'!$I44,20,TRUE,TRUE),\"\")","v":5.2904067650206459E-3},8.0609456341294711E-3,1.2136914866795774E-2,1.805743283021681E-2,2.6547834513751093E-2,3.8568041805496438E-2,5.5367061224719315E-2,7.8541782661706569E-2,0.11009698758549347,0.15250199346500629,0.20873775574892067,0.28232666996663808,0.3773359731167375,0.49834479455227459,0.65036484163563602,0.83870571235201308,1.0687781481913947,1.3458323212679488,1.6746334851847859,2.0590838092859243,{"$f":"IFERROR(IF(OR(D59=\"\",'Cost scenario - input'!$G44=\"\"),\"\",D59/'Cost scenario - input'!$G44),\"\")","v":4.127075842431512E-5},{"$f":"IFERROR(IF(OR(E59=\"\",'Cost scenario - input'!$G44=\"\"),\"\",E59/'Cost scenario - input'!$G44),\"\")","v":6.2883886762230243E-5},{"$f":"IFERROR(IF(OR(F59=\"\",'Cost scenario - input'!$G44=\"\"),\"\",F59/'Cost scenario - input'!$G44),\"\")","v":9.4680750220546109E-5},{"$f":"IFERROR(IF(OR(G59=\"\",'Cost scenario - input'!$G44=\"\"),\"\",G59/'Cost scenario - input'!$G44),\"\")","v":1.4086704126922963E-4},{"$f":"IFERROR(IF(OR(H59=\"\",'Cost scenario - input'!$G44=\"\"),\"\",H59/'Cost scenario - input'!$G44),\"\")","v":2.0710113864022344E-4},{"$f":"IFERROR(IF(OR(I59=\"\",'Cost scenario - input'!$G44=\"\"),\"\",I59/'Cost scenario - input'!$G44),\"\")","v":3.0087144655451046E-4},{"$f":"IFERROR(IF(OR(J59=\"\",'Cost scenario - input'!$G44=\"\"),\"\",J59/'Cost scenario - input'!$G44),\"\")","v":4.3192153457423957E-4},{"$f":"IFERROR(IF(OR(K59=\"\",'Cost scenario - input'!$G44=\"\"),\"\",K59/'Cost scenario - input'!$G44),\"\")","v":6.1270882985378606E-4},{"$f":"IFERROR(IF(OR(L59=\"\",'Cost scenario - input'!$G44=\"\"),\"\",L59/'Cost scenario - input'!$G44),\"\")","v":8.5887274451721481E-4},{"$f":"IFERROR(IF(OR(M59=\"\",'Cost scenario - input'!$G44=\"\"),\"\",M59/'Cost scenario - input'!$G44),\"\")","v":1.1896765619488611E-3},{"$f":"IFERROR(IF(OR(N59=\"\",'Cost scenario - input'!$G44=\"\"),\"\",N59/'Cost scenario - input'!$G44),\"\")","v":1.6283748819669033E-3},{"$f":"IFERROR(IF(OR(O59=\"\",'Cost scenario - input'!$G44=\"\"),\"\",O59/'Cost scenario - input'!$G44),\"\")","v":2.2024461086762944E-3},{"$f":"IFERROR(IF(OR(P59=\"\",'Cost scenario - input'!$G44=\"\"),\"\",P59/'Cost scenario - input'!$G44),\"\")","v":2.9436189848899012E-3},{"$f":"IFERROR(IF(OR(Q59=\"\",'Cost scenario - input'!$G44=\"\"),\"\",Q59/'Cost scenario - input'!$G44),\"\")","v":3.8876155542458771E-3},{"$f":"IFERROR(IF(OR(R59=\"\",'Cost scenario - input'!$G44=\"\"),\"\",R59/'Cost scenario - input'!$G44),\"\")","v":5.0735324255747564E-3},{"$f":"IFERROR(IF(OR(S59=\"\",'Cost scenario - input'!$G44=\"\"),\"\",S59/'Cost scenario - input'!$G44),\"\")","v":6.5427900690804407E-3},{"$f":"IFERROR(IF(OR(T59=\"\",'Cost scenario - input'!$G44=\"\"),\"\",T59/'Cost scenario - input'!$G44),\"\")","v":8.3375979810924403E-3},{"$f":"IFERROR(IF(OR(U59=\"\",'Cost scenario - input'!$G44=\"\"),\"\",U59/'Cost scenario - input'!$G44),\"\")","v":1.0498913047278326E-2},{"$f":"IFERROR(IF(OR(V59=\"\",'Cost scenario - input'!$G44=\"\"),\"\",V59/'Cost scenario - input'!$G44),\"\")","v":1.3063909276938271E-2},{"$f":"IFERROR(IF(OR(W59=\"\",'Cost scenario - input'!$G44=\"\"),\"\",W59/'Cost scenario - input'!$G44),\"\")","v":1.6063027710899711E-2}]
[{"$f":"IFERROR('Cost scenario - input'!A45,\"\")","v":5},{"$f":"IFERROR('Cost scenario - input'!B45,\"\")","v":"TRANSFORMERS"},{"$f":"IFERROR('Cost scenario - input'!C45,\"\")","v":"ground outdoor / indoor chamber mounted ; ˂ 22 kv ; > 60 kva and < = 600 kva ; multiple phase"},{"$f":"IFERROR(repcalc('Cost scenario - input'!$CY45:$GK45,'Cost scenario - input'!$J45,'Cost scenario - input'!$H45,'Cost scenario - input'!$I45,20,TRUE,TRUE),\"\")","v":277.11223053183488},303.31658469301703,331.59450509805475,361.91443043818532,394.17507504648148,428.20295200729191,463.75463735361444,500.52394662134623,538.15376300665969,576.25181489268039,614.40929355083415,652.2208733934275,689.30448642819374,725.31913909448508,759.97915931614716,793.06352382344164,824.41932259588714,853.95893432192963,881.65106644948503,907.50639964010304,{"$f":"IFERROR(IF(OR(D60=\"\",'Cost scenario - input'!$G45=\"\"),\"\",D60/'Cost scenario - input'!$G45),\"\")","v":4.5490843443426625},{"$f":"IFERROR(IF(OR(E60=\"\",'Cost scenario - input'!$G45=\"\"),\"\",E60/'Cost scenario - input'!$G45),\"\")","v":4.9792559648426451},{"$f":"IFERROR(IF(OR(F60=\"\",'Cost scenario - input'!$G45=\"\"),\"\",F60/'Cost scenario - input'!$G45),\"\")","v":5.4434673233894735},{"$f":"IFERROR(IF(OR(G60=\"\",'Cost scenario - input'!$G45=\"\"),\"\",G60/'Cost scenario - input'!$G45),\"\")","v":5.9412003084032152},{"$f":"IFERROR(IF(OR(H60=\"\",'Cost scenario - input'!$G45=\"\"),\"\",H60/'Cost scenario - input'!$G45),\"\")","v":6.4707922107322728},{"$f":"IFERROR(IF(OR(I60=\"\",'Cost scenario - input'!$G45=\"\"),\"\",I60/'Cost scenario - input'!$G45),\"\")","v":7.0293950629288595},{"$f":"IFERROR(IF(OR(J60=\"\",'Cost scenario - input'!$G45=\"\"),\"\",J60/'Cost scenario - input'!$G45),\"\")","v":7.6130128083945285},{"$f":"IFERROR(IF(OR(K60=\"\",'Cost scenario - input'!$G45=\"\"),\"\",K60/'Cost scenario - input'!$G45),\"\")","v":8.2166191119528857},{"$f":"IFERROR(IF(OR(L60=\"\",'Cost scenario - input'!$G45=\"\"),\"\",L60/'Cost scenario - input'!$G45),\"\")","v":8.8343515313065417},{"$f":"IFERROR(IF(OR(M60=\"\",'Cost scenario - input'!$G45=\"\"),\"\",M60/'Cost scenario - input'!$G45),\"\")","v":9.4597705214825858},{"$f":"IFERROR(IF(OR(N60=\"\",'Cost scenario - input'!$G45=\"\"),\"\",N60/'Cost scenario - input'!$G45),\"\")","v":10.086165063687591},{"$f":"IFERROR(IF(OR(O60=\"\",'Cost scenario - input'!$G45=\"\"),\"\",O60/'Cost scenario - input'!$G45),\"\")","v":10.706881318494119},{"$f":"IFERROR(IF(OR(P60=\"\",'Cost scenario - input'!$G45=\"\"),\"\",P60/'Cost scenario - input'!$G45),\"\")","v":11.315647243997853},{"$f":"IFERROR(IF(OR(Q60=\"\",'Cost scenario - input'!$G45=\"\"),\"\",Q60/'Cost scenario - input'!$G45),\"\")","v":11.906865077641408},{"$f":"IFERROR(IF(OR(R60=\"\",'Cost scenario - input'!$G45=\"\"),\"\",R60/'Cost scenario - input'!$G45),\"\")","v":12.475845216346798},{"$f":"IFERROR(IF(OR(S60=\"\",'Cost scenario - input'!$G45=\"\"),\"\",S60/'Cost scenario - input'!$G45),\"\")","v":13.018959334167626},{"$f":"IFERROR(IF(OR(T60=\"\",'Cost scenario - input'!$G45=\"\"),\"\",T60/'Cost scenario - input'!$G45),\"\")","v":13.533697254707382},{"$f":"IFERROR(IF(OR(U60=\"\",'Cost scenario - input'!$G45=\"\"),\"\",U60/'Cost scenario - input'!$G45),\"\")","v":14.018620583363797},{"$f":"IFERROR(IF(OR(V60=\"\",'Cost scenario - input'!$G45=\"\"),\"\",V60/'Cost scenario - input'!$G45),\"\")","v":14.473215620476237},{"$f":"IFERROR(IF(OR(W60=\"\",'Cost scenario - input'!$G45=\"\"),\"\",W60/'Cost scenario - input'!$G45),\"\")","v":14.897657700168896}]
[{"$f":"IFERROR('Cost scenario - input'!A46,\"\")","v":5},{"$f":"IFERROR('Cost scenario - input'!B46,\"\")","v":"TRANSFORMERS"},{"$f":"IFERROR('Cost scenario - input'!C46,\"\")","v":"ground outdoor / indoor chamber mounted ; ˂ 22 kv ; > 600 kva ; multiple phase"},{"$f":"IFERROR(repcalc('Cost scenario - input'!$CY46:$GK46,'Cost scenario - input'!$J46,'Cost scenario - input'!$H46,'Cost scenario - input'!$I46,20,TRUE,TRUE),\"\")","v":1316.4023831935258},1509.0181726114893,1709.5745354761268,1914.5856521609016,2120.1706560582675,2322.2345407955295,2516.6835587703126,2699.663093751476,2867.8027628371542,3018.4511687185568,3149.881598894804,3261.4503071079953,3353.6909630384848,3428.3324277365905,3488.232046625054,3537.2228198724847,3579.8796312596101,3621.2166067406902,3666.3340096949796,3720.0382728843865,{"$f":"IFERROR(IF(OR(D61=\"\",'Cost scenario - input'!$G46=\"\"),\"\",D61/'Cost scenario - input'!$G46),\"\")","v":22.449013774018933},{"$f":"IFERROR(IF(OR(E61=\"\",'Cost scenario - input'!$G46=\"\"),\"\",E61/'Cost scenario - input'!$G46),\"\")","v":25.733749934437835},{"$f":"IFERROR(IF(OR(F61=\"\",'Cost scenario - input'!$G46=\"\"),\"\",F61/'Cost scenario - input'!$G46),\"\")","v":29.153899130379774},{"$f":"IFERROR(IF(OR(G61=\"\",'Cost scenario - input'!$G46=\"\"),\"\",G61/'Cost scenario - input'!$G46),\"\")","v":32.650016610141982},{"$f":"IFERROR(IF(OR(H61=\"\",'Cost scenario - input'!$G46=\"\"),\"\",H61/'Cost scenario - input'!$G46),\"\")","v":36.155920764635766},{"$f":"IFERROR(IF(OR(I61=\"\",'Cost scenario - input'!$G46=\"\"),\"\",I61/'Cost scenario - input'!$G46),\"\")","v":39.601778193649331},{"$f":"IFERROR(IF(OR(J61=\"\",'Cost scenario - input'!$G46=\"\"),\"\",J61/'Cost scenario - input'!$G46),\"\")","v":42.917776963167377},{"$f":"IFERROR(IF(OR(K61=\"\",'Cost scenario - input'!$G46=\"\"),\"\",K61/'Cost scenario - input'!$G46),\"\")","v":46.038183119824907},{"$f":"IFERROR(IF(OR(L61=\"\",'Cost scenario - input'!$G46=\"\"),\"\",L61/'Cost scenario - input'!$G46),\"\")","v":48.905520489806307},{"$f":"IFERROR(IF(OR(M61=\"\",'Cost scenario - input'!$G46=\"\"),\"\",M61/'Cost scenario - input'!$G46),\"\")","v":51.474573981232894},{"$f":"IFERROR(IF(OR(N61=\"\",'Cost scenario - input'!$G46=\"\"),\"\",N61/'Cost scenario - input'!$G46),\"\")","v":53.715897435991522},{"$f":"IFERROR(IF(OR(O61=\"\",'Cost scenario - input'!$G46=\"\"),\"\",O61/'Cost scenario - input'!$G46),\"\")","v":55.618512851614959},{"$f":"IFERROR(IF(OR(P61=\"\",'Cost scenario - input'!$G46=\"\"),\"\",P61/'Cost scenario - input'!$G46),\"\")","v":57.191521060916934},{"$f":"IFERROR(IF(OR(Q61=\"\",'Cost scenario - input'!$G46=\"\"),\"\",Q61/'Cost scenario - input'!$G46),\"\")","v":58.464404861883423},{"$f":"IFERROR(IF(OR(R61=\"\",'Cost scenario - input'!$G46=\"\"),\"\",R61/'Cost scenario - input'!$G46),\"\")","v":59.485891442774786},{"$f":"IFERROR(IF(OR(S61=\"\",'Cost scenario - input'!$G46=\"\"),\"\",S61/'Cost scenario - input'!$G46),\"\")","v":60.321346131608884},{"$f":"IFERROR(IF(OR(T61=\"\",'Cost scenario - input'!$G46=\"\"),\"\",T61/'Cost scenario - input'!$G46),\"\")","v":61.048785825285378},{"$f":"IFERROR(IF(OR(U61=\"\",'Cost scenario - input'!$G46=\"\"),\"\",U61/'Cost scenario - input'!$G46),\"\")","v":61.753717952269099},{"$f":"IFERROR(IF(OR(V61=\"\",'Cost scenario - input'!$G46=\"\"),\"\",V61/'Cost scenario - input'!$G46),\"\")","v":62.523118868964275},{"$f":"IFERROR(IF(OR(W61=\"\",'Cost scenario - input'!$G46=\"\"),\"\",W61/'Cost scenario - input'!$G46),\"\")","v":63.43895414809662}]
[{"$f":"IFERROR('Cost scenario - input'!A47,\"\")","v":5},{"$f":"IFERROR('Cost scenario - input'!B47,\"\")","v":"TRANSFORMERS"},{"$f":"IFERROR('Cost scenario - input'!C47,\"\")","v":"ground outdoor / indoor chamber mounted ; > = 22 kv & < = 33 kv ; < = 15 mva"},{"$f":"IFERROR(repcalc('Cost scenario - input'!$CY47:$GK47,'Cost scenario - input'!$J47,'Cost scenario - input'!$H47,'Cost scenario - input'!$I47,20,TRUE,TRUE),\"\")","v":139.58716739894882},159.39775692090726,180.88038878316752,203.93045999187112,228.37263800763856,253.95291825536427,280.33406405649049,307.09561052598139,333.73940097357377,359.70125575209994,384.36886923574764,407.10543335146372,427.2778581430008,444.28787636914103,457.60385826333351,466.79089394117824,471.53667436515821,471.67093820462554,467.17673829565632,458.19247063342863,{"$f":"IFERROR(IF(OR(D62=\"\",'Cost scenario - input'!$G47=\"\"),\"\",D62/'Cost scenario - input'!$G47),\"\")","v":0.66911741199111752},{"$f":"IFERROR(IF(OR(E62=\"\",'Cost scenario - input'!$G47=\"\"),\"\",E62/'Cost scenario - input'!$G47),\"\")","v":0.76408037053490563},{"$f":"IFERROR(IF(OR(F62=\"\",'Cost scenario - input'!$G47=\"\"),\"\",F62/'Cost scenario - input'!$G47),\"\")","v":0.8670583398015973},{"$f":"IFERROR(IF(OR(G62=\"\",'Cost scenario - input'!$G47=\"\"),\"\",G62/'Cost scenario - input'!$G47),\"\")","v":0.97754990060029345},{"$f":"IFERROR(IF(OR(H62=\"\",'Cost scenario - input'!$G47=\"\"),\"\",H62/'Cost scenario - input'!$G47),\"\")","v":1.0947145884586966},{"$f":"IFERROR(IF(OR(I62=\"\",'Cost scenario - input'!$G47=\"\"),\"\",I62/'Cost scenario - input'!$G47),\"\")","v":1.2173348209364181},{"$f":"IFERROR(IF(OR(J62=\"\",'Cost scenario - input'!$G47=\"\"),\"\",J62/'Cost scenario - input'!$G47),\"\")","v":1.3437940387337042},{"$f":"IFERROR(IF(OR(K62=\"\",'Cost scenario - input'!$G47=\"\"),\"\",K62/'Cost scenario - input'!$G47),\"\")","v":1.4720767243717583},{"$f":"IFERROR(IF(OR(L62=\"\",'Cost scenario - input'!$G47=\"\"),\"\",L62/'Cost scenario - input'!$G47),\"\")","v":1.5997949411830046},{"$f":"IFERROR(IF(OR(M62=\"\",'Cost scenario - input'!$G47=\"\"),\"\",M62/'Cost scenario - input'!$G47),\"\")","v":1.7242442684642707},{"$f":"IFERROR(IF(OR(N62=\"\",'Cost scenario - input'!$G47=\"\"),\"\",N62/'Cost scenario - input'!$G47),\"\")","v":1.8424895914530359},{"$f":"IFERROR(IF(OR(O62=\"\",'Cost scenario - input'!$G47=\"\"),\"\",O62/'Cost scenario - input'!$G47),\"\")","v":1.9514783417956596},{"$f":"IFERROR(IF(OR(P62=\"\",'Cost scenario - input'!$G47=\"\"),\"\",P62/'Cost scenario - input'!$G47),\"\")","v":2.0481757740998874},{"$f":"IFERROR(IF(OR(Q62=\"\",'Cost scenario - input'!$G47=\"\"),\"\",Q62/'Cost scenario - input'!$G47),\"\")","v":2.1297140672358679},{"$f":"IFERROR(IF(OR(R62=\"\",'Cost scenario - input'!$G47=\"\"),\"\",R62/'Cost scenario - input'!$G47),\"\")","v":2.1935448298280869},{"$f":"IFERROR(IF(OR(S62=\"\",'Cost scenario - input'!$G47=\"\"),\"\",S62/'Cost scenario - input'!$G47),\"\")","v":2.2375833016387543},{"$f":"IFERROR(IF(OR(T62=\"\",'Cost scenario - input'!$G47=\"\"),\"\",T62/'Cost scenario - input'!$G47),\"\")","v":2.2603324151449828},{"$f":"IFERROR(IF(OR(U62=\"\",'Cost scenario - input'!$G47=\"\"),\"\",U62/'Cost scenario - input'!$G47),\"\")","v":2.2609760149433198},{"$f":"IFERROR(IF(OR(V62=\"\",'Cost scenario - input'!$G47=\"\"),\"\",V62/'Cost scenario - input'!$G47),\"\")","v":2.239432864035575},{"$f":"IFERROR(IF(OR(W62=\"\",'Cost scenario - input'!$G47=\"\"),\"\",W62/'Cost scenario - input'!$G47),\"\")","v":2.1963663698957236}]
[{"$f":"IFERROR('Cost scenario - input'!A48,\"\")","v":5},{"$f":"IFERROR('Cost scenario - input'!B48,\"\")","v":"TRANSFORMERS"},{"$f":"IFERROR('Cost scenario - input'!C48,\"\")","v":"ground outdoor / indoor chamber mounted ; > = 22 kv & < = 33 kv ; > 15 mva and < = 40 mva"},{"$f":"IFERROR(repcalc('Cost scenario - input'!$CY48:$GK48,'Cost scenario - input'!$J48,'Cost scenario - input'!$H48,'Cost scenario - input'!$I48,20,TRUE,TRUE),\"\")","v":5450.567729974674},5201.1146024879854,4903.960250968631,4570.4580225924174,4212.2642696871471,3840.7611431792111,3466.5660836835191,3099.1480329339238,2746.5605115372869,2415.2932952926058,2110.2375726671621,1834.7540062845264,1590.8287827625452,1379.2992885874191,1200.1283709538575,1052.7042188341572,936.14180022052051,849.56163276193047,792.32258866556606,764.18760351860328,{"$f":"IFERROR(IF(OR(D63=\"\",'Cost scenario - input'!$G48=\"\"),\"\",D63/'Cost scenario - input'!$G48),\"\")","v":7.6829956998461153},{"$f":"IFERROR(IF(OR(E63=\"\",'Cost scenario - input'!$G48=\"\"),\"\",E63/'Cost scenario - input'!$G48),\"\")","v":7.3313722725738337},{"$f":"IFERROR(IF(OR(F63=\"\",'Cost scenario - input'!$G48=\"\"),\"\",F63/'Cost scenario - input'!$G48),\"\")","v":6.9125102901130875},{"$f":"IFERROR(IF(OR(G63=\"\",'Cost scenario - input'!$G48=\"\"),\"\",G63/'Cost scenario - input'!$G48),\"\")","v":6.4424131711629755},{"$f":"IFERROR(IF(OR(H63=\"\",'Cost scenario - input'!$G48=\"\"),\"\",H63/'Cost scenario - input'!$G48),\"\")","v":5.9375114435596892},{"$f":"IFERROR(IF(OR(I63=\"\",'Cost scenario - input'!$G48=\"\"),\"\",I63/'Cost scenario - input'!$G48),\"\")","v":5.4138491271108444},{"$f":"IFERROR(IF(OR(J63=\"\",'Cost scenario - input'!$G48=\"\"),\"\",J63/'Cost scenario - input'!$G48),\"\")","v":4.8863923234463904},{"$f":"IFERROR(IF(OR(K63=\"\",'Cost scenario - input'!$G48=\"\"),\"\",K63/'Cost scenario - input'!$G48),\"\")","v":4.3684882364223956},{"$f":"IFERROR(IF(OR(L63=\"\",'Cost scenario - input'!$G48=\"\"),\"\",L63/'Cost scenario - input'!$G48),\"\")","v":3.8714889246236686},{"$f":"IFERROR(IF(OR(M63=\"\",'Cost scenario - input'!$G48=\"\"),\"\",M63/'Cost scenario - input'!$G48),\"\")","v":3.4045422276931263},{"$f":"IFERROR(IF(OR(N63=\"\",'Cost scenario - input'!$G48=\"\"),\"\",N63/'Cost scenario - input'!$G48),\"\")","v":2.9745426531064947},{"$f":"IFERROR(IF(OR(O63=\"\",'Cost scenario - input'!$G48=\"\"),\"\",O63/'Cost scenario - input'!$G48),\"\")","v":2.5862273140902605},{"$f":"IFERROR(IF(OR(P63=\"\",'Cost scenario - input'!$G48=\"\"),\"\",P63/'Cost scenario - input'!$G48),\"\")","v":2.2423958939067905},{"$f":"IFERROR(IF(OR(Q63=\"\",'Cost scenario - input'!$G48=\"\"),\"\",Q63/'Cost scenario - input'!$G48),\"\")","v":1.9442287534086264},{"$f":"IFERROR(IF(OR(R63=\"\",'Cost scenario - input'!$G48=\"\"),\"\",R63/'Cost scenario - input'!$G48),\"\")","v":1.6916735228505551},{"$f":"IFERROR(IF(OR(S63=\"\",'Cost scenario - input'!$G48=\"\"),\"\",S63/'Cost scenario - input'!$G48),\"\")","v":1.4838678073908227},{"$f":"IFERROR(IF(OR(T63=\"\",'Cost scenario - input'!$G48=\"\"),\"\",T63/'Cost scenario - input'!$G48),\"\")","v":1.3195640861385791},{"$f":"IFERROR(IF(OR(U63=\"\",'Cost scenario - input'!$G48=\"\"),\"\",U63/'Cost scenario - input'!$G48),\"\")","v":1.1975226608723353},{"$f":"IFERROR(IF(OR(V63=\"\",'Cost scenario - input'!$G48=\"\"),\"\",V63/'Cost scenario - input'!$G48),\"\")","v":1.1168398125082597},{"$f":"IFERROR(IF(OR(W63=\"\",'Cost scenario - input'!$G48=\"\"),\"\",W63/'Cost scenario - input'!$G48),\"\")","v":1.0771813804681256}]
[{"$f":"IFERROR('Cost scenario - input'!A49,\"\")","v":5},{"$f":"IFERROR('Cost scenario - input'!B49,\"\")","v":"TRANSFORMERS"},{"$f":"IFERROR('Cost scenario - input'!C49,\"\")","v":"ground outdoor / indoor chamber mounted ; > 33 kv & < = 66 kv ; < = 15 mva"},{"$f":"IFERROR(repcalc('Cost scenario - input'!$CY49:$GK49,'Cost scenario - input'!$J49,'Cost scenario - input'!$H49,'Cost scenario - input'!$I49,20,TRUE,TRUE),\"\")","v":49.492486943960635},56.313099981156789,63.426998279854161,70.736119689869668,78.129650118038384,85.486909716242238,92.680665896643276,99.580723812022015,106.05764418383569,111.98644611137242,117.25016580718156,121.74315843138211,125.37404746244191,128.06824337220317,129.76997052124202,130.443758248508,130.0753691070305,128.67215374693021,126.2628373383771,122.89675579399307,{"$f":"IFERROR(IF(OR(D64=\"\",'Cost scenario - input'!$G49=\"\"),\"\",D64/'Cost scenario - input'!$G49),\"\")","v":0.13588296629977251},{"$f":"IFERROR(IF(OR(E64=\"\",'Cost scenario - input'!$G49=\"\"),\"\",E64/'Cost scenario - input'!$G49),\"\")","v":0.15460914452812699},{"$f":"IFERROR(IF(OR(F64=\"\",'Cost scenario - input'!$G49=\"\"),\"\",F64/'Cost scenario - input'!$G49),\"\")","v":0.17414054540269672},{"$f":"IFERROR(IF(OR(G64=\"\",'Cost scenario - input'!$G49=\"\"),\"\",G64/'Cost scenario - input'!$G49),\"\")","v":0.19420793662841238},{"$f":"IFERROR(IF(OR(H64=\"\",'Cost scenario - input'!$G49=\"\"),\"\",H64/'Cost scenario - input'!$G49),\"\")","v":0.21450707510461672},{"$f":"IFERROR(IF(OR(I64=\"\",'Cost scenario - input'!$G49=\"\"),\"\",I64/'Cost scenario - input'!$G49),\"\")","v":0.23470663103263834},{"$f":"IFERROR(IF(OR(J64=\"\",'Cost scenario - input'!$G49=\"\"),\"\",J64/'Cost scenario - input'!$G49),\"\")","v":0.25445728388904115},{"$f":"IFERROR(IF(OR(K64=\"\",'Cost scenario - input'!$G49=\"\"),\"\",K64/'Cost scenario - input'!$G49),\"\")","v":0.27340158018685123},{"$f":"IFERROR(IF(OR(L64=\"\",'Cost scenario - input'!$G49=\"\"),\"\",L64/'Cost scenario - input'!$G49),\"\")","v":0.29118414087340538},{"$f":"IFERROR(IF(OR(M64=\"\",'Cost scenario - input'!$G49=\"\"),\"\",M64/'Cost scenario - input'!$G49),\"\")","v":0.30746182749339052},{"$f":"IFERROR(IF(OR(N64=\"\",'Cost scenario - input'!$G49=\"\"),\"\",N64/'Cost scenario - input'!$G49),\"\")","v":0.32191351279356439},{"$f":"IFERROR(IF(OR(O64=\"\",'Cost scenario - input'!$G49=\"\"),\"\",O64/'Cost scenario - input'!$G49),\"\")","v":0.33424914599847189},{"$f":"IFERROR(IF(OR(P64=\"\",'Cost scenario - input'!$G49=\"\"),\"\",P64/'Cost scenario - input'!$G49),\"\")","v":0.34421785038797548},{"$f":"IFERROR(IF(OR(Q64=\"\",'Cost scenario - input'!$G49=\"\"),\"\",Q64/'Cost scenario - input'!$G49),\"\")","v":0.35161483838790358},{"$f":"IFERROR(IF(OR(R64=\"\",'Cost scenario - input'!$G49=\"\"),\"\",R64/'Cost scenario - input'!$G49),\"\")","v":0.35628697646627649},{"$f":"IFERROR(IF(OR(S64=\"\",'Cost scenario - input'!$G49=\"\"),\"\",S64/'Cost scenario - input'!$G49),\"\")","v":0.35813687896038543},{"$f":"IFERROR(IF(OR(T64=\"\",'Cost scenario - input'!$G49=\"\"),\"\",T64/'Cost scenario - input'!$G49),\"\")","v":0.35712545657311945},{"$f":"IFERROR(IF(OR(U64=\"\",'Cost scenario - input'!$G49=\"\"),\"\",U64/'Cost scenario - input'!$G49),\"\")","v":0.35327289071390677},{"$f":"IFERROR(IF(OR(V64=\"\",'Cost scenario - input'!$G49=\"\"),\"\",V64/'Cost scenario - input'!$G49),\"\")","v":0.34665804711714832},{"$f":"IFERROR(IF(OR(W64=\"\",'Cost scenario - input'!$G49=\"\"),\"\",W64/'Cost scenario - input'!$G49),\"\")","v":0.33741637887009257}]
[{"$f":"IFERROR('Cost scenario - input'!A50,\"\")","v":5},{"$f":"IFERROR('Cost scenario - input'!B50,\"\")","v":"TRANSFORMERS"},{"$f":"IFERROR('Cost scenario - input'!C50,\"\")","v":"ground outdoor / indoor chamber mounted ; > 33 kv & < = 66 kv ; > 15 mva and < = 40 mva"},{"$f":"IFERROR(repcalc('Cost scenario - input'!$CY50:$GK50,'Cost scenario - input'!$J50,'Cost scenario - input'!$H50,'Cost scenario - input'!$I50,20,TRUE,TRUE),\"\")","v":125.26478985411829},136.77834322308524,147.76744290138933,158.03839058218819,167.43053378518459,175.82238183976256,183.13383799565869,189.32428945187914,194.38679560149862,198.3391242002678,201.21283965860533,203.04198094343016,203.8530212775467,203.65773931459091,202.45034056237728,200.20967034531787,196.90671095074751,192.51683924731446,187.03563680302003,180.49649223656209,{"$f":"IFERROR(IF(OR(D65=\"\",'Cost scenario - input'!$G50=\"\"),\"\",D65/'Cost scenario - input'!$G50),\"\")","v":0.34316368150761162},{"$f":"IFERROR(IF(OR(E65=\"\",'Cost scenario - input'!$G50=\"\"),\"\",E65/'Cost scenario - input'!$G50),\"\")","v":0.37470513354637192},{"$f":"IFERROR(IF(OR(F65=\"\",'Cost scenario - input'!$G50=\"\"),\"\",F65/'Cost scenario - input'!$G50),\"\")","v":0.40480984139326703},{"$f":"IFERROR(IF(OR(G65=\"\",'Cost scenario - input'!$G50=\"\"),\"\",G65/'Cost scenario - input'!$G50),\"\")","v":0.43294716731557703},{"$f":"IFERROR(IF(OR(H65=\"\",'Cost scenario - input'!$G50=\"\"),\"\",H65/'Cost scenario - input'!$G50),\"\")","v":0.45867700283073221},{"$f":"IFERROR(IF(OR(I65=\"\",'Cost scenario - input'!$G50=\"\"),\"\",I65/'Cost scenario - input'!$G50),\"\")","v":0.48166652348067074},{"$f":"IFERROR(IF(OR(J65=\"\",'Cost scenario - input'!$G50=\"\"),\"\",J65/'Cost scenario - input'!$G50),\"\")","v":0.50169630371309504},{"$f":"IFERROR(IF(OR(K65=\"\",'Cost scenario - input'!$G50=\"\"),\"\",K65/'Cost scenario - input'!$G50),\"\")","v":0.51865508450364872},{"$f":"IFERROR(IF(OR(L65=\"\",'Cost scenario - input'!$G50=\"\"),\"\",L65/'Cost scenario - input'!$G50),\"\")","v":0.53252385201590458},{"$f":"IFERROR(IF(OR(M65=\"\",'Cost scenario - input'!$G50=\"\"),\"\",M65/'Cost scenario - input'!$G50),\"\")","v":0.54335128112875397},{"$f":"IFERROR(IF(OR(N65=\"\",'Cost scenario - input'!$G50=\"\"),\"\",N65/'Cost scenario - input'!$G50),\"\")","v":0.55122384274352942},{"$f":"IFERROR(IF(OR(O65=\"\",'Cost scenario - input'!$G50=\"\"),\"\",O65/'Cost scenario - input'!$G50),\"\")","v":0.55623478682469585},{"$f":"IFERROR(IF(OR(P65=\"\",'Cost scenario - input'!$G50=\"\"),\"\",P65/'Cost scenario - input'!$G50),\"\")","v":0.55845663693302017},{"$f":"IFERROR(IF(OR(Q65=\"\",'Cost scenario - input'!$G50=\"\"),\"\",Q65/'Cost scenario - input'!$G50),\"\")","v":0.55792166076439387},{"$f":"IFERROR(IF(OR(R65=\"\",'Cost scenario - input'!$G50=\"\"),\"\",R65/'Cost scenario - input'!$G50),\"\")","v":0.55461398427094455},{"$f":"IFERROR(IF(OR(S65=\"\",'Cost scenario - input'!$G50=\"\"),\"\",S65/'Cost scenario - input'!$G50),\"\")","v":0.54847565408553467},{"$f":"IFERROR(IF(OR(T65=\"\",'Cost scenario - input'!$G50=\"\"),\"\",T65/'Cost scenario - input'!$G50),\"\")","v":0.53942717600138246},{"$f":"IFERROR(IF(OR(U65=\"\",'Cost scenario - input'!$G50=\"\"),\"\",U65/'Cost scenario - input'!$G50),\"\")","v":0.52740109479491926},{"$f":"IFERROR(IF(OR(V65=\"\",'Cost scenario - input'!$G50=\"\"),\"\",V65/'Cost scenario - input'!$G50),\"\")","v":0.5123853061438296},{"$f":"IFERROR(IF(OR(W65=\"\",'Cost scenario - input'!$G50=\"\"),\"\",W65/'Cost scenario - input'!$G50),\"\")","v":0.49447127837952709}]
[{"$f":"IFERROR('Cost scenario - input'!A51,\"\")","v":5},{"$f":"IFERROR('Cost scenario - input'!B51,\"\")","v":"TRANSFORMERS"},{"$f":"IFERROR('Cost scenario - input'!C51,\"\")","v":"ground outdoor / indoor chamber mounted ; > 66 kv & < = 132 kv ; < = 100 mva"},{"$f":"IFERROR(repcalc('Cost scenario - input'!$CY51:$GK51,'Cost scenario - input'!$J51,'Cost scenario - input'!$H51,'Cost scenario - input'!$I51,20,TRUE,TRUE),\"\")","v":1107.0676254049956},1081.5730571547717,1056.0997612296376,1031.5005756532203,1008.3137634091693,986.76307099273629,966.78325792268924,948.06729219638316,930.12990771168211,912.3813302447453,894.20474284091483,875.03143332535615,854.40842227521307,832.05453761066792,807.90220121085804,782.12346985881959,755.1400237651925,727.61777212813388,700.4475396073542,674.71392103497612,{"$f":"IFERROR(IF(OR(D66=\"\",'Cost scenario - input'!$G51=\"\"),\"\",D66/'Cost scenario - input'!$G51),\"\")","v":3.1840614261830615},{"$f":"IFERROR(IF(OR(E66=\"\",'Cost scenario - input'!$G51=\"\"),\"\",E66/'Cost scenario - input'!$G51),\"\")","v":3.1107359404765917},{"$f":"IFERROR(IF(OR(F66=\"\",'Cost scenario - input'!$G51=\"\"),\"\",F66/'Cost scenario - input'!$G51),\"\")","v":3.0374716365698688},{"$f":"IFERROR(IF(OR(G66=\"\",'Cost scenario - input'!$G51=\"\"),\"\",G66/'Cost scenario - input'!$G51),\"\")","v":2.9667213805674537},{"$f":"IFERROR(IF(OR(H66=\"\",'Cost scenario - input'!$G51=\"\"),\"\",H66/'Cost scenario - input'!$G51),\"\")","v":2.9000332824167887},{"$f":"IFERROR(IF(OR(I66=\"\",'Cost scenario - input'!$G51=\"\"),\"\",I66/'Cost scenario - input'!$G51),\"\")","v":2.8380508643096767},{"$f":"IFERROR(IF(OR(J66=\"\",'Cost scenario - input'!$G51=\"\"),\"\",J66/'Cost scenario - input'!$G51),\"\")","v":2.7805864866702241},{"$f":"IFERROR(IF(OR(K66=\"\",'Cost scenario - input'!$G51=\"\"),\"\",K66/'Cost scenario - input'!$G51),\"\")","v":2.726757088036067},{"$f":"IFERROR(IF(OR(L66=\"\",'Cost scenario - input'!$G51=\"\"),\"\",L66/'Cost scenario - input'!$G51),\"\")","v":2.6751669839505485},{"$f":"IFERROR(IF(OR(M66=\"\",'Cost scenario - input'!$G51=\"\"),\"\",M66/'Cost scenario - input'!$G51),\"\")","v":2.6241199118609626},{"$f":"IFERROR(IF(OR(N66=\"\",'Cost scenario - input'!$G51=\"\"),\"\",N66/'Cost scenario - input'!$G51),\"\")","v":2.5718418310246554},{"$f":"IFERROR(IF(OR(O66=\"\",'Cost scenario - input'!$G51=\"\"),\"\",O66/'Cost scenario - input'!$G51),\"\")","v":2.5166970559090198},{"$f":"IFERROR(IF(OR(P66=\"\",'Cost scenario - input'!$G51=\"\"),\"\",P66/'Cost scenario - input'!$G51),\"\")","v":2.4573827624822875},{"$f":"IFERROR(IF(OR(Q66=\"\",'Cost scenario - input'!$G51=\"\"),\"\",Q66/'Cost scenario - input'!$G51),\"\")","v":2.3930902655720963},{"$f":"IFERROR(IF(OR(R66=\"\",'Cost scenario - input'!$G51=\"\"),\"\",R66/'Cost scenario - input'!$G51),\"\")","v":2.3236252022660508},{"$f":"IFERROR(IF(OR(S66=\"\",'Cost scenario - input'!$G51=\"\"),\"\",S66/'Cost scenario - input'!$G51),\"\")","v":2.2494824288433937},{"$f":"IFERROR(IF(OR(T66=\"\",'Cost scenario - input'!$G51=\"\"),\"\",T66/'Cost scenario - input'!$G51),\"\")","v":2.1718747489866392},{"$f":"IFERROR(IF(OR(U66=\"\",'Cost scenario - input'!$G51=\"\"),\"\",U66/'Cost scenario - input'!$G51),\"\")","v":2.0927173987143797},{"$f":"IFERROR(IF(OR(V66=\"\",'Cost scenario - input'!$G51=\"\"),\"\",V66/'Cost scenario - input'!$G51),\"\")","v":2.0145724983265731},{"$f":"IFERROR(IF(OR(W66=\"\",'Cost scenario - input'!$G51=\"\"),\"\",W66/'Cost scenario - input'!$G51),\"\")","v":1.940559474756814}]
[{"$f":"IFERROR('Cost scenario - input'!A52,\"\")","v":5},{"$f":"IFERROR('Cost scenario - input'!B52,\"\")","v":"TRANSFORMERS"},{"$f":"IFERROR('Cost scenario - input'!C52,\"\")","v":"ground outdoor / indoor chamber mounted ; > 66 kv & < = 132 kv ; > 100 mva"},{"$f":"IFERROR(repcalc('Cost scenario - input'!$CY52:$GK52,'Cost scenario - input'!$J52,'Cost scenario - input'!$H52,'Cost scenario - input'!$I52,20,TRUE,TRUE),\"\")","v":1021.3816453940022},1100.1052841066105,1170.5793120404928,1231.172442916951,1280.7032638895828,1318.4971402654301,1344.3985243902914,1358.737805481609,1362.2574621650635,1356.0074139023216,1341.2233143816331,1319.2034616415021,1291.199679016938,1258.3349762655403,1221.556435287594,1181.6262970600455,1139.1485608613066,1094.6234697634682,1048.5188208890943,1001.3455804768549,{"$f":"IFERROR(IF(OR(D67=\"\",'Cost scenario - input'!$G52=\"\"),\"\",D67/'Cost scenario - input'!$G52),\"\")","v":0.63965619962672049},{"$f":"IFERROR(IF(OR(E67=\"\",'Cost scenario - input'!$G52=\"\"),\"\",E67/'Cost scenario - input'!$G52),\"\")","v":0.68895810727972995},{"$f":"IFERROR(IF(OR(F67=\"\",'Cost scenario - input'!$G52=\"\"),\"\",F67/'Cost scenario - input'!$G52),\"\")","v":0.73309356740265497},{"$f":"IFERROR(IF(OR(G67=\"\",'Cost scenario - input'!$G52=\"\"),\"\",G67/'Cost scenario - input'!$G52),\"\")","v":0.77104096149839318},{"$f":"IFERROR(IF(OR(H67=\"\",'Cost scenario - input'!$G52=\"\"),\"\",H67/'Cost scenario - input'!$G52),\"\")","v":0.80206041132953187},{"$f":"IFERROR(IF(OR(I67=\"\",'Cost scenario - input'!$G52=\"\"),\"\",I67/'Cost scenario - input'!$G52),\"\")","v":0.82572941638827357},{"$f":"IFERROR(IF(OR(J67=\"\",'Cost scenario - input'!$G52=\"\"),\"\",J67/'Cost scenario - input'!$G52),\"\")","v":0.84195056252801015},{"$f":"IFERROR(IF(OR(K67=\"\",'Cost scenario - input'!$G52=\"\"),\"\",K67/'Cost scenario - input'!$G52),\"\")","v":0.85093076115367983},{"$f":"IFERROR(IF(OR(L67=\"\",'Cost scenario - input'!$G52=\"\"),\"\",L67/'Cost scenario - input'!$G52),\"\")","v":0.85313500109502016},{"$f":"IFERROR(IF(OR(M67=\"\",'Cost scenario - input'!$G52=\"\"),\"\",M67/'Cost scenario - input'!$G52),\"\")","v":0.84922081080458567},{"$f":"IFERROR(IF(OR(N67=\"\",'Cost scenario - input'!$G52=\"\"),\"\",N67/'Cost scenario - input'!$G52),\"\")","v":0.83996203769371902},{"$f":"IFERROR(IF(OR(O67=\"\",'Cost scenario - input'!$G52=\"\"),\"\",O67/'Cost scenario - input'!$G52),\"\")","v":0.82617176117601354},{"$f":"IFERROR(IF(OR(P67=\"\",'Cost scenario - input'!$G52=\"\"),\"\",P67/'Cost scenario - input'!$G52),\"\")","v":0.80863395515650993},{"$f":"IFERROR(IF(OR(Q67=\"\",'Cost scenario - input'!$G52=\"\"),\"\",Q67/'Cost scenario - input'!$G52),\"\")","v":0.78805192202656116},{"$f":"IFERROR(IF(OR(R67=\"\",'Cost scenario - input'!$G52=\"\"),\"\",R67/'Cost scenario - input'!$G52),\"\")","v":0.76501878661056921},{"$f":"IFERROR(IF(OR(S67=\"\",'Cost scenario - input'!$G52=\"\"),\"\",S67/'Cost scenario - input'!$G52),\"\")","v":0.74001191421925028},{"$f":"IFERROR(IF(OR(T67=\"\",'Cost scenario - input'!$G52=\"\"),\"\",T67/'Cost scenario - input'!$G52),\"\")","v":0.71340956882939321},{"$f":"IFERROR(IF(OR(U67=\"\",'Cost scenario - input'!$G52=\"\"),\"\",U67/'Cost scenario - input'!$G52),\"\")","v":0.68552503547390065},{"$f":"IFERROR(IF(OR(V67=\"\",'Cost scenario - input'!$G52=\"\"),\"\",V67/'Cost scenario - input'!$G52),\"\")","v":0.65665127940328905},{"$f":"IFERROR(IF(OR(W67=\"\",'Cost scenario - input'!$G52=\"\"),\"\",W67/'Cost scenario - input'!$G52),\"\")","v":0.62710830120092409}]
[{"$f":"IFERROR('Cost scenario - input'!A53,\"\")","v":5},{"$f":"IFERROR('Cost scenario - input'!B53,\"\")","v":"TRANSFORMERS"},{"$f":"IFERROR('Cost scenario - input'!C53,\"\")","v":"kiosk mounted ; < = 22 kv ; < = 60 kva ; multiple phase"},{"$f":"IFERROR(repcalc('Cost scenario - input'!$CY53:$GK53,'Cost scenario - input'!$J53,'Cost scenario - input'!$H53,'Cost scenario - input'!$I53,20,TRUE,TRUE),\"\")","v":4.4809538560351281E-5},7.974952347018583E-5,1.396903058038162E-4,2.4081580897893987E-4,4.0858675292400223E-4,6.8228235502764941E-4,1.121307107359225E-3,1.8137005903588815E-3,2.8872687151502282E-3,4.5236543557196458E-3,6.9754499531625817E-3,1.0586091687741836E-2,1.5811741004876034E-2,2.3243651511989857E-2,3.3628666574094607E-2,4.7884567875762243E-2,6.7106121162219215E-2,9.2557015932511713E-2,0.12564268259787273,0.16785941657872935,{"$f":"IFERROR(IF(OR(D68=\"\",'Cost scenario - input'!$G53=\"\"),\"\",D68/'Cost scenario - input'!$G53),\"\")","v":1.1137219079293791E-6},{"$f":"IFERROR(IF(OR(E68=\"\",'Cost scenario - input'!$G53=\"\"),\"\",E68/'Cost scenario - input'!$G53),\"\")","v":1.9821402828339652E-6},{"$f":"IFERROR(IF(OR(F68=\"\",'Cost scenario - input'!$G53=\"\"),\"\",F68/'Cost scenario - input'!$G53),\"\")","v":3.4719427804311888E-6},{"$f":"IFERROR(IF(OR(G68=\"\",'Cost scenario - input'!$G53=\"\"),\"\",G68/'Cost scenario - input'!$G53),\"\")","v":5.9853738925331006E-6},{"$f":"IFERROR(IF(OR(H68=\"\",'Cost scenario - input'!$G53=\"\"),\"\",H68/'Cost scenario - input'!$G53),\"\")","v":1.0155248918894965E-5},{"$f":"IFERROR(IF(OR(I68=\"\",'Cost scenario - input'!$G53=\"\"),\"\",I68/'Cost scenario - input'!$G53),\"\")","v":1.6957836001022786E-5},{"$f":"IFERROR(IF(OR(J68=\"\",'Cost scenario - input'!$G53=\"\"),\"\",J68/'Cost scenario - input'!$G53),\"\")","v":2.7869608371461417E-5},{"$f":"IFERROR(IF(OR(K68=\"\",'Cost scenario - input'!$G53=\"\"),\"\",K68/'Cost scenario - input'!$G53),\"\")","v":4.5078752131905447E-5},{"$f":"IFERROR(IF(OR(L68=\"\",'Cost scenario - input'!$G53=\"\"),\"\",L68/'Cost scenario - input'!$G53),\"\")","v":7.1761828518073246E-5},{"$f":"IFERROR(IF(OR(M68=\"\",'Cost scenario - input'!$G53=\"\"),\"\",M68/'Cost scenario - input'!$G53),\"\")","v":1.1243349344201849E-4},{"$f":"IFERROR(IF(OR(N68=\"\",'Cost scenario - input'!$G53=\"\"),\"\",N68/'Cost scenario - input'!$G53),\"\")","v":1.7337182394857551E-4},{"$f":"IFERROR(IF(OR(O68=\"\",'Cost scenario - input'!$G53=\"\"),\"\",O68/'Cost scenario - input'!$G53),\"\")","v":2.6311277934960175E-4},{"$f":"IFERROR(IF(OR(P68=\"\",'Cost scenario - input'!$G53=\"\"),\"\",P68/'Cost scenario - input'!$G53),\"\")","v":3.9299405718981102E-4},{"$f":"IFERROR(IF(OR(Q68=\"\",'Cost scenario - input'!$G53=\"\"),\"\",Q68/'Cost scenario - input'!$G53),\"\")","v":5.7771101289769676E-4},{"$f":"IFERROR(IF(OR(R68=\"\",'Cost scenario - input'!$G53=\"\"),\"\",R68/'Cost scenario - input'!$G53),\"\")","v":8.3582611875322938E-4},{"$f":"IFERROR(IF(OR(S68=\"\",'Cost scenario - input'!$G53=\"\"),\"\",S68/'Cost scenario - input'!$G53),\"\")","v":1.1901504458284183E-3},{"$f":"IFERROR(IF(OR(T68=\"\",'Cost scenario - input'!$G53=\"\"),\"\",T68/'Cost scenario - input'!$G53),\"\")","v":1.6678939282953635E-3},{"$f":"IFERROR(IF(OR(U68=\"\",'Cost scenario - input'!$G53=\"\"),\"\",U68/'Cost scenario - input'!$G53),\"\")","v":2.3004650279487004E-3},{"$f":"IFERROR(IF(OR(V68=\"\",'Cost scenario - input'!$G53=\"\"),\"\",V68/'Cost scenario - input'!$G53),\"\")","v":3.1227951163077371E-3},{"$f":"IFERROR(IF(OR(W68=\"\",'Cost scenario - input'!$G53=\"\"),\"\",W68/'Cost scenario - input'!$G53),\"\")","v":4.1720739758162179E-3}]
[{"$f":"IFERROR('Cost scenario - input'!A54,\"\")","v":5},{"$f":"IFERROR('Cost scenario - input'!B54,\"\")","v":"TRANSFORMERS"},{"$f":"IFERROR('Cost scenario - input'!C54,\"\")","v":"kiosk mounted ; < = 22 kv ; < = 60 kva ; single phase"},{"$f":"IFERROR(repcalc('Cost scenario - input'!$CY54:$GK54,'Cost scenario - input'!$J54,'Cost scenario - input'!$H54,'Cost scenario - input'!$I54,20,TRUE,TRUE),\"\")","v":6.0036824910581635E-7},1.1571049124436855E-6,2.1948672659209862E-6,4.0975503400388367E-6,7.5287149614669184E-6,1.3614382305884467E-5,2.4230120106523899E-5,4.2441794509392009E-5,7.3166530923423115E-5,1.2414000318114587E-4,2.0729632842337727E-4,3.406842411763641E-4,5.5105261109313108E-4,8.7723242351506073E-4,1.3744118283103952E-3,2.1193354243111361E-3,3.2163486613035314E-3,4.8040460553372896E-3,7.062066873183029E-3,1.0217322871148585E-2,{"$f":"IFERROR(IF(OR(D69=\"\",'Cost scenario - input'!$G54=\"\"),\"\",D69/'Cost scenario - input'!$G54),\"\")","v":4.9112945759150245E-8},{"$f":"IFERROR(IF(OR(E69=\"\",'Cost scenario - input'!$G54=\"\"),\"\",E69/'Cost scenario - input'!$G54),\"\")","v":9.4656622643075186E-8},{"$f":"IFERROR(IF(OR(F69=\"\",'Cost scenario - input'!$G54=\"\"),\"\",F69/'Cost scenario - input'!$G54),\"\")","v":1.7955046280389223E-7},{"$f":"IFERROR(IF(OR(G69=\"\",'Cost scenario - input'!$G54=\"\"),\"\",G69/'Cost scenario - input'!$G54),\"\")","v":3.3519888484350126E-7},{"$f":"IFERROR(IF(OR(H69=\"\",'Cost scenario - input'!$G54=\"\"),\"\",H69/'Cost scenario - input'!$G54),\"\")","v":6.1588428450262211E-7},{"$f":"IFERROR(IF(OR(I69=\"\",'Cost scenario - input'!$G54=\"\"),\"\",I69/'Cost scenario - input'!$G54),\"\")","v":1.113720488598638E-6},{"$f":"IFERROR(IF(OR(J69=\"\",'Cost scenario - input'!$G54=\"\"),\"\",J69/'Cost scenario - input'!$G54),\"\")","v":1.982137756788103E-6},{"$f":"IFERROR(IF(OR(K69=\"\",'Cost scenario - input'!$G54=\"\"),\"\",K69/'Cost scenario - input'!$G54),\"\")","v":3.4719383557763435E-6},{"$f":"IFERROR(IF(OR(L69=\"\",'Cost scenario - input'!$G54=\"\"),\"\",L69/'Cost scenario - input'!$G54),\"\")","v":5.985366264753816E-6},{"$f":"IFERROR(IF(OR(M69=\"\",'Cost scenario - input'!$G54=\"\"),\"\",M69/'Cost scenario - input'!$G54),\"\")","v":1.015523597701411E-5},{"$f":"IFERROR(IF(OR(N69=\"\",'Cost scenario - input'!$G54=\"\"),\"\",N69/'Cost scenario - input'!$G54),\"\")","v":1.6957814389904401E-5},{"$f":"IFERROR(IF(OR(O69=\"\",'Cost scenario - input'!$G54=\"\"),\"\",O69/'Cost scenario - input'!$G54),\"\")","v":2.786957285434822E-5},{"$f":"IFERROR(IF(OR(P69=\"\",'Cost scenario - input'!$G54=\"\"),\"\",P69/'Cost scenario - input'!$G54),\"\")","v":4.5078694683410877E-5},{"$f":"IFERROR(IF(OR(Q69=\"\",'Cost scenario - input'!$G54=\"\"),\"\",Q69/'Cost scenario - input'!$G54),\"\")","v":7.1761737064595372E-5},{"$f":"IFERROR(IF(OR(R69=\"\",'Cost scenario - input'!$G54=\"\"),\"\",R69/'Cost scenario - input'!$G54),\"\")","v":1.1243335015647317E-4},{"$f":"IFERROR(IF(OR(S69=\"\",'Cost scenario - input'!$G54=\"\"),\"\",S69/'Cost scenario - input'!$G54),\"\")","v":1.7337160300309775E-4},{"$f":"IFERROR(IF(OR(T69=\"\",'Cost scenario - input'!$G54=\"\"),\"\",T69/'Cost scenario - input'!$G54),\"\")","v":2.6311244403811609E-4},{"$f":"IFERROR(IF(OR(U69=\"\",'Cost scenario - input'!$G54=\"\"),\"\",U69/'Cost scenario - input'!$G54),\"\")","v":3.9299355635753292E-4},{"$f":"IFERROR(IF(OR(V69=\"\",'Cost scenario - input'!$G54=\"\"),\"\",V69/'Cost scenario - input'!$G54),\"\")","v":5.7771027666221348E-4},{"$f":"IFERROR(IF(OR(W69=\"\",'Cost scenario - input'!$G54=\"\"),\"\",W69/'Cost scenario - input'!$G54),\"\")","v":8.3582505357641208E-4}]
[{"$f":"IFERROR('Cost scenario - input'!A55,\"\")","v":5},{"$f":"IFERROR('Cost scenario - input'!B55,\"\")","v":"TRANSFORMERS"},{"$f":"IFERROR('Cost scenario - input'!C55,\"\")","v":"kiosk mounted ; < = 22 kv ; > 60 kva and < = 600 kva ; multiple phase"},{"$f":"IFERROR(repcalc('Cost scenario - input'!$CY55:$GK55,'Cost scenario - input'!$J55,'Cost scenario - input'!$H55,'Cost scenario - input'!$I55,20,TRUE,TRUE),\"\")","v":927.82398570920509},1070.2085486904198,1234.6963024439276,1421.2922193029542,1629.6976706468049,1859.2238722852621,2108.7187146511978,2376.5088631018475,2660.3592902369951,2957.4531308523983,3264.3956296931965,3577.2466030107516,3891.5858613868945,4202.6151069673251,4505.2977231937548,4794.534620621419,5065.3701287978311,5313.2173099198917,5534.0876855858933,5724.8069860850273,{"$f":"IFERROR(IF(OR(D70=\"\",'Cost scenario - input'!$G55=\"\"),\"\",D70/'Cost scenario - input'!$G55),\"\")","v":23.060668169902172},{"$f":"IFERROR(IF(OR(E70=\"\",'Cost scenario - input'!$G55=\"\"),\"\",E70/'Cost scenario - input'!$G55),\"\")","v":26.599575559665887},{"$f":"IFERROR(IF(OR(F70=\"\",'Cost scenario - input'!$G55=\"\"),\"\",F70/'Cost scenario - input'!$G55),\"\")","v":30.687848298619496},{"$f":"IFERROR(IF(OR(G70=\"\",'Cost scenario - input'!$G55=\"\"),\"\",G70/'Cost scenario - input'!$G55),\"\")","v":35.325609971977769},{"$f":"IFERROR(IF(OR(H70=\"\",'Cost scenario - input'!$G55=\"\"),\"\",H70/'Cost scenario - input'!$G55),\"\")","v":40.50543829314978},{"$f":"IFERROR(IF(OR(I70=\"\",'Cost scenario - input'!$G55=\"\"),\"\",I70/'Cost scenario - input'!$G55),\"\")","v":46.210213825802846},{"$f":"IFERROR(IF(OR(J70=\"\",'Cost scenario - input'!$G55=\"\"),\"\",J70/'Cost scenario - input'!$G55),\"\")","v":52.411301379607622},{"$f":"IFERROR(IF(OR(K70=\"\",'Cost scenario - input'!$G55=\"\"),\"\",K70/'Cost scenario - input'!$G55),\"\")","v":59.067110938000248},{"$f":"IFERROR(IF(OR(L70=\"\",'Cost scenario - input'!$G55=\"\"),\"\",L70/'Cost scenario - input'!$G55),\"\")","v":66.122091851266049},{"$f":"IFERROR(IF(OR(M70=\"\",'Cost scenario - input'!$G55=\"\"),\"\",M70/'Cost scenario - input'!$G55),\"\")","v":73.506232140026469},{"$f":"IFERROR(IF(OR(N70=\"\",'Cost scenario - input'!$G55=\"\"),\"\",N70/'Cost scenario - input'!$G55),\"\")","v":81.135156614960962},{"$f":"IFERROR(IF(OR(O70=\"\",'Cost scenario - input'!$G55=\"\"),\"\",O70/'Cost scenario - input'!$G55),\"\")","v":88.910933694912657},{"$f":"IFERROR(IF(OR(P70=\"\",'Cost scenario - input'!$G55=\"\"),\"\",P70/'Cost scenario - input'!$G55),\"\")","v":96.723701463192015},{"$f":"IFERROR(IF(OR(Q70=\"\",'Cost scenario - input'!$G55=\"\"),\"\",Q70/'Cost scenario - input'!$G55),\"\")","v":104.45420027971358},{"$f":"IFERROR(IF(OR(R70=\"\",'Cost scenario - input'!$G55=\"\"),\"\",R70/'Cost scenario - input'!$G55),\"\")","v":111.97724719497538},{"$f":"IFERROR(IF(OR(S70=\"\",'Cost scenario - input'!$G55=\"\"),\"\",S70/'Cost scenario - input'!$G55),\"\")","v":119.16610652261284},{"$f":"IFERROR(IF(OR(T70=\"\",'Cost scenario - input'!$G55=\"\"),\"\",T70/'Cost scenario - input'!$G55),\"\")","v":125.89760719394874},{"$f":"IFERROR(IF(OR(U70=\"\",'Cost scenario - input'!$G55=\"\"),\"\",U70/'Cost scenario - input'!$G55),\"\")","v":132.05774283253399},{"$f":"IFERROR(IF(OR(V70=\"\",'Cost scenario - input'!$G55=\"\"),\"\",V70/'Cost scenario - input'!$G55),\"\")","v":137.54738151427384},{"$f":"IFERROR(IF(OR(W70=\"\",'Cost scenario - input'!$G55=\"\"),\"\",W70/'Cost scenario - input'!$G55),\"\")","v":142.28762812370439}]
[{"$f":"IFERROR('Cost scenario - input'!A56,\"\")","v":5},{"$f":"IFERROR('Cost scenario - input'!B56,\"\")","v":"TRANSFORMERS"},{"$f":"IFERROR('Cost scenario - input'!C56,\"\")","v":"kiosk mounted ; < = 22 kv ; > 600 kva ; multiple phase"},{"$f":"IFERROR(repcalc('Cost scenario - input'!$CY56:$GK56,'Cost scenario - input'!$J56,'Cost scenario - input'!$H56,'Cost scenario - input'!$I56,20,TRUE,TRUE),\"\")","v":72.055363122779127},68.582155192709251,65.99097632596964,64.543189683558069,64.47887205785311,66.021550173005934,69.386154785352645,74.789283942092069,82.460843470678768,92.656212253276422,105.66820777823995,121.83824419469329,141.56612878762863,165.31790168009766,193.63098559164845,227.11571064225146,266.45208122071074,312.38055300906512,365.68569607863884,427.1720326858902,{"$f":"IFERROR(IF(OR(D71=\"\",'Cost scenario - input'!$G56=\"\"),\"\",D71/'Cost scenario - input'!$G56),\"\")","v":2.0101643139559577},{"$f":"IFERROR(IF(OR(E71=\"\",'Cost scenario - input'!$G56=\"\"),\"\",E71/'Cost scenario - input'!$G56),\"\")","v":1.9132705043434968},{"$f":"IFERROR(IF(OR(F71=\"\",'Cost scenario - input'!$G56=\"\"),\"\",F71/'Cost scenario - input'!$G56),\"\")","v":1.8409830983370705},{"$f":"IFERROR(IF(OR(G71=\"\",'Cost scenario - input'!$G56=\"\"),\"\",G71/'Cost scenario - input'!$G56),\"\")","v":1.8005934740722001},{"$f":"IFERROR(IF(OR(H71=\"\",'Cost scenario - input'!$G56=\"\"),\"\",H71/'Cost scenario - input'!$G56),\"\")","v":1.7987991732686612},{"$f":"IFERROR(IF(OR(I71=\"\",'Cost scenario - input'!$G56=\"\"),\"\",I71/'Cost scenario - input'!$G56),\"\")","v":1.8418360321589151},{"$f":"IFERROR(IF(OR(J71=\"\",'Cost scenario - input'!$G56=\"\"),\"\",J71/'Cost scenario - input'!$G56),\"\")","v":1.9357000809846274},{"$f":"IFERROR(IF(OR(K71=\"\",'Cost scenario - input'!$G56=\"\"),\"\",K71/'Cost scenario - input'!$G56),\"\")","v":2.0864338632301709},{"$f":"IFERROR(IF(OR(L71=\"\",'Cost scenario - input'!$G56=\"\"),\"\",L71/'Cost scenario - input'!$G56),\"\")","v":2.3004511761465865},{"$f":"IFERROR(IF(OR(M71=\"\",'Cost scenario - input'!$G56=\"\"),\"\",M71/'Cost scenario - input'!$G56),\"\")","v":2.5848764514654672},{"$f":"IFERROR(IF(OR(N71=\"\",'Cost scenario - input'!$G56=\"\"),\"\",N71/'Cost scenario - input'!$G56),\"\")","v":2.9478785643417456},{"$f":"IFERROR(IF(OR(O71=\"\",'Cost scenario - input'!$G56=\"\"),\"\",O71/'Cost scenario - input'!$G56),\"\")","v":3.3989821151535944},{"$f":"IFERROR(IF(OR(P71=\"\",'Cost scenario - input'!$G56=\"\"),\"\",P71/'Cost scenario - input'!$G56),\"\")","v":3.9493407266422023},{"$f":"IFERROR(IF(OR(Q71=\"\",'Cost scenario - input'!$G56=\"\"),\"\",Q71/'Cost scenario - input'!$G56),\"\")","v":4.6119557519842083},{"$f":"IFERROR(IF(OR(R71=\"\",'Cost scenario - input'!$G56=\"\"),\"\",R71/'Cost scenario - input'!$G56),\"\")","v":5.4018199401649145},{"$f":"IFERROR(IF(OR(S71=\"\",'Cost scenario - input'!$G56=\"\"),\"\",S71/'Cost scenario - input'!$G56),\"\")","v":6.3359599741920327},{"$f":"IFERROR(IF(OR(T71=\"\",'Cost scenario - input'!$G56=\"\"),\"\",T71/'Cost scenario - input'!$G56),\"\")","v":7.4333462748152055},{"$f":"IFERROR(IF(OR(U71=\"\",'Cost scenario - input'!$G56=\"\"),\"\",U71/'Cost scenario - input'!$G56),\"\")","v":8.7146357025871168},{"$f":"IFERROR(IF(OR(V71=\"\",'Cost scenario - input'!$G56=\"\"),\"\",V71/'Cost scenario - input'!$G56),\"\")","v":10.201715799126099},{"$f":"IFERROR(IF(OR(W71=\"\",'Cost scenario - input'!$G56=\"\"),\"\",W71/'Cost scenario - input'!$G56),\"\")","v":11.917030722085764}]
[{"$f":"IFERROR('Cost scenario - input'!A57,\"\")","v":5},{"$f":"IFERROR('Cost scenario - input'!B57,\"\")","v":"TRANSFORMERS"},{"$f":"IFERROR('Cost scenario - input'!C57,\"\")","v":"pole mounted ; < = 22 kv ; < = 60 kva ; multiple phase"},{"$f":"IFERROR(repcalc('Cost scenario - input'!$CY57:$GK57,'Cost scenario - input'!$J57,'Cost scenario - input'!$H57,'Cost scenario - input'!$I57,20,TRUE,TRUE),\"\")","v":259.69192744379484},268.17226913325965,275.36923743870227,281.49101650745177,286.80504410406797,291.6219083464722,296.27876464684817,301.12398101769867,306.50439976427475,312.75612540066254,320.19918553608693,329.13584288404849,339.85183605856997,352.61945241554781,367.70112393302384,385.35219891984565,405.82166753266387,429.34987892100696,456.16264178374837,486.4615028186804,{"$f":"IFERROR(IF(OR(D72=\"\",'Cost scenario - input'!$G57=\"\"),\"\",D72/'Cost scenario - input'!$G57),\"\")","v":22.123335644644825},{"$f":"IFERROR(IF(OR(E72=\"\",'Cost scenario - input'!$G57=\"\"),\"\",E72/'Cost scenario - input'!$G57),\"\")","v":22.845781842430117},{"$f":"IFERROR(IF(OR(F72=\"\",'Cost scenario - input'!$G57=\"\"),\"\",F72/'Cost scenario - input'!$G57),\"\")","v":23.458896570378826},{"$f":"IFERROR(IF(OR(G72=\"\",'Cost scenario - input'!$G57=\"\"),\"\",G72/'Cost scenario - input'!$G57),\"\")","v":23.980415180577516},{"$f":"IFERROR(IF(OR(H72=\"\",'Cost scenario - input'!$G57=\"\"),\"\",H72/'Cost scenario - input'!$G57),\"\")","v":24.433120881913919},{"$f":"IFERROR(IF(OR(I72=\"\",'Cost scenario - input'!$G57=\"\"),\"\",I72/'Cost scenario - input'!$G57),\"\")","v":24.84347289184484},{"$f":"IFERROR(IF(OR(J72=\"\",'Cost scenario - input'!$G57=\"\"),\"\",J72/'Cost scenario - input'!$G57),\"\")","v":25.240193714075229},{"$f":"IFERROR(IF(OR(K72=\"\",'Cost scenario - input'!$G57=\"\"),\"\",K72/'Cost scenario - input'!$G57),\"\")","v":25.652961061517914},{"$f":"IFERROR(IF(OR(L72=\"\",'Cost scenario - input'!$G57=\"\"),\"\",L72/'Cost scenario - input'!$G57),\"\")","v":26.111322671025409},{"$f":"IFERROR(IF(OR(M72=\"\",'Cost scenario - input'!$G57=\"\"),\"\",M72/'Cost scenario - input'!$G57),\"\")","v":26.643911519563925},{"$f":"IFERROR(IF(OR(N72=\"\",'Cost scenario - input'!$G57=\"\"),\"\",N72/'Cost scenario - input'!$G57),\"\")","v":27.277990981409761},{"$f":"IFERROR(IF(OR(O72=\"\",'Cost scenario - input'!$G57=\"\"),\"\",O72/'Cost scenario - input'!$G57),\"\")","v":28.039311027035456},{"$f":"IFERROR(IF(OR(P72=\"\",'Cost scenario - input'!$G57=\"\"),\"\",P72/'Cost scenario - input'!$G57),\"\")","v":28.952213927403708},{"$f":"IFERROR(IF(OR(Q72=\"\",'Cost scenario - input'!$G57=\"\"),\"\",Q72/'Cost scenario - input'!$G57),\"\")","v":30.039896031456063},{"$f":"IFERROR(IF(OR(R72=\"\",'Cost scenario - input'!$G57=\"\"),\"\",R72/'Cost scenario - input'!$G57),\"\")","v":31.324714101650468},{"$f":"IFERROR(IF(OR(S72=\"\",'Cost scenario - input'!$G57=\"\"),\"\",S72/'Cost scenario - input'!$G57),\"\")","v":32.82842143774689},{"$f":"IFERROR(IF(OR(T72=\"\",'Cost scenario - input'!$G57=\"\"),\"\",T72/'Cost scenario - input'!$G57),\"\")","v":34.572229684104144},{"$f":"IFERROR(IF(OR(U72=\"\",'Cost scenario - input'!$G57=\"\"),\"\",U72/'Cost scenario - input'!$G57),\"\")","v":36.576614351683482},{"$f":"IFERROR(IF(OR(V72=\"\",'Cost scenario - input'!$G57=\"\"),\"\",V72/'Cost scenario - input'!$G57),\"\")","v":38.860812240357092},{"$f":"IFERROR(IF(OR(W72=\"\",'Cost scenario - input'!$G57=\"\"),\"\",W72/'Cost scenario - input'!$G57),\"\")","v":41.441993253276053}]
[{"$f":"IFERROR('Cost scenario - input'!A58,\"\")","v":5},{"$f":"IFERROR('Cost scenario - input'!B58,\"\")","v":"TRANSFORMERS"},{"$f":"IFERROR('Cost scenario - input'!C58,\"\")","v":"pole mounted ; < = 22 kv ; < = 60 kva ; single phase"},{"$f":"IFERROR(repcalc('Cost scenario - input'!$CY58:$GK58,'Cost scenario - input'!$J58,'Cost scenario - input'!$H58,'Cost scenario - input'!$I58,20,TRUE,TRUE),\"\")","v":177.4961850315778},191.77105800771906,204.87115836471509,216.49681308522662,226.41047805987137,234.4526792819733,240.55316857914232,244.73631931547212,247.12030431924083,247.91015836040785,247.38536305332082,245.88304005230759,243.77814989185373,241.46224082746761,239.32227081871827,237.72085601826171,236.9790192286741,237.36217158322239,239.06971265771679,242.22832493764301,{"$f":"IFERROR(IF(OR(D73=\"\",'Cost scenario - input'!$G58=\"\"),\"\",D73/'Cost scenario - input'!$G58),\"\")","v":14.177401606685306},{"$f":"IFERROR(IF(OR(E73=\"\",'Cost scenario - input'!$G58=\"\"),\"\",E73/'Cost scenario - input'!$G58),\"\")","v":15.31759854686838},{"$f":"IFERROR(IF(OR(F73=\"\",'Cost scenario - input'!$G58=\"\"),\"\",F73/'Cost scenario - input'!$G58),\"\")","v":16.363961226809767},{"$f":"IFERROR(IF(OR(G73=\"\",'Cost scenario - input'!$G58=\"\"),\"\",G73/'Cost scenario - input'!$G58),\"\")","v":17.292553443504602},{"$f":"IFERROR(IF(OR(H73=\"\",'Cost scenario - input'!$G58=\"\"),\"\",H73/'Cost scenario - input'!$G58),\"\")","v":18.084401503307483},{"$f":"IFERROR(IF(OR(I73=\"\",'Cost scenario - input'!$G58=\"\"),\"\",I73/'Cost scenario - input'!$G58),\"\")","v":18.726767515327573},{"$f":"IFERROR(IF(OR(J73=\"\",'Cost scenario - input'!$G58=\"\"),\"\",J73/'Cost scenario - input'!$G58),\"\")","v":19.214040448815485},{"$f":"IFERROR(IF(OR(K73=\"\",'Cost scenario - input'!$G58=\"\"),\"\",K73/'Cost scenario - input'!$G58),\"\")","v":19.548167111648819},{"$f":"IFERROR(IF(OR(L73=\"\",'Cost scenario - input'!$G58=\"\"),\"\",L73/'Cost scenario - input'!$G58),\"\")","v":19.738586487798965},{"$f":"IFERROR(IF(OR(M73=\"\",'Cost scenario - input'!$G58=\"\"),\"\",M73/'Cost scenario - input'!$G58),\"\")","v":19.801675606870997},{"$f":"IFERROR(IF(OR(N73=\"\",'Cost scenario - input'!$G58=\"\"),\"\",N73/'Cost scenario - input'!$G58),\"\")","v":19.759757895633694},{"$f":"IFERROR(IF(OR(O73=\"\",'Cost scenario - input'!$G58=\"\"),\"\",O73/'Cost scenario - input'!$G58),\"\")","v":19.639760744570779},{"$f":"IFERROR(IF(OR(P73=\"\",'Cost scenario - input'!$G58=\"\"),\"\",P73/'Cost scenario - input'!$G58),\"\")","v":19.471633902084527},{"$f":"IFERROR(IF(OR(Q73=\"\",'Cost scenario - input'!$G58=\"\"),\"\",Q73/'Cost scenario - input'!$G58),\"\")","v":19.286652050871648},{"$f":"IFERROR(IF(OR(R73=\"\",'Cost scenario - input'!$G58=\"\"),\"\",R73/'Cost scenario - input'!$G58),\"\")","v":19.115723226486473},{"$f":"IFERROR(IF(OR(S73=\"\",'Cost scenario - input'!$G58=\"\"),\"\",S73/'Cost scenario - input'!$G58),\"\")","v":18.987811177216663},{"$f":"IFERROR(IF(OR(T73=\"\",'Cost scenario - input'!$G58=\"\"),\"\",T73/'Cost scenario - input'!$G58),\"\")","v":18.928557407392109},{"$f":"IFERROR(IF(OR(U73=\"\",'Cost scenario - input'!$G58=\"\"),\"\",U73/'Cost scenario - input'!$G58),\"\")","v":18.959161472521799},{"$f":"IFERROR(IF(OR(V73=\"\",'Cost scenario - input'!$G58=\"\"),\"\",V73/'Cost scenario - input'!$G58),\"\")","v":19.095550294448937},{"$f":"IFERROR(IF(OR(W73=\"\",'Cost scenario - input'!$G58=\"\"),\"\",W73/'Cost scenario - input'!$G58),\"\")","v":19.347842560924157}]
[{"$f":"IFERROR('Cost scenario - input'!A59,\"\")","v":5},{"$f":"IFERROR('Cost scenario - input'!B59,\"\")","v":"TRANSFORMERS"},{"$f":"IFERROR('Cost scenario - input'!C59,\"\")","v":"pole mounted ; < = 22 kv ; > 60 kva and < = 600 kva ; multiple phase"},{"$f":"IFERROR(repcalc('Cost scenario - input'!$CY59:$GK59,'Cost scenario - input'!$J59,'Cost scenario - input'!$H59,'Cost scenario - input'!$I59,20,TRUE,TRUE),\"\")","v":1329.2249754453276},1407.801282981349,1488.9999578648572,1572.9175618348306,1659.3115430872956,1747.5627706047262,1836.6762632124492,1925.3214472901011,2011.9089046960528,2094.696589774685,2171.9153650118951,2241.9017655966004,2303.2253304162327,2354.7986381732612,2395.9602125459855,2426.5234315321632,2446.7881268192214,2457.5152798648965,2459.8687066030348,2455.3305137049429,{"$f":"IFERROR(IF(OR(D74=\"\",'Cost scenario - input'!$G59=\"\"),\"\",D74/'Cost scenario - input'!$G59),\"\")","v":65.616356107639064},{"$f":"IFERROR(IF(OR(E74=\"\",'Cost scenario - input'!$G59=\"\"),\"\",E74/'Cost scenario - input'!$G59),\"\")","v":69.495226180163527},{"$f":"IFERROR(IF(OR(F74=\"\",'Cost scenario - input'!$G59=\"\"),\"\",F74/'Cost scenario - input'!$G59),\"\")","v":73.503547769847515},{"$f":"IFERROR(IF(OR(G74=\"\",'Cost scenario - input'!$G59=\"\"),\"\",G74/'Cost scenario - input'!$G59),\"\")","v":77.646087586291159},{"$f":"IFERROR(IF(OR(H74=\"\",'Cost scenario - input'!$G59=\"\"),\"\",H74/'Cost scenario - input'!$G59),\"\")","v":81.910872212023321},{"$f":"IFERROR(IF(OR(I74=\"\",'Cost scenario - input'!$G59=\"\"),\"\",I74/'Cost scenario - input'!$G59),\"\")","v":86.267338633202286},{"$f":"IFERROR(IF(OR(J74=\"\",'Cost scenario - input'!$G59=\"\"),\"\",J74/'Cost scenario - input'!$G59),\"\")","v":90.666370229027365},{"$f":"IFERROR(IF(OR(K74=\"\",'Cost scenario - input'!$G59=\"\"),\"\",K74/'Cost scenario - input'!$G59),\"\")","v":95.042284068381534},{"$f":"IFERROR(IF(OR(L74=\"\",'Cost scenario - input'!$G59=\"\"),\"\",L74/'Cost scenario - input'!$G59),\"\")","v":99.316619522919979},{"$f":"IFERROR(IF(OR(M74=\"\",'Cost scenario - input'!$G59=\"\"),\"\",M74/'Cost scenario - input'!$G59),\"\")","v":103.40338160292579},{"$f":"IFERROR(IF(OR(N74=\"\",'Cost scenario - input'!$G59=\"\"),\"\",N74/'Cost scenario - input'!$G59),\"\")","v":107.21523794610275},{"$f":"IFERROR(IF(OR(O74=\"\",'Cost scenario - input'!$G59=\"\"),\"\",O74/'Cost scenario - input'!$G59),\"\")","v":110.67007265677267},{"$f":"IFERROR(IF(OR(P74=\"\",'Cost scenario - input'!$G59=\"\"),\"\",P74/'Cost scenario - input'!$G59),\"\")","v":113.69727192049912},{"$f":"IFERROR(IF(OR(Q74=\"\",'Cost scenario - input'!$G59=\"\"),\"\",Q74/'Cost scenario - input'!$G59),\"\")","v":116.2431558678725},{"$f":"IFERROR(IF(OR(R74=\"\",'Cost scenario - input'!$G59=\"\"),\"\",R74/'Cost scenario - input'!$G59),\"\")","v":118.27507113570508},{"$f":"IFERROR(IF(OR(S74=\"\",'Cost scenario - input'!$G59=\"\"),\"\",S74/'Cost scenario - input'!$G59),\"\")","v":119.78380524606206},{"$f":"IFERROR(IF(OR(T74=\"\",'Cost scenario - input'!$G59=\"\"),\"\",T74/'Cost scenario - input'!$G59),\"\")","v":120.78415920188728},{"$f":"IFERROR(IF(OR(U74=\"\",'Cost scenario - input'!$G59=\"\"),\"\",U74/'Cost scenario - input'!$G59),\"\")","v":121.31369837491579},{"$f":"IFERROR(IF(OR(V74=\"\",'Cost scenario - input'!$G59=\"\"),\"\",V74/'Cost scenario - input'!$G59),\"\")","v":121.42987380780004},{"$f":"IFERROR(IF(OR(W74=\"\",'Cost scenario - input'!$G59=\"\"),\"\",W74/'Cost scenario - input'!$G59),\"\")","v":121.20584876554818}]
[{"$f":"IFERROR('Cost scenario - input'!A60,\"\")","v":5},{"$f":"IFERROR('Cost scenario - input'!B60,\"\")","v":"TRANSFORMERS"},{"$f":"IFERROR('Cost scenario - input'!C60,\"\")","v":"pole mounted ; < = 22 kv ; > 60 kva and < = 600 kva ; single phase"},{"$f":"IFERROR(repcalc('Cost scenario - input'!$CY60:$GK60,'Cost scenario - input'!$J60,'Cost scenario - input'!$H60,'Cost scenario - input'!$I60,20,TRUE,TRUE),\"\")","v":27.01887462700212},26.281352223782676,25.226031504705233,23.905891679912724,22.383893427101196,20.728948245746679,19.011730186050688,17.300690793514207,15.658591191129664,14.139789436512347,12.788429277784942,11.637581622910041,10.709304412549525,10.015518910423255,9.5595552490599403,9.3381976077981808,9.3440562103551752,9.5681035744701983,10.002229447903714,10.641686621574205,{"$f":"IFERROR(IF(OR(D75=\"\",'Cost scenario - input'!$G60=\"\"),\"\",D75/'Cost scenario - input'!$G60),\"\")","v":1.3092221700189548},{"$f":"IFERROR(IF(OR(E75=\"\",'Cost scenario - input'!$G60=\"\"),\"\",E75/'Cost scenario - input'!$G60),\"\")","v":1.2734849050695267},{"$f":"IFERROR(IF(OR(F75=\"\",'Cost scenario - input'!$G60=\"\"),\"\",F75/'Cost scenario - input'!$G60),\"\")","v":1.2223484569024465},{"$f":"IFERROR(IF(OR(G75=\"\",'Cost scenario - input'!$G60=\"\"),\"\",G75/'Cost scenario - input'!$G60),\"\")","v":1.1583799774597088},{"$f":"IFERROR(IF(OR(H75=\"\",'Cost scenario - input'!$G60=\"\"),\"\",H75/'Cost scenario - input'!$G60),\"\")","v":1.0846302790426041},{"$f":"IFERROR(IF(OR(I75=\"\",'Cost scenario - input'!$G60=\"\"),\"\",I75/'Cost scenario - input'!$G60),\"\")","v":1.0044385259993436},{"$f":"IFERROR(IF(OR(J75=\"\",'Cost scenario - input'!$G60=\"\"),\"\",J75/'Cost scenario - input'!$G60),\"\")","v":0.92122928854782893},{"$f":"IFERROR(IF(OR(K75=\"\",'Cost scenario - input'!$G60=\"\"),\"\",K75/'Cost scenario - input'!$G60),\"\")","v":0.83831944358168131},{"$f":"IFERROR(IF(OR(L75=\"\",'Cost scenario - input'!$G60=\"\"),\"\",L75/'Cost scenario - input'!$G60),\"\")","v":0.75875013381210954},{"$f":"IFERROR(IF(OR(M75=\"\",'Cost scenario - input'!$G60=\"\"),\"\",M75/'Cost scenario - input'!$G60),\"\")","v":0.68515532438871984},{"$f":"IFERROR(IF(OR(N75=\"\",'Cost scenario - input'!$G60=\"\"),\"\",N75/'Cost scenario - input'!$G60),\"\")","v":0.61967403755088402},{"$f":"IFERROR(IF(OR(O75=\"\",'Cost scenario - input'!$G60=\"\"),\"\",O75/'Cost scenario - input'!$G60),\"\")","v":0.56390875180612676},{"$f":"IFERROR(IF(OR(P75=\"\",'Cost scenario - input'!$G60=\"\"),\"\",P75/'Cost scenario - input'!$G60),\"\")","v":0.51892830311960858},{"$f":"IFERROR(IF(OR(Q75=\"\",'Cost scenario - input'!$G60=\"\"),\"\",Q75/'Cost scenario - input'!$G60),\"\")","v":0.48531034629642955},{"$f":"IFERROR(IF(OR(R75=\"\",'Cost scenario - input'!$G60=\"\"),\"\",R75/'Cost scenario - input'!$G60),\"\")","v":0.46321624569376124},{"$f":"IFERROR(IF(OR(S75=\"\",'Cost scenario - input'!$G60=\"\"),\"\",S75/'Cost scenario - input'!$G60),\"\")","v":0.45249017603157882},{"$f":"IFERROR(IF(OR(T75=\"\",'Cost scenario - input'!$G60=\"\"),\"\",T75/'Cost scenario - input'!$G60),\"\")","v":0.45277405951891259},{"$f":"IFERROR(IF(OR(U75=\"\",'Cost scenario - input'!$G60=\"\"),\"\",U75/'Cost scenario - input'!$G60),\"\")","v":0.46363046195177154},{"$f":"IFERROR(IF(OR(V75=\"\",'Cost scenario - input'!$G60=\"\"),\"\",V75/'Cost scenario - input'!$G60),\"\")","v":0.48466639427405955},{"$f":"IFERROR(IF(OR(W75=\"\",'Cost scenario - input'!$G60=\"\"),\"\",W75/'Cost scenario - input'!$G60),\"\")","v":0.51565182649892338}]
[{"$f":"IFERROR('Cost scenario - input'!A61,\"\")","v":5},{"$f":"IFERROR('Cost scenario - input'!B61,\"\")","v":"TRANSFORMERS"},{"$f":"IFERROR('Cost scenario - input'!C61,\"\")","v":"pole mounted ; < = 22 kv ; > 600 kva ; multiple phase"},{"$f":"IFERROR(repcalc('Cost scenario - input'!$CY61:$GK61,'Cost scenario - input'!$J61,'Cost scenario - input'!$H61,'Cost scenario - input'!$I61,20,TRUE,TRUE),\"\")","v":1.7813240215734114E-9},3.8664366643026252E-9,8.2637489906608428E-9,1.7391681933249809E-8,3.604162065410247E-8,7.354705845877086E-8,1.4778303535163582E-7,2.9240321573940636E-7,5.6968922162673174E-7,1.0929295436946802E-6,2.0646414497926268E-6,3.8405678279744602E-6,7.0346835618225763E-6,1.2687966717559944E-5,2.2533976646991357E-5,3.9407782853505332E-5,6.7861666825426941E-5,1.1507087369741829E-4,1.9213419811531419E-4,3.1589468152277246E-4,{"$f":"IFERROR(IF(OR(D76=\"\",'Cost scenario - input'!$G61=\"\"),\"\",D76/'Cost scenario - input'!$G61),\"\")","v":1.1870445538981898E-10},{"$f":"IFERROR(IF(OR(E76=\"\",'Cost scenario - input'!$G61=\"\"),\"\",E76/'Cost scenario - input'!$G61),\"\")","v":2.5765287672361679E-10},{"$f":"IFERROR(IF(OR(F76=\"\",'Cost scenario - input'!$G61=\"\"),\"\",F76/'Cost scenario - input'!$G61),\"\")","v":5.50682420230381E-10},{"$f":"IFERROR(IF(OR(G76=\"\",'Cost scenario - input'!$G61=\"\"),\"\",G76/'Cost scenario - input'!$G61),\"\")","v":1.1589526145702923E-9},{"$f":"IFERROR(IF(OR(H76=\"\",'Cost scenario - input'!$G61=\"\"),\"\",H76/'Cost scenario - input'!$G61),\"\")","v":2.4017533583433847E-9},{"$f":"IFERROR(IF(OR(I76=\"\",'Cost scenario - input'!$G61=\"\"),\"\",I76/'Cost scenario - input'!$G61),\"\")","v":4.9010530448919685E-9},{"$f":"IFERROR(IF(OR(J76=\"\",'Cost scenario - input'!$G61=\"\"),\"\",J76/'Cost scenario - input'!$G61),\"\")","v":9.8480144627339149E-9},{"$f":"IFERROR(IF(OR(K76=\"\",'Cost scenario - input'!$G61=\"\"),\"\",K76/'Cost scenario - input'!$G61),\"\")","v":1.9485261557254273E-8},{"$f":"IFERROR(IF(OR(L76=\"\",'Cost scenario - input'!$G61=\"\"),\"\",L76/'Cost scenario - input'!$G61),\"\")","v":3.7963137517743371E-8},{"$f":"IFERROR(IF(OR(M76=\"\",'Cost scenario - input'!$G61=\"\"),\"\",M76/'Cost scenario - input'!$G61),\"\")","v":7.2830998006262358E-8},{"$f":"IFERROR(IF(OR(N76=\"\",'Cost scenario - input'!$G61=\"\"),\"\",N76/'Cost scenario - input'!$G61),\"\")","v":1.3758425525323765E-7},{"$f":"IFERROR(IF(OR(O76=\"\",'Cost scenario - input'!$G61=\"\"),\"\",O76/'Cost scenario - input'!$G61),\"\")","v":2.5592902070937472E-7},{"$f":"IFERROR(IF(OR(P76=\"\",'Cost scenario - input'!$G61=\"\"),\"\",P76/'Cost scenario - input'!$G61),\"\")","v":4.6877955438352971E-7},{"$f":"IFERROR(IF(OR(Q76=\"\",'Cost scenario - input'!$G61=\"\"),\"\",Q76/'Cost scenario - input'!$G61),\"\")","v":8.4550489465794964E-7},{"$f":"IFERROR(IF(OR(R76=\"\",'Cost scenario - input'!$G61=\"\"),\"\",R76/'Cost scenario - input'!$G61),\"\")","v":1.5016265391656997E-6},{"$f":"IFERROR(IF(OR(S76=\"\",'Cost scenario - input'!$G61=\"\"),\"\",S76/'Cost scenario - input'!$G61),\"\")","v":2.6260687809137105E-6},{"$f":"IFERROR(IF(OR(T76=\"\",'Cost scenario - input'!$G61=\"\"),\"\",T76/'Cost scenario - input'!$G61),\"\")","v":4.5221880493378118E-6},{"$f":"IFERROR(IF(OR(U76=\"\",'Cost scenario - input'!$G61=\"\"),\"\",U76/'Cost scenario - input'!$G61),\"\")","v":7.6681306870928292E-6},{"$f":"IFERROR(IF(OR(V76=\"\",'Cost scenario - input'!$G61=\"\"),\"\",V76/'Cost scenario - input'!$G61),\"\")","v":1.2803501818210916E-5},{"$f":"IFERROR(IF(OR(W76=\"\",'Cost scenario - input'!$G61=\"\"),\"\",W76/'Cost scenario - input'!$G61),\"\")","v":2.1050693572065354E-5}]
[{"$f":"IFERROR('Cost scenario - input'!A62,\"\")","v":6},{"$f":"IFERROR('Cost scenario - input'!B62,\"\")","v":"UNDERGROUND CABLES"},{"$f":"IFERROR('Cost scenario - input'!C62,\"\")","v":"˂ = 1 kv"},{"$f":"IFERROR(repcalc('Cost scenario - input'!$CY62:$GK62,'Cost scenario - input'!$J62,'Cost scenario - input'!$H62,'Cost scenario - input'!$I62,20,TRUE,TRUE),\"\")","v":19304.580688605474},19880.009929958869,20733.906081143105,21810.613953219785,23055.596436170716,24416.527210176799,25844.219523064272,27293.448982817648,28723.698529794376,30099.823147697789,31392.605963412836,32579.160235794647,33643.12566135142,34574.612956098637,35369.866686684698,36030.640347996261,36563.306291412162,36977.752367252862,37286.143092092927,37501.642236291387,{"$f":"IFERROR(IF(OR(D77=\"\",'Cost scenario - input'!$G62=\"\"),\"\",D77/'Cost scenario - input'!$G62),\"\")","v":40.677382733185006},{"$f":"IFERROR(IF(OR(E77=\"\",'Cost scenario - input'!$G62=\"\"),\"\",E77/'Cost scenario - input'!$G62),\"\")","v":41.889890575959043},{"$f":"IFERROR(IF(OR(F77=\"\",'Cost scenario - input'!$G62=\"\"),\"\",F77/'Cost scenario - input'!$G62),\"\")","v":43.68916615290108},{"$f":"IFERROR(IF(OR(G77=\"\",'Cost scenario - input'!$G62=\"\"),\"\",G77/'Cost scenario - input'!$G62),\"\")","v":45.957936395092759},{"$f":"IFERROR(IF(OR(H77=\"\",'Cost scenario - input'!$G62=\"\"),\"\",H77/'Cost scenario - input'!$G62),\"\")","v":48.581284178295213},{"$f":"IFERROR(IF(OR(I77=\"\",'Cost scenario - input'!$G62=\"\"),\"\",I77/'Cost scenario - input'!$G62),\"\")","v":51.448950814550656},{"$f":"IFERROR(IF(OR(J77=\"\",'Cost scenario - input'!$G62=\"\"),\"\",J77/'Cost scenario - input'!$G62),\"\")","v":54.457293112854423},{"$f":"IFERROR(IF(OR(K77=\"\",'Cost scenario - input'!$G62=\"\"),\"\",K77/'Cost scenario - input'!$G62),\"\")","v":57.511017115126627},{"$f":"IFERROR(IF(OR(L77=\"\",'Cost scenario - input'!$G62=\"\"),\"\",L77/'Cost scenario - input'!$G62),\"\")","v":60.524747854208513},{"$f":"IFERROR(IF(OR(M77=\"\",'Cost scenario - input'!$G62=\"\"),\"\",M77/'Cost scenario - input'!$G62),\"\")","v":63.424429990482814},{"$f":"IFERROR(IF(OR(N77=\"\",'Cost scenario - input'!$G62=\"\"),\"\",N77/'Cost scenario - input'!$G62),\"\")","v":66.148499590024286},{"$f":"IFERROR(IF(OR(O77=\"\",'Cost scenario - input'!$G62=\"\"),\"\",O77/'Cost scenario - input'!$G62),\"\")","v":68.648731169768453},{"$f":"IFERROR(IF(OR(P77=\"\",'Cost scenario - input'!$G62=\"\"),\"\",P77/'Cost scenario - input'!$G62),\"\")","v":70.890651340341975},{"$f":"IFERROR(IF(OR(Q77=\"\",'Cost scenario - input'!$G62=\"\"),\"\",Q77/'Cost scenario - input'!$G62),\"\")","v":72.853422032476033},{"$f":"IFERROR(IF(OR(R77=\"\",'Cost scenario - input'!$G62=\"\"),\"\",R77/'Cost scenario - input'!$G62),\"\")","v":74.529130036231649},{"$f":"IFERROR(IF(OR(S77=\"\",'Cost scenario - input'!$G62=\"\"),\"\",S77/'Cost scenario - input'!$G62),\"\")","v":75.921470204337112},{"$f":"IFERROR(IF(OR(T77=\"\",'Cost scenario - input'!$G62=\"\"),\"\",T77/'Cost scenario - input'!$G62),\"\")","v":77.04386994970173},{"$f":"IFERROR(IF(OR(U77=\"\",'Cost scenario - input'!$G62=\"\"),\"\",U77/'Cost scenario - input'!$G62),\"\")","v":77.917164320668803},{"$f":"IFERROR(IF(OR(V77=\"\",'Cost scenario - input'!$G62=\"\"),\"\",V77/'Cost scenario - input'!$G62),\"\")","v":78.566985611689546},{"$f":"IFERROR(IF(OR(W77=\"\",'Cost scenario - input'!$G62=\"\"),\"\",W77/'Cost scenario - input'!$G62),\"\")","v":79.021071681137755}]
[{"$f":"IFERROR('Cost scenario - input'!A63,\"\")","v":6},{"$f":"IFERROR('Cost scenario - input'!B63,\"\")","v":"UNDERGROUND CABLES"},{"$f":"IFERROR('Cost scenario - input'!C63,\"\")","v":"> 1 kv & < = 11 kv"},{"$f":"IFERROR(repcalc('Cost scenario - input'!$CY63:$GK63,'Cost scenario - input'!$J63,'Cost scenario - input'!$H63,'Cost scenario - input'!$I63,20,TRUE,TRUE),\"\")","v":4535.7745288135193},4786.1582065343046,5041.2123327398094,5307.932663591755,5595.2564984689216,5913.9914534107884,6276.6548723754986,6697.222151631664,7190.7850255211688,7773.1236448087639,8460.1991957610499,9267.5770095978733,10209.793722783623,11299.686111475998,12547.703650085081,13961.23138414156,15543.953944896051,17295.294910795797,19209.967600491553,21277.673125368063,{"$f":"IFERROR(IF(OR(D78=\"\",'Cost scenario - input'!$G63=\"\"),\"\",D78/'Cost scenario - input'!$G63),\"\")","v":9.5984932500857276},{"$f":"IFERROR(IF(OR(E78=\"\",'Cost scenario - input'!$G63=\"\"),\"\",E78/'Cost scenario - input'!$G63),\"\")","v":10.128348961666537},{"$f":"IFERROR(IF(OR(F78=\"\",'Cost scenario - input'!$G63=\"\"),\"\",F78/'Cost scenario - input'!$G63),\"\")","v":10.668088160173488},{"$f":"IFERROR(IF(OR(G78=\"\",'Cost scenario - input'!$G63=\"\"),\"\",G78/'Cost scenario - input'!$G63),\"\")","v":11.232515090806814},{"$f":"IFERROR(IF(OR(H78=\"\",'Cost scenario - input'!$G63=\"\"),\"\",H78/'Cost scenario - input'!$G63),\"\")","v":11.840542644235189},{"$f":"IFERROR(IF(OR(I78=\"\",'Cost scenario - input'!$G63=\"\"),\"\",I78/'Cost scenario - input'!$G63),\"\")","v":12.515041628728619},{"$f":"IFERROR(IF(OR(J78=\"\",'Cost scenario - input'!$G63=\"\"),\"\",J78/'Cost scenario - input'!$G63),\"\")","v":13.282500936256492},{"$f":"IFERROR(IF(OR(K78=\"\",'Cost scenario - input'!$G63=\"\"),\"\",K78/'Cost scenario - input'!$G63),\"\")","v":14.172494952824856},{"$f":"IFERROR(IF(OR(L78=\"\",'Cost scenario - input'!$G63=\"\"),\"\",L78/'Cost scenario - input'!$G63),\"\")","v":15.216960431306337},{"$f":"IFERROR(IF(OR(M78=\"\",'Cost scenario - input'!$G63=\"\"),\"\",M78/'Cost scenario - input'!$G63),\"\")","v":16.449290934286246},{"$f":"IFERROR(IF(OR(N78=\"\",'Cost scenario - input'!$G63=\"\"),\"\",N78/'Cost scenario - input'!$G63),\"\")","v":17.903263127176434},{"$f":"IFERROR(IF(OR(O78=\"\",'Cost scenario - input'!$G63=\"\"),\"\",O78/'Cost scenario - input'!$G63),\"\")","v":19.611815976783991},{"$f":"IFERROR(IF(OR(P78=\"\",'Cost scenario - input'!$G63=\"\"),\"\",P78/'Cost scenario - input'!$G63),\"\")","v":21.60571155165885},{"$f":"IFERROR(IF(OR(Q78=\"\",'Cost scenario - input'!$G63=\"\"),\"\",Q78/'Cost scenario - input'!$G63),\"\")","v":23.912114718246603},{"$f":"IFERROR(IF(OR(R78=\"\",'Cost scenario - input'!$G63=\"\"),\"\",R78/'Cost scenario - input'!$G63),\"\")","v":26.55313839440835},{"$f":"IFERROR(IF(OR(S78=\"\",'Cost scenario - input'!$G63=\"\"),\"\",S78/'Cost scenario - input'!$G63),\"\")","v":29.544410629825038},{"$f":"IFERROR(IF(OR(T78=\"\",'Cost scenario - input'!$G63=\"\"),\"\",T78/'Cost scenario - input'!$G63),\"\")","v":32.89372874950994},{"$f":"IFERROR(IF(OR(U78=\"\",'Cost scenario - input'!$G63=\"\"),\"\",U78/'Cost scenario - input'!$G63),\"\")","v":36.599872944509116},{"$f":"IFERROR(IF(OR(V78=\"\",'Cost scenario - input'!$G63=\"\"),\"\",V78/'Cost scenario - input'!$G63),\"\")","v":40.651655671234629},{"$f":"IFERROR(IF(OR(W78=\"\",'Cost scenario - input'!$G63=\"\"),\"\",W78/'Cost scenario - input'!$G63),\"\")","v":45.027282677739237}]
[{"$f":"IFERROR('Cost scenario - input'!A64,\"\")","v":6},{"$f":"IFERROR('Cost scenario - input'!B64,\"\")","v":"UNDERGROUND CABLES"},{"$f":"IFERROR('Cost scenario - input'!C64,\"\")","v":"> 22 kv & < = 33 kv"},{"$f":"IFERROR(repcalc('Cost scenario - input'!$CY64:$GK64,'Cost scenario - input'!$J64,'Cost scenario - input'!$H64,'Cost scenario - input'!$I64,20,TRUE,TRUE),\"\")","v":14088.235292537454},13177.941999831934,12365.251818228351,11642.48442777315,11000.285420625469,10428.64541629413,9917.6964723732272,9458.2640151506876,9042.1814818138209,8662.397931694255,8312.9245563257136,7988.6738551370281,7685.2457274861472,7398.7090631876254,7125.417264192788,6861.883385712862,6604.7271095638989,6350.6932001575196,6096.7307253473618,5840.114983870797,{"$f":"IFERROR(IF(OR(D79=\"\",'Cost scenario - input'!$G64=\"\"),\"\",D79/'Cost scenario - input'!$G64),\"\")","v":22.725890543342402},{"$f":"IFERROR(IF(OR(E79=\"\",'Cost scenario - input'!$G64=\"\"),\"\",E79/'Cost scenario - input'!$G64),\"\")","v":21.257486211444107},{"$f":"IFERROR(IF(OR(F79=\"\",'Cost scenario - input'!$G64=\"\"),\"\",F79/'Cost scenario - input'!$G64),\"\")","v":19.946526554023055},{"$f":"IFERROR(IF(OR(G79=\"\",'Cost scenario - input'!$G64=\"\"),\"\",G79/'Cost scenario - input'!$G64),\"\")","v":18.780622360721946},{"$f":"IFERROR(IF(OR(H79=\"\",'Cost scenario - input'!$G64=\"\"),\"\",H79/'Cost scenario - input'!$G64),\"\")","v":17.744683931214588},{"$f":"IFERROR(IF(OR(I79=\"\",'Cost scenario - input'!$G64=\"\"),\"\",I79/'Cost scenario - input'!$G64),\"\")","v":16.822565021438066},{"$f":"IFERROR(IF(OR(J79=\"\",'Cost scenario - input'!$G64=\"\"),\"\",J79/'Cost scenario - input'!$G64),\"\")","v":15.998347542692974},{"$f":"IFERROR(IF(OR(K79=\"\",'Cost scenario - input'!$G64=\"\"),\"\",K79/'Cost scenario - input'!$G64),\"\")","v":15.257231887105586},{"$f":"IFERROR(IF(OR(L79=\"\",'Cost scenario - input'!$G64=\"\"),\"\",L79/'Cost scenario - input'!$G64),\"\")","v":14.586044480502645},{"$f":"IFERROR(IF(OR(M79=\"\",'Cost scenario - input'!$G64=\"\"),\"\",M79/'Cost scenario - input'!$G64),\"\")","v":13.973411371318909},{"$f":"IFERROR(IF(OR(N79=\"\",'Cost scenario - input'!$G64=\"\"),\"\",N79/'Cost scenario - input'!$G64),\"\")","v":13.409671945370734},{"$f":"IFERROR(IF(OR(O79=\"\",'Cost scenario - input'!$G64=\"\"),\"\",O79/'Cost scenario - input'!$G64),\"\")","v":12.886619498360611},{"$f":"IFERROR(IF(OR(P79=\"\",'Cost scenario - input'!$G64=\"\"),\"\",P79/'Cost scenario - input'!$G64),\"\")","v":12.397156178535319},{"$f":"IFERROR(IF(OR(Q79=\"\",'Cost scenario - input'!$G64=\"\"),\"\",Q79/'Cost scenario - input'!$G64),\"\")","v":11.934940667913349},{"$f":"IFERROR(IF(OR(R79=\"\",'Cost scenario - input'!$G64=\"\"),\"\",R79/'Cost scenario - input'!$G64),\"\")","v":11.494090598235731},{"$f":"IFERROR(IF(OR(S79=\"\",'Cost scenario - input'!$G64=\"\"),\"\",S79/'Cost scenario - input'!$G64),\"\")","v":11.068981139709743},{"$f":"IFERROR(IF(OR(T79=\"\",'Cost scenario - input'!$G64=\"\"),\"\",T79/'Cost scenario - input'!$G64),\"\")","v":10.654159463116191},{"$f":"IFERROR(IF(OR(U79=\"\",'Cost scenario - input'!$G64=\"\"),\"\",U79/'Cost scenario - input'!$G64),\"\")","v":10.244374511375302},{"$f":"IFERROR(IF(OR(V79=\"\",'Cost scenario - input'!$G64=\"\"),\"\",V79/'Cost scenario - input'!$G64),\"\")","v":9.8347047915836985},{"$f":"IFERROR(IF(OR(W79=\"\",'Cost scenario - input'!$G64=\"\"),\"\",W79/'Cost scenario - input'!$G64),\"\")","v":9.4207550575397061}]
[{"$f":"IFERROR('Cost scenario - input'!A65,\"\")","v":6},{"$f":"IFERROR('Cost scenario - input'!B65,\"\")","v":"UNDERGROUND CABLES"},{"$f":"IFERROR('Cost scenario - input'!C65,\"\")","v":"> 33 kv & < = 66 kv"},{"$f":"IFERROR(repcalc('Cost scenario - input'!$CY65:$GK65,'Cost scenario - input'!$J65,'Cost scenario - input'!$H65,'Cost scenario - input'!$I65,20,TRUE,TRUE),\"\")","v":2.7385202238337616E-11},6.7000020703633291E-11,1.617086632928181E-10,3.8502864367152935E-10,9.0439089878468897E-10,2.0956784975725978E-9,4.7907151155169387E-9,1.0804012390623235E-8,2.40370187477352E-8,5.2758036761851688E-8,1.1423804669909452E-7,2.4403301070161741E-7,5.1428460404454435E-7,1.0692444167850168E-6,2.1931598305427628E-6,4.4379725300616579E-6,8.8597423262481557E-6,1.7449410168260076E-5,3.3905059937235657E-5,6.4993991983255093E-5,{"$f":"IFERROR(IF(OR(D80=\"\",'Cost scenario - input'!$G65=\"\"),\"\",D80/'Cost scenario - input'!$G65),\"\")","v":4.41753772316265E-14},{"$f":"IFERROR(IF(OR(E80=\"\",'Cost scenario - input'!$G65=\"\"),\"\",E80/'Cost scenario - input'!$G65),\"\")","v":1.080784857219829E-13},{"$f":"IFERROR(IF(OR(F80=\"\",'Cost scenario - input'!$G65=\"\"),\"\",F80/'Cost scenario - input'!$G65),\"\")","v":2.6085406054010405E-13},{"$f":"IFERROR(IF(OR(G80=\"\",'Cost scenario - input'!$G65=\"\"),\"\",G80/'Cost scenario - input'!$G65),\"\")","v":6.2109402848813172E-13},{"$f":"IFERROR(IF(OR(H80=\"\",'Cost scenario - input'!$G65=\"\"),\"\",H80/'Cost scenario - input'!$G65),\"\")","v":1.4588831139882281E-12},{"$f":"IFERROR(IF(OR(I80=\"\",'Cost scenario - input'!$G65=\"\"),\"\",I80/'Cost scenario - input'!$G65),\"\")","v":3.380562516236417E-12},{"$f":"IFERROR(IF(OR(J80=\"\",'Cost scenario - input'!$G65=\"\"),\"\",J80/'Cost scenario - input'!$G65),\"\")","v":7.7279563464732961E-12},{"$f":"IFERROR(IF(OR(K80=\"\",'Cost scenario - input'!$G65=\"\"),\"\",K80/'Cost scenario - input'!$G65),\"\")","v":1.7428073702621685E-11},{"$f":"IFERROR(IF(OR(L80=\"\",'Cost scenario - input'!$G65=\"\"),\"\",L80/'Cost scenario - input'!$G65),\"\")","v":3.8774384847096856E-11},{"$f":"IFERROR(IF(OR(M80=\"\",'Cost scenario - input'!$G65=\"\"),\"\",M80/'Cost scenario - input'!$G65),\"\")","v":8.5104581506143128E-11},{"$f":"IFERROR(IF(OR(N80=\"\",'Cost scenario - input'!$G65=\"\"),\"\",N80/'Cost scenario - input'!$G65),\"\")","v":1.8427867587816678E-10},{"$f":"IFERROR(IF(OR(O80=\"\",'Cost scenario - input'!$G65=\"\"),\"\",O80/'Cost scenario - input'!$G65),\"\")","v":3.9365238974287367E-10},{"$f":"IFERROR(IF(OR(P80=\"\",'Cost scenario - input'!$G65=\"\"),\"\",P80/'Cost scenario - input'!$G65),\"\")","v":8.2959826954575476E-10},{"$f":"IFERROR(IF(OR(Q80=\"\",'Cost scenario - input'!$G65=\"\"),\"\",Q80/'Cost scenario - input'!$G65),\"\")","v":1.7248101749697316E-9},{"$f":"IFERROR(IF(OR(R80=\"\",'Cost scenario - input'!$G65=\"\"),\"\",R80/'Cost scenario - input'!$G65),\"\")","v":3.5378107490418813E-9},{"$f":"IFERROR(IF(OR(S80=\"\",'Cost scenario - input'!$G65=\"\"),\"\",S80/'Cost scenario - input'!$G65),\"\")","v":7.1589433210251336E-9},{"$f":"IFERROR(IF(OR(T80=\"\",'Cost scenario - input'!$G65=\"\"),\"\",T80/'Cost scenario - input'!$G65),\"\")","v":1.4291749830100169E-8},{"$f":"IFERROR(IF(OR(U80=\"\",'Cost scenario - input'!$G65=\"\"),\"\",U80/'Cost scenario - input'!$G65),\"\")","v":2.8147839477086172E-8},{"$f":"IFERROR(IF(OR(V80=\"\",'Cost scenario - input'!$G65=\"\"),\"\",V80/'Cost scenario - input'!$G65),\"\")","v":5.469263289542214E-8},{"$f":"IFERROR(IF(OR(W80=\"\",'Cost scenario - input'!$G65=\"\"),\"\",W80/'Cost scenario - input'!$G65),\"\")","v":1.0484253826799167E-7}]
[{"$f":"IFERROR('Cost scenario - input'!A66,\"\")","v":""},{"$f":"IFERROR('Cost scenario - input'!B66,\"\")","v":""},{"$f":"IFERROR('Cost scenario - input'!C66,\"\")","v":""},{"$f":"IFERROR(repcalc('Cost scenario - input'!$CY66:$GK66,'Cost scenario - input'!$J66,'Cost scenario - input'!$H66,'Cost scenario - input'!$I66,20,TRUE,TRUE),\"\")","v":""},"","","","","","","","","","","","","","","","","","","",{"$f":"IFERROR(IF(OR(D81=\"\",'Cost scenario - input'!$G66=\"\"),\"\",D81/'Cost scenario - input'!$G66),\"\")","v":""},{"$f":"IFERROR(IF(OR(E81=\"\",'Cost scenario - input'!$G66=\"\"),\"\",E81/'Cost scenario - input'!$G66),\"\")","v":""},{"$f":"IFERROR(IF(OR(F81=\"\",'Cost scenario - input'!$G66=\"\"),\"\",F81/'Cost scenario - input'!$G66),\"\")","v":""},{"$f":"IFERROR(IF(OR(G81=\"\",'Cost scenario - input'!$G66=\"\"),\"\",G81/'Cost scenario - input'!$G66),\"\")","v":""},{"$f":"IFERROR(IF(OR(H81=\"\",'Cost scenario - input'!$G66=\"\"),\"\",H81/'Cost scenario - input'!$G66),\"\")","v":""},{"$f":"IFERROR(IF(OR(I81=\"\",'Cost scenario - input'!$G66=\"\"),\"\",I81/'Cost scenario - input'!$G66),\"\")","v":""},{"$f":"IFERROR(IF(OR(J81=\"\",'Cost scenario - input'!$G66=\"\"),\"\",J81/'Cost scenario - input'!$G66),\"\")","v":""},{"$f":"IFERROR(IF(OR(K81=\"\",'Cost scenario - input'!$G66=\"\"),\"\",K81/'Cost scenario - input'!$G66),\"\")","v":""},{"$f":"IFERROR(IF(OR(L81=\"\",'Cost scenario - input'!$G66=\"\"),\"\",L81/'Cost scenario - input'!$G66),\"\")","v":""},{"$f":"IFERROR(IF(OR(M81=\"\",'Cost scenario - input'!$G66=\"\"),\"\",M81/'Cost scenario - input'!$G66),\"\")","v":""},{"$f":"IFERROR(IF(OR(N81=\"\",'Cost scenario - input'!$G66=\"\"),\"\",N81/'Cost scenario - input'!$G66),\"\")","v":""},{"$f":"IFERROR(IF(OR(O81=\"\",'Cost scenario - input'!$G66=\"\"),\"\",O81/'Cost scenario - input'!$G66),\"\")","v":""},{"$f":"IFERROR(IF(OR(P81=\"\",'Cost scenario - input'!$G66=\"\"),\"\",P81/'Cost scenario - input'!$G66),\"\")","v":""},{"$f":"IFERROR(IF(OR(Q81=\"\",'Cost scenario - input'!$G66=\"\"),\"\",Q81/'Cost scenario - input'!$G66),\"\")","v":""},{"$f":"IFERROR(IF(OR(R81=\"\",'Cost scenario - input'!$G66=\"\"),\"\",R81/'Cost scenario - input'!$G66),\"\")","v":""},{"$f":"IFERROR(IF(OR(S81=\"\",'Cost scenario - input'!$G66=\"\"),\"\",S81/'Cost scenario - input'!$G66),\"\")","v":""},{"$f":"IFERROR(IF(OR(T81=\"\",'Cost scenario - input'!$G66=\"\"),\"\",T81/'Cost scenario - input'!$G66),\"\")","v":""},{"$f":"IFERROR(IF(OR(U81=\"\",'Cost scenario - input'!$G66=\"\"),\"\",U81/'Cost scenario - input'!$G66),\"\")","v":""},{"$f":"IFERROR(IF(OR(V81=\"\",'Cost scenario - input'!$G66=\"\"),\"\",V81/'Cost scenario - input'!$G66),\"\")","v":""},{"$f":"IFERROR(IF(OR(W81=\"\",'Cost scenario - input'!$G66=\"\"),\"\",W81/'Cost scenario - input'!$G66),\"\")","v":""}]
[{"$f":"IFERROR('Cost scenario - input'!A67,\"\")","v":""},{"$f":"IFERROR('Cost scenario - input'!B67,\"\")","v":""},{"$f":"IFERROR('Cost scenario - input'!C67,\"\")","v":""},{"$f":"IFERROR(repcalc('Cost scenario - input'!$CY67:$GK67,'Cost scenario - input'!$J67,'Cost scenario - input'!$H67,'Cost scenario - input'!$I67,20,TRUE,TRUE),\"\")","v":""},"","","","","","","","","","","","","","","","","","","",{"$f":"IFERROR(IF(OR(D82=\"\",'Cost scenario - input'!$G67=\"\"),\"\",D82/'Cost scenario - input'!$G67),\"\")","v":""},{"$f":"IFERROR(IF(OR(E82=\"\",'Cost scenario - input'!$G67=\"\"),\"\",E82/'Cost scenario - input'!$G67),\"\")","v":""},{"$f":"IFERROR(IF(OR(F82=\"\",'Cost scenario - input'!$G67=\"\"),\"\",F82/'Cost scenario - input'!$G67),\"\")","v":""},{"$f":"IFERROR(IF(OR(G82=\"\",'Cost scenario - input'!$G67=\"\"),\"\",G82/'Cost scenario - input'!$G67),\"\")","v":""},{"$f":"IFERROR(IF(OR(H82=\"\",'Cost scenario - input'!$G67=\"\"),\"\",H82/'Cost scenario - input'!$G67),\"\")","v":""},{"$f":"IFERROR(IF(OR(I82=\"\",'Cost scenario - input'!$G67=\"\"),\"\",I82/'Cost scenario - input'!$G67),\"\")","v":""},{"$f":"IFERROR(IF(OR(J82=\"\",'Cost scenario - input'!$G67=\"\"),\"\",J82/'Cost scenario - input'!$G67),\"\")","v":""},{"$f":"IFERROR(IF(OR(K82=\"\",'Cost scenario - input'!$G67=\"\"),\"\",K82/'Cost scenario - input'!$G67),\"\")","v":""},{"$f":"IFERROR(IF(OR(L82=\"\",'Cost scenario - input'!$G67=\"\"),\"\",L82/'Cost scenario - input'!$G67),\"\")","v":""},{"$f":"IFERROR(IF(OR(M82=\"\",'Cost scenario - input'!$G67=\"\"),\"\",M82/'Cost scenario - input'!$G67),\"\")","v":""},{"$f":"IFERROR(IF(OR(N82=\"\",'Cost scenario - input'!$G67=\"\"),\"\",N82/'Cost scenario - input'!$G67),\"\")","v":""},{"$f":"IFERROR(IF(OR(O82=\"\",'Cost scenario - input'!$G67=\"\"),\"\",O82/'Cost scenario - input'!$G67),\"\")","v":""},{"$f":"IFERROR(IF(OR(P82=\"\",'Cost scenario - input'!$G67=\"\"),\"\",P82/'Cost scenario - input'!$G67),\"\")","v":""},{"$f":"IFERROR(IF(OR(Q82=\"\",'Cost scenario - input'!$G67=\"\"),\"\",Q82/'Cost scenario - input'!$G67),\"\")","v":""},{"$f":"IFERROR(IF(OR(R82=\"\",'Cost scenario - input'!$G67=\"\"),\"\",R82/'Cost scenario - input'!$G67),\"\")","v":""},{"$f":"IFERROR(IF(OR(S82=\"\",'Cost scenario - input'!$G67=\"\"),\"\",S82/'Cost scenario - input'!$G67),\"\")","v":""},{"$f":"IFERROR(IF(OR(T82=\"\",'Cost scenario - input'!$G67=\"\"),\"\",T82/'Cost scenario - input'!$G67),\"\")","v":""},{"$f":"IFERROR(IF(OR(U82=\"\",'Cost scenario - input'!$G67=\"\"),\"\",U82/'Cost scenario - input'!$G67),\"\")","v":""},{"$f":"IFERROR(IF(OR(V82=\"\",'Cost scenario - input'!$G67=\"\"),\"\",V82/'Cost scenario - input'!$G67),\"\")","v":""},{"$f":"IFERROR(IF(OR(W82=\"\",'Cost scenario - input'!$G67=\"\"),\"\",W82/'Cost scenario - input'!$G67),\"\")","v":""}]
[{"$f":"IFERROR('Cost scenario - input'!A68,\"\")","v":""},{"$f":"IFERROR('Cost scenario - input'!B68,\"\")","v":""},{"$f":"IFERROR('Cost scenario - input'!C68,\"\")","v":""},{"$f":"IFERROR(repcalc('Cost scenario - input'!$CY68:$GK68,'Cost scenario - input'!$J68,'Cost scenario - input'!$H68,'Cost scenario - input'!$I68,20,TRUE,TRUE),\"\")","v":""},"","","","","","","","","","","","","","","","","","","",{"$f":"IFERROR(IF(OR(D83=\"\",'Cost scenario - input'!$G68=\"\"),\"\",D83/'Cost scenario - input'!$G68),\"\")","v":""},{"$f":"IFERROR(IF(OR(E83=\"\",'Cost scenario - input'!$G68=\"\"),\"\",E83/'Cost scenario - input'!$G68),\"\")","v":""},{"$f":"IFERROR(IF(OR(F83=\"\",'Cost scenario - input'!$G68=\"\"),\"\",F83/'Cost scenario - input'!$G68),\"\")","v":""},{"$f":"IFERROR(IF(OR(G83=\"\",'Cost scenario - input'!$G68=\"\"),\"\",G83/'Cost scenario - input'!$G68),\"\")","v":""},{"$f":"IFERROR(IF(OR(H83=\"\",'Cost scenario - input'!$G68=\"\"),\"\",H83/'Cost scenario - input'!$G68),\"\")","v":""},{"$f":"IFERROR(IF(OR(I83=\"\",'Cost scenario - input'!$G68=\"\"),\"\",I83/'Cost scenario - input'!$G68),\"\")","v":""},{"$f":"IFERROR(IF(OR(J83=\"\",'Cost scenario - input'!$G68=\"\"),\"\",J83/'Cost scenario - input'!$G68),\"\")","v":""},{"$f":"IFERROR(IF(OR(K83=\"\",'Cost scenario - input'!$G68=\"\"),\"\",K83/'Cost scenario - input'!$G68),\"\")","v":""},{"$f":"IFERROR(IF(OR(L83=\"\",'Cost scenario - input'!$G68=\"\"),\"\",L83/'Cost scenario - input'!$G68),\"\")","v":""},{"$f":"IFERROR(IF(OR(M83=\"\",'Cost scenario - input'!$G68=\"\"),\"\",M83/'Cost scenario - input'!$G68),\"\")","v":""},{"$f":"IFERROR(IF(OR(N83=\"\",'Cost scenario - input'!$G68=\"\"),\"\",N83/'Cost scenario - input'!$G68),\"\")","v":""},{"$f":"IFERROR(IF(OR(O83=\"\",'Cost scenario - input'!$G68=\"\"),\"\",O83/'Cost scenario - input'!$G68),\"\")","v":""},{"$f":"IFERROR(IF(OR(P83=\"\",'Cost scenario - input'!$G68=\"\"),\"\",P83/'Cost scenario - input'!$G68),\"\")","v":""},{"$f":"IFERROR(IF(OR(Q83=\"\",'Cost scenario - input'!$G68=\"\"),\"\",Q83/'Cost scenario - input'!$G68),\"\")","v":""},{"$f":"IFERROR(IF(OR(R83=\"\",'Cost scenario - input'!$G68=\"\"),\"\",R83/'Cost scenario - input'!$G68),\"\")","v":""},{"$f":"IFERROR(IF(OR(S83=\"\",'Cost scenario - input'!$G68=\"\"),\"\",S83/'Cost scenario - input'!$G68),\"\")","v":""},{"$f":"IFERROR(IF(OR(T83=\"\",'Cost scenario - input'!$G68=\"\"),\"\",T83/'Cost scenario - input'!$G68),\"\")","v":""},{"$f":"IFERROR(IF(OR(U83=\"\",'Cost scenario - input'!$G68=\"\"),\"\",U83/'Cost scenario - input'!$G68),\"\")","v":""},{"$f":"IFERROR(IF(OR(V83=\"\",'Cost scenario - input'!$G68=\"\"),\"\",V83/'Cost scenario - input'!$G68),\"\")","v":""},{"$f":"IFERROR(IF(OR(W83=\"\",'Cost scenario - input'!$G68=\"\"),\"\",W83/'Cost scenario - input'!$G68),\"\")","v":""}]
[{"$f":"IFERROR('Cost scenario - input'!A69,\"\")","v":""},{"$f":"IFERROR('Cost scenario - input'!B69,\"\")","v":""},{"$f":"IFERROR('Cost scenario - input'!C69,\"\")","v":""},{"$f":"IFERROR(repcalc('Cost scenario - input'!$CY69:$GK69,'Cost scenario - input'!$J69,'Cost scenario - input'!$H69,'Cost scenario - input'!$I69,20,TRUE,TRUE),\"\")","v":""},"","","","","","","","","","","","","","","","","","","",{"$f":"IFERROR(IF(OR(D84=\"\",'Cost scenario - input'!$G69=\"\"),\"\",D84/'Cost scenario - input'!$G69),\"\")","v":""},{"$f":"IFERROR(IF(OR(E84=\"\",'Cost scenario - input'!$G69=\"\"),\"\",E84/'Cost scenario - input'!$G69),\"\")","v":""},{"$f":"IFERROR(IF(OR(F84=\"\",'Cost scenario - input'!$G69=\"\"),\"\",F84/'Cost scenario - input'!$G69),\"\")","v":""},{"$f":"IFERROR(IF(OR(G84=\"\",'Cost scenario - input'!$G69=\"\"),\"\",G84/'Cost scenario - input'!$G69),\"\")","v":""},{"$f":"IFERROR(IF(OR(H84=\"\",'Cost scenario - input'!$G69=\"\"),\"\",H84/'Cost scenario - input'!$G69),\"\")","v":""},{"$f":"IFERROR(IF(OR(I84=\"\",'Cost scenario - input'!$G69=\"\"),\"\",I84/'Cost scenario - input'!$G69),\"\")","v":""},{"$f":"IFERROR(IF(OR(J84=\"\",'Cost scenario - input'!$G69=\"\"),\"\",J84/'Cost scenario - input'!$G69),\"\")","v":""},{"$f":"IFERROR(IF(OR(K84=\"\",'Cost scenario - input'!$G69=\"\"),\"\",K84/'Cost scenario - input'!$G69),\"\")","v":""},{"$f":"IFERROR(IF(OR(L84=\"\",'Cost scenario - input'!$G69=\"\"),\"\",L84/'Cost scenario - input'!$G69),\"\")","v":""},{"$f":"IFERROR(IF(OR(M84=\"\",'Cost scenario - input'!$G69=\"\"),\"\",M84/'Cost scenario - input'!$G69),\"\")","v":""},{"$f":"IFERROR(IF(OR(N84=\"\",'Cost scenario - input'!$G69=\"\"),\"\",N84/'Cost scenario - input'!$G69),\"\")","v":""},{"$f":"IFERROR(IF(OR(O84=\"\",'Cost scenario - input'!$G69=\"\"),\"\",O84/'Cost scenario - input'!$G69),\"\")","v":""},{"$f":"IFERROR(IF(OR(P84=\"\",'Cost scenario - input'!$G69=\"\"),\"\",P84/'Cost scenario - input'!$G69),\"\")","v":""},{"$f":"IFERROR(IF(OR(Q84=\"\",'Cost scenario - input'!$G69=\"\"),\"\",Q84/'Cost scenario - input'!$G69),\"\")","v":""},{"$f":"IFERROR(IF(OR(R84=\"\",'Cost scenario - input'!$G69=\"\"),\"\",R84/'Cost scenario - input'!$G69),\"\")","v":""},{"$f":"IFERROR(IF(OR(S84=\"\",'Cost scenario - input'!$G69=\"\"),\"\",S84/'Cost scenario - input'!$G69),\"\")","v":""},{"$f":"IFERROR(IF(OR(T84=\"\",'Cost scenario - input'!$G69=\"\"),\"\",T84/'Cost scenario - input'!$G69),\"\")","v":""},{"$f":"IFERROR(IF(OR(U84=\"\",'Cost scenario - input'!$G69=\"\"),\"\",U84/'Cost scenario - input'!$G69),\"\")","v":""},{"$f":"IFERROR(IF(OR(V84=\"\",'Cost scenario - input'!$G69=\"\"),\"\",V84/'Cost scenario - input'!$G69),\"\")","v":""},{"$f":"IFERROR(IF(OR(W84=\"\",'Cost scenario - input'!$G69=\"\"),\"\",W84/'Cost scenario - input'!$G69),\"\")","v":""}]
[{"$f":"IFERROR('Cost scenario - input'!A70,\"\")","v":""},{"$f":"IFERROR('Cost scenario - input'!B70,\"\")","v":""},{"$f":"IFERROR('Cost scenario - input'!C70,\"\")","v":""},{"$f":"IFERROR(repcalc('Cost scenario - input'!$CY70:$GK70,'Cost scenario - input'!$J70,'Cost scenario - input'!$H70,'Cost scenario - input'!$I70,20,TRUE,TRUE),\"\")","v":""},"","","","","","","","","","","","","","","","","","","",{"$f":"IFERROR(IF(OR(D85=\"\",'Cost scenario - input'!$G70=\"\"),\"\",D85/'Cost scenario - input'!$G70),\"\")","v":""},{"$f":"IFERROR(IF(OR(E85=\"\",'Cost scenario - input'!$G70=\"\"),\"\",E85/'Cost scenario - input'!$G70),\"\")","v":""},{"$f":"IFERROR(IF(OR(F85=\"\",'Cost scenario - input'!$G70=\"\"),\"\",F85/'Cost scenario - input'!$G70),\"\")","v":""},{"$f":"IFERROR(IF(OR(G85=\"\",'Cost scenario - input'!$G70=\"\"),\"\",G85/'Cost scenario - input'!$G70),\"\")","v":""},{"$f":"IFERROR(IF(OR(H85=\"\",'Cost scenario - input'!$G70=\"\"),\"\",H85/'Cost scenario - input'!$G70),\"\")","v":""},{"$f":"IFERROR(IF(OR(I85=\"\",'Cost scenario - input'!$G70=\"\"),\"\",I85/'Cost scenario - input'!$G70),\"\")","v":""},{"$f":"IFERROR(IF(OR(J85=\"\",'Cost scenario - input'!$G70=\"\"),\"\",J85/'Cost scenario - input'!$G70),\"\")","v":""},{"$f":"IFERROR(IF(OR(K85=\"\",'Cost scenario - input'!$G70=\"\"),\"\",K85/'Cost scenario - input'!$G70),\"\")","v":""},{"$f":"IFERROR(IF(OR(L85=\"\",'Cost scenario - input'!$G70=\"\"),\"\",L85/'Cost scenario - input'!$G70),\"\")","v":""},{"$f":"IFERROR(IF(OR(M85=\"\",'Cost scenario - input'!$G70=\"\"),\"\",M85/'Cost scenario - input'!$G70),\"\")","v":""},{"$f":"IFERROR(IF(OR(N85=\"\",'Cost scenario - input'!$G70=\"\"),\"\",N85/'Cost scenario - input'!$G70),\"\")","v":""},{"$f":"IFERROR(IF(OR(O85=\"\",'Cost scenario - input'!$G70=\"\"),\"\",O85/'Cost scenario - input'!$G70),\"\")","v":""},{"$f":"IFERROR(IF(OR(P85=\"\",'Cost scenario - input'!$G70=\"\"),\"\",P85/'Cost scenario - input'!$G70),\"\")","v":""},{"$f":"IFERROR(IF(OR(Q85=\"\",'Cost scenario - input'!$G70=\"\"),\"\",Q85/'Cost scenario - input'!$G70),\"\")","v":""},{"$f":"IFERROR(IF(OR(R85=\"\",'Cost scenario - input'!$G70=\"\"),\"\",R85/'Cost scenario - input'!$G70),\"\")","v":""},{"$f":"IFERROR(IF(OR(S85=\"\",'Cost scenario - input'!$G70=\"\"),\"\",S85/'Cost scenario - input'!$G70),\"\")","v":""},{"$f":"IFERROR(IF(OR(T85=\"\",'Cost scenario - input'!$G70=\"\"),\"\",T85/'Cost scenario - input'!$G70),\"\")","v":""},{"$f":"IFERROR(IF(OR(U85=\"\",'Cost scenario - input'!$G70=\"\"),\"\",U85/'Cost scenario - input'!$G70),\"\")","v":""},{"$f":"IFERROR(IF(OR(V85=\"\",'Cost scenario - input'!$G70=\"\"),\"\",V85/'Cost scenario - input'!$G70),\"\")","v":""},{"$f":"IFERROR(IF(OR(W85=\"\",'Cost scenario - input'!$G70=\"\"),\"\",W85/'Cost scenario - input'!$G70),\"\")","v":""}]
[{"$f":"IFERROR('Cost scenario - input'!A71,\"\")","v":""},{"$f":"IFERROR('Cost scenario - input'!B71,\"\")","v":""},{"$f":"IFERROR('Cost scenario - input'!C71,\"\")","v":""},{"$f":"IFERROR(repcalc('Cost scenario - input'!$CY71:$GK71,'Cost scenario - input'!$J71,'Cost scenario - input'!$H71,'Cost scenario - input'!$I71,20,TRUE,TRUE),\"\")","v":""},"","","","","","","","","","","","","","","","","","","",{"$f":"IFERROR(IF(OR(D86=\"\",'Cost scenario - input'!$G71=\"\"),\"\",D86/'Cost scenario - input'!$G71),\"\")","v":""},{"$f":"IFERROR(IF(OR(E86=\"\",'Cost scenario - input'!$G71=\"\"),\"\",E86/'Cost scenario - input'!$G71),\"\")","v":""},{"$f":"IFERROR(IF(OR(F86=\"\",'Cost scenario - input'!$G71=\"\"),\"\",F86/'Cost scenario - input'!$G71),\"\")","v":""},{"$f":"IFERROR(IF(OR(G86=\"\",'Cost scenario - input'!$G71=\"\"),\"\",G86/'Cost scenario - input'!$G71),\"\")","v":""},{"$f":"IFERROR(IF(OR(H86=\"\",'Cost scenario - input'!$G71=\"\"),\"\",H86/'Cost scenario - input'!$G71),\"\")","v":""},{"$f":"IFERROR(IF(OR(I86=\"\",'Cost scenario - input'!$G71=\"\"),\"\",I86/'Cost scenario - input'!$G71),\"\")","v":""},{"$f":"IFERROR(IF(OR(J86=\"\",'Cost scenario - input'!$G71=\"\"),\"\",J86/'Cost scenario - input'!$G71),\"\")","v":""},{"$f":"IFERROR(IF(OR(K86=\"\",'Cost scenario - input'!$G71=\"\"),\"\",K86/'Cost scenario - input'!$G71),\"\")","v":""},{"$f":"IFERROR(IF(OR(L86=\"\",'Cost scenario - input'!$G71=\"\"),\"\",L86/'Cost scenario - input'!$G71),\"\")","v":""},{"$f":"IFERROR(IF(OR(M86=\"\",'Cost scenario - input'!$G71=\"\"),\"\",M86/'Cost scenario - input'!$G71),\"\")","v":""},{"$f":"IFERROR(IF(OR(N86=\"\",'Cost scenario - input'!$G71=\"\"),\"\",N86/'Cost scenario - input'!$G71),\"\")","v":""},{"$f":"IFERROR(IF(OR(O86=\"\",'Cost scenario - input'!$G71=\"\"),\"\",O86/'Cost scenario - input'!$G71),\"\")","v":""},{"$f":"IFERROR(IF(OR(P86=\"\",'Cost scenario - input'!$G71=\"\"),\"\",P86/'Cost scenario - input'!$G71),\"\")","v":""},{"$f":"IFERROR(IF(OR(Q86=\"\",'Cost scenario - input'!$G71=\"\"),\"\",Q86/'Cost scenario - input'!$G71),\"\")","v":""},{"$f":"IFERROR(IF(OR(R86=\"\",'Cost scenario - input'!$G71=\"\"),\"\",R86/'Cost scenario - input'!$G71),\"\")","v":""},{"$f":"IFERROR(IF(OR(S86=\"\",'Cost scenario - input'!$G71=\"\"),\"\",S86/'Cost scenario - input'!$G71),\"\")","v":""},{"$f":"IFERROR(IF(OR(T86=\"\",'Cost scenario - input'!$G71=\"\"),\"\",T86/'Cost scenario - input'!$G71),\"\")","v":""},{"$f":"IFERROR(IF(OR(U86=\"\",'Cost scenario - input'!$G71=\"\"),\"\",U86/'Cost scenario - input'!$G71),\"\")","v":""},{"$f":"IFERROR(IF(OR(V86=\"\",'Cost scenario - input'!$G71=\"\"),\"\",V86/'Cost scenario - input'!$G71),\"\")","v":""},{"$f":"IFERROR(IF(OR(W86=\"\",'Cost scenario - input'!$G71=\"\"),\"\",W86/'Cost scenario - input'!$G71),\"\")","v":""}]
[{"$f":"IFERROR('Cost scenario - input'!A72,\"\")","v":""},{"$f":"IFERROR('Cost scenario - input'!B72,\"\")","v":""},{"$f":"IFERROR('Cost scenario - input'!C72,\"\")","v":""},{"$f":"IFERROR(repcalc('Cost scenario - input'!$CY72:$GK72,'Cost scenario - input'!$J72,'Cost scenario - input'!$H72,'Cost scenario - input'!$I72,20,TRUE,TRUE),\"\")","v":""},"","","","","","","","","","","","","","","","","","","",{"$f":"IFERROR(IF(OR(D87=\"\",'Cost scenario - input'!$G72=\"\"),\"\",D87/'Cost scenario - input'!$G72),\"\")","v":""},{"$f":"IFERROR(IF(OR(E87=\"\",'Cost scenario - input'!$G72=\"\"),\"\",E87/'Cost scenario - input'!$G72),\"\")","v":""},{"$f":"IFERROR(IF(OR(F87=\"\",'Cost scenario - input'!$G72=\"\"),\"\",F87/'Cost scenario - input'!$G72),\"\")","v":""},{"$f":"IFERROR(IF(OR(G87=\"\",'Cost scenario - input'!$G72=\"\"),\"\",G87/'Cost scenario - input'!$G72),\"\")","v":""},{"$f":"IFERROR(IF(OR(H87=\"\",'Cost scenario - input'!$G72=\"\"),\"\",H87/'Cost scenario - input'!$G72),\"\")","v":""},{"$f":"IFERROR(IF(OR(I87=\"\",'Cost scenario - input'!$G72=\"\"),\"\",I87/'Cost scenario - input'!$G72),\"\")","v":""},{"$f":"IFERROR(IF(OR(J87=\"\",'Cost scenario - input'!$G72=\"\"),\"\",J87/'Cost scenario - input'!$G72),\"\")","v":""},{"$f":"IFERROR(IF(OR(K87=\"\",'Cost scenario - input'!$G72=\"\"),\"\",K87/'Cost scenario - input'!$G72),\"\")","v":""},{"$f":"IFERROR(IF(OR(L87=\"\",'Cost scenario - input'!$G72=\"\"),\"\",L87/'Cost scenario - input'!$G72),\"\")","v":""},{"$f":"IFERROR(IF(OR(M87=\"\",'Cost scenario - input'!$G72=\"\"),\"\",M87/'Cost scenario - input'!$G72),\"\")","v":""},{"$f":"IFERROR(IF(OR(N87=\"\",'Cost scenario - input'!$G72=\"\"),\"\",N87/'Cost scenario - input'!$G72),\"\")","v":""},{"$f":"IFERROR(IF(OR(O87=\"\",'Cost scenario - input'!$G72=\"\"),\"\",O87/'Cost scenario - input'!$G72),\"\")","v":""},{"$f":"IFERROR(IF(OR(P87=\"\",'Cost scenario - input'!$G72=\"\"),\"\",P87/'Cost scenario - input'!$G72),\"\")","v":""},{"$f":"IFERROR(IF(OR(Q87=\"\",'Cost scenario - input'!$G72=\"\"),\"\",Q87/'Cost scenario - input'!$G72),\"\")","v":""},{"$f":"IFERROR(IF(OR(R87=\"\",'Cost scenario - input'!$G72=\"\"),\"\",R87/'Cost scenario - input'!$G72),\"\")","v":""},{"$f":"IFERROR(IF(OR(S87=\"\",'Cost scenario - input'!$G72=\"\"),\"\",S87/'Cost scenario - input'!$G72),\"\")","v":""},{"$f":"IFERROR(IF(OR(T87=\"\",'Cost scenario - input'!$G72=\"\"),\"\",T87/'Cost scenario - input'!$G72),\"\")","v":""},{"$f":"IFERROR(IF(OR(U87=\"\",'Cost scenario - input'!$G72=\"\"),\"\",U87/'Cost scenario - input'!$G72),\"\")","v":""},{"$f":"IFERROR(IF(OR(V87=\"\",'Cost scenario - input'!$G72=\"\"),\"\",V87/'Cost scenario - input'!$G72),\"\")","v":""},{"$f":"IFERROR(IF(OR(W87=\"\",'Cost scenario - input'!$G72=\"\"),\"\",W87/'Cost scenario - input'!$G72),\"\")","v":""}]
[{"$f":"IFERROR('Cost scenario - input'!A73,\"\")","v":""},{"$f":"IFERROR('Cost scenario - input'!B73,\"\")","v":""},{"$f":"IFERROR('Cost scenario - input'!C73,\"\")","v":""},{"$f":"IFERROR(repcalc('Cost scenario - input'!$CY73:$GK73,'Cost scenario - input'!$J73,'Cost scenario - input'!$H73,'Cost scenario - input'!$I73,20,TRUE,TRUE),\"\")","v":""},"","","","","","","","","","","","","","","","","","","",{"$f":"IFERROR(IF(OR(D88=\"\",'Cost scenario - input'!$G73=\"\"),\"\",D88/'Cost scenario - input'!$G73),\"\")","v":""},{"$f":"IFERROR(IF(OR(E88=\"\",'Cost scenario - input'!$G73=\"\"),\"\",E88/'Cost scenario - input'!$G73),\"\")","v":""},{"$f":"IFERROR(IF(OR(F88=\"\",'Cost scenario - input'!$G73=\"\"),\"\",F88/'Cost scenario - input'!$G73),\"\")","v":""},{"$f":"IFERROR(IF(OR(G88=\"\",'Cost scenario - input'!$G73=\"\"),\"\",G88/'Cost scenario - input'!$G73),\"\")","v":""},{"$f":"IFERROR(IF(OR(H88=\"\",'Cost scenario - input'!$G73=\"\"),\"\",H88/'Cost scenario - input'!$G73),\"\")","v":""},{"$f":"IFERROR(IF(OR(I88=\"\",'Cost scenario - input'!$G73=\"\"),\"\",I88/'Cost scenario - input'!$G73),\"\")","v":""},{"$f":"IFERROR(IF(OR(J88=\"\",'Cost scenario - input'!$G73=\"\"),\"\",J88/'Cost scenario - input'!$G73),\"\")","v":""},{"$f":"IFERROR(IF(OR(K88=\"\",'Cost scenario - input'!$G73=\"\"),\"\",K88/'Cost scenario - input'!$G73),\"\")","v":""},{"$f":"IFERROR(IF(OR(L88=\"\",'Cost scenario - input'!$G73=\"\"),\"\",L88/'Cost scenario - input'!$G73),\"\")","v":""},{"$f":"IFERROR(IF(OR(M88=\"\",'Cost scenario - input'!$G73=\"\"),\"\",M88/'Cost scenario - input'!$G73),\"\")","v":""},{"$f":"IFERROR(IF(OR(N88=\"\",'Cost scenario - input'!$G73=\"\"),\"\",N88/'Cost scenario - input'!$G73),\"\")","v":""},{"$f":"IFERROR(IF(OR(O88=\"\",'Cost scenario - input'!$G73=\"\"),\"\",O88/'Cost scenario - input'!$G73),\"\")","v":""},{"$f":"IFERROR(IF(OR(P88=\"\",'Cost scenario - input'!$G73=\"\"),\"\",P88/'Cost scenario - input'!$G73),\"\")","v":""},{"$f":"IFERROR(IF(OR(Q88=\"\",'Cost scenario - input'!$G73=\"\"),\"\",Q88/'Cost scenario - input'!$G73),\"\")","v":""},{"$f":"IFERROR(IF(OR(R88=\"\",'Cost scenario - input'!$G73=\"\"),\"\",R88/'Cost scenario - input'!$G73),\"\")","v":""},{"$f":"IFERROR(IF(OR(S88=\"\",'Cost scenario - input'!$G73=\"\"),\"\",S88/'Cost scenario - input'!$G73),\"\")","v":""},{"$f":"IFERROR(IF(OR(T88=\"\",'Cost scenario - input'!$G73=\"\"),\"\",T88/'Cost scenario - input'!$G73),\"\")","v":""},{"$f":"IFERROR(IF(OR(U88=\"\",'Cost scenario - input'!$G73=\"\"),\"\",U88/'Cost scenario - input'!$G73),\"\")","v":""},{"$f":"IFERROR(IF(OR(V88=\"\",'Cost scenario - input'!$G73=\"\"),\"\",V88/'Cost scenario - input'!$G73),\"\")","v":""},{"$f":"IFERROR(IF(OR(W88=\"\",'Cost scenario - input'!$G73=\"\"),\"\",W88/'Cost scenario - input'!$G73),\"\")","v":""}]
[{"$f":"IFERROR('Cost scenario - input'!A74,\"\")","v":""},{"$f":"IFERROR('Cost scenario - input'!B74,\"\")","v":""},{"$f":"IFERROR('Cost scenario - input'!C74,\"\")","v":""},{"$f":"IFERROR(repcalc('Cost scenario - input'!$CY74:$GK74,'Cost scenario - input'!$J74,'Cost scenario - input'!$H74,'Cost scenario - input'!$I74,20,TRUE,TRUE),\"\")","v":""},"","","","","","","","","","","","","","","","","","","",{"$f":"IFERROR(IF(OR(D89=\"\",'Cost scenario - input'!$G74=\"\"),\"\",D89/'Cost scenario - input'!$G74),\"\")","v":""},{"$f":"IFERROR(IF(OR(E89=\"\",'Cost scenario - input'!$G74=\"\"),\"\",E89/'Cost scenario - input'!$G74),\"\")","v":""},{"$f":"IFERROR(IF(OR(F89=\"\",'Cost scenario - input'!$G74=\"\"),\"\",F89/'Cost scenario - input'!$G74),\"\")","v":""},{"$f":"IFERROR(IF(OR(G89=\"\",'Cost scenario - input'!$G74=\"\"),\"\",G89/'Cost scenario - input'!$G74),\"\")","v":""},{"$f":"IFERROR(IF(OR(H89=\"\",'Cost scenario - input'!$G74=\"\"),\"\",H89/'Cost scenario - input'!$G74),\"\")","v":""},{"$f":"IFERROR(IF(OR(I89=\"\",'Cost scenario - input'!$G74=\"\"),\"\",I89/'Cost scenario - input'!$G74),\"\")","v":""},{"$f":"IFERROR(IF(OR(J89=\"\",'Cost scenario - input'!$G74=\"\"),\"\",J89/'Cost scenario - input'!$G74),\"\")","v":""},{"$f":"IFERROR(IF(OR(K89=\"\",'Cost scenario - input'!$G74=\"\"),\"\",K89/'Cost scenario - input'!$G74),\"\")","v":""},{"$f":"IFERROR(IF(OR(L89=\"\",'Cost scenario - input'!$G74=\"\"),\"\",L89/'Cost scenario - input'!$G74),\"\")","v":""},{"$f":"IFERROR(IF(OR(M89=\"\",'Cost scenario - input'!$G74=\"\"),\"\",M89/'Cost scenario - input'!$G74),\"\")","v":""},{"$f":"IFERROR(IF(OR(N89=\"\",'Cost scenario - input'!$G74=\"\"),\"\",N89/'Cost scenario - input'!$G74),\"\")","v":""},{"$f":"IFERROR(IF(OR(O89=\"\",'Cost scenario - input'!$G74=\"\"),\"\",O89/'Cost scenario - input'!$G74),\"\")","v":""},{"$f":"IFERROR(IF(OR(P89=\"\",'Cost scenario - input'!$G74=\"\"),\"\",P89/'Cost scenario - input'!$G74),\"\")","v":""},{"$f":"IFERROR(IF(OR(Q89=\"\",'Cost scenario - input'!$G74=\"\"),\"\",Q89/'Cost scenario - input'!$G74),\"\")","v":""},{"$f":"IFERROR(IF(OR(R89=\"\",'Cost scenario - input'!$G74=\"\"),\"\",R89/'Cost scenario - input'!$G74),\"\")","v":""},{"$f":"IFERROR(IF(OR(S89=\"\",'Cost scenario - input'!$G74=\"\"),\"\",S89/'Cost scenario - input'!$G74),\"\")","v":""},{"$f":"IFERROR(IF(OR(T89=\"\",'Cost scenario - input'!$G74=\"\"),\"\",T89/'Cost scenario - input'!$G74),\"\")","v":""},{"$f":"IFERROR(IF(OR(U89=\"\",'Cost scenario - input'!$G74=\"\"),\"\",U89/'Cost scenario - input'!$G74),\"\")","v":""},{"$f":"IFERROR(IF(OR(V89=\"\",'Cost scenario - input'!$G74=\"\"),\"\",V89/'Cost scenario - input'!$G74),\"\")","v":""},{"$f":"IFERROR(IF(OR(W89=\"\",'Cost scenario - input'!$G74=\"\"),\"\",W89/'Cost scenario - input'!$G74),\"\")","v":""}]
[{"$f":"IFERROR('Cost scenario - input'!A75,\"\")","v":""},{"$f":"IFERROR('Cost scenario - input'!B75,\"\")","v":""},{"$f":"IFERROR('Cost scenario - input'!C75,\"\")","v":""},{"$f":"IFERROR(repcalc('Cost scenario - input'!$CY75:$GK75,'Cost scenario - input'!$J75,'Cost scenario - input'!$H75,'Cost scenario - input'!$I75,20,TRUE,TRUE),\"\")","v":""},"","","","","","","","","","","","","","","","","","","",{"$f":"IFERROR(IF(OR(D90=\"\",'Cost scenario - input'!$G75=\"\"),\"\",D90/'Cost scenario - input'!$G75),\"\")","v":""},{"$f":"IFERROR(IF(OR(E90=\"\",'Cost scenario - input'!$G75=\"\"),\"\",E90/'Cost scenario - input'!$G75),\"\")","v":""},{"$f":"IFERROR(IF(OR(F90=\"\",'Cost scenario - input'!$G75=\"\"),\"\",F90/'Cost scenario - input'!$G75),\"\")","v":""},{"$f":"IFERROR(IF(OR(G90=\"\",'Cost scenario - input'!$G75=\"\"),\"\",G90/'Cost scenario - input'!$G75),\"\")","v":""},{"$f":"IFERROR(IF(OR(H90=\"\",'Cost scenario - input'!$G75=\"\"),\"\",H90/'Cost scenario - input'!$G75),\"\")","v":""},{"$f":"IFERROR(IF(OR(I90=\"\",'Cost scenario - input'!$G75=\"\"),\"\",I90/'Cost scenario - input'!$G75),\"\")","v":""},{"$f":"IFERROR(IF(OR(J90=\"\",'Cost scenario - input'!$G75=\"\"),\"\",J90/'Cost scenario - input'!$G75),\"\")","v":""},{"$f":"IFERROR(IF(OR(K90=\"\",'Cost scenario - input'!$G75=\"\"),\"\",K90/'Cost scenario - input'!$G75),\"\")","v":""},{"$f":"IFERROR(IF(OR(L90=\"\",'Cost scenario - input'!$G75=\"\"),\"\",L90/'Cost scenario - input'!$G75),\"\")","v":""},{"$f":"IFERROR(IF(OR(M90=\"\",'Cost scenario - input'!$G75=\"\"),\"\",M90/'Cost scenario - input'!$G75),\"\")","v":""},{"$f":"IFERROR(IF(OR(N90=\"\",'Cost scenario - input'!$G75=\"\"),\"\",N90/'Cost scenario - input'!$G75),\"\")","v":""},{"$f":"IFERROR(IF(OR(O90=\"\",'Cost scenario - input'!$G75=\"\"),\"\",O90/'Cost scenario - input'!$G75),\"\")","v":""},{"$f":"IFERROR(IF(OR(P90=\"\",'Cost scenario - input'!$G75=\"\"),\"\",P90/'Cost scenario - input'!$G75),\"\")","v":""},{"$f":"IFERROR(IF(OR(Q90=\"\",'Cost scenario - input'!$G75=\"\"),\"\",Q90/'Cost scenario - input'!$G75),\"\")","v":""},{"$f":"IFERROR(IF(OR(R90=\"\",'Cost scenario - input'!$G75=\"\"),\"\",R90/'Cost scenario - input'!$G75),\"\")","v":""},{"$f":"IFERROR(IF(OR(S90=\"\",'Cost scenario - input'!$G75=\"\"),\"\",S90/'Cost scenario - input'!$G75),\"\")","v":""},{"$f":"IFERROR(IF(OR(T90=\"\",'Cost scenario - input'!$G75=\"\"),\"\",T90/'Cost scenario - input'!$G75),\"\")","v":""},{"$f":"IFERROR(IF(OR(U90=\"\",'Cost scenario - input'!$G75=\"\"),\"\",U90/'Cost scenario - input'!$G75),\"\")","v":""},{"$f":"IFERROR(IF(OR(V90=\"\",'Cost scenario - input'!$G75=\"\"),\"\",V90/'Cost scenario - input'!$G75),\"\")","v":""},{"$f":"IFERROR(IF(OR(W90=\"\",'Cost scenario - input'!$G75=\"\"),\"\",W90/'Cost scenario - input'!$G75),\"\")","v":""}]
[{"$f":"IFERROR('Cost scenario - input'!A76,\"\")","v":""},{"$f":"IFERROR('Cost scenario - input'!B76,\"\")","v":""},{"$f":"IFERROR('Cost scenario - input'!C76,\"\")","v":""},{"$f":"IFERROR(repcalc('Cost scenario - input'!$CY76:$GK76,'Cost scenario - input'!$J76,'Cost scenario - input'!$H76,'Cost scenario - input'!$I76,20,TRUE,TRUE),\"\")","v":""},"","","","","","","","","","","","","","","","","","","",{"$f":"IFERROR(IF(OR(D91=\"\",'Cost scenario - input'!$G76=\"\"),\"\",D91/'Cost scenario - input'!$G76),\"\")","v":""},{"$f":"IFERROR(IF(OR(E91=\"\",'Cost scenario - input'!$G76=\"\"),\"\",E91/'Cost scenario - input'!$G76),\"\")","v":""},{"$f":"IFERROR(IF(OR(F91=\"\",'Cost scenario - input'!$G76=\"\"),\"\",F91/'Cost scenario - input'!$G76),\"\")","v":""},{"$f":"IFERROR(IF(OR(G91=\"\",'Cost scenario - input'!$G76=\"\"),\"\",G91/'Cost scenario - input'!$G76),\"\")","v":""},{"$f":"IFERROR(IF(OR(H91=\"\",'Cost scenario - input'!$G76=\"\"),\"\",H91/'Cost scenario - input'!$G76),\"\")","v":""},{"$f":"IFERROR(IF(OR(I91=\"\",'Cost scenario - input'!$G76=\"\"),\"\",I91/'Cost scenario - input'!$G76),\"\")","v":""},{"$f":"IFERROR(IF(OR(J91=\"\",'Cost scenario - input'!$G76=\"\"),\"\",J91/'Cost scenario - input'!$G76),\"\")","v":""},{"$f":"IFERROR(IF(OR(K91=\"\",'Cost scenario - input'!$G76=\"\"),\"\",K91/'Cost scenario - input'!$G76),\"\")","v":""},{"$f":"IFERROR(IF(OR(L91=\"\",'Cost scenario - input'!$G76=\"\"),\"\",L91/'Cost scenario - input'!$G76),\"\")","v":""},{"$f":"IFERROR(IF(OR(M91=\"\",'Cost scenario - input'!$G76=\"\"),\"\",M91/'Cost scenario - input'!$G76),\"\")","v":""},{"$f":"IFERROR(IF(OR(N91=\"\",'Cost scenario - input'!$G76=\"\"),\"\",N91/'Cost scenario - input'!$G76),\"\")","v":""},{"$f":"IFERROR(IF(OR(O91=\"\",'Cost scenario - input'!$G76=\"\"),\"\",O91/'Cost scenario - input'!$G76),\"\")","v":""},{"$f":"IFERROR(IF(OR(P91=\"\",'Cost scenario - input'!$G76=\"\"),\"\",P91/'Cost scenario - input'!$G76),\"\")","v":""},{"$f":"IFERROR(IF(OR(Q91=\"\",'Cost scenario - input'!$G76=\"\"),\"\",Q91/'Cost scenario - input'!$G76),\"\")","v":""},{"$f":"IFERROR(IF(OR(R91=\"\",'Cost scenario - input'!$G76=\"\"),\"\",R91/'Cost scenario - input'!$G76),\"\")","v":""},{"$f":"IFERROR(IF(OR(S91=\"\",'Cost scenario - input'!$G76=\"\"),\"\",S91/'Cost scenario - input'!$G76),\"\")","v":""},{"$f":"IFERROR(IF(OR(T91=\"\",'Cost scenario - input'!$G76=\"\"),\"\",T91/'Cost scenario - input'!$G76),\"\")","v":""},{"$f":"IFERROR(IF(OR(U91=\"\",'Cost scenario - input'!$G76=\"\"),\"\",U91/'Cost scenario - input'!$G76),\"\")","v":""},{"$f":"IFERROR(IF(OR(V91=\"\",'Cost scenario - input'!$G76=\"\"),\"\",V91/'Cost scenario - input'!$G76),\"\")","v":""},{"$f":"IFERROR(IF(OR(W91=\"\",'Cost scenario - input'!$G76=\"\"),\"\",W91/'Cost scenario - input'!$G76),\"\")","v":""}]
[{"$f":"IFERROR('Cost scenario - input'!A77,\"\")","v":""},{"$f":"IFERROR('Cost scenario - input'!B77,\"\")","v":""},{"$f":"IFERROR('Cost scenario - input'!C77,\"\")","v":""},{"$f":"IFERROR(repcalc('Cost scenario - input'!$CY77:$GK77,'Cost scenario - input'!$J77,'Cost scenario - input'!$H77,'Cost scenario - input'!$I77,20,TRUE,TRUE),\"\")","v":""},"","","","","","","","","","","","","","","","","","","",{"$f":"IFERROR(IF(OR(D92=\"\",'Cost scenario - input'!$G77=\"\"),\"\",D92/'Cost scenario - input'!$G77),\"\")","v":""},{"$f":"IFERROR(IF(OR(E92=\"\",'Cost scenario - input'!$G77=\"\"),\"\",E92/'Cost scenario - input'!$G77),\"\")","v":""},{"$f":"IFERROR(IF(OR(F92=\"\",'Cost scenario - input'!$G77=\"\"),\"\",F92/'Cost scenario - input'!$G77),\"\")","v":""},{"$f":"IFERROR(IF(OR(G92=\"\",'Cost scenario - input'!$G77=\"\"),\"\",G92/'Cost scenario - input'!$G77),\"\")","v":""},{"$f":"IFERROR(IF(OR(H92=\"\",'Cost scenario - input'!$G77=\"\"),\"\",H92/'Cost scenario - input'!$G77),\"\")","v":""},{"$f":"IFERROR(IF(OR(I92=\"\",'Cost scenario - input'!$G77=\"\"),\"\",I92/'Cost scenario - input'!$G77),\"\")","v":""},{"$f":"IFERROR(IF(OR(J92=\"\",'Cost scenario - input'!$G77=\"\"),\"\",J92/'Cost scenario - input'!$G77),\"\")","v":""},{"$f":"IFERROR(IF(OR(K92=\"\",'Cost scenario - input'!$G77=\"\"),\"\",K92/'Cost scenario - input'!$G77),\"\")","v":""},{"$f":"IFERROR(IF(OR(L92=\"\",'Cost scenario - input'!$G77=\"\"),\"\",L92/'Cost scenario - input'!$G77),\"\")","v":""},{"$f":"IFERROR(IF(OR(M92=\"\",'Cost scenario - input'!$G77=\"\"),\"\",M92/'Cost scenario - input'!$G77),\"\")","v":""},{"$f":"IFERROR(IF(OR(N92=\"\",'Cost scenario - input'!$G77=\"\"),\"\",N92/'Cost scenario - input'!$G77),\"\")","v":""},{"$f":"IFERROR(IF(OR(O92=\"\",'Cost scenario - input'!$G77=\"\"),\"\",O92/'Cost scenario - input'!$G77),\"\")","v":""},{"$f":"IFERROR(IF(OR(P92=\"\",'Cost scenario - input'!$G77=\"\"),\"\",P92/'Cost scenario - input'!$G77),\"\")","v":""},{"$f":"IFERROR(IF(OR(Q92=\"\",'Cost scenario - input'!$G77=\"\"),\"\",Q92/'Cost scenario - input'!$G77),\"\")","v":""},{"$f":"IFERROR(IF(OR(R92=\"\",'Cost scenario - input'!$G77=\"\"),\"\",R92/'Cost scenario - input'!$G77),\"\")","v":""},{"$f":"IFERROR(IF(OR(S92=\"\",'Cost scenario - input'!$G77=\"\"),\"\",S92/'Cost scenario - input'!$G77),\"\")","v":""},{"$f":"IFERROR(IF(OR(T92=\"\",'Cost scenario - input'!$G77=\"\"),\"\",T92/'Cost scenario - input'!$G77),\"\")","v":""},{"$f":"IFERROR(IF(OR(U92=\"\",'Cost scenario - input'!$G77=\"\"),\"\",U92/'Cost scenario - input'!$G77),\"\")","v":""},{"$f":"IFERROR(IF(OR(V92=\"\",'Cost scenario - input'!$G77=\"\"),\"\",V92/'Cost scenario - input'!$G77),\"\")","v":""},{"$f":"IFERROR(IF(OR(W92=\"\",'Cost scenario - input'!$G77=\"\"),\"\",W92/'Cost scenario - input'!$G77),\"\")","v":""}]
[{"$f":"IFERROR('Cost scenario - input'!A78,\"\")","v":""},{"$f":"IFERROR('Cost scenario - input'!B78,\"\")","v":""},{"$f":"IFERROR('Cost scenario - input'!C78,\"\")","v":""},{"$f":"IFERROR(repcalc('Cost scenario - input'!$CY78:$GK78,'Cost scenario - input'!$J78,'Cost scenario - input'!$H78,'Cost scenario - input'!$I78,20,TRUE,TRUE),\"\")","v":""},"","","","","","","","","","","","","","","","","","","",{"$f":"IFERROR(IF(OR(D93=\"\",'Cost scenario - input'!$G78=\"\"),\"\",D93/'Cost scenario - input'!$G78),\"\")","v":""},{"$f":"IFERROR(IF(OR(E93=\"\",'Cost scenario - input'!$G78=\"\"),\"\",E93/'Cost scenario - input'!$G78),\"\")","v":""},{"$f":"IFERROR(IF(OR(F93=\"\",'Cost scenario - input'!$G78=\"\"),\"\",F93/'Cost scenario - input'!$G78),\"\")","v":""},{"$f":"IFERROR(IF(OR(G93=\"\",'Cost scenario - input'!$G78=\"\"),\"\",G93/'Cost scenario - input'!$G78),\"\")","v":""},{"$f":"IFERROR(IF(OR(H93=\"\",'Cost scenario - input'!$G78=\"\"),\"\",H93/'Cost scenario - input'!$G78),\"\")","v":""},{"$f":"IFERROR(IF(OR(I93=\"\",'Cost scenario - input'!$G78=\"\"),\"\",I93/'Cost scenario - input'!$G78),\"\")","v":""},{"$f":"IFERROR(IF(OR(J93=\"\",'Cost scenario - input'!$G78=\"\"),\"\",J93/'Cost scenario - input'!$G78),\"\")","v":""},{"$f":"IFERROR(IF(OR(K93=\"\",'Cost scenario - input'!$G78=\"\"),\"\",K93/'Cost scenario - input'!$G78),\"\")","v":""},{"$f":"IFERROR(IF(OR(L93=\"\",'Cost scenario - input'!$G78=\"\"),\"\",L93/'Cost scenario - input'!$G78),\"\")","v":""},{"$f":"IFERROR(IF(OR(M93=\"\",'Cost scenario - input'!$G78=\"\"),\"\",M93/'Cost scenario - input'!$G78),\"\")","v":""},{"$f":"IFERROR(IF(OR(N93=\"\",'Cost scenario - input'!$G78=\"\"),\"\",N93/'Cost scenario - input'!$G78),\"\")","v":""},{"$f":"IFERROR(IF(OR(O93=\"\",'Cost scenario - input'!$G78=\"\"),\"\",O93/'Cost scenario - input'!$G78),\"\")","v":""},{"$f":"IFERROR(IF(OR(P93=\"\",'Cost scenario - input'!$G78=\"\"),\"\",P93/'Cost scenario - input'!$G78),\"\")","v":""},{"$f":"IFERROR(IF(OR(Q93=\"\",'Cost scenario - input'!$G78=\"\"),\"\",Q93/'Cost scenario - input'!$G78),\"\")","v":""},{"$f":"IFERROR(IF(OR(R93=\"\",'Cost scenario - input'!$G78=\"\"),\"\",R93/'Cost scenario - input'!$G78),\"\")","v":""},{"$f":"IFERROR(IF(OR(S93=\"\",'Cost scenario - input'!$G78=\"\"),\"\",S93/'Cost scenario - input'!$G78),\"\")","v":""},{"$f":"IFERROR(IF(OR(T93=\"\",'Cost scenario - input'!$G78=\"\"),\"\",T93/'Cost scenario - input'!$G78),\"\")","v":""},{"$f":"IFERROR(IF(OR(U93=\"\",'Cost scenario - input'!$G78=\"\"),\"\",U93/'Cost scenario - input'!$G78),\"\")","v":""},{"$f":"IFERROR(IF(OR(V93=\"\",'Cost scenario - input'!$G78=\"\"),\"\",V93/'Cost scenario - input'!$G78),\"\")","v":""},{"$f":"IFERROR(IF(OR(W93=\"\",'Cost scenario - input'!$G78=\"\"),\"\",W93/'Cost scenario - input'!$G78),\"\")","v":""}]
[{"$f":"IFERROR('Cost scenario - input'!A79,\"\")","v":""},{"$f":"IFERROR('Cost scenario - input'!B79,\"\")","v":""},{"$f":"IFERROR('Cost scenario - input'!C79,\"\")","v":""},{"$f":"IFERROR(repcalc('Cost scenario - input'!$CY79:$GK79,'Cost scenario - input'!$J79,'Cost scenario - input'!$H79,'Cost scenario - input'!$I79,20,TRUE,TRUE),\"\")","v":""},"","","","","","","","","","","","","","","","","","","",{"$f":"IFERROR(IF(OR(D94=\"\",'Cost scenario - input'!$G79=\"\"),\"\",D94/'Cost scenario - input'!$G79),\"\")","v":""},{"$f":"IFERROR(IF(OR(E94=\"\",'Cost scenario - input'!$G79=\"\"),\"\",E94/'Cost scenario - input'!$G79),\"\")","v":""},{"$f":"IFERROR(IF(OR(F94=\"\",'Cost scenario - input'!$G79=\"\"),\"\",F94/'Cost scenario - input'!$G79),\"\")","v":""},{"$f":"IFERROR(IF(OR(G94=\"\",'Cost scenario - input'!$G79=\"\"),\"\",G94/'Cost scenario - input'!$G79),\"\")","v":""},{"$f":"IFERROR(IF(OR(H94=\"\",'Cost scenario - input'!$G79=\"\"),\"\",H94/'Cost scenario - input'!$G79),\"\")","v":""},{"$f":"IFERROR(IF(OR(I94=\"\",'Cost scenario - input'!$G79=\"\"),\"\",I94/'Cost scenario - input'!$G79),\"\")","v":""},{"$f":"IFERROR(IF(OR(J94=\"\",'Cost scenario - input'!$G79=\"\"),\"\",J94/'Cost scenario - input'!$G79),\"\")","v":""},{"$f":"IFERROR(IF(OR(K94=\"\",'Cost scenario - input'!$G79=\"\"),\"\",K94/'Cost scenario - input'!$G79),\"\")","v":""},{"$f":"IFERROR(IF(OR(L94=\"\",'Cost scenario - input'!$G79=\"\"),\"\",L94/'Cost scenario - input'!$G79),\"\")","v":""},{"$f":"IFERROR(IF(OR(M94=\"\",'Cost scenario - input'!$G79=\"\"),\"\",M94/'Cost scenario - input'!$G79),\"\")","v":""},{"$f":"IFERROR(IF(OR(N94=\"\",'Cost scenario - input'!$G79=\"\"),\"\",N94/'Cost scenario - input'!$G79),\"\")","v":""},{"$f":"IFERROR(IF(OR(O94=\"\",'Cost scenario - input'!$G79=\"\"),\"\",O94/'Cost scenario - input'!$G79),\"\")","v":""},{"$f":"IFERROR(IF(OR(P94=\"\",'Cost scenario - input'!$G79=\"\"),\"\",P94/'Cost scenario - input'!$G79),\"\")","v":""},{"$f":"IFERROR(IF(OR(Q94=\"\",'Cost scenario - input'!$G79=\"\"),\"\",Q94/'Cost scenario - input'!$G79),\"\")","v":""},{"$f":"IFERROR(IF(OR(R94=\"\",'Cost scenario - input'!$G79=\"\"),\"\",R94/'Cost scenario - input'!$G79),\"\")","v":""},{"$f":"IFERROR(IF(OR(S94=\"\",'Cost scenario - input'!$G79=\"\"),\"\",S94/'Cost scenario - input'!$G79),\"\")","v":""},{"$f":"IFERROR(IF(OR(T94=\"\",'Cost scenario - input'!$G79=\"\"),\"\",T94/'Cost scenario - input'!$G79),\"\")","v":""},{"$f":"IFERROR(IF(OR(U94=\"\",'Cost scenario - input'!$G79=\"\"),\"\",U94/'Cost scenario - input'!$G79),\"\")","v":""},{"$f":"IFERROR(IF(OR(V94=\"\",'Cost scenario - input'!$G79=\"\"),\"\",V94/'Cost scenario - input'!$G79),\"\")","v":""},{"$f":"IFERROR(IF(OR(W94=\"\",'Cost scenario - input'!$G79=\"\"),\"\",W94/'Cost scenario - input'!$G79),\"\")","v":""}]
[{"$f":"IFERROR('Cost scenario - input'!A80,\"\")","v":""},{"$f":"IFERROR('Cost scenario - input'!B80,\"\")","v":""},{"$f":"IFERROR('Cost scenario - input'!C80,\"\")","v":""},{"$f":"IFERROR(repcalc('Cost scenario - input'!$CY80:$GK80,'Cost scenario - input'!$J80,'Cost scenario - input'!$H80,'Cost scenario - input'!$I80,20,TRUE,TRUE),\"\")","v":""},"","","","","","","","","","","","","","","","","","","",{"$f":"IFERROR(IF(OR(D95=\"\",'Cost scenario - input'!$G80=\"\"),\"\",D95/'Cost scenario - input'!$G80),\"\")","v":""},{"$f":"IFERROR(IF(OR(E95=\"\",'Cost scenario - input'!$G80=\"\"),\"\",E95/'Cost scenario - input'!$G80),\"\")","v":""},{"$f":"IFERROR(IF(OR(F95=\"\",'Cost scenario - input'!$G80=\"\"),\"\",F95/'Cost scenario - input'!$G80),\"\")","v":""},{"$f":"IFERROR(IF(OR(G95=\"\",'Cost scenario - input'!$G80=\"\"),\"\",G95/'Cost scenario - input'!$G80),\"\")","v":""},{"$f":"IFERROR(IF(OR(H95=\"\",'Cost scenario - input'!$G80=\"\"),\"\",H95/'Cost scenario - input'!$G80),\"\")","v":""},{"$f":"IFERROR(IF(OR(I95=\"\",'Cost scenario - input'!$G80=\"\"),\"\",I95/'Cost scenario - input'!$G80),\"\")","v":""},{"$f":"IFERROR(IF(OR(J95=\"\",'Cost scenario - input'!$G80=\"\"),\"\",J95/'Cost scenario - input'!$G80),\"\")","v":""},{"$f":"IFERROR(IF(OR(K95=\"\",'Cost scenario - input'!$G80=\"\"),\"\",K95/'Cost scenario - input'!$G80),\"\")","v":""},{"$f":"IFERROR(IF(OR(L95=\"\",'Cost scenario - input'!$G80=\"\"),\"\",L95/'Cost scenario - input'!$G80),\"\")","v":""},{"$f":"IFERROR(IF(OR(M95=\"\",'Cost scenario - input'!$G80=\"\"),\"\",M95/'Cost scenario - input'!$G80),\"\")","v":""},{"$f":"IFERROR(IF(OR(N95=\"\",'Cost scenario - input'!$G80=\"\"),\"\",N95/'Cost scenario - input'!$G80),\"\")","v":""},{"$f":"IFERROR(IF(OR(O95=\"\",'Cost scenario - input'!$G80=\"\"),\"\",O95/'Cost scenario - input'!$G80),\"\")","v":""},{"$f":"IFERROR(IF(OR(P95=\"\",'Cost scenario - input'!$G80=\"\"),\"\",P95/'Cost scenario - input'!$G80),\"\")","v":""},{"$f":"IFERROR(IF(OR(Q95=\"\",'Cost scenario - input'!$G80=\"\"),\"\",Q95/'Cost scenario - input'!$G80),\"\")","v":""},{"$f":"IFERROR(IF(OR(R95=\"\",'Cost scenario - input'!$G80=\"\"),\"\",R95/'Cost scenario - input'!$G80),\"\")","v":""},{"$f":"IFERROR(IF(OR(S95=\"\",'Cost scenario - input'!$G80=\"\"),\"\",S95/'Cost scenario - input'!$G80),\"\")","v":""},{"$f":"IFERROR(IF(OR(T95=\"\",'Cost scenario - input'!$G80=\"\"),\"\",T95/'Cost scenario - input'!$G80),\"\")","v":""},{"$f":"IFERROR(IF(OR(U95=\"\",'Cost scenario - input'!$G80=\"\"),\"\",U95/'Cost scenario - input'!$G80),\"\")","v":""},{"$f":"IFERROR(IF(OR(V95=\"\",'Cost scenario - input'!$G80=\"\"),\"\",V95/'Cost scenario - input'!$G80),\"\")","v":""},{"$f":"IFERROR(IF(OR(W95=\"\",'Cost scenario - input'!$G80=\"\"),\"\",W95/'Cost scenario - input'!$G80),\"\")","v":""}]
[{"$f":"IFERROR('Cost scenario - input'!A81,\"\")","v":""},{"$f":"IFERROR('Cost scenario - input'!B81,\"\")","v":""},{"$f":"IFERROR('Cost scenario - input'!C81,\"\")","v":""},{"$f":"IFERROR(repcalc('Cost scenario - input'!$CY81:$GK81,'Cost scenario - input'!$J81,'Cost scenario - input'!$H81,'Cost scenario - input'!$I81,20,TRUE,TRUE),\"\")","v":""},"","","","","","","","","","","","","","","","","","","",{"$f":"IFERROR(IF(OR(D96=\"\",'Cost scenario - input'!$G81=\"\"),\"\",D96/'Cost scenario - input'!$G81),\"\")","v":""},{"$f":"IFERROR(IF(OR(E96=\"\",'Cost scenario - input'!$G81=\"\"),\"\",E96/'Cost scenario - input'!$G81),\"\")","v":""},{"$f":"IFERROR(IF(OR(F96=\"\",'Cost scenario - input'!$G81=\"\"),\"\",F96/'Cost scenario - input'!$G81),\"\")","v":""},{"$f":"IFERROR(IF(OR(G96=\"\",'Cost scenario - input'!$G81=\"\"),\"\",G96/'Cost scenario - input'!$G81),\"\")","v":""},{"$f":"IFERROR(IF(OR(H96=\"\",'Cost scenario - input'!$G81=\"\"),\"\",H96/'Cost scenario - input'!$G81),\"\")","v":""},{"$f":"IFERROR(IF(OR(I96=\"\",'Cost scenario - input'!$G81=\"\"),\"\",I96/'Cost scenario - input'!$G81),\"\")","v":""},{"$f":"IFERROR(IF(OR(J96=\"\",'Cost scenario - input'!$G81=\"\"),\"\",J96/'Cost scenario - input'!$G81),\"\")","v":""},{"$f":"IFERROR(IF(OR(K96=\"\",'Cost scenario - input'!$G81=\"\"),\"\",K96/'Cost scenario - input'!$G81),\"\")","v":""},{"$f":"IFERROR(IF(OR(L96=\"\",'Cost scenario - input'!$G81=\"\"),\"\",L96/'Cost scenario - input'!$G81),\"\")","v":""},{"$f":"IFERROR(IF(OR(M96=\"\",'Cost scenario - input'!$G81=\"\"),\"\",M96/'Cost scenario - input'!$G81),\"\")","v":""},{"$f":"IFERROR(IF(OR(N96=\"\",'Cost scenario - input'!$G81=\"\"),\"\",N96/'Cost scenario - input'!$G81),\"\")","v":""},{"$f":"IFERROR(IF(OR(O96=\"\",'Cost scenario - input'!$G81=\"\"),\"\",O96/'Cost scenario - input'!$G81),\"\")","v":""},{"$f":"IFERROR(IF(OR(P96=\"\",'Cost scenario - input'!$G81=\"\"),\"\",P96/'Cost scenario - input'!$G81),\"\")","v":""},{"$f":"IFERROR(IF(OR(Q96=\"\",'Cost scenario - input'!$G81=\"\"),\"\",Q96/'Cost scenario - input'!$G81),\"\")","v":""},{"$f":"IFERROR(IF(OR(R96=\"\",'Cost scenario - input'!$G81=\"\"),\"\",R96/'Cost scenario - input'!$G81),\"\")","v":""},{"$f":"IFERROR(IF(OR(S96=\"\",'Cost scenario - input'!$G81=\"\"),\"\",S96/'Cost scenario - input'!$G81),\"\")","v":""},{"$f":"IFERROR(IF(OR(T96=\"\",'Cost scenario - input'!$G81=\"\"),\"\",T96/'Cost scenario - input'!$G81),\"\")","v":""},{"$f":"IFERROR(IF(OR(U96=\"\",'Cost scenario - input'!$G81=\"\"),\"\",U96/'Cost scenario - input'!$G81),\"\")","v":""},{"$f":"IFERROR(IF(OR(V96=\"\",'Cost scenario - input'!$G81=\"\"),\"\",V96/'Cost scenario - input'!$G81),\"\")","v":""},{"$f":"IFERROR(IF(OR(W96=\"\",'Cost scenario - input'!$G81=\"\"),\"\",W96/'Cost scenario - input'!$G81),\"\")","v":""}]
[{"$f":"IFERROR('Cost scenario - input'!A82,\"\")","v":""},{"$f":"IFERROR('Cost scenario - input'!B82,\"\")","v":""},{"$f":"IFERROR('Cost scenario - input'!C82,\"\")","v":""},{"$f":"IFERROR(repcalc('Cost scenario - input'!$CY82:$GK82,'Cost scenario - input'!$J82,'Cost scenario - input'!$H82,'Cost scenario - input'!$I82,20,TRUE,TRUE),\"\")","v":""},"","","","","","","","","","","","","","","","","","","",{"$f":"IFERROR(IF(OR(D97=\"\",'Cost scenario - input'!$G82=\"\"),\"\",D97/'Cost scenario - input'!$G82),\"\")","v":""},{"$f":"IFERROR(IF(OR(E97=\"\",'Cost scenario - input'!$G82=\"\"),\"\",E97/'Cost scenario - input'!$G82),\"\")","v":""},{"$f":"IFERROR(IF(OR(F97=\"\",'Cost scenario - input'!$G82=\"\"),\"\",F97/'Cost scenario - input'!$G82),\"\")","v":""},{"$f":"IFERROR(IF(OR(G97=\"\",'Cost scenario - input'!$G82=\"\"),\"\",G97/'Cost scenario - input'!$G82),\"\")","v":""},{"$f":"IFERROR(IF(OR(H97=\"\",'Cost scenario - input'!$G82=\"\"),\"\",H97/'Cost scenario - input'!$G82),\"\")","v":""},{"$f":"IFERROR(IF(OR(I97=\"\",'Cost scenario - input'!$G82=\"\"),\"\",I97/'Cost scenario - input'!$G82),\"\")","v":""},{"$f":"IFERROR(IF(OR(J97=\"\",'Cost scenario - input'!$G82=\"\"),\"\",J97/'Cost scenario - input'!$G82),\"\")","v":""},{"$f":"IFERROR(IF(OR(K97=\"\",'Cost scenario - input'!$G82=\"\"),\"\",K97/'Cost scenario - input'!$G82),\"\")","v":""},{"$f":"IFERROR(IF(OR(L97=\"\",'Cost scenario - input'!$G82=\"\"),\"\",L97/'Cost scenario - input'!$G82),\"\")","v":""},{"$f":"IFERROR(IF(OR(M97=\"\",'Cost scenario - input'!$G82=\"\"),\"\",M97/'Cost scenario - input'!$G82),\"\")","v":""},{"$f":"IFERROR(IF(OR(N97=\"\",'Cost scenario - input'!$G82=\"\"),\"\",N97/'Cost scenario - input'!$G82),\"\")","v":""},{"$f":"IFERROR(IF(OR(O97=\"\",'Cost scenario - input'!$G82=\"\"),\"\",O97/'Cost scenario - input'!$G82),\"\")","v":""},{"$f":"IFERROR(IF(OR(P97=\"\",'Cost scenario - input'!$G82=\"\"),\"\",P97/'Cost scenario - input'!$G82),\"\")","v":""},{"$f":"IFERROR(IF(OR(Q97=\"\",'Cost scenario - input'!$G82=\"\"),\"\",Q97/'Cost scenario - input'!$G82),\"\")","v":""},{"$f":"IFERROR(IF(OR(R97=\"\",'Cost scenario - input'!$G82=\"\"),\"\",R97/'Cost scenario - input'!$G82),\"\")","v":""},{"$f":"IFERROR(IF(OR(S97=\"\",'Cost scenario - input'!$G82=\"\"),\"\",S97/'Cost scenario - input'!$G82),\"\")","v":""},{"$f":"IFERROR(IF(OR(T97=\"\",'Cost scenario - input'!$G82=\"\"),\"\",T97/'Cost scenario - input'!$G82),\"\")","v":""},{"$f":"IFERROR(IF(OR(U97=\"\",'Cost scenario - input'!$G82=\"\"),\"\",U97/'Cost scenario - input'!$G82),\"\")","v":""},{"$f":"IFERROR(IF(OR(V97=\"\",'Cost scenario - input'!$G82=\"\"),\"\",V97/'Cost scenario - input'!$G82),\"\")","v":""},{"$f":"IFERROR(IF(OR(W97=\"\",'Cost scenario - input'!$G82=\"\"),\"\",W97/'Cost scenario - input'!$G82),\"\")","v":""}]
[{"$f":"IFERROR('Cost scenario - input'!A83,\"\")","v":""},{"$f":"IFERROR('Cost scenario - input'!B83,\"\")","v":""},{"$f":"IFERROR('Cost scenario - input'!C83,\"\")","v":""},{"$f":"IFERROR(repcalc('Cost scenario - input'!$CY83:$GK83,'Cost scenario - input'!$J83,'Cost scenario - input'!$H83,'Cost scenario - input'!$I83,20,TRUE,TRUE),\"\")","v":""},"","","","","","","","","","","","","","","","","","","",{"$f":"IFERROR(IF(OR(D98=\"\",'Cost scenario - input'!$G83=\"\"),\"\",D98/'Cost scenario - input'!$G83),\"\")","v":""},{"$f":"IFERROR(IF(OR(E98=\"\",'Cost scenario - input'!$G83=\"\"),\"\",E98/'Cost scenario - input'!$G83),\"\")","v":""},{"$f":"IFERROR(IF(OR(F98=\"\",'Cost scenario - input'!$G83=\"\"),\"\",F98/'Cost scenario - input'!$G83),\"\")","v":""},{"$f":"IFERROR(IF(OR(G98=\"\",'Cost scenario - input'!$G83=\"\"),\"\",G98/'Cost scenario - input'!$G83),\"\")","v":""},{"$f":"IFERROR(IF(OR(H98=\"\",'Cost scenario - input'!$G83=\"\"),\"\",H98/'Cost scenario - input'!$G83),\"\")","v":""},{"$f":"IFERROR(IF(OR(I98=\"\",'Cost scenario - input'!$G83=\"\"),\"\",I98/'Cost scenario - input'!$G83),\"\")","v":""},{"$f":"IFERROR(IF(OR(J98=\"\",'Cost scenario - input'!$G83=\"\"),\"\",J98/'Cost scenario - input'!$G83),\"\")","v":""},{"$f":"IFERROR(IF(OR(K98=\"\",'Cost scenario - input'!$G83=\"\"),\"\",K98/'Cost scenario - input'!$G83),\"\")","v":""},{"$f":"IFERROR(IF(OR(L98=\"\",'Cost scenario - input'!$G83=\"\"),\"\",L98/'Cost scenario - input'!$G83),\"\")","v":""},{"$f":"IFERROR(IF(OR(M98=\"\",'Cost scenario - input'!$G83=\"\"),\"\",M98/'Cost scenario - input'!$G83),\"\")","v":""},{"$f":"IFERROR(IF(OR(N98=\"\",'Cost scenario - input'!$G83=\"\"),\"\",N98/'Cost scenario - input'!$G83),\"\")","v":""},{"$f":"IFERROR(IF(OR(O98=\"\",'Cost scenario - input'!$G83=\"\"),\"\",O98/'Cost scenario - input'!$G83),\"\")","v":""},{"$f":"IFERROR(IF(OR(P98=\"\",'Cost scenario - input'!$G83=\"\"),\"\",P98/'Cost scenario - input'!$G83),\"\")","v":""},{"$f":"IFERROR(IF(OR(Q98=\"\",'Cost scenario - input'!$G83=\"\"),\"\",Q98/'Cost scenario - input'!$G83),\"\")","v":""},{"$f":"IFERROR(IF(OR(R98=\"\",'Cost scenario - input'!$G83=\"\"),\"\",R98/'Cost scenario - input'!$G83),\"\")","v":""},{"$f":"IFERROR(IF(OR(S98=\"\",'Cost scenario - input'!$G83=\"\"),\"\",S98/'Cost scenario - input'!$G83),\"\")","v":""},{"$f":"IFERROR(IF(OR(T98=\"\",'Cost scenario - input'!$G83=\"\"),\"\",T98/'Cost scenario - input'!$G83),\"\")","v":""},{"$f":"IFERROR(IF(OR(U98=\"\",'Cost scenario - input'!$G83=\"\"),\"\",U98/'Cost scenario - input'!$G83),\"\")","v":""},{"$f":"IFERROR(IF(OR(V98=\"\",'Cost scenario - input'!$G83=\"\"),\"\",V98/'Cost scenario - input'!$G83),\"\")","v":""},{"$f":"IFERROR(IF(OR(W98=\"\",'Cost scenario - input'!$G83=\"\"),\"\",W98/'Cost scenario - input'!$G83),\"\")","v":""}]
[{"$f":"IFERROR('Cost scenario - input'!A84,\"\")","v":""},{"$f":"IFERROR('Cost scenario - input'!B84,\"\")","v":""},{"$f":"IFERROR('Cost scenario - input'!C84,\"\")","v":""},{"$f":"IFERROR(repcalc('Cost scenario - input'!$CY84:$GK84,'Cost scenario - input'!$J84,'Cost scenario - input'!$H84,'Cost scenario - input'!$I84,20,TRUE,TRUE),\"\")","v":""},"","","","","","","","","","","","","","","","","","","",{"$f":"IFERROR(IF(OR(D99=\"\",'Cost scenario - input'!$G84=\"\"),\"\",D99/'Cost scenario - input'!$G84),\"\")","v":""},{"$f":"IFERROR(IF(OR(E99=\"\",'Cost scenario - input'!$G84=\"\"),\"\",E99/'Cost scenario - input'!$G84),\"\")","v":""},{"$f":"IFERROR(IF(OR(F99=\"\",'Cost scenario - input'!$G84=\"\"),\"\",F99/'Cost scenario - input'!$G84),\"\")","v":""},{"$f":"IFERROR(IF(OR(G99=\"\",'Cost scenario - input'!$G84=\"\"),\"\",G99/'Cost scenario - input'!$G84),\"\")","v":""},{"$f":"IFERROR(IF(OR(H99=\"\",'Cost scenario - input'!$G84=\"\"),\"\",H99/'Cost scenario - input'!$G84),\"\")","v":""},{"$f":"IFERROR(IF(OR(I99=\"\",'Cost scenario - input'!$G84=\"\"),\"\",I99/'Cost scenario - input'!$G84),\"\")","v":""},{"$f":"IFERROR(IF(OR(J99=\"\",'Cost scenario - input'!$G84=\"\"),\"\",J99/'Cost scenario - input'!$G84),\"\")","v":""},{"$f":"IFERROR(IF(OR(K99=\"\",'Cost scenario - input'!$G84=\"\"),\"\",K99/'Cost scenario - input'!$G84),\"\")","v":""},{"$f":"IFERROR(IF(OR(L99=\"\",'Cost scenario - input'!$G84=\"\"),\"\",L99/'Cost scenario - input'!$G84),\"\")","v":""},{"$f":"IFERROR(IF(OR(M99=\"\",'Cost scenario - input'!$G84=\"\"),\"\",M99/'Cost scenario - input'!$G84),\"\")","v":""},{"$f":"IFERROR(IF(OR(N99=\"\",'Cost scenario - input'!$G84=\"\"),\"\",N99/'Cost scenario - input'!$G84),\"\")","v":""},{"$f":"IFERROR(IF(OR(O99=\"\",'Cost scenario - input'!$G84=\"\"),\"\",O99/'Cost scenario - input'!$G84),\"\")","v":""},{"$f":"IFERROR(IF(OR(P99=\"\",'Cost scenario - input'!$G84=\"\"),\"\",P99/'Cost scenario - input'!$G84),\"\")","v":""},{"$f":"IFERROR(IF(OR(Q99=\"\",'Cost scenario - input'!$G84=\"\"),\"\",Q99/'Cost scenario - input'!$G84),\"\")","v":""},{"$f":"IFERROR(IF(OR(R99=\"\",'Cost scenario - input'!$G84=\"\"),\"\",R99/'Cost scenario - input'!$G84),\"\")","v":""},{"$f":"IFERROR(IF(OR(S99=\"\",'Cost scenario - input'!$G84=\"\"),\"\",S99/'Cost scenario - input'!$G84),\"\")","v":""},{"$f":"IFERROR(IF(OR(T99=\"\",'Cost scenario - input'!$G84=\"\"),\"\",T99/'Cost scenario - input'!$G84),\"\")","v":""},{"$f":"IFERROR(IF(OR(U99=\"\",'Cost scenario - input'!$G84=\"\"),\"\",U99/'Cost scenario - input'!$G84),\"\")","v":""},{"$f":"IFERROR(IF(OR(V99=\"\",'Cost scenario - input'!$G84=\"\"),\"\",V99/'Cost scenario - input'!$G84),\"\")","v":""},{"$f":"IFERROR(IF(OR(W99=\"\",'Cost scenario - input'!$G84=\"\"),\"\",W99/'Cost scenario - input'!$G84),\"\")","v":""}]
[{"$f":"IFERROR('Cost scenario - input'!A85,\"\")","v":""},{"$f":"IFERROR('Cost scenario - input'!B85,\"\")","v":""},{"$f":"IFERROR('Cost scenario - input'!C85,\"\")","v":""},{"$f":"IFERROR(repcalc('Cost scenario - input'!$CY85:$GK85,'Cost scenario - input'!$J85,'Cost scenario - input'!$H85,'Cost scenario - input'!$I85,20,TRUE,TRUE),\"\")","v":""},"","","","","","","","","","","","","","","","","","","",{"$f":"IFERROR(IF(OR(D100=\"\",'Cost scenario - input'!$G85=\"\"),\"\",D100/'Cost scenario - input'!$G85),\"\")","v":""},{"$f":"IFERROR(IF(OR(E100=\"\",'Cost scenario - input'!$G85=\"\"),\"\",E100/'Cost scenario - input'!$G85),\"\")","v":""},{"$f":"IFERROR(IF(OR(F100=\"\",'Cost scenario - input'!$G85=\"\"),\"\",F100/'Cost scenario - input'!$G85),\"\")","v":""},{"$f":"IFERROR(IF(OR(G100=\"\",'Cost scenario - input'!$G85=\"\"),\"\",G100/'Cost scenario - input'!$G85),\"\")","v":""},{"$f":"IFERROR(IF(OR(H100=\"\",'Cost scenario - input'!$G85=\"\"),\"\",H100/'Cost scenario - input'!$G85),\"\")","v":""},{"$f":"IFERROR(IF(OR(I100=\"\",'Cost scenario - input'!$G85=\"\"),\"\",I100/'Cost scenario - input'!$G85),\"\")","v":""},{"$f":"IFERROR(IF(OR(J100=\"\",'Cost scenario - input'!$G85=\"\"),\"\",J100/'Cost scenario - input'!$G85),\"\")","v":""},{"$f":"IFERROR(IF(OR(K100=\"\",'Cost scenario - input'!$G85=\"\"),\"\",K100/'Cost scenario - input'!$G85),\"\")","v":""},{"$f":"IFERROR(IF(OR(L100=\"\",'Cost scenario - input'!$G85=\"\"),\"\",L100/'Cost scenario - input'!$G85),\"\")","v":""},{"$f":"IFERROR(IF(OR(M100=\"\",'Cost scenario - input'!$G85=\"\"),\"\",M100/'Cost scenario - input'!$G85),\"\")","v":""},{"$f":"IFERROR(IF(OR(N100=\"\",'Cost scenario - input'!$G85=\"\"),\"\",N100/'Cost scenario - input'!$G85),\"\")","v":""},{"$f":"IFERROR(IF(OR(O100=\"\",'Cost scenario - input'!$G85=\"\"),\"\",O100/'Cost scenario - input'!$G85),\"\")","v":""},{"$f":"IFERROR(IF(OR(P100=\"\",'Cost scenario - input'!$G85=\"\"),\"\",P100/'Cost scenario - input'!$G85),\"\")","v":""},{"$f":"IFERROR(IF(OR(Q100=\"\",'Cost scenario - input'!$G85=\"\"),\"\",Q100/'Cost scenario - input'!$G85),\"\")","v":""},{"$f":"IFERROR(IF(OR(R100=\"\",'Cost scenario - input'!$G85=\"\"),\"\",R100/'Cost scenario - input'!$G85),\"\")","v":""},{"$f":"IFERROR(IF(OR(S100=\"\",'Cost scenario - input'!$G85=\"\"),\"\",S100/'Cost scenario - input'!$G85),\"\")","v":""},{"$f":"IFERROR(IF(OR(T100=\"\",'Cost scenario - input'!$G85=\"\"),\"\",T100/'Cost scenario - input'!$G85),\"\")","v":""},{"$f":"IFERROR(IF(OR(U100=\"\",'Cost scenario - input'!$G85=\"\"),\"\",U100/'Cost scenario - input'!$G85),\"\")","v":""},{"$f":"IFERROR(IF(OR(V100=\"\",'Cost scenario - input'!$G85=\"\"),\"\",V100/'Cost scenario - input'!$G85),\"\")","v":""},{"$f":"IFERROR(IF(OR(W100=\"\",'Cost scenario - input'!$G85=\"\"),\"\",W100/'Cost scenario - input'!$G85),\"\")","v":""}]
[{"$f":"IFERROR('Cost scenario - input'!A86,\"\")","v":""},{"$f":"IFERROR('Cost scenario - input'!B86,\"\")","v":""},{"$f":"IFERROR('Cost scenario - input'!C86,\"\")","v":""},{"$f":"IFERROR(repcalc('Cost scenario - input'!$CY86:$GK86,'Cost scenario - input'!$J86,'Cost scenario - input'!$H86,'Cost scenario - input'!$I86,20,TRUE,TRUE),\"\")","v":""},"","","","","","","","","","","","","","","","","","","",{"$f":"IFERROR(IF(OR(D101=\"\",'Cost scenario - input'!$G86=\"\"),\"\",D101/'Cost scenario - input'!$G86),\"\")","v":""},{"$f":"IFERROR(IF(OR(E101=\"\",'Cost scenario - input'!$G86=\"\"),\"\",E101/'Cost scenario - input'!$G86),\"\")","v":""},{"$f":"IFERROR(IF(OR(F101=\"\",'Cost scenario - input'!$G86=\"\"),\"\",F101/'Cost scenario - input'!$G86),\"\")","v":""},{"$f":"IFERROR(IF(OR(G101=\"\",'Cost scenario - input'!$G86=\"\"),\"\",G101/'Cost scenario - input'!$G86),\"\")","v":""},{"$f":"IFERROR(IF(OR(H101=\"\",'Cost scenario - input'!$G86=\"\"),\"\",H101/'Cost scenario - input'!$G86),\"\")","v":""},{"$f":"IFERROR(IF(OR(I101=\"\",'Cost scenario - input'!$G86=\"\"),\"\",I101/'Cost scenario - input'!$G86),\"\")","v":""},{"$f":"IFERROR(IF(OR(J101=\"\",'Cost scenario - input'!$G86=\"\"),\"\",J101/'Cost scenario - input'!$G86),\"\")","v":""},{"$f":"IFERROR(IF(OR(K101=\"\",'Cost scenario - input'!$G86=\"\"),\"\",K101/'Cost scenario - input'!$G86),\"\")","v":""},{"$f":"IFERROR(IF(OR(L101=\"\",'Cost scenario - input'!$G86=\"\"),\"\",L101/'Cost scenario - input'!$G86),\"\")","v":""},{"$f":"IFERROR(IF(OR(M101=\"\",'Cost scenario - input'!$G86=\"\"),\"\",M101/'Cost scenario - input'!$G86),\"\")","v":""},{"$f":"IFERROR(IF(OR(N101=\"\",'Cost scenario - input'!$G86=\"\"),\"\",N101/'Cost scenario - input'!$G86),\"\")","v":""},{"$f":"IFERROR(IF(OR(O101=\"\",'Cost scenario - input'!$G86=\"\"),\"\",O101/'Cost scenario - input'!$G86),\"\")","v":""},{"$f":"IFERROR(IF(OR(P101=\"\",'Cost scenario - input'!$G86=\"\"),\"\",P101/'Cost scenario - input'!$G86),\"\")","v":""},{"$f":"IFERROR(IF(OR(Q101=\"\",'Cost scenario - input'!$G86=\"\"),\"\",Q101/'Cost scenario - input'!$G86),\"\")","v":""},{"$f":"IFERROR(IF(OR(R101=\"\",'Cost scenario - input'!$G86=\"\"),\"\",R101/'Cost scenario - input'!$G86),\"\")","v":""},{"$f":"IFERROR(IF(OR(S101=\"\",'Cost scenario - input'!$G86=\"\"),\"\",S101/'Cost scenario - input'!$G86),\"\")","v":""},{"$f":"IFERROR(IF(OR(T101=\"\",'Cost scenario - input'!$G86=\"\"),\"\",T101/'Cost scenario - input'!$G86),\"\")","v":""},{"$f":"IFERROR(IF(OR(U101=\"\",'Cost scenario - input'!$G86=\"\"),\"\",U101/'Cost scenario - input'!$G86),\"\")","v":""},{"$f":"IFERROR(IF(OR(V101=\"\",'Cost scenario - input'!$G86=\"\"),\"\",V101/'Cost scenario - input'!$G86),\"\")","v":""},{"$f":"IFERROR(IF(OR(W101=\"\",'Cost scenario - input'!$G86=\"\"),\"\",W101/'Cost scenario - input'!$G86),\"\")","v":""}]
[{"$f":"IFERROR('Cost scenario - input'!A87,\"\")","v":""},{"$f":"IFERROR('Cost scenario - input'!B87,\"\")","v":""},{"$f":"IFERROR('Cost scenario - input'!C87,\"\")","v":""},{"$f":"IFERROR(repcalc('Cost scenario - input'!$CY87:$GK87,'Cost scenario - input'!$J87,'Cost scenario - input'!$H87,'Cost scenario - input'!$I87,20,TRUE,TRUE),\"\")","v":""},"","","","","","","","","","","","","","","","","","","",{"$f":"IFERROR(IF(OR(D102=\"\",'Cost scenario - input'!$G87=\"\"),\"\",D102/'Cost scenario - input'!$G87),\"\")","v":""},{"$f":"IFERROR(IF(OR(E102=\"\",'Cost scenario - input'!$G87=\"\"),\"\",E102/'Cost scenario - input'!$G87),\"\")","v":""},{"$f":"IFERROR(IF(OR(F102=\"\",'Cost scenario - input'!$G87=\"\"),\"\",F102/'Cost scenario - input'!$G87),\"\")","v":""},{"$f":"IFERROR(IF(OR(G102=\"\",'Cost scenario - input'!$G87=\"\"),\"\",G102/'Cost scenario - input'!$G87),\"\")","v":""},{"$f":"IFERROR(IF(OR(H102=\"\",'Cost scenario - input'!$G87=\"\"),\"\",H102/'Cost scenario - input'!$G87),\"\")","v":""},{"$f":"IFERROR(IF(OR(I102=\"\",'Cost scenario - input'!$G87=\"\"),\"\",I102/'Cost scenario - input'!$G87),\"\")","v":""},{"$f":"IFERROR(IF(OR(J102=\"\",'Cost scenario - input'!$G87=\"\"),\"\",J102/'Cost scenario - input'!$G87),\"\")","v":""},{"$f":"IFERROR(IF(OR(K102=\"\",'Cost scenario - input'!$G87=\"\"),\"\",K102/'Cost scenario - input'!$G87),\"\")","v":""},{"$f":"IFERROR(IF(OR(L102=\"\",'Cost scenario - input'!$G87=\"\"),\"\",L102/'Cost scenario - input'!$G87),\"\")","v":""},{"$f":"IFERROR(IF(OR(M102=\"\",'Cost scenario - input'!$G87=\"\"),\"\",M102/'Cost scenario - input'!$G87),\"\")","v":""},{"$f":"IFERROR(IF(OR(N102=\"\",'Cost scenario - input'!$G87=\"\"),\"\",N102/'Cost scenario - input'!$G87),\"\")","v":""},{"$f":"IFERROR(IF(OR(O102=\"\",'Cost scenario - input'!$G87=\"\"),\"\",O102/'Cost scenario - input'!$G87),\"\")","v":""},{"$f":"IFERROR(IF(OR(P102=\"\",'Cost scenario - input'!$G87=\"\"),\"\",P102/'Cost scenario - input'!$G87),\"\")","v":""},{"$f":"IFERROR(IF(OR(Q102=\"\",'Cost scenario - input'!$G87=\"\"),\"\",Q102/'Cost scenario - input'!$G87),\"\")","v":""},{"$f":"IFERROR(IF(OR(R102=\"\",'Cost scenario - input'!$G87=\"\"),\"\",R102/'Cost scenario - input'!$G87),\"\")","v":""},{"$f":"IFERROR(IF(OR(S102=\"\",'Cost scenario - input'!$G87=\"\"),\"\",S102/'Cost scenario - input'!$G87),\"\")","v":""},{"$f":"IFERROR(IF(OR(T102=\"\",'Cost scenario - input'!$G87=\"\"),\"\",T102/'Cost scenario - input'!$G87),\"\")","v":""},{"$f":"IFERROR(IF(OR(U102=\"\",'Cost scenario - input'!$G87=\"\"),\"\",U102/'Cost scenario - input'!$G87),\"\")","v":""},{"$f":"IFERROR(IF(OR(V102=\"\",'Cost scenario - input'!$G87=\"\"),\"\",V102/'Cost scenario - input'!$G87),\"\")","v":""},{"$f":"IFERROR(IF(OR(W102=\"\",'Cost scenario - input'!$G87=\"\"),\"\",W102/'Cost scenario - input'!$G87),\"\")","v":""}]
[{"$f":"IFERROR('Cost scenario - input'!A88,\"\")","v":""},{"$f":"IFERROR('Cost scenario - input'!B88,\"\")","v":""},{"$f":"IFERROR('Cost scenario - input'!C88,\"\")","v":""},{"$f":"IFERROR(repcalc('Cost scenario - input'!$CY88:$GK88,'Cost scenario - input'!$J88,'Cost scenario - input'!$H88,'Cost scenario - input'!$I88,20,TRUE,TRUE),\"\")","v":""},"","","","","","","","","","","","","","","","","","","",{"$f":"IFERROR(IF(OR(D103=\"\",'Cost scenario - input'!$G88=\"\"),\"\",D103/'Cost scenario - input'!$G88),\"\")","v":""},{"$f":"IFERROR(IF(OR(E103=\"\",'Cost scenario - input'!$G88=\"\"),\"\",E103/'Cost scenario - input'!$G88),\"\")","v":""},{"$f":"IFERROR(IF(OR(F103=\"\",'Cost scenario - input'!$G88=\"\"),\"\",F103/'Cost scenario - input'!$G88),\"\")","v":""},{"$f":"IFERROR(IF(OR(G103=\"\",'Cost scenario - input'!$G88=\"\"),\"\",G103/'Cost scenario - input'!$G88),\"\")","v":""},{"$f":"IFERROR(IF(OR(H103=\"\",'Cost scenario - input'!$G88=\"\"),\"\",H103/'Cost scenario - input'!$G88),\"\")","v":""},{"$f":"IFERROR(IF(OR(I103=\"\",'Cost scenario - input'!$G88=\"\"),\"\",I103/'Cost scenario - input'!$G88),\"\")","v":""},{"$f":"IFERROR(IF(OR(J103=\"\",'Cost scenario - input'!$G88=\"\"),\"\",J103/'Cost scenario - input'!$G88),\"\")","v":""},{"$f":"IFERROR(IF(OR(K103=\"\",'Cost scenario - input'!$G88=\"\"),\"\",K103/'Cost scenario - input'!$G88),\"\")","v":""},{"$f":"IFERROR(IF(OR(L103=\"\",'Cost scenario - input'!$G88=\"\"),\"\",L103/'Cost scenario - input'!$G88),\"\")","v":""},{"$f":"IFERROR(IF(OR(M103=\"\",'Cost scenario - input'!$G88=\"\"),\"\",M103/'Cost scenario - input'!$G88),\"\")","v":""},{"$f":"IFERROR(IF(OR(N103=\"\",'Cost scenario - input'!$G88=\"\"),\"\",N103/'Cost scenario - input'!$G88),\"\")","v":""},{"$f":"IFERROR(IF(OR(O103=\"\",'Cost scenario - input'!$G88=\"\"),\"\",O103/'Cost scenario - input'!$G88),\"\")","v":""},{"$f":"IFERROR(IF(OR(P103=\"\",'Cost scenario - input'!$G88=\"\"),\"\",P103/'Cost scenario - input'!$G88),\"\")","v":""},{"$f":"IFERROR(IF(OR(Q103=\"\",'Cost scenario - input'!$G88=\"\"),\"\",Q103/'Cost scenario - input'!$G88),\"\")","v":""},{"$f":"IFERROR(IF(OR(R103=\"\",'Cost scenario - input'!$G88=\"\"),\"\",R103/'Cost scenario - input'!$G88),\"\")","v":""},{"$f":"IFERROR(IF(OR(S103=\"\",'Cost scenario - input'!$G88=\"\"),\"\",S103/'Cost scenario - input'!$G88),\"\")","v":""},{"$f":"IFERROR(IF(OR(T103=\"\",'Cost scenario - input'!$G88=\"\"),\"\",T103/'Cost scenario - input'!$G88),\"\")","v":""},{"$f":"IFERROR(IF(OR(U103=\"\",'Cost scenario - input'!$G88=\"\"),\"\",U103/'Cost scenario - input'!$G88),\"\")","v":""},{"$f":"IFERROR(IF(OR(V103=\"\",'Cost scenario - input'!$G88=\"\"),\"\",V103/'Cost scenario - input'!$G88),\"\")","v":""},{"$f":"IFERROR(IF(OR(W103=\"\",'Cost scenario - input'!$G88=\"\"),\"\",W103/'Cost scenario - input'!$G88),\"\")","v":""}]
[{"$f":"IFERROR('Cost scenario - input'!A89,\"\")","v":""},{"$f":"IFERROR('Cost scenario - input'!B89,\"\")","v":""},{"$f":"IFERROR('Cost scenario - input'!C89,\"\")","v":""},{"$f":"IFERROR(repcalc('Cost scenario - input'!$CY89:$GK89,'Cost scenario - input'!$J89,'Cost scenario - input'!$H89,'Cost scenario - input'!$I89,20,TRUE,TRUE),\"\")","v":""},"","","","","","","","","","","","","","","","","","","",{"$f":"IFERROR(IF(OR(D104=\"\",'Cost scenario - input'!$G89=\"\"),\"\",D104/'Cost scenario - input'!$G89),\"\")","v":""},{"$f":"IFERROR(IF(OR(E104=\"\",'Cost scenario - input'!$G89=\"\"),\"\",E104/'Cost scenario - input'!$G89),\"\")","v":""},{"$f":"IFERROR(IF(OR(F104=\"\",'Cost scenario - input'!$G89=\"\"),\"\",F104/'Cost scenario - input'!$G89),\"\")","v":""},{"$f":"IFERROR(IF(OR(G104=\"\",'Cost scenario - input'!$G89=\"\"),\"\",G104/'Cost scenario - input'!$G89),\"\")","v":""},{"$f":"IFERROR(IF(OR(H104=\"\",'Cost scenario - input'!$G89=\"\"),\"\",H104/'Cost scenario - input'!$G89),\"\")","v":""},{"$f":"IFERROR(IF(OR(I104=\"\",'Cost scenario - input'!$G89=\"\"),\"\",I104/'Cost scenario - input'!$G89),\"\")","v":""},{"$f":"IFERROR(IF(OR(J104=\"\",'Cost scenario - input'!$G89=\"\"),\"\",J104/'Cost scenario - input'!$G89),\"\")","v":""},{"$f":"IFERROR(IF(OR(K104=\"\",'Cost scenario - input'!$G89=\"\"),\"\",K104/'Cost scenario - input'!$G89),\"\")","v":""},{"$f":"IFERROR(IF(OR(L104=\"\",'Cost scenario - input'!$G89=\"\"),\"\",L104/'Cost scenario - input'!$G89),\"\")","v":""},{"$f":"IFERROR(IF(OR(M104=\"\",'Cost scenario - input'!$G89=\"\"),\"\",M104/'Cost scenario - input'!$G89),\"\")","v":""},{"$f":"IFERROR(IF(OR(N104=\"\",'Cost scenario - input'!$G89=\"\"),\"\",N104/'Cost scenario - input'!$G89),\"\")","v":""},{"$f":"IFERROR(IF(OR(O104=\"\",'Cost scenario - input'!$G89=\"\"),\"\",O104/'Cost scenario - input'!$G89),\"\")","v":""},{"$f":"IFERROR(IF(OR(P104=\"\",'Cost scenario - input'!$G89=\"\"),\"\",P104/'Cost scenario - input'!$G89),\"\")","v":""},{"$f":"IFERROR(IF(OR(Q104=\"\",'Cost scenario - input'!$G89=\"\"),\"\",Q104/'Cost scenario - input'!$G89),\"\")","v":""},{"$f":"IFERROR(IF(OR(R104=\"\",'Cost scenario - input'!$G89=\"\"),\"\",R104/'Cost scenario - input'!$G89),\"\")","v":""},{"$f":"IFERROR(IF(OR(S104=\"\",'Cost scenario - input'!$G89=\"\"),\"\",S104/'Cost scenario - input'!$G89),\"\")","v":""},{"$f":"IFERROR(IF(OR(T104=\"\",'Cost scenario - input'!$G89=\"\"),\"\",T104/'Cost scenario - input'!$G89),\"\")","v":""},{"$f":"IFERROR(IF(OR(U104=\"\",'Cost scenario - input'!$G89=\"\"),\"\",U104/'Cost scenario - input'!$G89),\"\")","v":""},{"$f":"IFERROR(IF(OR(V104=\"\",'Cost scenario - input'!$G89=\"\"),\"\",V104/'Cost scenario - input'!$G89),\"\")","v":""},{"$f":"IFERROR(IF(OR(W104=\"\",'Cost scenario - input'!$G89=\"\"),\"\",W104/'Cost scenario - input'!$G89),\"\")","v":""}]
[{"$f":"IFERROR('Cost scenario - input'!A90,\"\")","v":""},{"$f":"IFERROR('Cost scenario - input'!B90,\"\")","v":""},{"$f":"IFERROR('Cost scenario - input'!C90,\"\")","v":""},{"$f":"IFERROR(repcalc('Cost scenario - input'!$CY90:$GK90,'Cost scenario - input'!$J90,'Cost scenario - input'!$H90,'Cost scenario - input'!$I90,20,TRUE,TRUE),\"\")","v":""},"","","","","","","","","","","","","","","","","","","",{"$f":"IFERROR(IF(OR(D105=\"\",'Cost scenario - input'!$G90=\"\"),\"\",D105/'Cost scenario - input'!$G90),\"\")","v":""},{"$f":"IFERROR(IF(OR(E105=\"\",'Cost scenario - input'!$G90=\"\"),\"\",E105/'Cost scenario - input'!$G90),\"\")","v":""},{"$f":"IFERROR(IF(OR(F105=\"\",'Cost scenario - input'!$G90=\"\"),\"\",F105/'Cost scenario - input'!$G90),\"\")","v":""},{"$f":"IFERROR(IF(OR(G105=\"\",'Cost scenario - input'!$G90=\"\"),\"\",G105/'Cost scenario - input'!$G90),\"\")","v":""},{"$f":"IFERROR(IF(OR(H105=\"\",'Cost scenario - input'!$G90=\"\"),\"\",H105/'Cost scenario - input'!$G90),\"\")","v":""},{"$f":"IFERROR(IF(OR(I105=\"\",'Cost scenario - input'!$G90=\"\"),\"\",I105/'Cost scenario - input'!$G90),\"\")","v":""},{"$f":"IFERROR(IF(OR(J105=\"\",'Cost scenario - input'!$G90=\"\"),\"\",J105/'Cost scenario - input'!$G90),\"\")","v":""},{"$f":"IFERROR(IF(OR(K105=\"\",'Cost scenario - input'!$G90=\"\"),\"\",K105/'Cost scenario - input'!$G90),\"\")","v":""},{"$f":"IFERROR(IF(OR(L105=\"\",'Cost scenario - input'!$G90=\"\"),\"\",L105/'Cost scenario - input'!$G90),\"\")","v":""},{"$f":"IFERROR(IF(OR(M105=\"\",'Cost scenario - input'!$G90=\"\"),\"\",M105/'Cost scenario - input'!$G90),\"\")","v":""},{"$f":"IFERROR(IF(OR(N105=\"\",'Cost scenario - input'!$G90=\"\"),\"\",N105/'Cost scenario - input'!$G90),\"\")","v":""},{"$f":"IFERROR(IF(OR(O105=\"\",'Cost scenario - input'!$G90=\"\"),\"\",O105/'Cost scenario - input'!$G90),\"\")","v":""},{"$f":"IFERROR(IF(OR(P105=\"\",'Cost scenario - input'!$G90=\"\"),\"\",P105/'Cost scenario - input'!$G90),\"\")","v":""},{"$f":"IFERROR(IF(OR(Q105=\"\",'Cost scenario - input'!$G90=\"\"),\"\",Q105/'Cost scenario - input'!$G90),\"\")","v":""},{"$f":"IFERROR(IF(OR(R105=\"\",'Cost scenario - input'!$G90=\"\"),\"\",R105/'Cost scenario - input'!$G90),\"\")","v":""},{"$f":"IFERROR(IF(OR(S105=\"\",'Cost scenario - input'!$G90=\"\"),\"\",S105/'Cost scenario - input'!$G90),\"\")","v":""},{"$f":"IFERROR(IF(OR(T105=\"\",'Cost scenario - input'!$G90=\"\"),\"\",T105/'Cost scenario - input'!$G90),\"\")","v":""},{"$f":"IFERROR(IF(OR(U105=\"\",'Cost scenario - input'!$G90=\"\"),\"\",U105/'Cost scenario - input'!$G90),\"\")","v":""},{"$f":"IFERROR(IF(OR(V105=\"\",'Cost scenario - input'!$G90=\"\"),\"\",V105/'Cost scenario - input'!$G90),\"\")","v":""},{"$f":"IFERROR(IF(OR(W105=\"\",'Cost scenario - input'!$G90=\"\"),\"\",W105/'Cost scenario - input'!$G90),\"\")","v":""}]
[{"$f":"IFERROR('Cost scenario - input'!A91,\"\")","v":""},{"$f":"IFERROR('Cost scenario - input'!B91,\"\")","v":""},{"$f":"IFERROR('Cost scenario - input'!C91,\"\")","v":""},{"$f":"IFERROR(repcalc('Cost scenario - input'!$CY91:$GK91,'Cost scenario - input'!$J91,'Cost scenario - input'!$H91,'Cost scenario - input'!$I91,20,TRUE,TRUE),\"\")","v":""},"","","","","","","","","","","","","","","","","","","",{"$f":"IFERROR(IF(OR(D106=\"\",'Cost scenario - input'!$G91=\"\"),\"\",D106/'Cost scenario - input'!$G91),\"\")","v":""},{"$f":"IFERROR(IF(OR(E106=\"\",'Cost scenario - input'!$G91=\"\"),\"\",E106/'Cost scenario - input'!$G91),\"\")","v":""},{"$f":"IFERROR(IF(OR(F106=\"\",'Cost scenario - input'!$G91=\"\"),\"\",F106/'Cost scenario - input'!$G91),\"\")","v":""},{"$f":"IFERROR(IF(OR(G106=\"\",'Cost scenario - input'!$G91=\"\"),\"\",G106/'Cost scenario - input'!$G91),\"\")","v":""},{"$f":"IFERROR(IF(OR(H106=\"\",'Cost scenario - input'!$G91=\"\"),\"\",H106/'Cost scenario - input'!$G91),\"\")","v":""},{"$f":"IFERROR(IF(OR(I106=\"\",'Cost scenario - input'!$G91=\"\"),\"\",I106/'Cost scenario - input'!$G91),\"\")","v":""},{"$f":"IFERROR(IF(OR(J106=\"\",'Cost scenario - input'!$G91=\"\"),\"\",J106/'Cost scenario - input'!$G91),\"\")","v":""},{"$f":"IFERROR(IF(OR(K106=\"\",'Cost scenario - input'!$G91=\"\"),\"\",K106/'Cost scenario - input'!$G91),\"\")","v":""},{"$f":"IFERROR(IF(OR(L106=\"\",'Cost scenario - input'!$G91=\"\"),\"\",L106/'Cost scenario - input'!$G91),\"\")","v":""},{"$f":"IFERROR(IF(OR(M106=\"\",'Cost scenario - input'!$G91=\"\"),\"\",M106/'Cost scenario - input'!$G91),\"\")","v":""},{"$f":"IFERROR(IF(OR(N106=\"\",'Cost scenario - input'!$G91=\"\"),\"\",N106/'Cost scenario - input'!$G91),\"\")","v":""},{"$f":"IFERROR(IF(OR(O106=\"\",'Cost scenario - input'!$G91=\"\"),\"\",O106/'Cost scenario - input'!$G91),\"\")","v":""},{"$f":"IFERROR(IF(OR(P106=\"\",'Cost scenario - input'!$G91=\"\"),\"\",P106/'Cost scenario - input'!$G91),\"\")","v":""},{"$f":"IFERROR(IF(OR(Q106=\"\",'Cost scenario - input'!$G91=\"\"),\"\",Q106/'Cost scenario - input'!$G91),\"\")","v":""},{"$f":"IFERROR(IF(OR(R106=\"\",'Cost scenario - input'!$G91=\"\"),\"\",R106/'Cost scenario - input'!$G91),\"\")","v":""},{"$f":"IFERROR(IF(OR(S106=\"\",'Cost scenario - input'!$G91=\"\"),\"\",S106/'Cost scenario - input'!$G91),\"\")","v":""},{"$f":"IFERROR(IF(OR(T106=\"\",'Cost scenario - input'!$G91=\"\"),\"\",T106/'Cost scenario - input'!$G91),\"\")","v":""},{"$f":"IFERROR(IF(OR(U106=\"\",'Cost scenario - input'!$G91=\"\"),\"\",U106/'Cost scenario - input'!$G91),\"\")","v":""},{"$f":"IFERROR(IF(OR(V106=\"\",'Cost scenario - input'!$G91=\"\"),\"\",V106/'Cost scenario - input'!$G91),\"\")","v":""},{"$f":"IFERROR(IF(OR(W106=\"\",'Cost scenario - input'!$G91=\"\"),\"\",W106/'Cost scenario - input'!$G91),\"\")","v":""}]
[{"$f":"IFERROR('Cost scenario - input'!A92,\"\")","v":""},{"$f":"IFERROR('Cost scenario - input'!B92,\"\")","v":""},{"$f":"IFERROR('Cost scenario - input'!C92,\"\")","v":""},{"$f":"IFERROR(repcalc('Cost scenario - input'!$CY92:$GK92,'Cost scenario - input'!$J92,'Cost scenario - input'!$H92,'Cost scenario - input'!$I92,20,TRUE,TRUE),\"\")","v":""},"","","","","","","","","","","","","","","","","","","",{"$f":"IFERROR(IF(OR(D107=\"\",'Cost scenario - input'!$G92=\"\"),\"\",D107/'Cost scenario - input'!$G92),\"\")","v":""},{"$f":"IFERROR(IF(OR(E107=\"\",'Cost scenario - input'!$G92=\"\"),\"\",E107/'Cost scenario - input'!$G92),\"\")","v":""},{"$f":"IFERROR(IF(OR(F107=\"\",'Cost scenario - input'!$G92=\"\"),\"\",F107/'Cost scenario - input'!$G92),\"\")","v":""},{"$f":"IFERROR(IF(OR(G107=\"\",'Cost scenario - input'!$G92=\"\"),\"\",G107/'Cost scenario - input'!$G92),\"\")","v":""},{"$f":"IFERROR(IF(OR(H107=\"\",'Cost scenario - input'!$G92=\"\"),\"\",H107/'Cost scenario - input'!$G92),\"\")","v":""},{"$f":"IFERROR(IF(OR(I107=\"\",'Cost scenario - input'!$G92=\"\"),\"\",I107/'Cost scenario - input'!$G92),\"\")","v":""},{"$f":"IFERROR(IF(OR(J107=\"\",'Cost scenario - input'!$G92=\"\"),\"\",J107/'Cost scenario - input'!$G92),\"\")","v":""},{"$f":"IFERROR(IF(OR(K107=\"\",'Cost scenario - input'!$G92=\"\"),\"\",K107/'Cost scenario - input'!$G92),\"\")","v":""},{"$f":"IFERROR(IF(OR(L107=\"\",'Cost scenario - input'!$G92=\"\"),\"\",L107/'Cost scenario - input'!$G92),\"\")","v":""},{"$f":"IFERROR(IF(OR(M107=\"\",'Cost scenario - input'!$G92=\"\"),\"\",M107/'Cost scenario - input'!$G92),\"\")","v":""},{"$f":"IFERROR(IF(OR(N107=\"\",'Cost scenario - input'!$G92=\"\"),\"\",N107/'Cost scenario - input'!$G92),\"\")","v":""},{"$f":"IFERROR(IF(OR(O107=\"\",'Cost scenario - input'!$G92=\"\"),\"\",O107/'Cost scenario - input'!$G92),\"\")","v":""},{"$f":"IFERROR(IF(OR(P107=\"\",'Cost scenario - input'!$G92=\"\"),\"\",P107/'Cost scenario - input'!$G92),\"\")","v":""},{"$f":"IFERROR(IF(OR(Q107=\"\",'Cost scenario - input'!$G92=\"\"),\"\",Q107/'Cost scenario - input'!$G92),\"\")","v":""},{"$f":"IFERROR(IF(OR(R107=\"\",'Cost scenario - input'!$G92=\"\"),\"\",R107/'Cost scenario - input'!$G92),\"\")","v":""},{"$f":"IFERROR(IF(OR(S107=\"\",'Cost scenario - input'!$G92=\"\"),\"\",S107/'Cost scenario - input'!$G92),\"\")","v":""},{"$f":"IFERROR(IF(OR(T107=\"\",'Cost scenario - input'!$G92=\"\"),\"\",T107/'Cost scenario - input'!$G92),\"\")","v":""},{"$f":"IFERROR(IF(OR(U107=\"\",'Cost scenario - input'!$G92=\"\"),\"\",U107/'Cost scenario - input'!$G92),\"\")","v":""},{"$f":"IFERROR(IF(OR(V107=\"\",'Cost scenario - input'!$G92=\"\"),\"\",V107/'Cost scenario - input'!$G92),\"\")","v":""},{"$f":"IFERROR(IF(OR(W107=\"\",'Cost scenario - input'!$G92=\"\"),\"\",W107/'Cost scenario - input'!$G92),\"\")","v":""}]
[{"$f":"IFERROR('Cost scenario - input'!A93,\"\")","v":""},{"$f":"IFERROR('Cost scenario - input'!B93,\"\")","v":""},{"$f":"IFERROR('Cost scenario - input'!C93,\"\")","v":""},{"$f":"IFERROR(repcalc('Cost scenario - input'!$CY93:$GK93,'Cost scenario - input'!$J93,'Cost scenario - input'!$H93,'Cost scenario - input'!$I93,20,TRUE,TRUE),\"\")","v":""},"","","","","","","","","","","","","","","","","","","",{"$f":"IFERROR(IF(OR(D108=\"\",'Cost scenario - input'!$G93=\"\"),\"\",D108/'Cost scenario - input'!$G93),\"\")","v":""},{"$f":"IFERROR(IF(OR(E108=\"\",'Cost scenario - input'!$G93=\"\"),\"\",E108/'Cost scenario - input'!$G93),\"\")","v":""},{"$f":"IFERROR(IF(OR(F108=\"\",'Cost scenario - input'!$G93=\"\"),\"\",F108/'Cost scenario - input'!$G93),\"\")","v":""},{"$f":"IFERROR(IF(OR(G108=\"\",'Cost scenario - input'!$G93=\"\"),\"\",G108/'Cost scenario - input'!$G93),\"\")","v":""},{"$f":"IFERROR(IF(OR(H108=\"\",'Cost scenario - input'!$G93=\"\"),\"\",H108/'Cost scenario - input'!$G93),\"\")","v":""},{"$f":"IFERROR(IF(OR(I108=\"\",'Cost scenario - input'!$G93=\"\"),\"\",I108/'Cost scenario - input'!$G93),\"\")","v":""},{"$f":"IFERROR(IF(OR(J108=\"\",'Cost scenario - input'!$G93=\"\"),\"\",J108/'Cost scenario - input'!$G93),\"\")","v":""},{"$f":"IFERROR(IF(OR(K108=\"\",'Cost scenario - input'!$G93=\"\"),\"\",K108/'Cost scenario - input'!$G93),\"\")","v":""},{"$f":"IFERROR(IF(OR(L108=\"\",'Cost scenario - input'!$G93=\"\"),\"\",L108/'Cost scenario - input'!$G93),\"\")","v":""},{"$f":"IFERROR(IF(OR(M108=\"\",'Cost scenario - input'!$G93=\"\"),\"\",M108/'Cost scenario - input'!$G93),\"\")","v":""},{"$f":"IFERROR(IF(OR(N108=\"\",'Cost scenario - input'!$G93=\"\"),\"\",N108/'Cost scenario - input'!$G93),\"\")","v":""},{"$f":"IFERROR(IF(OR(O108=\"\",'Cost scenario - input'!$G93=\"\"),\"\",O108/'Cost scenario - input'!$G93),\"\")","v":""},{"$f":"IFERROR(IF(OR(P108=\"\",'Cost scenario - input'!$G93=\"\"),\"\",P108/'Cost scenario - input'!$G93),\"\")","v":""},{"$f":"IFERROR(IF(OR(Q108=\"\",'Cost scenario - input'!$G93=\"\"),\"\",Q108/'Cost scenario - input'!$G93),\"\")","v":""},{"$f":"IFERROR(IF(OR(R108=\"\",'Cost scenario - input'!$G93=\"\"),\"\",R108/'Cost scenario - input'!$G93),\"\")","v":""},{"$f":"IFERROR(IF(OR(S108=\"\",'Cost scenario - input'!$G93=\"\"),\"\",S108/'Cost scenario - input'!$G93),\"\")","v":""},{"$f":"IFERROR(IF(OR(T108=\"\",'Cost scenario - input'!$G93=\"\"),\"\",T108/'Cost scenario - input'!$G93),\"\")","v":""},{"$f":"IFERROR(IF(OR(U108=\"\",'Cost scenario - input'!$G93=\"\"),\"\",U108/'Cost scenario - input'!$G93),\"\")","v":""},{"$f":"IFERROR(IF(OR(V108=\"\",'Cost scenario - input'!$G93=\"\"),\"\",V108/'Cost scenario - input'!$G93),\"\")","v":""},{"$f":"IFERROR(IF(OR(W108=\"\",'Cost scenario - input'!$G93=\"\"),\"\",W108/'Cost scenario - input'!$G93),\"\")","v":""}]
[{"$f":"IFERROR('Cost scenario - input'!A94,\"\")","v":""},{"$f":"IFERROR('Cost scenario - input'!B94,\"\")","v":""},{"$f":"IFERROR('Cost scenario - input'!C94,\"\")","v":""},{"$f":"IFERROR(repcalc('Cost scenario - input'!$CY94:$GK94,'Cost scenario - input'!$J94,'Cost scenario - input'!$H94,'Cost scenario - input'!$I94,20,TRUE,TRUE),\"\")","v":""},"","","","","","","","","","","","","","","","","","","",{"$f":"IFERROR(IF(OR(D109=\"\",'Cost scenario - input'!$G94=\"\"),\"\",D109/'Cost scenario - input'!$G94),\"\")","v":""},{"$f":"IFERROR(IF(OR(E109=\"\",'Cost scenario - input'!$G94=\"\"),\"\",E109/'Cost scenario - input'!$G94),\"\")","v":""},{"$f":"IFERROR(IF(OR(F109=\"\",'Cost scenario - input'!$G94=\"\"),\"\",F109/'Cost scenario - input'!$G94),\"\")","v":""},{"$f":"IFERROR(IF(OR(G109=\"\",'Cost scenario - input'!$G94=\"\"),\"\",G109/'Cost scenario - input'!$G94),\"\")","v":""},{"$f":"IFERROR(IF(OR(H109=\"\",'Cost scenario - input'!$G94=\"\"),\"\",H109/'Cost scenario - input'!$G94),\"\")","v":""},{"$f":"IFERROR(IF(OR(I109=\"\",'Cost scenario - input'!$G94=\"\"),\"\",I109/'Cost scenario - input'!$G94),\"\")","v":""},{"$f":"IFERROR(IF(OR(J109=\"\",'Cost scenario - input'!$G94=\"\"),\"\",J109/'Cost scenario - input'!$G94),\"\")","v":""},{"$f":"IFERROR(IF(OR(K109=\"\",'Cost scenario - input'!$G94=\"\"),\"\",K109/'Cost scenario - input'!$G94),\"\")","v":""},{"$f":"IFERROR(IF(OR(L109=\"\",'Cost scenario - input'!$G94=\"\"),\"\",L109/'Cost scenario - input'!$G94),\"\")","v":""},{"$f":"IFERROR(IF(OR(M109=\"\",'Cost scenario - input'!$G94=\"\"),\"\",M109/'Cost scenario - input'!$G94),\"\")","v":""},{"$f":"IFERROR(IF(OR(N109=\"\",'Cost scenario - input'!$G94=\"\"),\"\",N109/'Cost scenario - input'!$G94),\"\")","v":""},{"$f":"IFERROR(IF(OR(O109=\"\",'Cost scenario - input'!$G94=\"\"),\"\",O109/'Cost scenario - input'!$G94),\"\")","v":""},{"$f":"IFERROR(IF(OR(P109=\"\",'Cost scenario - input'!$G94=\"\"),\"\",P109/'Cost scenario - input'!$G94),\"\")","v":""},{"$f":"IFERROR(IF(OR(Q109=\"\",'Cost scenario - input'!$G94=\"\"),\"\",Q109/'Cost scenario - input'!$G94),\"\")","v":""},{"$f":"IFERROR(IF(OR(R109=\"\",'Cost scenario - input'!$G94=\"\"),\"\",R109/'Cost scenario - input'!$G94),\"\")","v":""},{"$f":"IFERROR(IF(OR(S109=\"\",'Cost scenario - input'!$G94=\"\"),\"\",S109/'Cost scenario - input'!$G94),\"\")","v":""},{"$f":"IFERROR(IF(OR(T109=\"\",'Cost scenario - input'!$G94=\"\"),\"\",T109/'Cost scenario - input'!$G94),\"\")","v":""},{"$f":"IFERROR(IF(OR(U109=\"\",'Cost scenario - input'!$G94=\"\"),\"\",U109/'Cost scenario - input'!$G94),\"\")","v":""},{"$f":"IFERROR(IF(OR(V109=\"\",'Cost scenario - input'!$G94=\"\"),\"\",V109/'Cost scenario - input'!$G94),\"\")","v":""},{"$f":"IFERROR(IF(OR(W109=\"\",'Cost scenario - input'!$G94=\"\"),\"\",W109/'Cost scenario - input'!$G94),\"\")","v":""}]
[{"$f":"IFERROR('Cost scenario - input'!A95,\"\")","v":""},{"$f":"IFERROR('Cost scenario - input'!B95,\"\")","v":""},{"$f":"IFERROR('Cost scenario - input'!C95,\"\")","v":""},{"$f":"IFERROR(repcalc('Cost scenario - input'!$CY95:$GK95,'Cost scenario - input'!$J95,'Cost scenario - input'!$H95,'Cost scenario - input'!$I95,20,TRUE,TRUE),\"\")","v":""},"","","","","","","","","","","","","","","","","","","",{"$f":"IFERROR(IF(OR(D110=\"\",'Cost scenario - input'!$G95=\"\"),\"\",D110/'Cost scenario - input'!$G95),\"\")","v":""},{"$f":"IFERROR(IF(OR(E110=\"\",'Cost scenario - input'!$G95=\"\"),\"\",E110/'Cost scenario - input'!$G95),\"\")","v":""},{"$f":"IFERROR(IF(OR(F110=\"\",'Cost scenario - input'!$G95=\"\"),\"\",F110/'Cost scenario - input'!$G95),\"\")","v":""},{"$f":"IFERROR(IF(OR(G110=\"\",'Cost scenario - input'!$G95=\"\"),\"\",G110/'Cost scenario - input'!$G95),\"\")","v":""},{"$f":"IFERROR(IF(OR(H110=\"\",'Cost scenario - input'!$G95=\"\"),\"\",H110/'Cost scenario - input'!$G95),\"\")","v":""},{"$f":"IFERROR(IF(OR(I110=\"\",'Cost scenario - input'!$G95=\"\"),\"\",I110/'Cost scenario - input'!$G95),\"\")","v":""},{"$f":"IFERROR(IF(OR(J110=\"\",'Cost scenario - input'!$G95=\"\"),\"\",J110/'Cost scenario - input'!$G95),\"\")","v":""},{"$f":"IFERROR(IF(OR(K110=\"\",'Cost scenario - input'!$G95=\"\"),\"\",K110/'Cost scenario - input'!$G95),\"\")","v":""},{"$f":"IFERROR(IF(OR(L110=\"\",'Cost scenario - input'!$G95=\"\"),\"\",L110/'Cost scenario - input'!$G95),\"\")","v":""},{"$f":"IFERROR(IF(OR(M110=\"\",'Cost scenario - input'!$G95=\"\"),\"\",M110/'Cost scenario - input'!$G95),\"\")","v":""},{"$f":"IFERROR(IF(OR(N110=\"\",'Cost scenario - input'!$G95=\"\"),\"\",N110/'Cost scenario - input'!$G95),\"\")","v":""},{"$f":"IFERROR(IF(OR(O110=\"\",'Cost scenario - input'!$G95=\"\"),\"\",O110/'Cost scenario - input'!$G95),\"\")","v":""},{"$f":"IFERROR(IF(OR(P110=\"\",'Cost scenario - input'!$G95=\"\"),\"\",P110/'Cost scenario - input'!$G95),\"\")","v":""},{"$f":"IFERROR(IF(OR(Q110=\"\",'Cost scenario - input'!$G95=\"\"),\"\",Q110/'Cost scenario - input'!$G95),\"\")","v":""},{"$f":"IFERROR(IF(OR(R110=\"\",'Cost scenario - input'!$G95=\"\"),\"\",R110/'Cost scenario - input'!$G95),\"\")","v":""},{"$f":"IFERROR(IF(OR(S110=\"\",'Cost scenario - input'!$G95=\"\"),\"\",S110/'Cost scenario - input'!$G95),\"\")","v":""},{"$f":"IFERROR(IF(OR(T110=\"\",'Cost scenario - input'!$G95=\"\"),\"\",T110/'Cost scenario - input'!$G95),\"\")","v":""},{"$f":"IFERROR(IF(OR(U110=\"\",'Cost scenario - input'!$G95=\"\"),\"\",U110/'Cost scenario - input'!$G95),\"\")","v":""},{"$f":"IFERROR(IF(OR(V110=\"\",'Cost scenario - input'!$G95=\"\"),\"\",V110/'Cost scenario - input'!$G95),\"\")","v":""},{"$f":"IFERROR(IF(OR(W110=\"\",'Cost scenario - input'!$G95=\"\"),\"\",W110/'Cost scenario - input'!$G95),\"\")","v":""}]
[{"$f":"IFERROR('Cost scenario - input'!A96,\"\")","v":""},{"$f":"IFERROR('Cost scenario - input'!B96,\"\")","v":""},{"$f":"IFERROR('Cost scenario - input'!C96,\"\")","v":""},{"$f":"IFERROR(repcalc('Cost scenario - input'!$CY96:$GK96,'Cost scenario - input'!$J96,'Cost scenario - input'!$H96,'Cost scenario - input'!$I96,20,TRUE,TRUE),\"\")","v":""},"","","","","","","","","","","","","","","","","","","",{"$f":"IFERROR(IF(OR(D111=\"\",'Cost scenario - input'!$G96=\"\"),\"\",D111/'Cost scenario - input'!$G96),\"\")","v":""},{"$f":"IFERROR(IF(OR(E111=\"\",'Cost scenario - input'!$G96=\"\"),\"\",E111/'Cost scenario - input'!$G96),\"\")","v":""},{"$f":"IFERROR(IF(OR(F111=\"\",'Cost scenario - input'!$G96=\"\"),\"\",F111/'Cost scenario - input'!$G96),\"\")","v":""},{"$f":"IFERROR(IF(OR(G111=\"\",'Cost scenario - input'!$G96=\"\"),\"\",G111/'Cost scenario - input'!$G96),\"\")","v":""},{"$f":"IFERROR(IF(OR(H111=\"\",'Cost scenario - input'!$G96=\"\"),\"\",H111/'Cost scenario - input'!$G96),\"\")","v":""},{"$f":"IFERROR(IF(OR(I111=\"\",'Cost scenario - input'!$G96=\"\"),\"\",I111/'Cost scenario - input'!$G96),\"\")","v":""},{"$f":"IFERROR(IF(OR(J111=\"\",'Cost scenario - input'!$G96=\"\"),\"\",J111/'Cost scenario - input'!$G96),\"\")","v":""},{"$f":"IFERROR(IF(OR(K111=\"\",'Cost scenario - input'!$G96=\"\"),\"\",K111/'Cost scenario - input'!$G96),\"\")","v":""},{"$f":"IFERROR(IF(OR(L111=\"\",'Cost scenario - input'!$G96=\"\"),\"\",L111/'Cost scenario - input'!$G96),\"\")","v":""},{"$f":"IFERROR(IF(OR(M111=\"\",'Cost scenario - input'!$G96=\"\"),\"\",M111/'Cost scenario - input'!$G96),\"\")","v":""},{"$f":"IFERROR(IF(OR(N111=\"\",'Cost scenario - input'!$G96=\"\"),\"\",N111/'Cost scenario - input'!$G96),\"\")","v":""},{"$f":"IFERROR(IF(OR(O111=\"\",'Cost scenario - input'!$G96=\"\"),\"\",O111/'Cost scenario - input'!$G96),\"\")","v":""},{"$f":"IFERROR(IF(OR(P111=\"\",'Cost scenario - input'!$G96=\"\"),\"\",P111/'Cost scenario - input'!$G96),\"\")","v":""},{"$f":"IFERROR(IF(OR(Q111=\"\",'Cost scenario - input'!$G96=\"\"),\"\",Q111/'Cost scenario - input'!$G96),\"\")","v":""},{"$f":"IFERROR(IF(OR(R111=\"\",'Cost scenario - input'!$G96=\"\"),\"\",R111/'Cost scenario - input'!$G96),\"\")","v":""},{"$f":"IFERROR(IF(OR(S111=\"\",'Cost scenario - input'!$G96=\"\"),\"\",S111/'Cost scenario - input'!$G96),\"\")","v":""},{"$f":"IFERROR(IF(OR(T111=\"\",'Cost scenario - input'!$G96=\"\"),\"\",T111/'Cost scenario - input'!$G96),\"\")","v":""},{"$f":"IFERROR(IF(OR(U111=\"\",'Cost scenario - input'!$G96=\"\"),\"\",U111/'Cost scenario - input'!$G96),\"\")","v":""},{"$f":"IFERROR(IF(OR(V111=\"\",'Cost scenario - input'!$G96=\"\"),\"\",V111/'Cost scenario - input'!$G96),\"\")","v":""},{"$f":"IFERROR(IF(OR(W111=\"\",'Cost scenario - input'!$G96=\"\"),\"\",W111/'Cost scenario - input'!$G96),\"\")","v":""}]
[{"$f":"IFERROR('Cost scenario - input'!A97,\"\")","v":""},{"$f":"IFERROR('Cost scenario - input'!B97,\"\")","v":""},{"$f":"IFERROR('Cost scenario - input'!C97,\"\")","v":""},{"$f":"IFERROR(repcalc('Cost scenario - input'!$CY97:$GK97,'Cost scenario - input'!$J97,'Cost scenario - input'!$H97,'Cost scenario - input'!$I97,20,TRUE,TRUE),\"\")","v":""},"","","","","","","","","","","","","","","","","","","",{"$f":"IFERROR(IF(OR(D112=\"\",'Cost scenario - input'!$G97=\"\"),\"\",D112/'Cost scenario - input'!$G97),\"\")","v":""},{"$f":"IFERROR(IF(OR(E112=\"\",'Cost scenario - input'!$G97=\"\"),\"\",E112/'Cost scenario - input'!$G97),\"\")","v":""},{"$f":"IFERROR(IF(OR(F112=\"\",'Cost scenario - input'!$G97=\"\"),\"\",F112/'Cost scenario - input'!$G97),\"\")","v":""},{"$f":"IFERROR(IF(OR(G112=\"\",'Cost scenario - input'!$G97=\"\"),\"\",G112/'Cost scenario - input'!$G97),\"\")","v":""},{"$f":"IFERROR(IF(OR(H112=\"\",'Cost scenario - input'!$G97=\"\"),\"\",H112/'Cost scenario - input'!$G97),\"\")","v":""},{"$f":"IFERROR(IF(OR(I112=\"\",'Cost scenario - input'!$G97=\"\"),\"\",I112/'Cost scenario - input'!$G97),\"\")","v":""},{"$f":"IFERROR(IF(OR(J112=\"\",'Cost scenario - input'!$G97=\"\"),\"\",J112/'Cost scenario - input'!$G97),\"\")","v":""},{"$f":"IFERROR(IF(OR(K112=\"\",'Cost scenario - input'!$G97=\"\"),\"\",K112/'Cost scenario - input'!$G97),\"\")","v":""},{"$f":"IFERROR(IF(OR(L112=\"\",'Cost scenario - input'!$G97=\"\"),\"\",L112/'Cost scenario - input'!$G97),\"\")","v":""},{"$f":"IFERROR(IF(OR(M112=\"\",'Cost scenario - input'!$G97=\"\"),\"\",M112/'Cost scenario - input'!$G97),\"\")","v":""},{"$f":"IFERROR(IF(OR(N112=\"\",'Cost scenario - input'!$G97=\"\"),\"\",N112/'Cost scenario - input'!$G97),\"\")","v":""},{"$f":"IFERROR(IF(OR(O112=\"\",'Cost scenario - input'!$G97=\"\"),\"\",O112/'Cost scenario - input'!$G97),\"\")","v":""},{"$f":"IFERROR(IF(OR(P112=\"\",'Cost scenario - input'!$G97=\"\"),\"\",P112/'Cost scenario - input'!$G97),\"\")","v":""},{"$f":"IFERROR(IF(OR(Q112=\"\",'Cost scenario - input'!$G97=\"\"),\"\",Q112/'Cost scenario - input'!$G97),\"\")","v":""},{"$f":"IFERROR(IF(OR(R112=\"\",'Cost scenario - input'!$G97=\"\"),\"\",R112/'Cost scenario - input'!$G97),\"\")","v":""},{"$f":"IFERROR(IF(OR(S112=\"\",'Cost scenario - input'!$G97=\"\"),\"\",S112/'Cost scenario - input'!$G97),\"\")","v":""},{"$f":"IFERROR(IF(OR(T112=\"\",'Cost scenario - input'!$G97=\"\"),\"\",T112/'Cost scenario - input'!$G97),\"\")","v":""},{"$f":"IFERROR(IF(OR(U112=\"\",'Cost scenario - input'!$G97=\"\"),\"\",U112/'Cost scenario - input'!$G97),\"\")","v":""},{"$f":"IFERROR(IF(OR(V112=\"\",'Cost scenario - input'!$G97=\"\"),\"\",V112/'Cost scenario - input'!$G97),\"\")","v":""},{"$f":"IFERROR(IF(OR(W112=\"\",'Cost scenario - input'!$G97=\"\"),\"\",W112/'Cost scenario - input'!$G97),\"\")","v":""}]
[{"$f":"IFERROR('Cost scenario - input'!A98,\"\")","v":""},{"$f":"IFERROR('Cost scenario - input'!B98,\"\")","v":""},{"$f":"IFERROR('Cost scenario - input'!C98,\"\")","v":""},{"$f":"IFERROR(repcalc('Cost scenario - input'!$CY98:$GK98,'Cost scenario - input'!$J98,'Cost scenario - input'!$H98,'Cost scenario - input'!$I98,20,TRUE,TRUE),\"\")","v":""},"","","","","","","","","","","","","","","","","","","",{"$f":"IFERROR(IF(OR(D113=\"\",'Cost scenario - input'!$G98=\"\"),\"\",D113/'Cost scenario - input'!$G98),\"\")","v":""},{"$f":"IFERROR(IF(OR(E113=\"\",'Cost scenario - input'!$G98=\"\"),\"\",E113/'Cost scenario - input'!$G98),\"\")","v":""},{"$f":"IFERROR(IF(OR(F113=\"\",'Cost scenario - input'!$G98=\"\"),\"\",F113/'Cost scenario - input'!$G98),\"\")","v":""},{"$f":"IFERROR(IF(OR(G113=\"\",'Cost scenario - input'!$G98=\"\"),\"\",G113/'Cost scenario - input'!$G98),\"\")","v":""},{"$f":"IFERROR(IF(OR(H113=\"\",'Cost scenario - input'!$G98=\"\"),\"\",H113/'Cost scenario - input'!$G98),\"\")","v":""},{"$f":"IFERROR(IF(OR(I113=\"\",'Cost scenario - input'!$G98=\"\"),\"\",I113/'Cost scenario - input'!$G98),\"\")","v":""},{"$f":"IFERROR(IF(OR(J113=\"\",'Cost scenario - input'!$G98=\"\"),\"\",J113/'Cost scenario - input'!$G98),\"\")","v":""},{"$f":"IFERROR(IF(OR(K113=\"\",'Cost scenario - input'!$G98=\"\"),\"\",K113/'Cost scenario - input'!$G98),\"\")","v":""},{"$f":"IFERROR(IF(OR(L113=\"\",'Cost scenario - input'!$G98=\"\"),\"\",L113/'Cost scenario - input'!$G98),\"\")","v":""},{"$f":"IFERROR(IF(OR(M113=\"\",'Cost scenario - input'!$G98=\"\"),\"\",M113/'Cost scenario - input'!$G98),\"\")","v":""},{"$f":"IFERROR(IF(OR(N113=\"\",'Cost scenario - input'!$G98=\"\"),\"\",N113/'Cost scenario - input'!$G98),\"\")","v":""},{"$f":"IFERROR(IF(OR(O113=\"\",'Cost scenario - input'!$G98=\"\"),\"\",O113/'Cost scenario - input'!$G98),\"\")","v":""},{"$f":"IFERROR(IF(OR(P113=\"\",'Cost scenario - input'!$G98=\"\"),\"\",P113/'Cost scenario - input'!$G98),\"\")","v":""},{"$f":"IFERROR(IF(OR(Q113=\"\",'Cost scenario - input'!$G98=\"\"),\"\",Q113/'Cost scenario - input'!$G98),\"\")","v":""},{"$f":"IFERROR(IF(OR(R113=\"\",'Cost scenario - input'!$G98=\"\"),\"\",R113/'Cost scenario - input'!$G98),\"\")","v":""},{"$f":"IFERROR(IF(OR(S113=\"\",'Cost scenario - input'!$G98=\"\"),\"\",S113/'Cost scenario - input'!$G98),\"\")","v":""},{"$f":"IFERROR(IF(OR(T113=\"\",'Cost scenario - input'!$G98=\"\"),\"\",T113/'Cost scenario - input'!$G98),\"\")","v":""},{"$f":"IFERROR(IF(OR(U113=\"\",'Cost scenario - input'!$G98=\"\"),\"\",U113/'Cost scenario - input'!$G98),\"\")","v":""},{"$f":"IFERROR(IF(OR(V113=\"\",'Cost scenario - input'!$G98=\"\"),\"\",V113/'Cost scenario - input'!$G98),\"\")","v":""},{"$f":"IFERROR(IF(OR(W113=\"\",'Cost scenario - input'!$G98=\"\"),\"\",W113/'Cost scenario - input'!$G98),\"\")","v":""}]
[{"$f":"IFERROR('Cost scenario - input'!A99,\"\")","v":""},{"$f":"IFERROR('Cost scenario - input'!B99,\"\")","v":""},{"$f":"IFERROR('Cost scenario - input'!C99,\"\")","v":""},{"$f":"IFERROR(repcalc('Cost scenario - input'!$CY99:$GK99,'Cost scenario - input'!$J99,'Cost scenario - input'!$H99,'Cost scenario - input'!$I99,20,TRUE,TRUE),\"\")","v":""},"","","","","","","","","","","","","","","","","","","",{"$f":"IFERROR(IF(OR(D114=\"\",'Cost scenario - input'!$G99=\"\"),\"\",D114/'Cost scenario - input'!$G99),\"\")","v":""},{"$f":"IFERROR(IF(OR(E114=\"\",'Cost scenario - input'!$G99=\"\"),\"\",E114/'Cost scenario - input'!$G99),\"\")","v":""},{"$f":"IFERROR(IF(OR(F114=\"\",'Cost scenario - input'!$G99=\"\"),\"\",F114/'Cost scenario - input'!$G99),\"\")","v":""},{"$f":"IFERROR(IF(OR(G114=\"\",'Cost scenario - input'!$G99=\"\"),\"\",G114/'Cost scenario - input'!$G99),\"\")","v":""},{"$f":"IFERROR(IF(OR(H114=\"\",'Cost scenario - input'!$G99=\"\"),\"\",H114/'Cost scenario - input'!$G99),\"\")","v":""},{"$f":"IFERROR(IF(OR(I114=\"\",'Cost scenario - input'!$G99=\"\"),\"\",I114/'Cost scenario - input'!$G99),\"\")","v":""},{"$f":"IFERROR(IF(OR(J114=\"\",'Cost scenario - input'!$G99=\"\"),\"\",J114/'Cost scenario - input'!$G99),\"\")","v":""},{"$f":"IFERROR(IF(OR(K114=\"\",'Cost scenario - input'!$G99=\"\"),\"\",K114/'Cost scenario - input'!$G99),\"\")","v":""},{"$f":"IFERROR(IF(OR(L114=\"\",'Cost scenario - input'!$G99=\"\"),\"\",L114/'Cost scenario - input'!$G99),\"\")","v":""},{"$f":"IFERROR(IF(OR(M114=\"\",'Cost scenario - input'!$G99=\"\"),\"\",M114/'Cost scenario - input'!$G99),\"\")","v":""},{"$f":"IFERROR(IF(OR(N114=\"\",'Cost scenario - input'!$G99=\"\"),\"\",N114/'Cost scenario - input'!$G99),\"\")","v":""},{"$f":"IFERROR(IF(OR(O114=\"\",'Cost scenario - input'!$G99=\"\"),\"\",O114/'Cost scenario - input'!$G99),\"\")","v":""},{"$f":"IFERROR(IF(OR(P114=\"\",'Cost scenario - input'!$G99=\"\"),\"\",P114/'Cost scenario - input'!$G99),\"\")","v":""},{"$f":"IFERROR(IF(OR(Q114=\"\",'Cost scenario - input'!$G99=\"\"),\"\",Q114/'Cost scenario - input'!$G99),\"\")","v":""},{"$f":"IFERROR(IF(OR(R114=\"\",'Cost scenario - input'!$G99=\"\"),\"\",R114/'Cost scenario - input'!$G99),\"\")","v":""},{"$f":"IFERROR(IF(OR(S114=\"\",'Cost scenario - input'!$G99=\"\"),\"\",S114/'Cost scenario - input'!$G99),\"\")","v":""},{"$f":"IFERROR(IF(OR(T114=\"\",'Cost scenario - input'!$G99=\"\"),\"\",T114/'Cost scenario - input'!$G99),\"\")","v":""},{"$f":"IFERROR(IF(OR(U114=\"\",'Cost scenario - input'!$G99=\"\"),\"\",U114/'Cost scenario - input'!$G99),\"\")","v":""},{"$f":"IFERROR(IF(OR(V114=\"\",'Cost scenario - input'!$G99=\"\"),\"\",V114/'Cost scenario - input'!$G99),\"\")","v":""},{"$f":"IFERROR(IF(OR(W114=\"\",'Cost scenario - input'!$G99=\"\"),\"\",W114/'Cost scenario - input'!$G99),\"\")","v":""}]
[{"$f":"IFERROR('Cost scenario - input'!A100,\"\")","v":""},{"$f":"IFERROR('Cost scenario - input'!B100,\"\")","v":""},{"$f":"IFERROR('Cost scenario - input'!C100,\"\")","v":""},{"$f":"IFERROR(repcalc('Cost scenario - input'!$CY100:$GK100,'Cost scenario - input'!$J100,'Cost scenario - input'!$H100,'Cost scenario - input'!$I100,20,TRUE,TRUE),\"\")","v":""},"","","","","","","","","","","","","","","","","","","",{"$f":"IFERROR(IF(OR(D115=\"\",'Cost scenario - input'!$G100=\"\"),\"\",D115/'Cost scenario - input'!$G100),\"\")","v":""},{"$f":"IFERROR(IF(OR(E115=\"\",'Cost scenario - input'!$G100=\"\"),\"\",E115/'Cost scenario - input'!$G100),\"\")","v":""},{"$f":"IFERROR(IF(OR(F115=\"\",'Cost scenario - input'!$G100=\"\"),\"\",F115/'Cost scenario - input'!$G100),\"\")","v":""},{"$f":"IFERROR(IF(OR(G115=\"\",'Cost scenario - input'!$G100=\"\"),\"\",G115/'Cost scenario - input'!$G100),\"\")","v":""},{"$f":"IFERROR(IF(OR(H115=\"\",'Cost scenario - input'!$G100=\"\"),\"\",H115/'Cost scenario - input'!$G100),\"\")","v":""},{"$f":"IFERROR(IF(OR(I115=\"\",'Cost scenario - input'!$G100=\"\"),\"\",I115/'Cost scenario - input'!$G100),\"\")","v":""},{"$f":"IFERROR(IF(OR(J115=\"\",'Cost scenario - input'!$G100=\"\"),\"\",J115/'Cost scenario - input'!$G100),\"\")","v":""},{"$f":"IFERROR(IF(OR(K115=\"\",'Cost scenario - input'!$G100=\"\"),\"\",K115/'Cost scenario - input'!$G100),\"\")","v":""},{"$f":"IFERROR(IF(OR(L115=\"\",'Cost scenario - input'!$G100=\"\"),\"\",L115/'Cost scenario - input'!$G100),\"\")","v":""},{"$f":"IFERROR(IF(OR(M115=\"\",'Cost scenario - input'!$G100=\"\"),\"\",M115/'Cost scenario - input'!$G100),\"\")","v":""},{"$f":"IFERROR(IF(OR(N115=\"\",'Cost scenario - input'!$G100=\"\"),\"\",N115/'Cost scenario - input'!$G100),\"\")","v":""},{"$f":"IFERROR(IF(OR(O115=\"\",'Cost scenario - input'!$G100=\"\"),\"\",O115/'Cost scenario - input'!$G100),\"\")","v":""},{"$f":"IFERROR(IF(OR(P115=\"\",'Cost scenario - input'!$G100=\"\"),\"\",P115/'Cost scenario - input'!$G100),\"\")","v":""},{"$f":"IFERROR(IF(OR(Q115=\"\",'Cost scenario - input'!$G100=\"\"),\"\",Q115/'Cost scenario - input'!$G100),\"\")","v":""},{"$f":"IFERROR(IF(OR(R115=\"\",'Cost scenario - input'!$G100=\"\"),\"\",R115/'Cost scenario - input'!$G100),\"\")","v":""},{"$f":"IFERROR(IF(OR(S115=\"\",'Cost scenario - input'!$G100=\"\"),\"\",S115/'Cost scenario - input'!$G100),\"\")","v":""},{"$f":"IFERROR(IF(OR(T115=\"\",'Cost scenario - input'!$G100=\"\"),\"\",T115/'Cost scenario - input'!$G100),\"\")","v":""},{"$f":"IFERROR(IF(OR(U115=\"\",'Cost scenario - input'!$G100=\"\"),\"\",U115/'Cost scenario - input'!$G100),\"\")","v":""},{"$f":"IFERROR(IF(OR(V115=\"\",'Cost scenario - input'!$G100=\"\"),\"\",V115/'Cost scenario - input'!$G100),\"\")","v":""},{"$f":"IFERROR(IF(OR(W115=\"\",'Cost scenario - input'!$G100=\"\"),\"\",W115/'Cost scenario - input'!$G100),\"\")","v":""}]
[{"$f":"IFERROR('Cost scenario - input'!A101,\"\")","v":""},{"$f":"IFERROR('Cost scenario - input'!B101,\"\")","v":""},{"$f":"IFERROR('Cost scenario - input'!C101,\"\")","v":""},{"$f":"IFERROR(repcalc('Cost scenario - input'!$CY101:$GK101,'Cost scenario - input'!$J101,'Cost scenario - input'!$H101,'Cost scenario - input'!$I101,20,TRUE,TRUE),\"\")","v":""},"","","","","","","","","","","","","","","","","","","",{"$f":"IFERROR(IF(OR(D116=\"\",'Cost scenario - input'!$G101=\"\"),\"\",D116/'Cost scenario - input'!$G101),\"\")","v":""},{"$f":"IFERROR(IF(OR(E116=\"\",'Cost scenario - input'!$G101=\"\"),\"\",E116/'Cost scenario - input'!$G101),\"\")","v":""},{"$f":"IFERROR(IF(OR(F116=\"\",'Cost scenario - input'!$G101=\"\"),\"\",F116/'Cost scenario - input'!$G101),\"\")","v":""},{"$f":"IFERROR(IF(OR(G116=\"\",'Cost scenario - input'!$G101=\"\"),\"\",G116/'Cost scenario - input'!$G101),\"\")","v":""},{"$f":"IFERROR(IF(OR(H116=\"\",'Cost scenario - input'!$G101=\"\"),\"\",H116/'Cost scenario - input'!$G101),\"\")","v":""},{"$f":"IFERROR(IF(OR(I116=\"\",'Cost scenario - input'!$G101=\"\"),\"\",I116/'Cost scenario - input'!$G101),\"\")","v":""},{"$f":"IFERROR(IF(OR(J116=\"\",'Cost scenario - input'!$G101=\"\"),\"\",J116/'Cost scenario - input'!$G101),\"\")","v":""},{"$f":"IFERROR(IF(OR(K116=\"\",'Cost scenario - input'!$G101=\"\"),\"\",K116/'Cost scenario - input'!$G101),\"\")","v":""},{"$f":"IFERROR(IF(OR(L116=\"\",'Cost scenario - input'!$G101=\"\"),\"\",L116/'Cost scenario - input'!$G101),\"\")","v":""},{"$f":"IFERROR(IF(OR(M116=\"\",'Cost scenario - input'!$G101=\"\"),\"\",M116/'Cost scenario - input'!$G101),\"\")","v":""},{"$f":"IFERROR(IF(OR(N116=\"\",'Cost scenario - input'!$G101=\"\"),\"\",N116/'Cost scenario - input'!$G101),\"\")","v":""},{"$f":"IFERROR(IF(OR(O116=\"\",'Cost scenario - input'!$G101=\"\"),\"\",O116/'Cost scenario - input'!$G101),\"\")","v":""},{"$f":"IFERROR(IF(OR(P116=\"\",'Cost scenario - input'!$G101=\"\"),\"\",P116/'Cost scenario - input'!$G101),\"\")","v":""},{"$f":"IFERROR(IF(OR(Q116=\"\",'Cost scenario - input'!$G101=\"\"),\"\",Q116/'Cost scenario - input'!$G101),\"\")","v":""},{"$f":"IFERROR(IF(OR(R116=\"\",'Cost scenario - input'!$G101=\"\"),\"\",R116/'Cost scenario - input'!$G101),\"\")","v":""},{"$f":"IFERROR(IF(OR(S116=\"\",'Cost scenario - input'!$G101=\"\"),\"\",S116/'Cost scenario - input'!$G101),\"\")","v":""},{"$f":"IFERROR(IF(OR(T116=\"\",'Cost scenario - input'!$G101=\"\"),\"\",T116/'Cost scenario - input'!$G101),\"\")","v":""},{"$f":"IFERROR(IF(OR(U116=\"\",'Cost scenario - input'!$G101=\"\"),\"\",U116/'Cost scenario - input'!$G101),\"\")","v":""},{"$f":"IFERROR(IF(OR(V116=\"\",'Cost scenario - input'!$G101=\"\"),\"\",V116/'Cost scenario - input'!$G101),\"\")","v":""},{"$f":"IFERROR(IF(OR(W116=\"\",'Cost scenario - input'!$G101=\"\"),\"\",W116/'Cost scenario - input'!$G101),\"\")","v":""}]
[{"$f":"IFERROR('Cost scenario - input'!A102,\"\")","v":""},{"$f":"IFERROR('Cost scenario - input'!B102,\"\")","v":""},{"$f":"IFERROR('Cost scenario - input'!C102,\"\")","v":""},{"$f":"IFERROR(repcalc('Cost scenario - input'!$CY102:$GK102,'Cost scenario - input'!$J102,'Cost scenario - input'!$H102,'Cost scenario - input'!$I102,20,TRUE,TRUE),\"\")","v":""},"","","","","","","","","","","","","","","","","","","",{"$f":"IFERROR(IF(OR(D117=\"\",'Cost scenario - input'!$G102=\"\"),\"\",D117/'Cost scenario - input'!$G102),\"\")","v":""},{"$f":"IFERROR(IF(OR(E117=\"\",'Cost scenario - input'!$G102=\"\"),\"\",E117/'Cost scenario - input'!$G102),\"\")","v":""},{"$f":"IFERROR(IF(OR(F117=\"\",'Cost scenario - input'!$G102=\"\"),\"\",F117/'Cost scenario - input'!$G102),\"\")","v":""},{"$f":"IFERROR(IF(OR(G117=\"\",'Cost scenario - input'!$G102=\"\"),\"\",G117/'Cost scenario - input'!$G102),\"\")","v":""},{"$f":"IFERROR(IF(OR(H117=\"\",'Cost scenario - input'!$G102=\"\"),\"\",H117/'Cost scenario - input'!$G102),\"\")","v":""},{"$f":"IFERROR(IF(OR(I117=\"\",'Cost scenario - input'!$G102=\"\"),\"\",I117/'Cost scenario - input'!$G102),\"\")","v":""},{"$f":"IFERROR(IF(OR(J117=\"\",'Cost scenario - input'!$G102=\"\"),\"\",J117/'Cost scenario - input'!$G102),\"\")","v":""},{"$f":"IFERROR(IF(OR(K117=\"\",'Cost scenario - input'!$G102=\"\"),\"\",K117/'Cost scenario - input'!$G102),\"\")","v":""},{"$f":"IFERROR(IF(OR(L117=\"\",'Cost scenario - input'!$G102=\"\"),\"\",L117/'Cost scenario - input'!$G102),\"\")","v":""},{"$f":"IFERROR(IF(OR(M117=\"\",'Cost scenario - input'!$G102=\"\"),\"\",M117/'Cost scenario - input'!$G102),\"\")","v":""},{"$f":"IFERROR(IF(OR(N117=\"\",'Cost scenario - input'!$G102=\"\"),\"\",N117/'Cost scenario - input'!$G102),\"\")","v":""},{"$f":"IFERROR(IF(OR(O117=\"\",'Cost scenario - input'!$G102=\"\"),\"\",O117/'Cost scenario - input'!$G102),\"\")","v":""},{"$f":"IFERROR(IF(OR(P117=\"\",'Cost scenario - input'!$G102=\"\"),\"\",P117/'Cost scenario - input'!$G102),\"\")","v":""},{"$f":"IFERROR(IF(OR(Q117=\"\",'Cost scenario - input'!$G102=\"\"),\"\",Q117/'Cost scenario - input'!$G102),\"\")","v":""},{"$f":"IFERROR(IF(OR(R117=\"\",'Cost scenario - input'!$G102=\"\"),\"\",R117/'Cost scenario - input'!$G102),\"\")","v":""},{"$f":"IFERROR(IF(OR(S117=\"\",'Cost scenario - input'!$G102=\"\"),\"\",S117/'Cost scenario - input'!$G102),\"\")","v":""},{"$f":"IFERROR(IF(OR(T117=\"\",'Cost scenario - input'!$G102=\"\"),\"\",T117/'Cost scenario - input'!$G102),\"\")","v":""},{"$f":"IFERROR(IF(OR(U117=\"\",'Cost scenario - input'!$G102=\"\"),\"\",U117/'Cost scenario - input'!$G102),\"\")","v":""},{"$f":"IFERROR(IF(OR(V117=\"\",'Cost scenario - input'!$G102=\"\"),\"\",V117/'Cost scenario - input'!$G102),\"\")","v":""},{"$f":"IFERROR(IF(OR(W117=\"\",'Cost scenario - input'!$G102=\"\"),\"\",W117/'Cost scenario - input'!$G102),\"\")","v":""}]
[{"$f":"IFERROR('Cost scenario - input'!A103,\"\")","v":""},{"$f":"IFERROR('Cost scenario - input'!B103,\"\")","v":""},{"$f":"IFERROR('Cost scenario - input'!C103,\"\")","v":""},{"$f":"IFERROR(repcalc('Cost scenario - input'!$CY103:$GK103,'Cost scenario - input'!$J103,'Cost scenario - input'!$H103,'Cost scenario - input'!$I103,20,TRUE,TRUE),\"\")","v":""},"","","","","","","","","","","","","","","","","","","",{"$f":"IFERROR(IF(OR(D118=\"\",'Cost scenario - input'!$G103=\"\"),\"\",D118/'Cost scenario - input'!$G103),\"\")","v":""},{"$f":"IFERROR(IF(OR(E118=\"\",'Cost scenario - input'!$G103=\"\"),\"\",E118/'Cost scenario - input'!$G103),\"\")","v":""},{"$f":"IFERROR(IF(OR(F118=\"\",'Cost scenario - input'!$G103=\"\"),\"\",F118/'Cost scenario - input'!$G103),\"\")","v":""},{"$f":"IFERROR(IF(OR(G118=\"\",'Cost scenario - input'!$G103=\"\"),\"\",G118/'Cost scenario - input'!$G103),\"\")","v":""},{"$f":"IFERROR(IF(OR(H118=\"\",'Cost scenario - input'!$G103=\"\"),\"\",H118/'Cost scenario - input'!$G103),\"\")","v":""},{"$f":"IFERROR(IF(OR(I118=\"\",'Cost scenario - input'!$G103=\"\"),\"\",I118/'Cost scenario - input'!$G103),\"\")","v":""},{"$f":"IFERROR(IF(OR(J118=\"\",'Cost scenario - input'!$G103=\"\"),\"\",J118/'Cost scenario - input'!$G103),\"\")","v":""},{"$f":"IFERROR(IF(OR(K118=\"\",'Cost scenario - input'!$G103=\"\"),\"\",K118/'Cost scenario - input'!$G103),\"\")","v":""},{"$f":"IFERROR(IF(OR(L118=\"\",'Cost scenario - input'!$G103=\"\"),\"\",L118/'Cost scenario - input'!$G103),\"\")","v":""},{"$f":"IFERROR(IF(OR(M118=\"\",'Cost scenario - input'!$G103=\"\"),\"\",M118/'Cost scenario - input'!$G103),\"\")","v":""},{"$f":"IFERROR(IF(OR(N118=\"\",'Cost scenario - input'!$G103=\"\"),\"\",N118/'Cost scenario - input'!$G103),\"\")","v":""},{"$f":"IFERROR(IF(OR(O118=\"\",'Cost scenario - input'!$G103=\"\"),\"\",O118/'Cost scenario - input'!$G103),\"\")","v":""},{"$f":"IFERROR(IF(OR(P118=\"\",'Cost scenario - input'!$G103=\"\"),\"\",P118/'Cost scenario - input'!$G103),\"\")","v":""},{"$f":"IFERROR(IF(OR(Q118=\"\",'Cost scenario - input'!$G103=\"\"),\"\",Q118/'Cost scenario - input'!$G103),\"\")","v":""},{"$f":"IFERROR(IF(OR(R118=\"\",'Cost scenario - input'!$G103=\"\"),\"\",R118/'Cost scenario - input'!$G103),\"\")","v":""},{"$f":"IFERROR(IF(OR(S118=\"\",'Cost scenario - input'!$G103=\"\"),\"\",S118/'Cost scenario - input'!$G103),\"\")","v":""},{"$f":"IFERROR(IF(OR(T118=\"\",'Cost scenario - input'!$G103=\"\"),\"\",T118/'Cost scenario - input'!$G103),\"\")","v":""},{"$f":"IFERROR(IF(OR(U118=\"\",'Cost scenario - input'!$G103=\"\"),\"\",U118/'Cost scenario - input'!$G103),\"\")","v":""},{"$f":"IFERROR(IF(OR(V118=\"\",'Cost scenario - input'!$G103=\"\"),\"\",V118/'Cost scenario - input'!$G103),\"\")","v":""},{"$f":"IFERROR(IF(OR(W118=\"\",'Cost scenario - input'!$G103=\"\"),\"\",W118/'Cost scenario - input'!$G103),\"\")","v":""}]
[{"$f":"IFERROR('Cost scenario - input'!A104,\"\")","v":""},{"$f":"IFERROR('Cost scenario - input'!B104,\"\")","v":""},{"$f":"IFERROR('Cost scenario - input'!C104,\"\")","v":""},{"$f":"IFERROR(repcalc('Cost scenario - input'!$CY104:$GK104,'Cost scenario - input'!$J104,'Cost scenario - input'!$H104,'Cost scenario - input'!$I104,20,TRUE,TRUE),\"\")","v":""},"","","","","","","","","","","","","","","","","","","",{"$f":"IFERROR(IF(OR(D119=\"\",'Cost scenario - input'!$G104=\"\"),\"\",D119/'Cost scenario - input'!$G104),\"\")","v":""},{"$f":"IFERROR(IF(OR(E119=\"\",'Cost scenario - input'!$G104=\"\"),\"\",E119/'Cost scenario - input'!$G104),\"\")","v":""},{"$f":"IFERROR(IF(OR(F119=\"\",'Cost scenario - input'!$G104=\"\"),\"\",F119/'Cost scenario - input'!$G104),\"\")","v":""},{"$f":"IFERROR(IF(OR(G119=\"\",'Cost scenario - input'!$G104=\"\"),\"\",G119/'Cost scenario - input'!$G104),\"\")","v":""},{"$f":"IFERROR(IF(OR(H119=\"\",'Cost scenario - input'!$G104=\"\"),\"\",H119/'Cost scenario - input'!$G104),\"\")","v":""},{"$f":"IFERROR(IF(OR(I119=\"\",'Cost scenario - input'!$G104=\"\"),\"\",I119/'Cost scenario - input'!$G104),\"\")","v":""},{"$f":"IFERROR(IF(OR(J119=\"\",'Cost scenario - input'!$G104=\"\"),\"\",J119/'Cost scenario - input'!$G104),\"\")","v":""},{"$f":"IFERROR(IF(OR(K119=\"\",'Cost scenario - input'!$G104=\"\"),\"\",K119/'Cost scenario - input'!$G104),\"\")","v":""},{"$f":"IFERROR(IF(OR(L119=\"\",'Cost scenario - input'!$G104=\"\"),\"\",L119/'Cost scenario - input'!$G104),\"\")","v":""},{"$f":"IFERROR(IF(OR(M119=\"\",'Cost scenario - input'!$G104=\"\"),\"\",M119/'Cost scenario - input'!$G104),\"\")","v":""},{"$f":"IFERROR(IF(OR(N119=\"\",'Cost scenario - input'!$G104=\"\"),\"\",N119/'Cost scenario - input'!$G104),\"\")","v":""},{"$f":"IFERROR(IF(OR(O119=\"\",'Cost scenario - input'!$G104=\"\"),\"\",O119/'Cost scenario - input'!$G104),\"\")","v":""},{"$f":"IFERROR(IF(OR(P119=\"\",'Cost scenario - input'!$G104=\"\"),\"\",P119/'Cost scenario - input'!$G104),\"\")","v":""},{"$f":"IFERROR(IF(OR(Q119=\"\",'Cost scenario - input'!$G104=\"\"),\"\",Q119/'Cost scenario - input'!$G104),\"\")","v":""},{"$f":"IFERROR(IF(OR(R119=\"\",'Cost scenario - input'!$G104=\"\"),\"\",R119/'Cost scenario - input'!$G104),\"\")","v":""},{"$f":"IFERROR(IF(OR(S119=\"\",'Cost scenario - input'!$G104=\"\"),\"\",S119/'Cost scenario - input'!$G104),\"\")","v":""},{"$f":"IFERROR(IF(OR(T119=\"\",'Cost scenario - input'!$G104=\"\"),\"\",T119/'Cost scenario - input'!$G104),\"\")","v":""},{"$f":"IFERROR(IF(OR(U119=\"\",'Cost scenario - input'!$G104=\"\"),\"\",U119/'Cost scenario - input'!$G104),\"\")","v":""},{"$f":"IFERROR(IF(OR(V119=\"\",'Cost scenario - input'!$G104=\"\"),\"\",V119/'Cost scenario - input'!$G104),\"\")","v":""},{"$f":"IFERROR(IF(OR(W119=\"\",'Cost scenario - input'!$G104=\"\"),\"\",W119/'Cost scenario - input'!$G104),\"\")","v":""}]
[{"$f":"IFERROR('Cost scenario - input'!A105,\"\")","v":""},{"$f":"IFERROR('Cost scenario - input'!B105,\"\")","v":""},{"$f":"IFERROR('Cost scenario - input'!C105,\"\")","v":""},{"$f":"IFERROR(repcalc('Cost scenario - input'!$CY105:$GK105,'Cost scenario - input'!$J105,'Cost scenario - input'!$H105,'Cost scenario - input'!$I105,20,TRUE,TRUE),\"\")","v":""},"","","","","","","","","","","","","","","","","","","",{"$f":"IFERROR(IF(OR(D120=\"\",'Cost scenario - input'!$G105=\"\"),\"\",D120/'Cost scenario - input'!$G105),\"\")","v":""},{"$f":"IFERROR(IF(OR(E120=\"\",'Cost scenario - input'!$G105=\"\"),\"\",E120/'Cost scenario - input'!$G105),\"\")","v":""},{"$f":"IFERROR(IF(OR(F120=\"\",'Cost scenario - input'!$G105=\"\"),\"\",F120/'Cost scenario - input'!$G105),\"\")","v":""},{"$f":"IFERROR(IF(OR(G120=\"\",'Cost scenario - input'!$G105=\"\"),\"\",G120/'Cost scenario - input'!$G105),\"\")","v":""},{"$f":"IFERROR(IF(OR(H120=\"\",'Cost scenario - input'!$G105=\"\"),\"\",H120/'Cost scenario - input'!$G105),\"\")","v":""},{"$f":"IFERROR(IF(OR(I120=\"\",'Cost scenario - input'!$G105=\"\"),\"\",I120/'Cost scenario - input'!$G105),\"\")","v":""},{"$f":"IFERROR(IF(OR(J120=\"\",'Cost scenario - input'!$G105=\"\"),\"\",J120/'Cost scenario - input'!$G105),\"\")","v":""},{"$f":"IFERROR(IF(OR(K120=\"\",'Cost scenario - input'!$G105=\"\"),\"\",K120/'Cost scenario - input'!$G105),\"\")","v":""},{"$f":"IFERROR(IF(OR(L120=\"\",'Cost scenario - input'!$G105=\"\"),\"\",L120/'Cost scenario - input'!$G105),\"\")","v":""},{"$f":"IFERROR(IF(OR(M120=\"\",'Cost scenario - input'!$G105=\"\"),\"\",M120/'Cost scenario - input'!$G105),\"\")","v":""},{"$f":"IFERROR(IF(OR(N120=\"\",'Cost scenario - input'!$G105=\"\"),\"\",N120/'Cost scenario - input'!$G105),\"\")","v":""},{"$f":"IFERROR(IF(OR(O120=\"\",'Cost scenario - input'!$G105=\"\"),\"\",O120/'Cost scenario - input'!$G105),\"\")","v":""},{"$f":"IFERROR(IF(OR(P120=\"\",'Cost scenario - input'!$G105=\"\"),\"\",P120/'Cost scenario - input'!$G105),\"\")","v":""},{"$f":"IFERROR(IF(OR(Q120=\"\",'Cost scenario - input'!$G105=\"\"),\"\",Q120/'Cost scenario - input'!$G105),\"\")","v":""},{"$f":"IFERROR(IF(OR(R120=\"\",'Cost scenario - input'!$G105=\"\"),\"\",R120/'Cost scenario - input'!$G105),\"\")","v":""},{"$f":"IFERROR(IF(OR(S120=\"\",'Cost scenario - input'!$G105=\"\"),\"\",S120/'Cost scenario - input'!$G105),\"\")","v":""},{"$f":"IFERROR(IF(OR(T120=\"\",'Cost scenario - input'!$G105=\"\"),\"\",T120/'Cost scenario - input'!$G105),\"\")","v":""},{"$f":"IFERROR(IF(OR(U120=\"\",'Cost scenario - input'!$G105=\"\"),\"\",U120/'Cost scenario - input'!$G105),\"\")","v":""},{"$f":"IFERROR(IF(OR(V120=\"\",'Cost scenario - input'!$G105=\"\"),\"\",V120/'Cost scenario - input'!$G105),\"\")","v":""},{"$f":"IFERROR(IF(OR(W120=\"\",'Cost scenario - input'!$G105=\"\"),\"\",W120/'Cost scenario - input'!$G105),\"\")","v":""}]
[{"$f":"IFERROR('Cost scenario - input'!A106,\"\")","v":""},{"$f":"IFERROR('Cost scenario - input'!B106,\"\")","v":""},{"$f":"IFERROR('Cost scenario - input'!C106,\"\")","v":""},{"$f":"IFERROR(repcalc('Cost scenario - input'!$CY106:$GK106,'Cost scenario - input'!$J106,'Cost scenario - input'!$H106,'Cost scenario - input'!$I106,20,TRUE,TRUE),\"\")","v":""},"","","","","","","","","","","","","","","","","","","",{"$f":"IFERROR(IF(OR(D121=\"\",'Cost scenario - input'!$G106=\"\"),\"\",D121/'Cost scenario - input'!$G106),\"\")","v":""},{"$f":"IFERROR(IF(OR(E121=\"\",'Cost scenario - input'!$G106=\"\"),\"\",E121/'Cost scenario - input'!$G106),\"\")","v":""},{"$f":"IFERROR(IF(OR(F121=\"\",'Cost scenario - input'!$G106=\"\"),\"\",F121/'Cost scenario - input'!$G106),\"\")","v":""},{"$f":"IFERROR(IF(OR(G121=\"\",'Cost scenario - input'!$G106=\"\"),\"\",G121/'Cost scenario - input'!$G106),\"\")","v":""},{"$f":"IFERROR(IF(OR(H121=\"\",'Cost scenario - input'!$G106=\"\"),\"\",H121/'Cost scenario - input'!$G106),\"\")","v":""},{"$f":"IFERROR(IF(OR(I121=\"\",'Cost scenario - input'!$G106=\"\"),\"\",I121/'Cost scenario - input'!$G106),\"\")","v":""},{"$f":"IFERROR(IF(OR(J121=\"\",'Cost scenario - input'!$G106=\"\"),\"\",J121/'Cost scenario - input'!$G106),\"\")","v":""},{"$f":"IFERROR(IF(OR(K121=\"\",'Cost scenario - input'!$G106=\"\"),\"\",K121/'Cost scenario - input'!$G106),\"\")","v":""},{"$f":"IFERROR(IF(OR(L121=\"\",'Cost scenario - input'!$G106=\"\"),\"\",L121/'Cost scenario - input'!$G106),\"\")","v":""},{"$f":"IFERROR(IF(OR(M121=\"\",'Cost scenario - input'!$G106=\"\"),\"\",M121/'Cost scenario - input'!$G106),\"\")","v":""},{"$f":"IFERROR(IF(OR(N121=\"\",'Cost scenario - input'!$G106=\"\"),\"\",N121/'Cost scenario - input'!$G106),\"\")","v":""},{"$f":"IFERROR(IF(OR(O121=\"\",'Cost scenario - input'!$G106=\"\"),\"\",O121/'Cost scenario - input'!$G106),\"\")","v":""},{"$f":"IFERROR(IF(OR(P121=\"\",'Cost scenario - input'!$G106=\"\"),\"\",P121/'Cost scenario - input'!$G106),\"\")","v":""},{"$f":"IFERROR(IF(OR(Q121=\"\",'Cost scenario - input'!$G106=\"\"),\"\",Q121/'Cost scenario - input'!$G106),\"\")","v":""},{"$f":"IFERROR(IF(OR(R121=\"\",'Cost scenario - input'!$G106=\"\"),\"\",R121/'Cost scenario - input'!$G106),\"\")","v":""},{"$f":"IFERROR(IF(OR(S121=\"\",'Cost scenario - input'!$G106=\"\"),\"\",S121/'Cost scenario - input'!$G106),\"\")","v":""},{"$f":"IFERROR(IF(OR(T121=\"\",'Cost scenario - input'!$G106=\"\"),\"\",T121/'Cost scenario - input'!$G106),\"\")","v":""},{"$f":"IFERROR(IF(OR(U121=\"\",'Cost scenario - input'!$G106=\"\"),\"\",U121/'Cost scenario - input'!$G106),\"\")","v":""},{"$f":"IFERROR(IF(OR(V121=\"\",'Cost scenario - input'!$G106=\"\"),\"\",V121/'Cost scenario - input'!$G106),\"\")","v":""},{"$f":"IFERROR(IF(OR(W121=\"\",'Cost scenario - input'!$G106=\"\"),\"\",W121/'Cost scenario - input'!$G106),\"\")","v":""}]
[{"$f":"IFERROR('Cost scenario - input'!A107,\"\")","v":""},{"$f":"IFERROR('Cost scenario - input'!B107,\"\")","v":""},{"$f":"IFERROR('Cost scenario - input'!C107,\"\")","v":""},{"$f":"IFERROR(repcalc('Cost scenario - input'!$CY107:$GK107,'Cost scenario - input'!$J107,'Cost scenario - input'!$H107,'Cost scenario - input'!$I107,20,TRUE,TRUE),\"\")","v":""},"","","","","","","","","","","","","","","","","","","",{"$f":"IFERROR(IF(OR(D122=\"\",'Cost scenario - input'!$G107=\"\"),\"\",D122/'Cost scenario - input'!$G107),\"\")","v":""},{"$f":"IFERROR(IF(OR(E122=\"\",'Cost scenario - input'!$G107=\"\"),\"\",E122/'Cost scenario - input'!$G107),\"\")","v":""},{"$f":"IFERROR(IF(OR(F122=\"\",'Cost scenario - input'!$G107=\"\"),\"\",F122/'Cost scenario - input'!$G107),\"\")","v":""},{"$f":"IFERROR(IF(OR(G122=\"\",'Cost scenario - input'!$G107=\"\"),\"\",G122/'Cost scenario - input'!$G107),\"\")","v":""},{"$f":"IFERROR(IF(OR(H122=\"\",'Cost scenario - input'!$G107=\"\"),\"\",H122/'Cost scenario - input'!$G107),\"\")","v":""},{"$f":"IFERROR(IF(OR(I122=\"\",'Cost scenario - input'!$G107=\"\"),\"\",I122/'Cost scenario - input'!$G107),\"\")","v":""},{"$f":"IFERROR(IF(OR(J122=\"\",'Cost scenario - input'!$G107=\"\"),\"\",J122/'Cost scenario - input'!$G107),\"\")","v":""},{"$f":"IFERROR(IF(OR(K122=\"\",'Cost scenario - input'!$G107=\"\"),\"\",K122/'Cost scenario - input'!$G107),\"\")","v":""},{"$f":"IFERROR(IF(OR(L122=\"\",'Cost scenario - input'!$G107=\"\"),\"\",L122/'Cost scenario - input'!$G107),\"\")","v":""},{"$f":"IFERROR(IF(OR(M122=\"\",'Cost scenario - input'!$G107=\"\"),\"\",M122/'Cost scenario - input'!$G107),\"\")","v":""},{"$f":"IFERROR(IF(OR(N122=\"\",'Cost scenario - input'!$G107=\"\"),\"\",N122/'Cost scenario - input'!$G107),\"\")","v":""},{"$f":"IFERROR(IF(OR(O122=\"\",'Cost scenario - input'!$G107=\"\"),\"\",O122/'Cost scenario - input'!$G107),\"\")","v":""},{"$f":"IFERROR(IF(OR(P122=\"\",'Cost scenario - input'!$G107=\"\"),\"\",P122/'Cost scenario - input'!$G107),\"\")","v":""},{"$f":"IFERROR(IF(OR(Q122=\"\",'Cost scenario - input'!$G107=\"\"),\"\",Q122/'Cost scenario - input'!$G107),\"\")","v":""},{"$f":"IFERROR(IF(OR(R122=\"\",'Cost scenario - input'!$G107=\"\"),\"\",R122/'Cost scenario - input'!$G107),\"\")","v":""},{"$f":"IFERROR(IF(OR(S122=\"\",'Cost scenario - input'!$G107=\"\"),\"\",S122/'Cost scenario - input'!$G107),\"\")","v":""},{"$f":"IFERROR(IF(OR(T122=\"\",'Cost scenario - input'!$G107=\"\"),\"\",T122/'Cost scenario - input'!$G107),\"\")","v":""},{"$f":"IFERROR(IF(OR(U122=\"\",'Cost scenario - input'!$G107=\"\"),\"\",U122/'Cost scenario - input'!$G107),\"\")","v":""},{"$f":"IFERROR(IF(OR(V122=\"\",'Cost scenario - input'!$G107=\"\"),\"\",V122/'Cost scenario - input'!$G107),\"\")","v":""},{"$f":"IFERROR(IF(OR(W122=\"\",'Cost scenario - input'!$G107=\"\"),\"\",W122/'Cost scenario - input'!$G107),\"\")","v":""}]
[{"$f":"IFERROR('Cost scenario - input'!A108,\"\")","v":""},{"$f":"IFERROR('Cost scenario - input'!B108,\"\")","v":""},{"$f":"IFERROR('Cost scenario - input'!C108,\"\")","v":""},{"$f":"IFERROR(repcalc('Cost scenario - input'!$CY108:$GK108,'Cost scenario - input'!$J108,'Cost scenario - input'!$H108,'Cost scenario - input'!$I108,20,TRUE,TRUE),\"\")","v":""},"","","","","","","","","","","","","","","","","","","",{"$f":"IFERROR(IF(OR(D123=\"\",'Cost scenario - input'!$G108=\"\"),\"\",D123/'Cost scenario - input'!$G108),\"\")","v":""},{"$f":"IFERROR(IF(OR(E123=\"\",'Cost scenario - input'!$G108=\"\"),\"\",E123/'Cost scenario - input'!$G108),\"\")","v":""},{"$f":"IFERROR(IF(OR(F123=\"\",'Cost scenario - input'!$G108=\"\"),\"\",F123/'Cost scenario - input'!$G108),\"\")","v":""},{"$f":"IFERROR(IF(OR(G123=\"\",'Cost scenario - input'!$G108=\"\"),\"\",G123/'Cost scenario - input'!$G108),\"\")","v":""},{"$f":"IFERROR(IF(OR(H123=\"\",'Cost scenario - input'!$G108=\"\"),\"\",H123/'Cost scenario - input'!$G108),\"\")","v":""},{"$f":"IFERROR(IF(OR(I123=\"\",'Cost scenario - input'!$G108=\"\"),\"\",I123/'Cost scenario - input'!$G108),\"\")","v":""},{"$f":"IFERROR(IF(OR(J123=\"\",'Cost scenario - input'!$G108=\"\"),\"\",J123/'Cost scenario - input'!$G108),\"\")","v":""},{"$f":"IFERROR(IF(OR(K123=\"\",'Cost scenario - input'!$G108=\"\"),\"\",K123/'Cost scenario - input'!$G108),\"\")","v":""},{"$f":"IFERROR(IF(OR(L123=\"\",'Cost scenario - input'!$G108=\"\"),\"\",L123/'Cost scenario - input'!$G108),\"\")","v":""},{"$f":"IFERROR(IF(OR(M123=\"\",'Cost scenario - input'!$G108=\"\"),\"\",M123/'Cost scenario - input'!$G108),\"\")","v":""},{"$f":"IFERROR(IF(OR(N123=\"\",'Cost scenario - input'!$G108=\"\"),\"\",N123/'Cost scenario - input'!$G108),\"\")","v":""},{"$f":"IFERROR(IF(OR(O123=\"\",'Cost scenario - input'!$G108=\"\"),\"\",O123/'Cost scenario - input'!$G108),\"\")","v":""},{"$f":"IFERROR(IF(OR(P123=\"\",'Cost scenario - input'!$G108=\"\"),\"\",P123/'Cost scenario - input'!$G108),\"\")","v":""},{"$f":"IFERROR(IF(OR(Q123=\"\",'Cost scenario - input'!$G108=\"\"),\"\",Q123/'Cost scenario - input'!$G108),\"\")","v":""},{"$f":"IFERROR(IF(OR(R123=\"\",'Cost scenario - input'!$G108=\"\"),\"\",R123/'Cost scenario - input'!$G108),\"\")","v":""},{"$f":"IFERROR(IF(OR(S123=\"\",'Cost scenario - input'!$G108=\"\"),\"\",S123/'Cost scenario - input'!$G108),\"\")","v":""},{"$f":"IFERROR(IF(OR(T123=\"\",'Cost scenario - input'!$G108=\"\"),\"\",T123/'Cost scenario - input'!$G108),\"\")","v":""},{"$f":"IFERROR(IF(OR(U123=\"\",'Cost scenario - input'!$G108=\"\"),\"\",U123/'Cost scenario - input'!$G108),\"\")","v":""},{"$f":"IFERROR(IF(OR(V123=\"\",'Cost scenario - input'!$G108=\"\"),\"\",V123/'Cost scenario - input'!$G108),\"\")","v":""},{"$f":"IFERROR(IF(OR(W123=\"\",'Cost scenario - input'!$G108=\"\"),\"\",W123/'Cost scenario - input'!$G108),\"\")","v":""}]
[{"$f":"IFERROR('Cost scenario - input'!A109,\"\")","v":""},{"$f":"IFERROR('Cost scenario - input'!B109,\"\")","v":""},{"$f":"IFERROR('Cost scenario - input'!C109,\"\")","v":""},{"$f":"IFERROR(repcalc('Cost scenario - input'!$CY109:$GK109,'Cost scenario - input'!$J109,'Cost scenario - input'!$H109,'Cost scenario - input'!$I109,20,TRUE,TRUE),\"\")","v":""},"","","","","","","","","","","","","","","","","","","",{"$f":"IFERROR(IF(OR(D124=\"\",'Cost scenario - input'!$G109=\"\"),\"\",D124/'Cost scenario - input'!$G109),\"\")","v":""},{"$f":"IFERROR(IF(OR(E124=\"\",'Cost scenario - input'!$G109=\"\"),\"\",E124/'Cost scenario - input'!$G109),\"\")","v":""},{"$f":"IFERROR(IF(OR(F124=\"\",'Cost scenario - input'!$G109=\"\"),\"\",F124/'Cost scenario - input'!$G109),\"\")","v":""},{"$f":"IFERROR(IF(OR(G124=\"\",'Cost scenario - input'!$G109=\"\"),\"\",G124/'Cost scenario - input'!$G109),\"\")","v":""},{"$f":"IFERROR(IF(OR(H124=\"\",'Cost scenario - input'!$G109=\"\"),\"\",H124/'Cost scenario - input'!$G109),\"\")","v":""},{"$f":"IFERROR(IF(OR(I124=\"\",'Cost scenario - input'!$G109=\"\"),\"\",I124/'Cost scenario - input'!$G109),\"\")","v":""},{"$f":"IFERROR(IF(OR(J124=\"\",'Cost scenario - input'!$G109=\"\"),\"\",J124/'Cost scenario - input'!$G109),\"\")","v":""},{"$f":"IFERROR(IF(OR(K124=\"\",'Cost scenario - input'!$G109=\"\"),\"\",K124/'Cost scenario - input'!$G109),\"\")","v":""},{"$f":"IFERROR(IF(OR(L124=\"\",'Cost scenario - input'!$G109=\"\"),\"\",L124/'Cost scenario - input'!$G109),\"\")","v":""},{"$f":"IFERROR(IF(OR(M124=\"\",'Cost scenario - input'!$G109=\"\"),\"\",M124/'Cost scenario - input'!$G109),\"\")","v":""},{"$f":"IFERROR(IF(OR(N124=\"\",'Cost scenario - input'!$G109=\"\"),\"\",N124/'Cost scenario - input'!$G109),\"\")","v":""},{"$f":"IFERROR(IF(OR(O124=\"\",'Cost scenario - input'!$G109=\"\"),\"\",O124/'Cost scenario - input'!$G109),\"\")","v":""},{"$f":"IFERROR(IF(OR(P124=\"\",'Cost scenario - input'!$G109=\"\"),\"\",P124/'Cost scenario - input'!$G109),\"\")","v":""},{"$f":"IFERROR(IF(OR(Q124=\"\",'Cost scenario - input'!$G109=\"\"),\"\",Q124/'Cost scenario - input'!$G109),\"\")","v":""},{"$f":"IFERROR(IF(OR(R124=\"\",'Cost scenario - input'!$G109=\"\"),\"\",R124/'Cost scenario - input'!$G109),\"\")","v":""},{"$f":"IFERROR(IF(OR(S124=\"\",'Cost scenario - input'!$G109=\"\"),\"\",S124/'Cost scenario - input'!$G109),\"\")","v":""},{"$f":"IFERROR(IF(OR(T124=\"\",'Cost scenario - input'!$G109=\"\"),\"\",T124/'Cost scenario - input'!$G109),\"\")","v":""},{"$f":"IFERROR(IF(OR(U124=\"\",'Cost scenario - input'!$G109=\"\"),\"\",U124/'Cost scenario - input'!$G109),\"\")","v":""},{"$f":"IFERROR(IF(OR(V124=\"\",'Cost scenario - input'!$G109=\"\"),\"\",V124/'Cost scenario - input'!$G109),\"\")","v":""},{"$f":"IFERROR(IF(OR(W124=\"\",'Cost scenario - input'!$G109=\"\"),\"\",W124/'Cost scenario - input'!$G109),\"\")","v":""}]
[{"$f":"IFERROR('Cost scenario - input'!A110,\"\")","v":""},{"$f":"IFERROR('Cost scenario - input'!B110,\"\")","v":""},{"$f":"IFERROR('Cost scenario - input'!C110,\"\")","v":""},{"$f":"IFERROR(repcalc('Cost scenario - input'!$CY110:$GK110,'Cost scenario - input'!$J110,'Cost scenario - input'!$H110,'Cost scenario - input'!$I110,20,TRUE,TRUE),\"\")","v":""},"","","","","","","","","","","","","","","","","","","",{"$f":"IFERROR(IF(OR(D125=\"\",'Cost scenario - input'!$G110=\"\"),\"\",D125/'Cost scenario - input'!$G110),\"\")","v":""},{"$f":"IFERROR(IF(OR(E125=\"\",'Cost scenario - input'!$G110=\"\"),\"\",E125/'Cost scenario - input'!$G110),\"\")","v":""},{"$f":"IFERROR(IF(OR(F125=\"\",'Cost scenario - input'!$G110=\"\"),\"\",F125/'Cost scenario - input'!$G110),\"\")","v":""},{"$f":"IFERROR(IF(OR(G125=\"\",'Cost scenario - input'!$G110=\"\"),\"\",G125/'Cost scenario - input'!$G110),\"\")","v":""},{"$f":"IFERROR(IF(OR(H125=\"\",'Cost scenario - input'!$G110=\"\"),\"\",H125/'Cost scenario - input'!$G110),\"\")","v":""},{"$f":"IFERROR(IF(OR(I125=\"\",'Cost scenario - input'!$G110=\"\"),\"\",I125/'Cost scenario - input'!$G110),\"\")","v":""},{"$f":"IFERROR(IF(OR(J125=\"\",'Cost scenario - input'!$G110=\"\"),\"\",J125/'Cost scenario - input'!$G110),\"\")","v":""},{"$f":"IFERROR(IF(OR(K125=\"\",'Cost scenario - input'!$G110=\"\"),\"\",K125/'Cost scenario - input'!$G110),\"\")","v":""},{"$f":"IFERROR(IF(OR(L125=\"\",'Cost scenario - input'!$G110=\"\"),\"\",L125/'Cost scenario - input'!$G110),\"\")","v":""},{"$f":"IFERROR(IF(OR(M125=\"\",'Cost scenario - input'!$G110=\"\"),\"\",M125/'Cost scenario - input'!$G110),\"\")","v":""},{"$f":"IFERROR(IF(OR(N125=\"\",'Cost scenario - input'!$G110=\"\"),\"\",N125/'Cost scenario - input'!$G110),\"\")","v":""},{"$f":"IFERROR(IF(OR(O125=\"\",'Cost scenario - input'!$G110=\"\"),\"\",O125/'Cost scenario - input'!$G110),\"\")","v":""},{"$f":"IFERROR(IF(OR(P125=\"\",'Cost scenario - input'!$G110=\"\"),\"\",P125/'Cost scenario - input'!$G110),\"\")","v":""},{"$f":"IFERROR(IF(OR(Q125=\"\",'Cost scenario - input'!$G110=\"\"),\"\",Q125/'Cost scenario - input'!$G110),\"\")","v":""},{"$f":"IFERROR(IF(OR(R125=\"\",'Cost scenario - input'!$G110=\"\"),\"\",R125/'Cost scenario - input'!$G110),\"\")","v":""},{"$f":"IFERROR(IF(OR(S125=\"\",'Cost scenario - input'!$G110=\"\"),\"\",S125/'Cost scenario - input'!$G110),\"\")","v":""},{"$f":"IFERROR(IF(OR(T125=\"\",'Cost scenario - input'!$G110=\"\"),\"\",T125/'Cost scenario - input'!$G110),\"\")","v":""},{"$f":"IFERROR(IF(OR(U125=\"\",'Cost scenario - input'!$G110=\"\"),\"\",U125/'Cost scenario - input'!$G110),\"\")","v":""},{"$f":"IFERROR(IF(OR(V125=\"\",'Cost scenario - input'!$G110=\"\"),\"\",V125/'Cost scenario - input'!$G110),\"\")","v":""},{"$f":"IFERROR(IF(OR(W125=\"\",'Cost scenario - input'!$G110=\"\"),\"\",W125/'Cost scenario - input'!$G110),\"\")","v":""}]
[{"$f":"IFERROR('Cost scenario - input'!A111,\"\")","v":""},{"$f":"IFERROR('Cost scenario - input'!B111,\"\")","v":""},{"$f":"IFERROR('Cost scenario - input'!C111,\"\")","v":""},{"$f":"IFERROR(repcalc('Cost scenario - input'!$CY111:$GK111,'Cost scenario - input'!$J111,'Cost scenario - input'!$H111,'Cost scenario - input'!$I111,20,TRUE,TRUE),\"\")","v":""},"","","","","","","","","","","","","","","","","","","",{"$f":"IFERROR(IF(OR(D126=\"\",'Cost scenario - input'!$G111=\"\"),\"\",D126/'Cost scenario - input'!$G111),\"\")","v":""},{"$f":"IFERROR(IF(OR(E126=\"\",'Cost scenario - input'!$G111=\"\"),\"\",E126/'Cost scenario - input'!$G111),\"\")","v":""},{"$f":"IFERROR(IF(OR(F126=\"\",'Cost scenario - input'!$G111=\"\"),\"\",F126/'Cost scenario - input'!$G111),\"\")","v":""},{"$f":"IFERROR(IF(OR(G126=\"\",'Cost scenario - input'!$G111=\"\"),\"\",G126/'Cost scenario - input'!$G111),\"\")","v":""},{"$f":"IFERROR(IF(OR(H126=\"\",'Cost scenario - input'!$G111=\"\"),\"\",H126/'Cost scenario - input'!$G111),\"\")","v":""},{"$f":"IFERROR(IF(OR(I126=\"\",'Cost scenario - input'!$G111=\"\"),\"\",I126/'Cost scenario - input'!$G111),\"\")","v":""},{"$f":"IFERROR(IF(OR(J126=\"\",'Cost scenario - input'!$G111=\"\"),\"\",J126/'Cost scenario - input'!$G111),\"\")","v":""},{"$f":"IFERROR(IF(OR(K126=\"\",'Cost scenario - input'!$G111=\"\"),\"\",K126/'Cost scenario - input'!$G111),\"\")","v":""},{"$f":"IFERROR(IF(OR(L126=\"\",'Cost scenario - input'!$G111=\"\"),\"\",L126/'Cost scenario - input'!$G111),\"\")","v":""},{"$f":"IFERROR(IF(OR(M126=\"\",'Cost scenario - input'!$G111=\"\"),\"\",M126/'Cost scenario - input'!$G111),\"\")","v":""},{"$f":"IFERROR(IF(OR(N126=\"\",'Cost scenario - input'!$G111=\"\"),\"\",N126/'Cost scenario - input'!$G111),\"\")","v":""},{"$f":"IFERROR(IF(OR(O126=\"\",'Cost scenario - input'!$G111=\"\"),\"\",O126/'Cost scenario - input'!$G111),\"\")","v":""},{"$f":"IFERROR(IF(OR(P126=\"\",'Cost scenario - input'!$G111=\"\"),\"\",P126/'Cost scenario - input'!$G111),\"\")","v":""},{"$f":"IFERROR(IF(OR(Q126=\"\",'Cost scenario - input'!$G111=\"\"),\"\",Q126/'Cost scenario - input'!$G111),\"\")","v":""},{"$f":"IFERROR(IF(OR(R126=\"\",'Cost scenario - input'!$G111=\"\"),\"\",R126/'Cost scenario - input'!$G111),\"\")","v":""},{"$f":"IFERROR(IF(OR(S126=\"\",'Cost scenario - input'!$G111=\"\"),\"\",S126/'Cost scenario - input'!$G111),\"\")","v":""},{"$f":"IFERROR(IF(OR(T126=\"\",'Cost scenario - input'!$G111=\"\"),\"\",T126/'Cost scenario - input'!$G111),\"\")","v":""},{"$f":"IFERROR(IF(OR(U126=\"\",'Cost scenario - input'!$G111=\"\"),\"\",U126/'Cost scenario - input'!$G111),\"\")","v":""},{"$f":"IFERROR(IF(OR(V126=\"\",'Cost scenario - input'!$G111=\"\"),\"\",V126/'Cost scenario - input'!$G111),\"\")","v":""},{"$f":"IFERROR(IF(OR(W126=\"\",'Cost scenario - input'!$G111=\"\"),\"\",W126/'Cost scenario - input'!$G111),\"\")","v":""}]
[{"$f":"IFERROR('Cost scenario - input'!A112,\"\")","v":""},{"$f":"IFERROR('Cost scenario - input'!B112,\"\")","v":""},{"$f":"IFERROR('Cost scenario - input'!C112,\"\")","v":""},{"$f":"IFERROR(repcalc('Cost scenario - input'!$CY112:$GK112,'Cost scenario - input'!$J112,'Cost scenario - input'!$H112,'Cost scenario - input'!$I112,20,TRUE,TRUE),\"\")","v":""},"","","","","","","","","","","","","","","","","","","",{"$f":"IFERROR(IF(OR(D127=\"\",'Cost scenario - input'!$G112=\"\"),\"\",D127/'Cost scenario - input'!$G112),\"\")","v":""},{"$f":"IFERROR(IF(OR(E127=\"\",'Cost scenario - input'!$G112=\"\"),\"\",E127/'Cost scenario - input'!$G112),\"\")","v":""},{"$f":"IFERROR(IF(OR(F127=\"\",'Cost scenario - input'!$G112=\"\"),\"\",F127/'Cost scenario - input'!$G112),\"\")","v":""},{"$f":"IFERROR(IF(OR(G127=\"\",'Cost scenario - input'!$G112=\"\"),\"\",G127/'Cost scenario - input'!$G112),\"\")","v":""},{"$f":"IFERROR(IF(OR(H127=\"\",'Cost scenario - input'!$G112=\"\"),\"\",H127/'Cost scenario - input'!$G112),\"\")","v":""},{"$f":"IFERROR(IF(OR(I127=\"\",'Cost scenario - input'!$G112=\"\"),\"\",I127/'Cost scenario - input'!$G112),\"\")","v":""},{"$f":"IFERROR(IF(OR(J127=\"\",'Cost scenario - input'!$G112=\"\"),\"\",J127/'Cost scenario - input'!$G112),\"\")","v":""},{"$f":"IFERROR(IF(OR(K127=\"\",'Cost scenario - input'!$G112=\"\"),\"\",K127/'Cost scenario - input'!$G112),\"\")","v":""},{"$f":"IFERROR(IF(OR(L127=\"\",'Cost scenario - input'!$G112=\"\"),\"\",L127/'Cost scenario - input'!$G112),\"\")","v":""},{"$f":"IFERROR(IF(OR(M127=\"\",'Cost scenario - input'!$G112=\"\"),\"\",M127/'Cost scenario - input'!$G112),\"\")","v":""},{"$f":"IFERROR(IF(OR(N127=\"\",'Cost scenario - input'!$G112=\"\"),\"\",N127/'Cost scenario - input'!$G112),\"\")","v":""},{"$f":"IFERROR(IF(OR(O127=\"\",'Cost scenario - input'!$G112=\"\"),\"\",O127/'Cost scenario - input'!$G112),\"\")","v":""},{"$f":"IFERROR(IF(OR(P127=\"\",'Cost scenario - input'!$G112=\"\"),\"\",P127/'Cost scenario - input'!$G112),\"\")","v":""},{"$f":"IFERROR(IF(OR(Q127=\"\",'Cost scenario - input'!$G112=\"\"),\"\",Q127/'Cost scenario - input'!$G112),\"\")","v":""},{"$f":"IFERROR(IF(OR(R127=\"\",'Cost scenario - input'!$G112=\"\"),\"\",R127/'Cost scenario - input'!$G112),\"\")","v":""},{"$f":"IFERROR(IF(OR(S127=\"\",'Cost scenario - input'!$G112=\"\"),\"\",S127/'Cost scenario - input'!$G112),\"\")","v":""},{"$f":"IFERROR(IF(OR(T127=\"\",'Cost scenario - input'!$G112=\"\"),\"\",T127/'Cost scenario - input'!$G112),\"\")","v":""},{"$f":"IFERROR(IF(OR(U127=\"\",'Cost scenario - input'!$G112=\"\"),\"\",U127/'Cost scenario - input'!$G112),\"\")","v":""},{"$f":"IFERROR(IF(OR(V127=\"\",'Cost scenario - input'!$G112=\"\"),\"\",V127/'Cost scenario - input'!$G112),\"\")","v":""},{"$f":"IFERROR(IF(OR(W127=\"\",'Cost scenario - input'!$G112=\"\"),\"\",W127/'Cost scenario - input'!$G112),\"\")","v":""}]
[{"$f":"IFERROR('Cost scenario - input'!A113,\"\")","v":""},{"$f":"IFERROR('Cost scenario - input'!B113,\"\")","v":""},{"$f":"IFERROR('Cost scenario - input'!C113,\"\")","v":""},{"$f":"IFERROR(repcalc('Cost scenario - input'!$CY113:$GK113,'Cost scenario - input'!$J113,'Cost scenario - input'!$H113,'Cost scenario - input'!$I113,20,TRUE,TRUE),\"\")","v":""},"","","","","","","","","","","","","","","","","","","",{"$f":"IFERROR(IF(OR(D128=\"\",'Cost scenario - input'!$G113=\"\"),\"\",D128/'Cost scenario - input'!$G113),\"\")","v":""},{"$f":"IFERROR(IF(OR(E128=\"\",'Cost scenario - input'!$G113=\"\"),\"\",E128/'Cost scenario - input'!$G113),\"\")","v":""},{"$f":"IFERROR(IF(OR(F128=\"\",'Cost scenario - input'!$G113=\"\"),\"\",F128/'Cost scenario - input'!$G113),\"\")","v":""},{"$f":"IFERROR(IF(OR(G128=\"\",'Cost scenario - input'!$G113=\"\"),\"\",G128/'Cost scenario - input'!$G113),\"\")","v":""},{"$f":"IFERROR(IF(OR(H128=\"\",'Cost scenario - input'!$G113=\"\"),\"\",H128/'Cost scenario - input'!$G113),\"\")","v":""},{"$f":"IFERROR(IF(OR(I128=\"\",'Cost scenario - input'!$G113=\"\"),\"\",I128/'Cost scenario - input'!$G113),\"\")","v":""},{"$f":"IFERROR(IF(OR(J128=\"\",'Cost scenario - input'!$G113=\"\"),\"\",J128/'Cost scenario - input'!$G113),\"\")","v":""},{"$f":"IFERROR(IF(OR(K128=\"\",'Cost scenario - input'!$G113=\"\"),\"\",K128/'Cost scenario - input'!$G113),\"\")","v":""},{"$f":"IFERROR(IF(OR(L128=\"\",'Cost scenario - input'!$G113=\"\"),\"\",L128/'Cost scenario - input'!$G113),\"\")","v":""},{"$f":"IFERROR(IF(OR(M128=\"\",'Cost scenario - input'!$G113=\"\"),\"\",M128/'Cost scenario - input'!$G113),\"\")","v":""},{"$f":"IFERROR(IF(OR(N128=\"\",'Cost scenario - input'!$G113=\"\"),\"\",N128/'Cost scenario - input'!$G113),\"\")","v":""},{"$f":"IFERROR(IF(OR(O128=\"\",'Cost scenario - input'!$G113=\"\"),\"\",O128/'Cost scenario - input'!$G113),\"\")","v":""},{"$f":"IFERROR(IF(OR(P128=\"\",'Cost scenario - input'!$G113=\"\"),\"\",P128/'Cost scenario - input'!$G113),\"\")","v":""},{"$f":"IFERROR(IF(OR(Q128=\"\",'Cost scenario - input'!$G113=\"\"),\"\",Q128/'Cost scenario - input'!$G113),\"\")","v":""},{"$f":"IFERROR(IF(OR(R128=\"\",'Cost scenario - input'!$G113=\"\"),\"\",R128/'Cost scenario - input'!$G113),\"\")","v":""},{"$f":"IFERROR(IF(OR(S128=\"\",'Cost scenario - input'!$G113=\"\"),\"\",S128/'Cost scenario - input'!$G113),\"\")","v":""},{"$f":"IFERROR(IF(OR(T128=\"\",'Cost scenario - input'!$G113=\"\"),\"\",T128/'Cost scenario - input'!$G113),\"\")","v":""},{"$f":"IFERROR(IF(OR(U128=\"\",'Cost scenario - input'!$G113=\"\"),\"\",U128/'Cost scenario - input'!$G113),\"\")","v":""},{"$f":"IFERROR(IF(OR(V128=\"\",'Cost scenario - input'!$G113=\"\"),\"\",V128/'Cost scenario - input'!$G113),\"\")","v":""},{"$f":"IFERROR(IF(OR(W128=\"\",'Cost scenario - input'!$G113=\"\"),\"\",W128/'Cost scenario - input'!$G113),\"\")","v":""}]
[{"$f":"IFERROR('Cost scenario - input'!A114,\"\")","v":""},{"$f":"IFERROR('Cost scenario - input'!B114,\"\")","v":""},{"$f":"IFERROR('Cost scenario - input'!C114,\"\")","v":""},{"$f":"IFERROR(repcalc('Cost scenario - input'!$CY114:$GK114,'Cost scenario - input'!$J114,'Cost scenario - input'!$H114,'Cost scenario - input'!$I114,20,TRUE,TRUE),\"\")","v":""},"","","","","","","","","","","","","","","","","","","",{"$f":"IFERROR(IF(OR(D129=\"\",'Cost scenario - input'!$G114=\"\"),\"\",D129/'Cost scenario - input'!$G114),\"\")","v":""},{"$f":"IFERROR(IF(OR(E129=\"\",'Cost scenario - input'!$G114=\"\"),\"\",E129/'Cost scenario - input'!$G114),\"\")","v":""},{"$f":"IFERROR(IF(OR(F129=\"\",'Cost scenario - input'!$G114=\"\"),\"\",F129/'Cost scenario - input'!$G114),\"\")","v":""},{"$f":"IFERROR(IF(OR(G129=\"\",'Cost scenario - input'!$G114=\"\"),\"\",G129/'Cost scenario - input'!$G114),\"\")","v":""},{"$f":"IFERROR(IF(OR(H129=\"\",'Cost scenario - input'!$G114=\"\"),\"\",H129/'Cost scenario - input'!$G114),\"\")","v":""},{"$f":"IFERROR(IF(OR(I129=\"\",'Cost scenario - input'!$G114=\"\"),\"\",I129/'Cost scenario - input'!$G114),\"\")","v":""},{"$f":"IFERROR(IF(OR(J129=\"\",'Cost scenario - input'!$G114=\"\"),\"\",J129/'Cost scenario - input'!$G114),\"\")","v":""},{"$f":"IFERROR(IF(OR(K129=\"\",'Cost scenario - input'!$G114=\"\"),\"\",K129/'Cost scenario - input'!$G114),\"\")","v":""},{"$f":"IFERROR(IF(OR(L129=\"\",'Cost scenario - input'!$G114=\"\"),\"\",L129/'Cost scenario - input'!$G114),\"\")","v":""},{"$f":"IFERROR(IF(OR(M129=\"\",'Cost scenario - input'!$G114=\"\"),\"\",M129/'Cost scenario - input'!$G114),\"\")","v":""},{"$f":"IFERROR(IF(OR(N129=\"\",'Cost scenario - input'!$G114=\"\"),\"\",N129/'Cost scenario - input'!$G114),\"\")","v":""},{"$f":"IFERROR(IF(OR(O129=\"\",'Cost scenario - input'!$G114=\"\"),\"\",O129/'Cost scenario - input'!$G114),\"\")","v":""},{"$f":"IFERROR(IF(OR(P129=\"\",'Cost scenario - input'!$G114=\"\"),\"\",P129/'Cost scenario - input'!$G114),\"\")","v":""},{"$f":"IFERROR(IF(OR(Q129=\"\",'Cost scenario - input'!$G114=\"\"),\"\",Q129/'Cost scenario - input'!$G114),\"\")","v":""},{"$f":"IFERROR(IF(OR(R129=\"\",'Cost scenario - input'!$G114=\"\"),\"\",R129/'Cost scenario - input'!$G114),\"\")","v":""},{"$f":"IFERROR(IF(OR(S129=\"\",'Cost scenario - input'!$G114=\"\"),\"\",S129/'Cost scenario - input'!$G114),\"\")","v":""},{"$f":"IFERROR(IF(OR(T129=\"\",'Cost scenario - input'!$G114=\"\"),\"\",T129/'Cost scenario - input'!$G114),\"\")","v":""},{"$f":"IFERROR(IF(OR(U129=\"\",'Cost scenario - input'!$G114=\"\"),\"\",U129/'Cost scenario - input'!$G114),\"\")","v":""},{"$f":"IFERROR(IF(OR(V129=\"\",'Cost scenario - input'!$G114=\"\"),\"\",V129/'Cost scenario - input'!$G114),\"\")","v":""},{"$f":"IFERROR(IF(OR(W129=\"\",'Cost scenario - input'!$G114=\"\"),\"\",W129/'Cost scenario - input'!$G114),\"\")","v":""}]
[{"$f":"IFERROR('Cost scenario - input'!A115,\"\")","v":""},{"$f":"IFERROR('Cost scenario - input'!B115,\"\")","v":""},{"$f":"IFERROR('Cost scenario - input'!C115,\"\")","v":""},{"$f":"IFERROR(repcalc('Cost scenario - input'!$CY115:$GK115,'Cost scenario - input'!$J115,'Cost scenario - input'!$H115,'Cost scenario - input'!$I115,20,TRUE,TRUE),\"\")","v":""},"","","","","","","","","","","","","","","","","","","",{"$f":"IFERROR(IF(OR(D130=\"\",'Cost scenario - input'!$G115=\"\"),\"\",D130/'Cost scenario - input'!$G115),\"\")","v":""},{"$f":"IFERROR(IF(OR(E130=\"\",'Cost scenario - input'!$G115=\"\"),\"\",E130/'Cost scenario - input'!$G115),\"\")","v":""},{"$f":"IFERROR(IF(OR(F130=\"\",'Cost scenario - input'!$G115=\"\"),\"\",F130/'Cost scenario - input'!$G115),\"\")","v":""},{"$f":"IFERROR(IF(OR(G130=\"\",'Cost scenario - input'!$G115=\"\"),\"\",G130/'Cost scenario - input'!$G115),\"\")","v":""},{"$f":"IFERROR(IF(OR(H130=\"\",'Cost scenario - input'!$G115=\"\"),\"\",H130/'Cost scenario - input'!$G115),\"\")","v":""},{"$f":"IFERROR(IF(OR(I130=\"\",'Cost scenario - input'!$G115=\"\"),\"\",I130/'Cost scenario - input'!$G115),\"\")","v":""},{"$f":"IFERROR(IF(OR(J130=\"\",'Cost scenario - input'!$G115=\"\"),\"\",J130/'Cost scenario - input'!$G115),\"\")","v":""},{"$f":"IFERROR(IF(OR(K130=\"\",'Cost scenario - input'!$G115=\"\"),\"\",K130/'Cost scenario - input'!$G115),\"\")","v":""},{"$f":"IFERROR(IF(OR(L130=\"\",'Cost scenario - input'!$G115=\"\"),\"\",L130/'Cost scenario - input'!$G115),\"\")","v":""},{"$f":"IFERROR(IF(OR(M130=\"\",'Cost scenario - input'!$G115=\"\"),\"\",M130/'Cost scenario - input'!$G115),\"\")","v":""},{"$f":"IFERROR(IF(OR(N130=\"\",'Cost scenario - input'!$G115=\"\"),\"\",N130/'Cost scenario - input'!$G115),\"\")","v":""},{"$f":"IFERROR(IF(OR(O130=\"\",'Cost scenario - input'!$G115=\"\"),\"\",O130/'Cost scenario - input'!$G115),\"\")","v":""},{"$f":"IFERROR(IF(OR(P130=\"\",'Cost scenario - input'!$G115=\"\"),\"\",P130/'Cost scenario - input'!$G115),\"\")","v":""},{"$f":"IFERROR(IF(OR(Q130=\"\",'Cost scenario - input'!$G115=\"\"),\"\",Q130/'Cost scenario - input'!$G115),\"\")","v":""},{"$f":"IFERROR(IF(OR(R130=\"\",'Cost scenario - input'!$G115=\"\"),\"\",R130/'Cost scenario - input'!$G115),\"\")","v":""},{"$f":"IFERROR(IF(OR(S130=\"\",'Cost scenario - input'!$G115=\"\"),\"\",S130/'Cost scenario - input'!$G115),\"\")","v":""},{"$f":"IFERROR(IF(OR(T130=\"\",'Cost scenario - input'!$G115=\"\"),\"\",T130/'Cost scenario - input'!$G115),\"\")","v":""},{"$f":"IFERROR(IF(OR(U130=\"\",'Cost scenario - input'!$G115=\"\"),\"\",U130/'Cost scenario - input'!$G115),\"\")","v":""},{"$f":"IFERROR(IF(OR(V130=\"\",'Cost scenario - input'!$G115=\"\"),\"\",V130/'Cost scenario - input'!$G115),\"\")","v":""},{"$f":"IFERROR(IF(OR(W130=\"\",'Cost scenario - input'!$G115=\"\"),\"\",W130/'Cost scenario - input'!$G115),\"\")","v":""}]
[{"$f":"IFERROR('Cost scenario - input'!A116,\"\")","v":""},{"$f":"IFERROR('Cost scenario - input'!B116,\"\")","v":""},{"$f":"IFERROR('Cost scenario - input'!C116,\"\")","v":""},{"$f":"IFERROR(repcalc('Cost scenario - input'!$CY116:$GK116,'Cost scenario - input'!$J116,'Cost scenario - input'!$H116,'Cost scenario - input'!$I116,20,TRUE,TRUE),\"\")","v":""},"","","","","","","","","","","","","","","","","","","",{"$f":"IFERROR(IF(OR(D131=\"\",'Cost scenario - input'!$G116=\"\"),\"\",D131/'Cost scenario - input'!$G116),\"\")","v":""},{"$f":"IFERROR(IF(OR(E131=\"\",'Cost scenario - input'!$G116=\"\"),\"\",E131/'Cost scenario - input'!$G116),\"\")","v":""},{"$f":"IFERROR(IF(OR(F131=\"\",'Cost scenario - input'!$G116=\"\"),\"\",F131/'Cost scenario - input'!$G116),\"\")","v":""},{"$f":"IFERROR(IF(OR(G131=\"\",'Cost scenario - input'!$G116=\"\"),\"\",G131/'Cost scenario - input'!$G116),\"\")","v":""},{"$f":"IFERROR(IF(OR(H131=\"\",'Cost scenario - input'!$G116=\"\"),\"\",H131/'Cost scenario - input'!$G116),\"\")","v":""},{"$f":"IFERROR(IF(OR(I131=\"\",'Cost scenario - input'!$G116=\"\"),\"\",I131/'Cost scenario - input'!$G116),\"\")","v":""},{"$f":"IFERROR(IF(OR(J131=\"\",'Cost scenario - input'!$G116=\"\"),\"\",J131/'Cost scenario - input'!$G116),\"\")","v":""},{"$f":"IFERROR(IF(OR(K131=\"\",'Cost scenario - input'!$G116=\"\"),\"\",K131/'Cost scenario - input'!$G116),\"\")","v":""},{"$f":"IFERROR(IF(OR(L131=\"\",'Cost scenario - input'!$G116=\"\"),\"\",L131/'Cost scenario - input'!$G116),\"\")","v":""},{"$f":"IFERROR(IF(OR(M131=\"\",'Cost scenario - input'!$G116=\"\"),\"\",M131/'Cost scenario - input'!$G116),\"\")","v":""},{"$f":"IFERROR(IF(OR(N131=\"\",'Cost scenario - input'!$G116=\"\"),\"\",N131/'Cost scenario - input'!$G116),\"\")","v":""},{"$f":"IFERROR(IF(OR(O131=\"\",'Cost scenario - input'!$G116=\"\"),\"\",O131/'Cost scenario - input'!$G116),\"\")","v":""},{"$f":"IFERROR(IF(OR(P131=\"\",'Cost scenario - input'!$G116=\"\"),\"\",P131/'Cost scenario - input'!$G116),\"\")","v":""},{"$f":"IFERROR(IF(OR(Q131=\"\",'Cost scenario - input'!$G116=\"\"),\"\",Q131/'Cost scenario - input'!$G116),\"\")","v":""},{"$f":"IFERROR(IF(OR(R131=\"\",'Cost scenario - input'!$G116=\"\"),\"\",R131/'Cost scenario - input'!$G116),\"\")","v":""},{"$f":"IFERROR(IF(OR(S131=\"\",'Cost scenario - input'!$G116=\"\"),\"\",S131/'Cost scenario - input'!$G116),\"\")","v":""},{"$f":"IFERROR(IF(OR(T131=\"\",'Cost scenario - input'!$G116=\"\"),\"\",T131/'Cost scenario - input'!$G116),\"\")","v":""},{"$f":"IFERROR(IF(OR(U131=\"\",'Cost scenario - input'!$G116=\"\"),\"\",U131/'Cost scenario - input'!$G116),\"\")","v":""},{"$f":"IFERROR(IF(OR(V131=\"\",'Cost scenario - input'!$G116=\"\"),\"\",V131/'Cost scenario - input'!$G116),\"\")","v":""},{"$f":"IFERROR(IF(OR(W131=\"\",'Cost scenario - input'!$G116=\"\"),\"\",W131/'Cost scenario - input'!$G116),\"\")","v":""}]
[{"$f":"IFERROR('Cost scenario - input'!A117,\"\")","v":""},{"$f":"IFERROR('Cost scenario - input'!B117,\"\")","v":""},{"$f":"IFERROR('Cost scenario - input'!C117,\"\")","v":""},{"$f":"IFERROR(repcalc('Cost scenario - input'!$CY117:$GK117,'Cost scenario - input'!$J117,'Cost scenario - input'!$H117,'Cost scenario - input'!$I117,20,TRUE,TRUE),\"\")","v":""},"","","","","","","","","","","","","","","","","","","",{"$f":"IFERROR(IF(OR(D132=\"\",'Cost scenario - input'!$G117=\"\"),\"\",D132/'Cost scenario - input'!$G117),\"\")","v":""},{"$f":"IFERROR(IF(OR(E132=\"\",'Cost scenario - input'!$G117=\"\"),\"\",E132/'Cost scenario - input'!$G117),\"\")","v":""},{"$f":"IFERROR(IF(OR(F132=\"\",'Cost scenario - input'!$G117=\"\"),\"\",F132/'Cost scenario - input'!$G117),\"\")","v":""},{"$f":"IFERROR(IF(OR(G132=\"\",'Cost scenario - input'!$G117=\"\"),\"\",G132/'Cost scenario - input'!$G117),\"\")","v":""},{"$f":"IFERROR(IF(OR(H132=\"\",'Cost scenario - input'!$G117=\"\"),\"\",H132/'Cost scenario - input'!$G117),\"\")","v":""},{"$f":"IFERROR(IF(OR(I132=\"\",'Cost scenario - input'!$G117=\"\"),\"\",I132/'Cost scenario - input'!$G117),\"\")","v":""},{"$f":"IFERROR(IF(OR(J132=\"\",'Cost scenario - input'!$G117=\"\"),\"\",J132/'Cost scenario - input'!$G117),\"\")","v":""},{"$f":"IFERROR(IF(OR(K132=\"\",'Cost scenario - input'!$G117=\"\"),\"\",K132/'Cost scenario - input'!$G117),\"\")","v":""},{"$f":"IFERROR(IF(OR(L132=\"\",'Cost scenario - input'!$G117=\"\"),\"\",L132/'Cost scenario - input'!$G117),\"\")","v":""},{"$f":"IFERROR(IF(OR(M132=\"\",'Cost scenario - input'!$G117=\"\"),\"\",M132/'Cost scenario - input'!$G117),\"\")","v":""},{"$f":"IFERROR(IF(OR(N132=\"\",'Cost scenario - input'!$G117=\"\"),\"\",N132/'Cost scenario - input'!$G117),\"\")","v":""},{"$f":"IFERROR(IF(OR(O132=\"\",'Cost scenario - input'!$G117=\"\"),\"\",O132/'Cost scenario - input'!$G117),\"\")","v":""},{"$f":"IFERROR(IF(OR(P132=\"\",'Cost scenario - input'!$G117=\"\"),\"\",P132/'Cost scenario - input'!$G117),\"\")","v":""},{"$f":"IFERROR(IF(OR(Q132=\"\",'Cost scenario - input'!$G117=\"\"),\"\",Q132/'Cost scenario - input'!$G117),\"\")","v":""},{"$f":"IFERROR(IF(OR(R132=\"\",'Cost scenario - input'!$G117=\"\"),\"\",R132/'Cost scenario - input'!$G117),\"\")","v":""},{"$f":"IFERROR(IF(OR(S132=\"\",'Cost scenario - input'!$G117=\"\"),\"\",S132/'Cost scenario - input'!$G117),\"\")","v":""},{"$f":"IFERROR(IF(OR(T132=\"\",'Cost scenario - input'!$G117=\"\"),\"\",T132/'Cost scenario - input'!$G117),\"\")","v":""},{"$f":"IFERROR(IF(OR(U132=\"\",'Cost scenario - input'!$G117=\"\"),\"\",U132/'Cost scenario - input'!$G117),\"\")","v":""},{"$f":"IFERROR(IF(OR(V132=\"\",'Cost scenario - input'!$G117=\"\"),\"\",V132/'Cost scenario - input'!$G117),\"\")","v":""},{"$f":"IFERROR(IF(OR(W132=\"\",'Cost scenario - input'!$G117=\"\"),\"\",W132/'Cost scenario - input'!$G117),\"\")","v":""}]
[{"$f":"IFERROR('Cost scenario - input'!A118,\"\")","v":""},{"$f":"IFERROR('Cost scenario - input'!B118,\"\")","v":""},{"$f":"IFERROR('Cost scenario - input'!C118,\"\")","v":""},{"$f":"IFERROR(repcalc('Cost scenario - input'!$CY118:$GK118,'Cost scenario - input'!$J118,'Cost scenario - input'!$H118,'Cost scenario - input'!$I118,20,TRUE,TRUE),\"\")","v":""},"","","","","","","","","","","","","","","","","","","",{"$f":"IFERROR(IF(OR(D133=\"\",'Cost scenario - input'!$G118=\"\"),\"\",D133/'Cost scenario - input'!$G118),\"\")","v":""},{"$f":"IFERROR(IF(OR(E133=\"\",'Cost scenario - input'!$G118=\"\"),\"\",E133/'Cost scenario - input'!$G118),\"\")","v":""},{"$f":"IFERROR(IF(OR(F133=\"\",'Cost scenario - input'!$G118=\"\"),\"\",F133/'Cost scenario - input'!$G118),\"\")","v":""},{"$f":"IFERROR(IF(OR(G133=\"\",'Cost scenario - input'!$G118=\"\"),\"\",G133/'Cost scenario - input'!$G118),\"\")","v":""},{"$f":"IFERROR(IF(OR(H133=\"\",'Cost scenario - input'!$G118=\"\"),\"\",H133/'Cost scenario - input'!$G118),\"\")","v":""},{"$f":"IFERROR(IF(OR(I133=\"\",'Cost scenario - input'!$G118=\"\"),\"\",I133/'Cost scenario - input'!$G118),\"\")","v":""},{"$f":"IFERROR(IF(OR(J133=\"\",'Cost scenario - input'!$G118=\"\"),\"\",J133/'Cost scenario - input'!$G118),\"\")","v":""},{"$f":"IFERROR(IF(OR(K133=\"\",'Cost scenario - input'!$G118=\"\"),\"\",K133/'Cost scenario - input'!$G118),\"\")","v":""},{"$f":"IFERROR(IF(OR(L133=\"\",'Cost scenario - input'!$G118=\"\"),\"\",L133/'Cost scenario - input'!$G118),\"\")","v":""},{"$f":"IFERROR(IF(OR(M133=\"\",'Cost scenario - input'!$G118=\"\"),\"\",M133/'Cost scenario - input'!$G118),\"\")","v":""},{"$f":"IFERROR(IF(OR(N133=\"\",'Cost scenario - input'!$G118=\"\"),\"\",N133/'Cost scenario - input'!$G118),\"\")","v":""},{"$f":"IFERROR(IF(OR(O133=\"\",'Cost scenario - input'!$G118=\"\"),\"\",O133/'Cost scenario - input'!$G118),\"\")","v":""},{"$f":"IFERROR(IF(OR(P133=\"\",'Cost scenario - input'!$G118=\"\"),\"\",P133/'Cost scenario - input'!$G118),\"\")","v":""},{"$f":"IFERROR(IF(OR(Q133=\"\",'Cost scenario - input'!$G118=\"\"),\"\",Q133/'Cost scenario - input'!$G118),\"\")","v":""},{"$f":"IFERROR(IF(OR(R133=\"\",'Cost scenario - input'!$G118=\"\"),\"\",R133/'Cost scenario - input'!$G118),\"\")","v":""},{"$f":"IFERROR(IF(OR(S133=\"\",'Cost scenario - input'!$G118=\"\"),\"\",S133/'Cost scenario - input'!$G118),\"\")","v":""},{"$f":"IFERROR(IF(OR(T133=\"\",'Cost scenario - input'!$G118=\"\"),\"\",T133/'Cost scenario - input'!$G118),\"\")","v":""},{"$f":"IFERROR(IF(OR(U133=\"\",'Cost scenario - input'!$G118=\"\"),\"\",U133/'Cost scenario - input'!$G118),\"\")","v":""},{"$f":"IFERROR(IF(OR(V133=\"\",'Cost scenario - input'!$G118=\"\"),\"\",V133/'Cost scenario - input'!$G118),\"\")","v":""},{"$f":"IFERROR(IF(OR(W133=\"\",'Cost scenario - input'!$G118=\"\"),\"\",W133/'Cost scenario - input'!$G118),\"\")","v":""}]
[{"$f":"IFERROR('Cost scenario - input'!A119,\"\")","v":""},{"$f":"IFERROR('Cost scenario - input'!B119,\"\")","v":""},{"$f":"IFERROR('Cost scenario - input'!C119,\"\")","v":""},{"$f":"IFERROR(repcalc('Cost scenario - input'!$CY119:$GK119,'Cost scenario - input'!$J119,'Cost scenario - input'!$H119,'Cost scenario - input'!$I119,20,TRUE,TRUE),\"\")","v":""},"","","","","","","","","","","","","","","","","","","",{"$f":"IFERROR(IF(OR(D134=\"\",'Cost scenario - input'!$G119=\"\"),\"\",D134/'Cost scenario - input'!$G119),\"\")","v":""},{"$f":"IFERROR(IF(OR(E134=\"\",'Cost scenario - input'!$G119=\"\"),\"\",E134/'Cost scenario - input'!$G119),\"\")","v":""},{"$f":"IFERROR(IF(OR(F134=\"\",'Cost scenario - input'!$G119=\"\"),\"\",F134/'Cost scenario - input'!$G119),\"\")","v":""},{"$f":"IFERROR(IF(OR(G134=\"\",'Cost scenario - input'!$G119=\"\"),\"\",G134/'Cost scenario - input'!$G119),\"\")","v":""},{"$f":"IFERROR(IF(OR(H134=\"\",'Cost scenario - input'!$G119=\"\"),\"\",H134/'Cost scenario - input'!$G119),\"\")","v":""},{"$f":"IFERROR(IF(OR(I134=\"\",'Cost scenario - input'!$G119=\"\"),\"\",I134/'Cost scenario - input'!$G119),\"\")","v":""},{"$f":"IFERROR(IF(OR(J134=\"\",'Cost scenario - input'!$G119=\"\"),\"\",J134/'Cost scenario - input'!$G119),\"\")","v":""},{"$f":"IFERROR(IF(OR(K134=\"\",'Cost scenario - input'!$G119=\"\"),\"\",K134/'Cost scenario - input'!$G119),\"\")","v":""},{"$f":"IFERROR(IF(OR(L134=\"\",'Cost scenario - input'!$G119=\"\"),\"\",L134/'Cost scenario - input'!$G119),\"\")","v":""},{"$f":"IFERROR(IF(OR(M134=\"\",'Cost scenario - input'!$G119=\"\"),\"\",M134/'Cost scenario - input'!$G119),\"\")","v":""},{"$f":"IFERROR(IF(OR(N134=\"\",'Cost scenario - input'!$G119=\"\"),\"\",N134/'Cost scenario - input'!$G119),\"\")","v":""},{"$f":"IFERROR(IF(OR(O134=\"\",'Cost scenario - input'!$G119=\"\"),\"\",O134/'Cost scenario - input'!$G119),\"\")","v":""},{"$f":"IFERROR(IF(OR(P134=\"\",'Cost scenario - input'!$G119=\"\"),\"\",P134/'Cost scenario - input'!$G119),\"\")","v":""},{"$f":"IFERROR(IF(OR(Q134=\"\",'Cost scenario - input'!$G119=\"\"),\"\",Q134/'Cost scenario - input'!$G119),\"\")","v":""},{"$f":"IFERROR(IF(OR(R134=\"\",'Cost scenario - input'!$G119=\"\"),\"\",R134/'Cost scenario - input'!$G119),\"\")","v":""},{"$f":"IFERROR(IF(OR(S134=\"\",'Cost scenario - input'!$G119=\"\"),\"\",S134/'Cost scenario - input'!$G119),\"\")","v":""},{"$f":"IFERROR(IF(OR(T134=\"\",'Cost scenario - input'!$G119=\"\"),\"\",T134/'Cost scenario - input'!$G119),\"\")","v":""},{"$f":"IFERROR(IF(OR(U134=\"\",'Cost scenario - input'!$G119=\"\"),\"\",U134/'Cost scenario - input'!$G119),\"\")","v":""},{"$f":"IFERROR(IF(OR(V134=\"\",'Cost scenario - input'!$G119=\"\"),\"\",V134/'Cost scenario - input'!$G119),\"\")","v":""},{"$f":"IFERROR(IF(OR(W134=\"\",'Cost scenario - input'!$G119=\"\"),\"\",W134/'Cost scenario - input'!$G119),\"\")","v":""}]
[{"$f":"IFERROR('Cost scenario - input'!A120,\"\")","v":""},{"$f":"IFERROR('Cost scenario - input'!B120,\"\")","v":""},{"$f":"IFERROR('Cost scenario - input'!C120,\"\")","v":""},{"$f":"IFERROR(repcalc('Cost scenario - input'!$CY120:$GK120,'Cost scenario - input'!$J120,'Cost scenario - input'!$H120,'Cost scenario - input'!$I120,20,TRUE,TRUE),\"\")","v":""},"","","","","","","","","","","","","","","","","","","",{"$f":"IFERROR(IF(OR(D135=\"\",'Cost scenario - input'!$G120=\"\"),\"\",D135/'Cost scenario - input'!$G120),\"\")","v":""},{"$f":"IFERROR(IF(OR(E135=\"\",'Cost scenario - input'!$G120=\"\"),\"\",E135/'Cost scenario - input'!$G120),\"\")","v":""},{"$f":"IFERROR(IF(OR(F135=\"\",'Cost scenario - input'!$G120=\"\"),\"\",F135/'Cost scenario - input'!$G120),\"\")","v":""},{"$f":"IFERROR(IF(OR(G135=\"\",'Cost scenario - input'!$G120=\"\"),\"\",G135/'Cost scenario - input'!$G120),\"\")","v":""},{"$f":"IFERROR(IF(OR(H135=\"\",'Cost scenario - input'!$G120=\"\"),\"\",H135/'Cost scenario - input'!$G120),\"\")","v":""},{"$f":"IFERROR(IF(OR(I135=\"\",'Cost scenario - input'!$G120=\"\"),\"\",I135/'Cost scenario - input'!$G120),\"\")","v":""},{"$f":"IFERROR(IF(OR(J135=\"\",'Cost scenario - input'!$G120=\"\"),\"\",J135/'Cost scenario - input'!$G120),\"\")","v":""},{"$f":"IFERROR(IF(OR(K135=\"\",'Cost scenario - input'!$G120=\"\"),\"\",K135/'Cost scenario - input'!$G120),\"\")","v":""},{"$f":"IFERROR(IF(OR(L135=\"\",'Cost scenario - input'!$G120=\"\"),\"\",L135/'Cost scenario - input'!$G120),\"\")","v":""},{"$f":"IFERROR(IF(OR(M135=\"\",'Cost scenario - input'!$G120=\"\"),\"\",M135/'Cost scenario - input'!$G120),\"\")","v":""},{"$f":"IFERROR(IF(OR(N135=\"\",'Cost scenario - input'!$G120=\"\"),\"\",N135/'Cost scenario - input'!$G120),\"\")","v":""},{"$f":"IFERROR(IF(OR(O135=\"\",'Cost scenario - input'!$G120=\"\"),\"\",O135/'Cost scenario - input'!$G120),\"\")","v":""},{"$f":"IFERROR(IF(OR(P135=\"\",'Cost scenario - input'!$G120=\"\"),\"\",P135/'Cost scenario - input'!$G120),\"\")","v":""},{"$f":"IFERROR(IF(OR(Q135=\"\",'Cost scenario - input'!$G120=\"\"),\"\",Q135/'Cost scenario - input'!$G120),\"\")","v":""},{"$f":"IFERROR(IF(OR(R135=\"\",'Cost scenario - input'!$G120=\"\"),\"\",R135/'Cost scenario - input'!$G120),\"\")","v":""},{"$f":"IFERROR(IF(OR(S135=\"\",'Cost scenario - input'!$G120=\"\"),\"\",S135/'Cost scenario - input'!$G120),\"\")","v":""},{"$f":"IFERROR(IF(OR(T135=\"\",'Cost scenario - input'!$G120=\"\"),\"\",T135/'Cost scenario - input'!$G120),\"\")","v":""},{"$f":"IFERROR(IF(OR(U135=\"\",'Cost scenario - input'!$G120=\"\"),\"\",U135/'Cost scenario - input'!$G120),\"\")","v":""},{"$f":"IFERROR(IF(OR(V135=\"\",'Cost scenario - input'!$G120=\"\"),\"\",V135/'Cost scenario - input'!$G120),\"\")","v":""},{"$f":"IFERROR(IF(OR(W135=\"\",'Cost scenario - input'!$G120=\"\"),\"\",W135/'Cost scenario - input'!$G120),\"\")","v":""}]
[{"$f":"IFERROR('Cost scenario - input'!A121,\"\")","v":""},{"$f":"IFERROR('Cost scenario - input'!B121,\"\")","v":""},{"$f":"IFERROR('Cost scenario - input'!C121,\"\")","v":""},{"$f":"IFERROR(repcalc('Cost scenario - input'!$CY121:$GK121,'Cost scenario - input'!$J121,'Cost scenario - input'!$H121,'Cost scenario - input'!$I121,20,TRUE,TRUE),\"\")","v":""},"","","","","","","","","","","","","","","","","","","",{"$f":"IFERROR(IF(OR(D136=\"\",'Cost scenario - input'!$G121=\"\"),\"\",D136/'Cost scenario - input'!$G121),\"\")","v":""},{"$f":"IFERROR(IF(OR(E136=\"\",'Cost scenario - input'!$G121=\"\"),\"\",E136/'Cost scenario - input'!$G121),\"\")","v":""},{"$f":"IFERROR(IF(OR(F136=\"\",'Cost scenario - input'!$G121=\"\"),\"\",F136/'Cost scenario - input'!$G121),\"\")","v":""},{"$f":"IFERROR(IF(OR(G136=\"\",'Cost scenario - input'!$G121=\"\"),\"\",G136/'Cost scenario - input'!$G121),\"\")","v":""},{"$f":"IFERROR(IF(OR(H136=\"\",'Cost scenario - input'!$G121=\"\"),\"\",H136/'Cost scenario - input'!$G121),\"\")","v":""},{"$f":"IFERROR(IF(OR(I136=\"\",'Cost scenario - input'!$G121=\"\"),\"\",I136/'Cost scenario - input'!$G121),\"\")","v":""},{"$f":"IFERROR(IF(OR(J136=\"\",'Cost scenario - input'!$G121=\"\"),\"\",J136/'Cost scenario - input'!$G121),\"\")","v":""},{"$f":"IFERROR(IF(OR(K136=\"\",'Cost scenario - input'!$G121=\"\"),\"\",K136/'Cost scenario - input'!$G121),\"\")","v":""},{"$f":"IFERROR(IF(OR(L136=\"\",'Cost scenario - input'!$G121=\"\"),\"\",L136/'Cost scenario - input'!$G121),\"\")","v":""},{"$f":"IFERROR(IF(OR(M136=\"\",'Cost scenario - input'!$G121=\"\"),\"\",M136/'Cost scenario - input'!$G121),\"\")","v":""},{"$f":"IFERROR(IF(OR(N136=\"\",'Cost scenario - input'!$G121=\"\"),\"\",N136/'Cost scenario - input'!$G121),\"\")","v":""},{"$f":"IFERROR(IF(OR(O136=\"\",'Cost scenario - input'!$G121=\"\"),\"\",O136/'Cost scenario - input'!$G121),\"\")","v":""},{"$f":"IFERROR(IF(OR(P136=\"\",'Cost scenario - input'!$G121=\"\"),\"\",P136/'Cost scenario - input'!$G121),\"\")","v":""},{"$f":"IFERROR(IF(OR(Q136=\"\",'Cost scenario - input'!$G121=\"\"),\"\",Q136/'Cost scenario - input'!$G121),\"\")","v":""},{"$f":"IFERROR(IF(OR(R136=\"\",'Cost scenario - input'!$G121=\"\"),\"\",R136/'Cost scenario - input'!$G121),\"\")","v":""},{"$f":"IFERROR(IF(OR(S136=\"\",'Cost scenario - input'!$G121=\"\"),\"\",S136/'Cost scenario - input'!$G121),\"\")","v":""},{"$f":"IFERROR(IF(OR(T136=\"\",'Cost scenario - input'!$G121=\"\"),\"\",T136/'Cost scenario - input'!$G121),\"\")","v":""},{"$f":"IFERROR(IF(OR(U136=\"\",'Cost scenario - input'!$G121=\"\"),\"\",U136/'Cost scenario - input'!$G121),\"\")","v":""},{"$f":"IFERROR(IF(OR(V136=\"\",'Cost scenario - input'!$G121=\"\"),\"\",V136/'Cost scenario - input'!$G121),\"\")","v":""},{"$f":"IFERROR(IF(OR(W136=\"\",'Cost scenario - input'!$G121=\"\"),\"\",W136/'Cost scenario - input'!$G121),\"\")","v":""}]
[{"$f":"IFERROR('Cost scenario - input'!A122,\"\")","v":""},{"$f":"IFERROR('Cost scenario - input'!B122,\"\")","v":""},{"$f":"IFERROR('Cost scenario - input'!C122,\"\")","v":""},{"$f":"IFERROR(repcalc('Cost scenario - input'!$CY122:$GK122,'Cost scenario - input'!$J122,'Cost scenario - input'!$H122,'Cost scenario - input'!$I122,20,TRUE,TRUE),\"\")","v":""},"","","","","","","","","","","","","","","","","","","",{"$f":"IFERROR(IF(OR(D137=\"\",'Cost scenario - input'!$G122=\"\"),\"\",D137/'Cost scenario - input'!$G122),\"\")","v":""},{"$f":"IFERROR(IF(OR(E137=\"\",'Cost scenario - input'!$G122=\"\"),\"\",E137/'Cost scenario - input'!$G122),\"\")","v":""},{"$f":"IFERROR(IF(OR(F137=\"\",'Cost scenario - input'!$G122=\"\"),\"\",F137/'Cost scenario - input'!$G122),\"\")","v":""},{"$f":"IFERROR(IF(OR(G137=\"\",'Cost scenario - input'!$G122=\"\"),\"\",G137/'Cost scenario - input'!$G122),\"\")","v":""},{"$f":"IFERROR(IF(OR(H137=\"\",'Cost scenario - input'!$G122=\"\"),\"\",H137/'Cost scenario - input'!$G122),\"\")","v":""},{"$f":"IFERROR(IF(OR(I137=\"\",'Cost scenario - input'!$G122=\"\"),\"\",I137/'Cost scenario - input'!$G122),\"\")","v":""},{"$f":"IFERROR(IF(OR(J137=\"\",'Cost scenario - input'!$G122=\"\"),\"\",J137/'Cost scenario - input'!$G122),\"\")","v":""},{"$f":"IFERROR(IF(OR(K137=\"\",'Cost scenario - input'!$G122=\"\"),\"\",K137/'Cost scenario - input'!$G122),\"\")","v":""},{"$f":"IFERROR(IF(OR(L137=\"\",'Cost scenario - input'!$G122=\"\"),\"\",L137/'Cost scenario - input'!$G122),\"\")","v":""},{"$f":"IFERROR(IF(OR(M137=\"\",'Cost scenario - input'!$G122=\"\"),\"\",M137/'Cost scenario - input'!$G122),\"\")","v":""},{"$f":"IFERROR(IF(OR(N137=\"\",'Cost scenario - input'!$G122=\"\"),\"\",N137/'Cost scenario - input'!$G122),\"\")","v":""},{"$f":"IFERROR(IF(OR(O137=\"\",'Cost scenario - input'!$G122=\"\"),\"\",O137/'Cost scenario - input'!$G122),\"\")","v":""},{"$f":"IFERROR(IF(OR(P137=\"\",'Cost scenario - input'!$G122=\"\"),\"\",P137/'Cost scenario - input'!$G122),\"\")","v":""},{"$f":"IFERROR(IF(OR(Q137=\"\",'Cost scenario - input'!$G122=\"\"),\"\",Q137/'Cost scenario - input'!$G122),\"\")","v":""},{"$f":"IFERROR(IF(OR(R137=\"\",'Cost scenario - input'!$G122=\"\"),\"\",R137/'Cost scenario - input'!$G122),\"\")","v":""},{"$f":"IFERROR(IF(OR(S137=\"\",'Cost scenario - input'!$G122=\"\"),\"\",S137/'Cost scenario - input'!$G122),\"\")","v":""},{"$f":"IFERROR(IF(OR(T137=\"\",'Cost scenario - input'!$G122=\"\"),\"\",T137/'Cost scenario - input'!$G122),\"\")","v":""},{"$f":"IFERROR(IF(OR(U137=\"\",'Cost scenario - input'!$G122=\"\"),\"\",U137/'Cost scenario - input'!$G122),\"\")","v":""},{"$f":"IFERROR(IF(OR(V137=\"\",'Cost scenario - input'!$G122=\"\"),\"\",V137/'Cost scenario - input'!$G122),\"\")","v":""},{"$f":"IFERROR(IF(OR(W137=\"\",'Cost scenario - input'!$G122=\"\"),\"\",W137/'Cost scenario - input'!$G122),\"\")","v":""}]
[{"$f":"IFERROR('Cost scenario - input'!A123,\"\")","v":""},{"$f":"IFERROR('Cost scenario - input'!B123,\"\")","v":""},{"$f":"IFERROR('Cost scenario - input'!C123,\"\")","v":""},{"$f":"IFERROR(repcalc('Cost scenario - input'!$CY123:$GK123,'Cost scenario - input'!$J123,'Cost scenario - input'!$H123,'Cost scenario - input'!$I123,20,TRUE,TRUE),\"\")","v":""},"","","","","","","","","","","","","","","","","","","",{"$f":"IFERROR(IF(OR(D138=\"\",'Cost scenario - input'!$G123=\"\"),\"\",D138/'Cost scenario - input'!$G123),\"\")","v":""},{"$f":"IFERROR(IF(OR(E138=\"\",'Cost scenario - input'!$G123=\"\"),\"\",E138/'Cost scenario - input'!$G123),\"\")","v":""},{"$f":"IFERROR(IF(OR(F138=\"\",'Cost scenario - input'!$G123=\"\"),\"\",F138/'Cost scenario - input'!$G123),\"\")","v":""},{"$f":"IFERROR(IF(OR(G138=\"\",'Cost scenario - input'!$G123=\"\"),\"\",G138/'Cost scenario - input'!$G123),\"\")","v":""},{"$f":"IFERROR(IF(OR(H138=\"\",'Cost scenario - input'!$G123=\"\"),\"\",H138/'Cost scenario - input'!$G123),\"\")","v":""},{"$f":"IFERROR(IF(OR(I138=\"\",'Cost scenario - input'!$G123=\"\"),\"\",I138/'Cost scenario - input'!$G123),\"\")","v":""},{"$f":"IFERROR(IF(OR(J138=\"\",'Cost scenario - input'!$G123=\"\"),\"\",J138/'Cost scenario - input'!$G123),\"\")","v":""},{"$f":"IFERROR(IF(OR(K138=\"\",'Cost scenario - input'!$G123=\"\"),\"\",K138/'Cost scenario - input'!$G123),\"\")","v":""},{"$f":"IFERROR(IF(OR(L138=\"\",'Cost scenario - input'!$G123=\"\"),\"\",L138/'Cost scenario - input'!$G123),\"\")","v":""},{"$f":"IFERROR(IF(OR(M138=\"\",'Cost scenario - input'!$G123=\"\"),\"\",M138/'Cost scenario - input'!$G123),\"\")","v":""},{"$f":"IFERROR(IF(OR(N138=\"\",'Cost scenario - input'!$G123=\"\"),\"\",N138/'Cost scenario - input'!$G123),\"\")","v":""},{"$f":"IFERROR(IF(OR(O138=\"\",'Cost scenario - input'!$G123=\"\"),\"\",O138/'Cost scenario - input'!$G123),\"\")","v":""},{"$f":"IFERROR(IF(OR(P138=\"\",'Cost scenario - input'!$G123=\"\"),\"\",P138/'Cost scenario - input'!$G123),\"\")","v":""},{"$f":"IFERROR(IF(OR(Q138=\"\",'Cost scenario - input'!$G123=\"\"),\"\",Q138/'Cost scenario - input'!$G123),\"\")","v":""},{"$f":"IFERROR(IF(OR(R138=\"\",'Cost scenario - input'!$G123=\"\"),\"\",R138/'Cost scenario - input'!$G123),\"\")","v":""},{"$f":"IFERROR(IF(OR(S138=\"\",'Cost scenario - input'!$G123=\"\"),\"\",S138/'Cost scenario - input'!$G123),\"\")","v":""},{"$f":"IFERROR(IF(OR(T138=\"\",'Cost scenario - input'!$G123=\"\"),\"\",T138/'Cost scenario - input'!$G123),\"\")","v":""},{"$f":"IFERROR(IF(OR(U138=\"\",'Cost scenario - input'!$G123=\"\"),\"\",U138/'Cost scenario - input'!$G123),\"\")","v":""},{"$f":"IFERROR(IF(OR(V138=\"\",'Cost scenario - input'!$G123=\"\"),\"\",V138/'Cost scenario - input'!$G123),\"\")","v":""},{"$f":"IFERROR(IF(OR(W138=\"\",'Cost scenario - input'!$G123=\"\"),\"\",W138/'Cost scenario - input'!$G123),\"\")","v":""}]
[{"$f":"IFERROR('Cost scenario - input'!A124,\"\")","v":""},{"$f":"IFERROR('Cost scenario - input'!B124,\"\")","v":""},{"$f":"IFERROR('Cost scenario - input'!C124,\"\")","v":""},{"$f":"IFERROR(repcalc('Cost scenario - input'!$CY124:$GK124,'Cost scenario - input'!$J124,'Cost scenario - input'!$H124,'Cost scenario - input'!$I124,20,TRUE,TRUE),\"\")","v":""},"","","","","","","","","","","","","","","","","","","",{"$f":"IFERROR(IF(OR(D139=\"\",'Cost scenario - input'!$G124=\"\"),\"\",D139/'Cost scenario - input'!$G124),\"\")","v":""},{"$f":"IFERROR(IF(OR(E139=\"\",'Cost scenario - input'!$G124=\"\"),\"\",E139/'Cost scenario - input'!$G124),\"\")","v":""},{"$f":"IFERROR(IF(OR(F139=\"\",'Cost scenario - input'!$G124=\"\"),\"\",F139/'Cost scenario - input'!$G124),\"\")","v":""},{"$f":"IFERROR(IF(OR(G139=\"\",'Cost scenario - input'!$G124=\"\"),\"\",G139/'Cost scenario - input'!$G124),\"\")","v":""},{"$f":"IFERROR(IF(OR(H139=\"\",'Cost scenario - input'!$G124=\"\"),\"\",H139/'Cost scenario - input'!$G124),\"\")","v":""},{"$f":"IFERROR(IF(OR(I139=\"\",'Cost scenario - input'!$G124=\"\"),\"\",I139/'Cost scenario - input'!$G124),\"\")","v":""},{"$f":"IFERROR(IF(OR(J139=\"\",'Cost scenario - input'!$G124=\"\"),\"\",J139/'Cost scenario - input'!$G124),\"\")","v":""},{"$f":"IFERROR(IF(OR(K139=\"\",'Cost scenario - input'!$G124=\"\"),\"\",K139/'Cost scenario - input'!$G124),\"\")","v":""},{"$f":"IFERROR(IF(OR(L139=\"\",'Cost scenario - input'!$G124=\"\"),\"\",L139/'Cost scenario - input'!$G124),\"\")","v":""},{"$f":"IFERROR(IF(OR(M139=\"\",'Cost scenario - input'!$G124=\"\"),\"\",M139/'Cost scenario - input'!$G124),\"\")","v":""},{"$f":"IFERROR(IF(OR(N139=\"\",'Cost scenario - input'!$G124=\"\"),\"\",N139/'Cost scenario - input'!$G124),\"\")","v":""},{"$f":"IFERROR(IF(OR(O139=\"\",'Cost scenario - input'!$G124=\"\"),\"\",O139/'Cost scenario - input'!$G124),\"\")","v":""},{"$f":"IFERROR(IF(OR(P139=\"\",'Cost scenario - input'!$G124=\"\"),\"\",P139/'Cost scenario - input'!$G124),\"\")","v":""},{"$f":"IFERROR(IF(OR(Q139=\"\",'Cost scenario - input'!$G124=\"\"),\"\",Q139/'Cost scenario - input'!$G124),\"\")","v":""},{"$f":"IFERROR(IF(OR(R139=\"\",'Cost scenario - input'!$G124=\"\"),\"\",R139/'Cost scenario - input'!$G124),\"\")","v":""},{"$f":"IFERROR(IF(OR(S139=\"\",'Cost scenario - input'!$G124=\"\"),\"\",S139/'Cost scenario - input'!$G124),\"\")","v":""},{"$f":"IFERROR(IF(OR(T139=\"\",'Cost scenario - input'!$G124=\"\"),\"\",T139/'Cost scenario - input'!$G124),\"\")","v":""},{"$f":"IFERROR(IF(OR(U139=\"\",'Cost scenario - input'!$G124=\"\"),\"\",U139/'Cost scenario - input'!$G124),\"\")","v":""},{"$f":"IFERROR(IF(OR(V139=\"\",'Cost scenario - input'!$G124=\"\"),\"\",V139/'Cost scenario - input'!$G124),\"\")","v":""},{"$f":"IFERROR(IF(OR(W139=\"\",'Cost scenario - input'!$G124=\"\"),\"\",W139/'Cost scenario - input'!$G124),\"\")","v":""}]
[{"$f":"IFERROR('Cost scenario - input'!A125,\"\")","v":""},{"$f":"IFERROR('Cost scenario - input'!B125,\"\")","v":""},{"$f":"IFERROR('Cost scenario - input'!C125,\"\")","v":""},{"$f":"IFERROR(repcalc('Cost scenario - input'!$CY125:$GK125,'Cost scenario - input'!$J125,'Cost scenario - input'!$H125,'Cost scenario - input'!$I125,20,TRUE,TRUE),\"\")","v":""},"","","","","","","","","","","","","","","","","","","",{"$f":"IFERROR(IF(OR(D140=\"\",'Cost scenario - input'!$G125=\"\"),\"\",D140/'Cost scenario - input'!$G125),\"\")","v":""},{"$f":"IFERROR(IF(OR(E140=\"\",'Cost scenario - input'!$G125=\"\"),\"\",E140/'Cost scenario - input'!$G125),\"\")","v":""},{"$f":"IFERROR(IF(OR(F140=\"\",'Cost scenario - input'!$G125=\"\"),\"\",F140/'Cost scenario - input'!$G125),\"\")","v":""},{"$f":"IFERROR(IF(OR(G140=\"\",'Cost scenario - input'!$G125=\"\"),\"\",G140/'Cost scenario - input'!$G125),\"\")","v":""},{"$f":"IFERROR(IF(OR(H140=\"\",'Cost scenario - input'!$G125=\"\"),\"\",H140/'Cost scenario - input'!$G125),\"\")","v":""},{"$f":"IFERROR(IF(OR(I140=\"\",'Cost scenario - input'!$G125=\"\"),\"\",I140/'Cost scenario - input'!$G125),\"\")","v":""},{"$f":"IFERROR(IF(OR(J140=\"\",'Cost scenario - input'!$G125=\"\"),\"\",J140/'Cost scenario - input'!$G125),\"\")","v":""},{"$f":"IFERROR(IF(OR(K140=\"\",'Cost scenario - input'!$G125=\"\"),\"\",K140/'Cost scenario - input'!$G125),\"\")","v":""},{"$f":"IFERROR(IF(OR(L140=\"\",'Cost scenario - input'!$G125=\"\"),\"\",L140/'Cost scenario - input'!$G125),\"\")","v":""},{"$f":"IFERROR(IF(OR(M140=\"\",'Cost scenario - input'!$G125=\"\"),\"\",M140/'Cost scenario - input'!$G125),\"\")","v":""},{"$f":"IFERROR(IF(OR(N140=\"\",'Cost scenario - input'!$G125=\"\"),\"\",N140/'Cost scenario - input'!$G125),\"\")","v":""},{"$f":"IFERROR(IF(OR(O140=\"\",'Cost scenario - input'!$G125=\"\"),\"\",O140/'Cost scenario - input'!$G125),\"\")","v":""},{"$f":"IFERROR(IF(OR(P140=\"\",'Cost scenario - input'!$G125=\"\"),\"\",P140/'Cost scenario - input'!$G125),\"\")","v":""},{"$f":"IFERROR(IF(OR(Q140=\"\",'Cost scenario - input'!$G125=\"\"),\"\",Q140/'Cost scenario - input'!$G125),\"\")","v":""},{"$f":"IFERROR(IF(OR(R140=\"\",'Cost scenario - input'!$G125=\"\"),\"\",R140/'Cost scenario - input'!$G125),\"\")","v":""},{"$f":"IFERROR(IF(OR(S140=\"\",'Cost scenario - input'!$G125=\"\"),\"\",S140/'Cost scenario - input'!$G125),\"\")","v":""},{"$f":"IFERROR(IF(OR(T140=\"\",'Cost scenario - input'!$G125=\"\"),\"\",T140/'Cost scenario - input'!$G125),\"\")","v":""},{"$f":"IFERROR(IF(OR(U140=\"\",'Cost scenario - input'!$G125=\"\"),\"\",U140/'Cost scenario - input'!$G125),\"\")","v":""},{"$f":"IFERROR(IF(OR(V140=\"\",'Cost scenario - input'!$G125=\"\"),\"\",V140/'Cost scenario - input'!$G125),\"\")","v":""},{"$f":"IFERROR(IF(OR(W140=\"\",'Cost scenario - input'!$G125=\"\"),\"\",W140/'Cost scenario - input'!$G125),\"\")","v":""}]
[{"$f":"IFERROR('Cost scenario - input'!A126,\"\")","v":""},{"$f":"IFERROR('Cost scenario - input'!B126,\"\")","v":""},{"$f":"IFERROR('Cost scenario - input'!C126,\"\")","v":""},{"$f":"IFERROR(repcalc('Cost scenario - input'!$CY126:$GK126,'Cost scenario - input'!$J126,'Cost scenario - input'!$H126,'Cost scenario - input'!$I126,20,TRUE,TRUE),\"\")","v":""},"","","","","","","","","","","","","","","","","","","",{"$f":"IFERROR(IF(OR(D141=\"\",'Cost scenario - input'!$G126=\"\"),\"\",D141/'Cost scenario - input'!$G126),\"\")","v":""},{"$f":"IFERROR(IF(OR(E141=\"\",'Cost scenario - input'!$G126=\"\"),\"\",E141/'Cost scenario - input'!$G126),\"\")","v":""},{"$f":"IFERROR(IF(OR(F141=\"\",'Cost scenario - input'!$G126=\"\"),\"\",F141/'Cost scenario - input'!$G126),\"\")","v":""},{"$f":"IFERROR(IF(OR(G141=\"\",'Cost scenario - input'!$G126=\"\"),\"\",G141/'Cost scenario - input'!$G126),\"\")","v":""},{"$f":"IFERROR(IF(OR(H141=\"\",'Cost scenario - input'!$G126=\"\"),\"\",H141/'Cost scenario - input'!$G126),\"\")","v":""},{"$f":"IFERROR(IF(OR(I141=\"\",'Cost scenario - input'!$G126=\"\"),\"\",I141/'Cost scenario - input'!$G126),\"\")","v":""},{"$f":"IFERROR(IF(OR(J141=\"\",'Cost scenario - input'!$G126=\"\"),\"\",J141/'Cost scenario - input'!$G126),\"\")","v":""},{"$f":"IFERROR(IF(OR(K141=\"\",'Cost scenario - input'!$G126=\"\"),\"\",K141/'Cost scenario - input'!$G126),\"\")","v":""},{"$f":"IFERROR(IF(OR(L141=\"\",'Cost scenario - input'!$G126=\"\"),\"\",L141/'Cost scenario - input'!$G126),\"\")","v":""},{"$f":"IFERROR(IF(OR(M141=\"\",'Cost scenario - input'!$G126=\"\"),\"\",M141/'Cost scenario - input'!$G126),\"\")","v":""},{"$f":"IFERROR(IF(OR(N141=\"\",'Cost scenario - input'!$G126=\"\"),\"\",N141/'Cost scenario - input'!$G126),\"\")","v":""},{"$f":"IFERROR(IF(OR(O141=\"\",'Cost scenario - input'!$G126=\"\"),\"\",O141/'Cost scenario - input'!$G126),\"\")","v":""},{"$f":"IFERROR(IF(OR(P141=\"\",'Cost scenario - input'!$G126=\"\"),\"\",P141/'Cost scenario - input'!$G126),\"\")","v":""},{"$f":"IFERROR(IF(OR(Q141=\"\",'Cost scenario - input'!$G126=\"\"),\"\",Q141/'Cost scenario - input'!$G126),\"\")","v":""},{"$f":"IFERROR(IF(OR(R141=\"\",'Cost scenario - input'!$G126=\"\"),\"\",R141/'Cost scenario - input'!$G126),\"\")","v":""},{"$f":"IFERROR(IF(OR(S141=\"\",'Cost scenario - input'!$G126=\"\"),\"\",S141/'Cost scenario - input'!$G126),\"\")","v":""},{"$f":"IFERROR(IF(OR(T141=\"\",'Cost scenario - input'!$G126=\"\"),\"\",T141/'Cost scenario - input'!$G126),\"\")","v":""},{"$f":"IFERROR(IF(OR(U141=\"\",'Cost scenario - input'!$G126=\"\"),\"\",U141/'Cost scenario - input'!$G126),\"\")","v":""},{"$f":"IFERROR(IF(OR(V141=\"\",'Cost scenario - input'!$G126=\"\"),\"\",V141/'Cost scenario - input'!$G126),\"\")","v":""},{"$f":"IFERROR(IF(OR(W141=\"\",'Cost scenario - input'!$G126=\"\"),\"\",W141/'Cost scenario - input'!$G126),\"\")","v":""}]
[{"$f":"IFERROR('Cost scenario - input'!A127,\"\")","v":""},{"$f":"IFERROR('Cost scenario - input'!B127,\"\")","v":""},{"$f":"IFERROR('Cost scenario - input'!C127,\"\")","v":""},{"$f":"IFERROR(repcalc('Cost scenario - input'!$CY127:$GK127,'Cost scenario - input'!$J127,'Cost scenario - input'!$H127,'Cost scenario - input'!$I127,20,TRUE,TRUE),\"\")","v":""},"","","","","","","","","","","","","","","","","","","",{"$f":"IFERROR(IF(OR(D142=\"\",'Cost scenario - input'!$G127=\"\"),\"\",D142/'Cost scenario - input'!$G127),\"\")","v":""},{"$f":"IFERROR(IF(OR(E142=\"\",'Cost scenario - input'!$G127=\"\"),\"\",E142/'Cost scenario - input'!$G127),\"\")","v":""},{"$f":"IFERROR(IF(OR(F142=\"\",'Cost scenario - input'!$G127=\"\"),\"\",F142/'Cost scenario - input'!$G127),\"\")","v":""},{"$f":"IFERROR(IF(OR(G142=\"\",'Cost scenario - input'!$G127=\"\"),\"\",G142/'Cost scenario - input'!$G127),\"\")","v":""},{"$f":"IFERROR(IF(OR(H142=\"\",'Cost scenario - input'!$G127=\"\"),\"\",H142/'Cost scenario - input'!$G127),\"\")","v":""},{"$f":"IFERROR(IF(OR(I142=\"\",'Cost scenario - input'!$G127=\"\"),\"\",I142/'Cost scenario - input'!$G127),\"\")","v":""},{"$f":"IFERROR(IF(OR(J142=\"\",'Cost scenario - input'!$G127=\"\"),\"\",J142/'Cost scenario - input'!$G127),\"\")","v":""},{"$f":"IFERROR(IF(OR(K142=\"\",'Cost scenario - input'!$G127=\"\"),\"\",K142/'Cost scenario - input'!$G127),\"\")","v":""},{"$f":"IFERROR(IF(OR(L142=\"\",'Cost scenario - input'!$G127=\"\"),\"\",L142/'Cost scenario - input'!$G127),\"\")","v":""},{"$f":"IFERROR(IF(OR(M142=\"\",'Cost scenario - input'!$G127=\"\"),\"\",M142/'Cost scenario - input'!$G127),\"\")","v":""},{"$f":"IFERROR(IF(OR(N142=\"\",'Cost scenario - input'!$G127=\"\"),\"\",N142/'Cost scenario - input'!$G127),\"\")","v":""},{"$f":"IFERROR(IF(OR(O142=\"\",'Cost scenario - input'!$G127=\"\"),\"\",O142/'Cost scenario - input'!$G127),\"\")","v":""},{"$f":"IFERROR(IF(OR(P142=\"\",'Cost scenario - input'!$G127=\"\"),\"\",P142/'Cost scenario - input'!$G127),\"\")","v":""},{"$f":"IFERROR(IF(OR(Q142=\"\",'Cost scenario - input'!$G127=\"\"),\"\",Q142/'Cost scenario - input'!$G127),\"\")","v":""},{"$f":"IFERROR(IF(OR(R142=\"\",'Cost scenario - input'!$G127=\"\"),\"\",R142/'Cost scenario - input'!$G127),\"\")","v":""},{"$f":"IFERROR(IF(OR(S142=\"\",'Cost scenario - input'!$G127=\"\"),\"\",S142/'Cost scenario - input'!$G127),\"\")","v":""},{"$f":"IFERROR(IF(OR(T142=\"\",'Cost scenario - input'!$G127=\"\"),\"\",T142/'Cost scenario - input'!$G127),\"\")","v":""},{"$f":"IFERROR(IF(OR(U142=\"\",'Cost scenario - input'!$G127=\"\"),\"\",U142/'Cost scenario - input'!$G127),\"\")","v":""},{"$f":"IFERROR(IF(OR(V142=\"\",'Cost scenario - input'!$G127=\"\"),\"\",V142/'Cost scenario - input'!$G127),\"\")","v":""},{"$f":"IFERROR(IF(OR(W142=\"\",'Cost scenario - input'!$G127=\"\"),\"\",W142/'Cost scenario - input'!$G127),\"\")","v":""}]
[{"$f":"IFERROR('Cost scenario - input'!A128,\"\")","v":""},{"$f":"IFERROR('Cost scenario - input'!B128,\"\")","v":""},{"$f":"IFERROR('Cost scenario - input'!C128,\"\")","v":""},{"$f":"IFERROR(repcalc('Cost scenario - input'!$CY128:$GK128,'Cost scenario - input'!$J128,'Cost scenario - input'!$H128,'Cost scenario - input'!$I128,20,TRUE,TRUE),\"\")","v":""},"","","","","","","","","","","","","","","","","","","",{"$f":"IFERROR(IF(OR(D143=\"\",'Cost scenario - input'!$G128=\"\"),\"\",D143/'Cost scenario - input'!$G128),\"\")","v":""},{"$f":"IFERROR(IF(OR(E143=\"\",'Cost scenario - input'!$G128=\"\"),\"\",E143/'Cost scenario - input'!$G128),\"\")","v":""},{"$f":"IFERROR(IF(OR(F143=\"\",'Cost scenario - input'!$G128=\"\"),\"\",F143/'Cost scenario - input'!$G128),\"\")","v":""},{"$f":"IFERROR(IF(OR(G143=\"\",'Cost scenario - input'!$G128=\"\"),\"\",G143/'Cost scenario - input'!$G128),\"\")","v":""},{"$f":"IFERROR(IF(OR(H143=\"\",'Cost scenario - input'!$G128=\"\"),\"\",H143/'Cost scenario - input'!$G128),\"\")","v":""},{"$f":"IFERROR(IF(OR(I143=\"\",'Cost scenario - input'!$G128=\"\"),\"\",I143/'Cost scenario - input'!$G128),\"\")","v":""},{"$f":"IFERROR(IF(OR(J143=\"\",'Cost scenario - input'!$G128=\"\"),\"\",J143/'Cost scenario - input'!$G128),\"\")","v":""},{"$f":"IFERROR(IF(OR(K143=\"\",'Cost scenario - input'!$G128=\"\"),\"\",K143/'Cost scenario - input'!$G128),\"\")","v":""},{"$f":"IFERROR(IF(OR(L143=\"\",'Cost scenario - input'!$G128=\"\"),\"\",L143/'Cost scenario - input'!$G128),\"\")","v":""},{"$f":"IFERROR(IF(OR(M143=\"\",'Cost scenario - input'!$G128=\"\"),\"\",M143/'Cost scenario - input'!$G128),\"\")","v":""},{"$f":"IFERROR(IF(OR(N143=\"\",'Cost scenario - input'!$G128=\"\"),\"\",N143/'Cost scenario - input'!$G128),\"\")","v":""},{"$f":"IFERROR(IF(OR(O143=\"\",'Cost scenario - input'!$G128=\"\"),\"\",O143/'Cost scenario - input'!$G128),\"\")","v":""},{"$f":"IFERROR(IF(OR(P143=\"\",'Cost scenario - input'!$G128=\"\"),\"\",P143/'Cost scenario - input'!$G128),\"\")","v":""},{"$f":"IFERROR(IF(OR(Q143=\"\",'Cost scenario - input'!$G128=\"\"),\"\",Q143/'Cost scenario - input'!$G128),\"\")","v":""},{"$f":"IFERROR(IF(OR(R143=\"\",'Cost scenario - input'!$G128=\"\"),\"\",R143/'Cost scenario - input'!$G128),\"\")","v":""},{"$f":"IFERROR(IF(OR(S143=\"\",'Cost scenario - input'!$G128=\"\"),\"\",S143/'Cost scenario - input'!$G128),\"\")","v":""},{"$f":"IFERROR(IF(OR(T143=\"\",'Cost scenario - input'!$G128=\"\"),\"\",T143/'Cost scenario - input'!$G128),\"\")","v":""},{"$f":"IFERROR(IF(OR(U143=\"\",'Cost scenario - input'!$G128=\"\"),\"\",U143/'Cost scenario - input'!$G128),\"\")","v":""},{"$f":"IFERROR(IF(OR(V143=\"\",'Cost scenario - input'!$G128=\"\"),\"\",V143/'Cost scenario - input'!$G128),\"\")","v":""},{"$f":"IFERROR(IF(OR(W143=\"\",'Cost scenario - input'!$G128=\"\"),\"\",W143/'Cost scenario - input'!$G128),\"\")","v":""}]
[{"$f":"IFERROR('Cost scenario - input'!A129,\"\")","v":""},{"$f":"IFERROR('Cost scenario - input'!B129,\"\")","v":""},{"$f":"IFERROR('Cost scenario - input'!C129,\"\")","v":""},{"$f":"IFERROR(repcalc('Cost scenario - input'!$CY129:$GK129,'Cost scenario - input'!$J129,'Cost scenario - input'!$H129,'Cost scenario - input'!$I129,20,TRUE,TRUE),\"\")","v":""},"","","","","","","","","","","","","","","","","","","",{"$f":"IFERROR(IF(OR(D144=\"\",'Cost scenario - input'!$G129=\"\"),\"\",D144/'Cost scenario - input'!$G129),\"\")","v":""},{"$f":"IFERROR(IF(OR(E144=\"\",'Cost scenario - input'!$G129=\"\"),\"\",E144/'Cost scenario - input'!$G129),\"\")","v":""},{"$f":"IFERROR(IF(OR(F144=\"\",'Cost scenario - input'!$G129=\"\"),\"\",F144/'Cost scenario - input'!$G129),\"\")","v":""},{"$f":"IFERROR(IF(OR(G144=\"\",'Cost scenario - input'!$G129=\"\"),\"\",G144/'Cost scenario - input'!$G129),\"\")","v":""},{"$f":"IFERROR(IF(OR(H144=\"\",'Cost scenario - input'!$G129=\"\"),\"\",H144/'Cost scenario - input'!$G129),\"\")","v":""},{"$f":"IFERROR(IF(OR(I144=\"\",'Cost scenario - input'!$G129=\"\"),\"\",I144/'Cost scenario - input'!$G129),\"\")","v":""},{"$f":"IFERROR(IF(OR(J144=\"\",'Cost scenario - input'!$G129=\"\"),\"\",J144/'Cost scenario - input'!$G129),\"\")","v":""},{"$f":"IFERROR(IF(OR(K144=\"\",'Cost scenario - input'!$G129=\"\"),\"\",K144/'Cost scenario - input'!$G129),\"\")","v":""},{"$f":"IFERROR(IF(OR(L144=\"\",'Cost scenario - input'!$G129=\"\"),\"\",L144/'Cost scenario - input'!$G129),\"\")","v":""},{"$f":"IFERROR(IF(OR(M144=\"\",'Cost scenario - input'!$G129=\"\"),\"\",M144/'Cost scenario - input'!$G129),\"\")","v":""},{"$f":"IFERROR(IF(OR(N144=\"\",'Cost scenario - input'!$G129=\"\"),\"\",N144/'Cost scenario - input'!$G129),\"\")","v":""},{"$f":"IFERROR(IF(OR(O144=\"\",'Cost scenario - input'!$G129=\"\"),\"\",O144/'Cost scenario - input'!$G129),\"\")","v":""},{"$f":"IFERROR(IF(OR(P144=\"\",'Cost scenario - input'!$G129=\"\"),\"\",P144/'Cost scenario - input'!$G129),\"\")","v":""},{"$f":"IFERROR(IF(OR(Q144=\"\",'Cost scenario - input'!$G129=\"\"),\"\",Q144/'Cost scenario - input'!$G129),\"\")","v":""},{"$f":"IFERROR(IF(OR(R144=\"\",'Cost scenario - input'!$G129=\"\"),\"\",R144/'Cost scenario - input'!$G129),\"\")","v":""},{"$f":"IFERROR(IF(OR(S144=\"\",'Cost scenario - input'!$G129=\"\"),\"\",S144/'Cost scenario - input'!$G129),\"\")","v":""},{"$f":"IFERROR(IF(OR(T144=\"\",'Cost scenario - input'!$G129=\"\"),\"\",T144/'Cost scenario - input'!$G129),\"\")","v":""},{"$f":"IFERROR(IF(OR(U144=\"\",'Cost scenario - input'!$G129=\"\"),\"\",U144/'Cost scenario - input'!$G129),\"\")","v":""},{"$f":"IFERROR(IF(OR(V144=\"\",'Cost scenario - input'!$G129=\"\"),\"\",V144/'Cost scenario - input'!$G129),\"\")","v":""},{"$f":"IFERROR(IF(OR(W144=\"\",'Cost scenario - input'!$G129=\"\"),\"\",W144/'Cost scenario - input'!$G129),\"\")","v":""}]
[{"$f":"IFERROR('Cost scenario - input'!A130,\"\")","v":""},{"$f":"IFERROR('Cost scenario - input'!B130,\"\")","v":""},{"$f":"IFERROR('Cost scenario - input'!C130,\"\")","v":""},{"$f":"IFERROR(repcalc('Cost scenario - input'!$CY130:$GK130,'Cost scenario - input'!$J130,'Cost scenario - input'!$H130,'Cost scenario - input'!$I130,20,TRUE,TRUE),\"\")","v":""},"","","","","","","","","","","","","","","","","","","",{"$f":"IFERROR(IF(OR(D145=\"\",'Cost scenario - input'!$G130=\"\"),\"\",D145/'Cost scenario - input'!$G130),\"\")","v":""},{"$f":"IFERROR(IF(OR(E145=\"\",'Cost scenario - input'!$G130=\"\"),\"\",E145/'Cost scenario - input'!$G130),\"\")","v":""},{"$f":"IFERROR(IF(OR(F145=\"\",'Cost scenario - input'!$G130=\"\"),\"\",F145/'Cost scenario - input'!$G130),\"\")","v":""},{"$f":"IFERROR(IF(OR(G145=\"\",'Cost scenario - input'!$G130=\"\"),\"\",G145/'Cost scenario - input'!$G130),\"\")","v":""},{"$f":"IFERROR(IF(OR(H145=\"\",'Cost scenario - input'!$G130=\"\"),\"\",H145/'Cost scenario - input'!$G130),\"\")","v":""},{"$f":"IFERROR(IF(OR(I145=\"\",'Cost scenario - input'!$G130=\"\"),\"\",I145/'Cost scenario - input'!$G130),\"\")","v":""},{"$f":"IFERROR(IF(OR(J145=\"\",'Cost scenario - input'!$G130=\"\"),\"\",J145/'Cost scenario - input'!$G130),\"\")","v":""},{"$f":"IFERROR(IF(OR(K145=\"\",'Cost scenario - input'!$G130=\"\"),\"\",K145/'Cost scenario - input'!$G130),\"\")","v":""},{"$f":"IFERROR(IF(OR(L145=\"\",'Cost scenario - input'!$G130=\"\"),\"\",L145/'Cost scenario - input'!$G130),\"\")","v":""},{"$f":"IFERROR(IF(OR(M145=\"\",'Cost scenario - input'!$G130=\"\"),\"\",M145/'Cost scenario - input'!$G130),\"\")","v":""},{"$f":"IFERROR(IF(OR(N145=\"\",'Cost scenario - input'!$G130=\"\"),\"\",N145/'Cost scenario - input'!$G130),\"\")","v":""},{"$f":"IFERROR(IF(OR(O145=\"\",'Cost scenario - input'!$G130=\"\"),\"\",O145/'Cost scenario - input'!$G130),\"\")","v":""},{"$f":"IFERROR(IF(OR(P145=\"\",'Cost scenario - input'!$G130=\"\"),\"\",P145/'Cost scenario - input'!$G130),\"\")","v":""},{"$f":"IFERROR(IF(OR(Q145=\"\",'Cost scenario - input'!$G130=\"\"),\"\",Q145/'Cost scenario - input'!$G130),\"\")","v":""},{"$f":"IFERROR(IF(OR(R145=\"\",'Cost scenario - input'!$G130=\"\"),\"\",R145/'Cost scenario - input'!$G130),\"\")","v":""},{"$f":"IFERROR(IF(OR(S145=\"\",'Cost scenario - input'!$G130=\"\"),\"\",S145/'Cost scenario - input'!$G130),\"\")","v":""},{"$f":"IFERROR(IF(OR(T145=\"\",'Cost scenario - input'!$G130=\"\"),\"\",T145/'Cost scenario - input'!$G130),\"\")","v":""},{"$f":"IFERROR(IF(OR(U145=\"\",'Cost scenario - input'!$G130=\"\"),\"\",U145/'Cost scenario - input'!$G130),\"\")","v":""},{"$f":"IFERROR(IF(OR(V145=\"\",'Cost scenario - input'!$G130=\"\"),\"\",V145/'Cost scenario - input'!$G130),\"\")","v":""},{"$f":"IFERROR(IF(OR(W145=\"\",'Cost scenario - input'!$G130=\"\"),\"\",W145/'Cost scenario - input'!$G130),\"\")","v":""}]
[{"$f":"IFERROR('Cost scenario - input'!A131,\"\")","v":""},{"$f":"IFERROR('Cost scenario - input'!B131,\"\")","v":""},{"$f":"IFERROR('Cost scenario - input'!C131,\"\")","v":""},{"$f":"IFERROR(repcalc('Cost scenario - input'!$CY131:$GK131,'Cost scenario - input'!$J131,'Cost scenario - input'!$H131,'Cost scenario - input'!$I131,20,TRUE,TRUE),\"\")","v":""},"","","","","","","","","","","","","","","","","","","",{"$f":"IFERROR(IF(OR(D146=\"\",'Cost scenario - input'!$G131=\"\"),\"\",D146/'Cost scenario - input'!$G131),\"\")","v":""},{"$f":"IFERROR(IF(OR(E146=\"\",'Cost scenario - input'!$G131=\"\"),\"\",E146/'Cost scenario - input'!$G131),\"\")","v":""},{"$f":"IFERROR(IF(OR(F146=\"\",'Cost scenario - input'!$G131=\"\"),\"\",F146/'Cost scenario - input'!$G131),\"\")","v":""},{"$f":"IFERROR(IF(OR(G146=\"\",'Cost scenario - input'!$G131=\"\"),\"\",G146/'Cost scenario - input'!$G131),\"\")","v":""},{"$f":"IFERROR(IF(OR(H146=\"\",'Cost scenario - input'!$G131=\"\"),\"\",H146/'Cost scenario - input'!$G131),\"\")","v":""},{"$f":"IFERROR(IF(OR(I146=\"\",'Cost scenario - input'!$G131=\"\"),\"\",I146/'Cost scenario - input'!$G131),\"\")","v":""},{"$f":"IFERROR(IF(OR(J146=\"\",'Cost scenario - input'!$G131=\"\"),\"\",J146/'Cost scenario - input'!$G131),\"\")","v":""},{"$f":"IFERROR(IF(OR(K146=\"\",'Cost scenario - input'!$G131=\"\"),\"\",K146/'Cost scenario - input'!$G131),\"\")","v":""},{"$f":"IFERROR(IF(OR(L146=\"\",'Cost scenario - input'!$G131=\"\"),\"\",L146/'Cost scenario - input'!$G131),\"\")","v":""},{"$f":"IFERROR(IF(OR(M146=\"\",'Cost scenario - input'!$G131=\"\"),\"\",M146/'Cost scenario - input'!$G131),\"\")","v":""},{"$f":"IFERROR(IF(OR(N146=\"\",'Cost scenario - input'!$G131=\"\"),\"\",N146/'Cost scenario - input'!$G131),\"\")","v":""},{"$f":"IFERROR(IF(OR(O146=\"\",'Cost scenario - input'!$G131=\"\"),\"\",O146/'Cost scenario - input'!$G131),\"\")","v":""},{"$f":"IFERROR(IF(OR(P146=\"\",'Cost scenario - input'!$G131=\"\"),\"\",P146/'Cost scenario - input'!$G131),\"\")","v":""},{"$f":"IFERROR(IF(OR(Q146=\"\",'Cost scenario - input'!$G131=\"\"),\"\",Q146/'Cost scenario - input'!$G131),\"\")","v":""},{"$f":"IFERROR(IF(OR(R146=\"\",'Cost scenario - input'!$G131=\"\"),\"\",R146/'Cost scenario - input'!$G131),\"\")","v":""},{"$f":"IFERROR(IF(OR(S146=\"\",'Cost scenario - input'!$G131=\"\"),\"\",S146/'Cost scenario - input'!$G131),\"\")","v":""},{"$f":"IFERROR(IF(OR(T146=\"\",'Cost scenario - input'!$G131=\"\"),\"\",T146/'Cost scenario - input'!$G131),\"\")","v":""},{"$f":"IFERROR(IF(OR(U146=\"\",'Cost scenario - input'!$G131=\"\"),\"\",U146/'Cost scenario - input'!$G131),\"\")","v":""},{"$f":"IFERROR(IF(OR(V146=\"\",'Cost scenario - input'!$G131=\"\"),\"\",V146/'Cost scenario - input'!$G131),\"\")","v":""},{"$f":"IFERROR(IF(OR(W146=\"\",'Cost scenario - input'!$G131=\"\"),\"\",W146/'Cost scenario - input'!$G131),\"\")","v":""}]
[{"$f":"IFERROR('Cost scenario - input'!A132,\"\")","v":""},{"$f":"IFERROR('Cost scenario - input'!B132,\"\")","v":""},{"$f":"IFERROR('Cost scenario - input'!C132,\"\")","v":""},{"$f":"IFERROR(repcalc('Cost scenario - input'!$CY132:$GK132,'Cost scenario - input'!$J132,'Cost scenario - input'!$H132,'Cost scenario - input'!$I132,20,TRUE,TRUE),\"\")","v":""},"","","","","","","","","","","","","","","","","","","",{"$f":"IFERROR(IF(OR(D147=\"\",'Cost scenario - input'!$G132=\"\"),\"\",D147/'Cost scenario - input'!$G132),\"\")","v":""},{"$f":"IFERROR(IF(OR(E147=\"\",'Cost scenario - input'!$G132=\"\"),\"\",E147/'Cost scenario - input'!$G132),\"\")","v":""},{"$f":"IFERROR(IF(OR(F147=\"\",'Cost scenario - input'!$G132=\"\"),\"\",F147/'Cost scenario - input'!$G132),\"\")","v":""},{"$f":"IFERROR(IF(OR(G147=\"\",'Cost scenario - input'!$G132=\"\"),\"\",G147/'Cost scenario - input'!$G132),\"\")","v":""},{"$f":"IFERROR(IF(OR(H147=\"\",'Cost scenario - input'!$G132=\"\"),\"\",H147/'Cost scenario - input'!$G132),\"\")","v":""},{"$f":"IFERROR(IF(OR(I147=\"\",'Cost scenario - input'!$G132=\"\"),\"\",I147/'Cost scenario - input'!$G132),\"\")","v":""},{"$f":"IFERROR(IF(OR(J147=\"\",'Cost scenario - input'!$G132=\"\"),\"\",J147/'Cost scenario - input'!$G132),\"\")","v":""},{"$f":"IFERROR(IF(OR(K147=\"\",'Cost scenario - input'!$G132=\"\"),\"\",K147/'Cost scenario - input'!$G132),\"\")","v":""},{"$f":"IFERROR(IF(OR(L147=\"\",'Cost scenario - input'!$G132=\"\"),\"\",L147/'Cost scenario - input'!$G132),\"\")","v":""},{"$f":"IFERROR(IF(OR(M147=\"\",'Cost scenario - input'!$G132=\"\"),\"\",M147/'Cost scenario - input'!$G132),\"\")","v":""},{"$f":"IFERROR(IF(OR(N147=\"\",'Cost scenario - input'!$G132=\"\"),\"\",N147/'Cost scenario - input'!$G132),\"\")","v":""},{"$f":"IFERROR(IF(OR(O147=\"\",'Cost scenario - input'!$G132=\"\"),\"\",O147/'Cost scenario - input'!$G132),\"\")","v":""},{"$f":"IFERROR(IF(OR(P147=\"\",'Cost scenario - input'!$G132=\"\"),\"\",P147/'Cost scenario - input'!$G132),\"\")","v":""},{"$f":"IFERROR(IF(OR(Q147=\"\",'Cost scenario - input'!$G132=\"\"),\"\",Q147/'Cost scenario - input'!$G132),\"\")","v":""},{"$f":"IFERROR(IF(OR(R147=\"\",'Cost scenario - input'!$G132=\"\"),\"\",R147/'Cost scenario - input'!$G132),\"\")","v":""},{"$f":"IFERROR(IF(OR(S147=\"\",'Cost scenario - input'!$G132=\"\"),\"\",S147/'Cost scenario - input'!$G132),\"\")","v":""},{"$f":"IFERROR(IF(OR(T147=\"\",'Cost scenario - input'!$G132=\"\"),\"\",T147/'Cost scenario - input'!$G132),\"\")","v":""},{"$f":"IFERROR(IF(OR(U147=\"\",'Cost scenario - input'!$G132=\"\"),\"\",U147/'Cost scenario - input'!$G132),\"\")","v":""},{"$f":"IFERROR(IF(OR(V147=\"\",'Cost scenario - input'!$G132=\"\"),\"\",V147/'Cost scenario - input'!$G132),\"\")","v":""},{"$f":"IFERROR(IF(OR(W147=\"\",'Cost scenario - input'!$G132=\"\"),\"\",W147/'Cost scenario - input'!$G132),\"\")","v":""}]
[{"$f":"IFERROR('Cost scenario - input'!A133,\"\")","v":""},{"$f":"IFERROR('Cost scenario - input'!B133,\"\")","v":""},{"$f":"IFERROR('Cost scenario - input'!C133,\"\")","v":""},{"$f":"IFERROR(repcalc('Cost scenario - input'!$CY133:$GK133,'Cost scenario - input'!$J133,'Cost scenario - input'!$H133,'Cost scenario - input'!$I133,20,TRUE,TRUE),\"\")","v":""},"","","","","","","","","","","","","","","","","","","",{"$f":"IFERROR(IF(OR(D148=\"\",'Cost scenario - input'!$G133=\"\"),\"\",D148/'Cost scenario - input'!$G133),\"\")","v":""},{"$f":"IFERROR(IF(OR(E148=\"\",'Cost scenario - input'!$G133=\"\"),\"\",E148/'Cost scenario - input'!$G133),\"\")","v":""},{"$f":"IFERROR(IF(OR(F148=\"\",'Cost scenario - input'!$G133=\"\"),\"\",F148/'Cost scenario - input'!$G133),\"\")","v":""},{"$f":"IFERROR(IF(OR(G148=\"\",'Cost scenario - input'!$G133=\"\"),\"\",G148/'Cost scenario - input'!$G133),\"\")","v":""},{"$f":"IFERROR(IF(OR(H148=\"\",'Cost scenario - input'!$G133=\"\"),\"\",H148/'Cost scenario - input'!$G133),\"\")","v":""},{"$f":"IFERROR(IF(OR(I148=\"\",'Cost scenario - input'!$G133=\"\"),\"\",I148/'Cost scenario - input'!$G133),\"\")","v":""},{"$f":"IFERROR(IF(OR(J148=\"\",'Cost scenario - input'!$G133=\"\"),\"\",J148/'Cost scenario - input'!$G133),\"\")","v":""},{"$f":"IFERROR(IF(OR(K148=\"\",'Cost scenario - input'!$G133=\"\"),\"\",K148/'Cost scenario - input'!$G133),\"\")","v":""},{"$f":"IFERROR(IF(OR(L148=\"\",'Cost scenario - input'!$G133=\"\"),\"\",L148/'Cost scenario - input'!$G133),\"\")","v":""},{"$f":"IFERROR(IF(OR(M148=\"\",'Cost scenario - input'!$G133=\"\"),\"\",M148/'Cost scenario - input'!$G133),\"\")","v":""},{"$f":"IFERROR(IF(OR(N148=\"\",'Cost scenario - input'!$G133=\"\"),\"\",N148/'Cost scenario - input'!$G133),\"\")","v":""},{"$f":"IFERROR(IF(OR(O148=\"\",'Cost scenario - input'!$G133=\"\"),\"\",O148/'Cost scenario - input'!$G133),\"\")","v":""},{"$f":"IFERROR(IF(OR(P148=\"\",'Cost scenario - input'!$G133=\"\"),\"\",P148/'Cost scenario - input'!$G133),\"\")","v":""},{"$f":"IFERROR(IF(OR(Q148=\"\",'Cost scenario - input'!$G133=\"\"),\"\",Q148/'Cost scenario - input'!$G133),\"\")","v":""},{"$f":"IFERROR(IF(OR(R148=\"\",'Cost scenario - input'!$G133=\"\"),\"\",R148/'Cost scenario - input'!$G133),\"\")","v":""},{"$f":"IFERROR(IF(OR(S148=\"\",'Cost scenario - input'!$G133=\"\"),\"\",S148/'Cost scenario - input'!$G133),\"\")","v":""},{"$f":"IFERROR(IF(OR(T148=\"\",'Cost scenario - input'!$G133=\"\"),\"\",T148/'Cost scenario - input'!$G133),\"\")","v":""},{"$f":"IFERROR(IF(OR(U148=\"\",'Cost scenario - input'!$G133=\"\"),\"\",U148/'Cost scenario - input'!$G133),\"\")","v":""},{"$f":"IFERROR(IF(OR(V148=\"\",'Cost scenario - input'!$G133=\"\"),\"\",V148/'Cost scenario - input'!$G133),\"\")","v":""},{"$f":"IFERROR(IF(OR(W148=\"\",'Cost scenario - input'!$G133=\"\"),\"\",W148/'Cost scenario - input'!$G133),\"\")","v":""}]
[{"$f":"IFERROR('Cost scenario - input'!A134,\"\")","v":""},{"$f":"IFERROR('Cost scenario - input'!B134,\"\")","v":""},{"$f":"IFERROR('Cost scenario - input'!C134,\"\")","v":""},{"$f":"IFERROR(repcalc('Cost scenario - input'!$CY134:$GK134,'Cost scenario - input'!$J134,'Cost scenario - input'!$H134,'Cost scenario - input'!$I134,20,TRUE,TRUE),\"\")","v":""},"","","","","","","","","","","","","","","","","","","",{"$f":"IFERROR(IF(OR(D149=\"\",'Cost scenario - input'!$G134=\"\"),\"\",D149/'Cost scenario - input'!$G134),\"\")","v":""},{"$f":"IFERROR(IF(OR(E149=\"\",'Cost scenario - input'!$G134=\"\"),\"\",E149/'Cost scenario - input'!$G134),\"\")","v":""},{"$f":"IFERROR(IF(OR(F149=\"\",'Cost scenario - input'!$G134=\"\"),\"\",F149/'Cost scenario - input'!$G134),\"\")","v":""},{"$f":"IFERROR(IF(OR(G149=\"\",'Cost scenario - input'!$G134=\"\"),\"\",G149/'Cost scenario - input'!$G134),\"\")","v":""},{"$f":"IFERROR(IF(OR(H149=\"\",'Cost scenario - input'!$G134=\"\"),\"\",H149/'Cost scenario - input'!$G134),\"\")","v":""},{"$f":"IFERROR(IF(OR(I149=\"\",'Cost scenario - input'!$G134=\"\"),\"\",I149/'Cost scenario - input'!$G134),\"\")","v":""},{"$f":"IFERROR(IF(OR(J149=\"\",'Cost scenario - input'!$G134=\"\"),\"\",J149/'Cost scenario - input'!$G134),\"\")","v":""},{"$f":"IFERROR(IF(OR(K149=\"\",'Cost scenario - input'!$G134=\"\"),\"\",K149/'Cost scenario - input'!$G134),\"\")","v":""},{"$f":"IFERROR(IF(OR(L149=\"\",'Cost scenario - input'!$G134=\"\"),\"\",L149/'Cost scenario - input'!$G134),\"\")","v":""},{"$f":"IFERROR(IF(OR(M149=\"\",'Cost scenario - input'!$G134=\"\"),\"\",M149/'Cost scenario - input'!$G134),\"\")","v":""},{"$f":"IFERROR(IF(OR(N149=\"\",'Cost scenario - input'!$G134=\"\"),\"\",N149/'Cost scenario - input'!$G134),\"\")","v":""},{"$f":"IFERROR(IF(OR(O149=\"\",'Cost scenario - input'!$G134=\"\"),\"\",O149/'Cost scenario - input'!$G134),\"\")","v":""},{"$f":"IFERROR(IF(OR(P149=\"\",'Cost scenario - input'!$G134=\"\"),\"\",P149/'Cost scenario - input'!$G134),\"\")","v":""},{"$f":"IFERROR(IF(OR(Q149=\"\",'Cost scenario - input'!$G134=\"\"),\"\",Q149/'Cost scenario - input'!$G134),\"\")","v":""},{"$f":"IFERROR(IF(OR(R149=\"\",'Cost scenario - input'!$G134=\"\"),\"\",R149/'Cost scenario - input'!$G134),\"\")","v":""},{"$f":"IFERROR(IF(OR(S149=\"\",'Cost scenario - input'!$G134=\"\"),\"\",S149/'Cost scenario - input'!$G134),\"\")","v":""},{"$f":"IFERROR(IF(OR(T149=\"\",'Cost scenario - input'!$G134=\"\"),\"\",T149/'Cost scenario - input'!$G134),\"\")","v":""},{"$f":"IFERROR(IF(OR(U149=\"\",'Cost scenario - input'!$G134=\"\"),\"\",U149/'Cost scenario - input'!$G134),\"\")","v":""},{"$f":"IFERROR(IF(OR(V149=\"\",'Cost scenario - input'!$G134=\"\"),\"\",V149/'Cost scenario - input'!$G134),\"\")","v":""},{"$f":"IFERROR(IF(OR(W149=\"\",'Cost scenario - input'!$G134=\"\"),\"\",W149/'Cost scenario - input'!$G134),\"\")","v":""}]
[{"$f":"IFERROR('Cost scenario - input'!A135,\"\")","v":""},{"$f":"IFERROR('Cost scenario - input'!B135,\"\")","v":""},{"$f":"IFERROR('Cost scenario - input'!C135,\"\")","v":""},{"$f":"IFERROR(repcalc('Cost scenario - input'!$CY135:$GK135,'Cost scenario - input'!$J135,'Cost scenario - input'!$H135,'Cost scenario - input'!$I135,20,TRUE,TRUE),\"\")","v":""},"","","","","","","","","","","","","","","","","","","",{"$f":"IFERROR(IF(OR(D150=\"\",'Cost scenario - input'!$G135=\"\"),\"\",D150/'Cost scenario - input'!$G135),\"\")","v":""},{"$f":"IFERROR(IF(OR(E150=\"\",'Cost scenario - input'!$G135=\"\"),\"\",E150/'Cost scenario - input'!$G135),\"\")","v":""},{"$f":"IFERROR(IF(OR(F150=\"\",'Cost scenario - input'!$G135=\"\"),\"\",F150/'Cost scenario - input'!$G135),\"\")","v":""},{"$f":"IFERROR(IF(OR(G150=\"\",'Cost scenario - input'!$G135=\"\"),\"\",G150/'Cost scenario - input'!$G135),\"\")","v":""},{"$f":"IFERROR(IF(OR(H150=\"\",'Cost scenario - input'!$G135=\"\"),\"\",H150/'Cost scenario - input'!$G135),\"\")","v":""},{"$f":"IFERROR(IF(OR(I150=\"\",'Cost scenario - input'!$G135=\"\"),\"\",I150/'Cost scenario - input'!$G135),\"\")","v":""},{"$f":"IFERROR(IF(OR(J150=\"\",'Cost scenario - input'!$G135=\"\"),\"\",J150/'Cost scenario - input'!$G135),\"\")","v":""},{"$f":"IFERROR(IF(OR(K150=\"\",'Cost scenario - input'!$G135=\"\"),\"\",K150/'Cost scenario - input'!$G135),\"\")","v":""},{"$f":"IFERROR(IF(OR(L150=\"\",'Cost scenario - input'!$G135=\"\"),\"\",L150/'Cost scenario - input'!$G135),\"\")","v":""},{"$f":"IFERROR(IF(OR(M150=\"\",'Cost scenario - input'!$G135=\"\"),\"\",M150/'Cost scenario - input'!$G135),\"\")","v":""},{"$f":"IFERROR(IF(OR(N150=\"\",'Cost scenario - input'!$G135=\"\"),\"\",N150/'Cost scenario - input'!$G135),\"\")","v":""},{"$f":"IFERROR(IF(OR(O150=\"\",'Cost scenario - input'!$G135=\"\"),\"\",O150/'Cost scenario - input'!$G135),\"\")","v":""},{"$f":"IFERROR(IF(OR(P150=\"\",'Cost scenario - input'!$G135=\"\"),\"\",P150/'Cost scenario - input'!$G135),\"\")","v":""},{"$f":"IFERROR(IF(OR(Q150=\"\",'Cost scenario - input'!$G135=\"\"),\"\",Q150/'Cost scenario - input'!$G135),\"\")","v":""},{"$f":"IFERROR(IF(OR(R150=\"\",'Cost scenario - input'!$G135=\"\"),\"\",R150/'Cost scenario - input'!$G135),\"\")","v":""},{"$f":"IFERROR(IF(OR(S150=\"\",'Cost scenario - input'!$G135=\"\"),\"\",S150/'Cost scenario - input'!$G135),\"\")","v":""},{"$f":"IFERROR(IF(OR(T150=\"\",'Cost scenario - input'!$G135=\"\"),\"\",T150/'Cost scenario - input'!$G135),\"\")","v":""},{"$f":"IFERROR(IF(OR(U150=\"\",'Cost scenario - input'!$G135=\"\"),\"\",U150/'Cost scenario - input'!$G135),\"\")","v":""},{"$f":"IFERROR(IF(OR(V150=\"\",'Cost scenario - input'!$G135=\"\"),\"\",V150/'Cost scenario - input'!$G135),\"\")","v":""},{"$f":"IFERROR(IF(OR(W150=\"\",'Cost scenario - input'!$G135=\"\"),\"\",W150/'Cost scenario - input'!$G135),\"\")","v":""}]
[{"$f":"IFERROR('Cost scenario - input'!A136,\"\")","v":""},{"$f":"IFERROR('Cost scenario - input'!B136,\"\")","v":""},{"$f":"IFERROR('Cost scenario - input'!C136,\"\")","v":""},{"$f":"IFERROR(repcalc('Cost scenario - input'!$CY136:$GK136,'Cost scenario - input'!$J136,'Cost scenario - input'!$H136,'Cost scenario - input'!$I136,20,TRUE,TRUE),\"\")","v":""},"","","","","","","","","","","","","","","","","","","",{"$f":"IFERROR(IF(OR(D151=\"\",'Cost scenario - input'!$G136=\"\"),\"\",D151/'Cost scenario - input'!$G136),\"\")","v":""},{"$f":"IFERROR(IF(OR(E151=\"\",'Cost scenario - input'!$G136=\"\"),\"\",E151/'Cost scenario - input'!$G136),\"\")","v":""},{"$f":"IFERROR(IF(OR(F151=\"\",'Cost scenario - input'!$G136=\"\"),\"\",F151/'Cost scenario - input'!$G136),\"\")","v":""},{"$f":"IFERROR(IF(OR(G151=\"\",'Cost scenario - input'!$G136=\"\"),\"\",G151/'Cost scenario - input'!$G136),\"\")","v":""},{"$f":"IFERROR(IF(OR(H151=\"\",'Cost scenario - input'!$G136=\"\"),\"\",H151/'Cost scenario - input'!$G136),\"\")","v":""},{"$f":"IFERROR(IF(OR(I151=\"\",'Cost scenario - input'!$G136=\"\"),\"\",I151/'Cost scenario - input'!$G136),\"\")","v":""},{"$f":"IFERROR(IF(OR(J151=\"\",'Cost scenario - input'!$G136=\"\"),\"\",J151/'Cost scenario - input'!$G136),\"\")","v":""},{"$f":"IFERROR(IF(OR(K151=\"\",'Cost scenario - input'!$G136=\"\"),\"\",K151/'Cost scenario - input'!$G136),\"\")","v":""},{"$f":"IFERROR(IF(OR(L151=\"\",'Cost scenario - input'!$G136=\"\"),\"\",L151/'Cost scenario - input'!$G136),\"\")","v":""},{"$f":"IFERROR(IF(OR(M151=\"\",'Cost scenario - input'!$G136=\"\"),\"\",M151/'Cost scenario - input'!$G136),\"\")","v":""},{"$f":"IFERROR(IF(OR(N151=\"\",'Cost scenario - input'!$G136=\"\"),\"\",N151/'Cost scenario - input'!$G136),\"\")","v":""},{"$f":"IFERROR(IF(OR(O151=\"\",'Cost scenario - input'!$G136=\"\"),\"\",O151/'Cost scenario - input'!$G136),\"\")","v":""},{"$f":"IFERROR(IF(OR(P151=\"\",'Cost scenario - input'!$G136=\"\"),\"\",P151/'Cost scenario - input'!$G136),\"\")","v":""},{"$f":"IFERROR(IF(OR(Q151=\"\",'Cost scenario - input'!$G136=\"\"),\"\",Q151/'Cost scenario - input'!$G136),\"\")","v":""},{"$f":"IFERROR(IF(OR(R151=\"\",'Cost scenario - input'!$G136=\"\"),\"\",R151/'Cost scenario - input'!$G136),\"\")","v":""},{"$f":"IFERROR(IF(OR(S151=\"\",'Cost scenario - input'!$G136=\"\"),\"\",S151/'Cost scenario - input'!$G136),\"\")","v":""},{"$f":"IFERROR(IF(OR(T151=\"\",'Cost scenario - input'!$G136=\"\"),\"\",T151/'Cost scenario - input'!$G136),\"\")","v":""},{"$f":"IFERROR(IF(OR(U151=\"\",'Cost scenario - input'!$G136=\"\"),\"\",U151/'Cost scenario - input'!$G136),\"\")","v":""},{"$f":"IFERROR(IF(OR(V151=\"\",'Cost scenario - input'!$G136=\"\"),\"\",V151/'Cost scenario - input'!$G136),\"\")","v":""},{"$f":"IFERROR(IF(OR(W151=\"\",'Cost scenario - input'!$G136=\"\"),\"\",W151/'Cost scenario - input'!$G136),\"\")","v":""}]
[{"$f":"IFERROR('Cost scenario - input'!A137,\"\")","v":""},{"$f":"IFERROR('Cost scenario - input'!B137,\"\")","v":""},{"$f":"IFERROR('Cost scenario - input'!C137,\"\")","v":""},{"$f":"IFERROR(repcalc('Cost scenario - input'!$CY137:$GK137,'Cost scenario - input'!$J137,'Cost scenario - input'!$H137,'Cost scenario - input'!$I137,20,TRUE,TRUE),\"\")","v":""},"","","","","","","","","","","","","","","","","","","",{"$f":"IFERROR(IF(OR(D152=\"\",'Cost scenario - input'!$G137=\"\"),\"\",D152/'Cost scenario - input'!$G137),\"\")","v":""},{"$f":"IFERROR(IF(OR(E152=\"\",'Cost scenario - input'!$G137=\"\"),\"\",E152/'Cost scenario - input'!$G137),\"\")","v":""},{"$f":"IFERROR(IF(OR(F152=\"\",'Cost scenario - input'!$G137=\"\"),\"\",F152/'Cost scenario - input'!$G137),\"\")","v":""},{"$f":"IFERROR(IF(OR(G152=\"\",'Cost scenario - input'!$G137=\"\"),\"\",G152/'Cost scenario - input'!$G137),\"\")","v":""},{"$f":"IFERROR(IF(OR(H152=\"\",'Cost scenario - input'!$G137=\"\"),\"\",H152/'Cost scenario - input'!$G137),\"\")","v":""},{"$f":"IFERROR(IF(OR(I152=\"\",'Cost scenario - input'!$G137=\"\"),\"\",I152/'Cost scenario - input'!$G137),\"\")","v":""},{"$f":"IFERROR(IF(OR(J152=\"\",'Cost scenario - input'!$G137=\"\"),\"\",J152/'Cost scenario - input'!$G137),\"\")","v":""},{"$f":"IFERROR(IF(OR(K152=\"\",'Cost scenario - input'!$G137=\"\"),\"\",K152/'Cost scenario - input'!$G137),\"\")","v":""},{"$f":"IFERROR(IF(OR(L152=\"\",'Cost scenario - input'!$G137=\"\"),\"\",L152/'Cost scenario - input'!$G137),\"\")","v":""},{"$f":"IFERROR(IF(OR(M152=\"\",'Cost scenario - input'!$G137=\"\"),\"\",M152/'Cost scenario - input'!$G137),\"\")","v":""},{"$f":"IFERROR(IF(OR(N152=\"\",'Cost scenario - input'!$G137=\"\"),\"\",N152/'Cost scenario - input'!$G137),\"\")","v":""},{"$f":"IFERROR(IF(OR(O152=\"\",'Cost scenario - input'!$G137=\"\"),\"\",O152/'Cost scenario - input'!$G137),\"\")","v":""},{"$f":"IFERROR(IF(OR(P152=\"\",'Cost scenario - input'!$G137=\"\"),\"\",P152/'Cost scenario - input'!$G137),\"\")","v":""},{"$f":"IFERROR(IF(OR(Q152=\"\",'Cost scenario - input'!$G137=\"\"),\"\",Q152/'Cost scenario - input'!$G137),\"\")","v":""},{"$f":"IFERROR(IF(OR(R152=\"\",'Cost scenario - input'!$G137=\"\"),\"\",R152/'Cost scenario - input'!$G137),\"\")","v":""},{"$f":"IFERROR(IF(OR(S152=\"\",'Cost scenario - input'!$G137=\"\"),\"\",S152/'Cost scenario - input'!$G137),\"\")","v":""},{"$f":"IFERROR(IF(OR(T152=\"\",'Cost scenario - input'!$G137=\"\"),\"\",T152/'Cost scenario - input'!$G137),\"\")","v":""},{"$f":"IFERROR(IF(OR(U152=\"\",'Cost scenario - input'!$G137=\"\"),\"\",U152/'Cost scenario - input'!$G137),\"\")","v":""},{"$f":"IFERROR(IF(OR(V152=\"\",'Cost scenario - input'!$G137=\"\"),\"\",V152/'Cost scenario - input'!$G137),\"\")","v":""},{"$f":"IFERROR(IF(OR(W152=\"\",'Cost scenario - input'!$G137=\"\"),\"\",W152/'Cost scenario - input'!$G137),\"\")","v":""}]
[{"$f":"IFERROR('Cost scenario - input'!A138,\"\")","v":""},{"$f":"IFERROR('Cost scenario - input'!B138,\"\")","v":""},{"$f":"IFERROR('Cost scenario - input'!C138,\"\")","v":""},{"$f":"IFERROR(repcalc('Cost scenario - input'!$CY138:$GK138,'Cost scenario - input'!$J138,'Cost scenario - input'!$H138,'Cost scenario - input'!$I138,20,TRUE,TRUE),\"\")","v":""},"","","","","","","","","","","","","","","","","","","",{"$f":"IFERROR(IF(OR(D153=\"\",'Cost scenario - input'!$G138=\"\"),\"\",D153/'Cost scenario - input'!$G138),\"\")","v":""},{"$f":"IFERROR(IF(OR(E153=\"\",'Cost scenario - input'!$G138=\"\"),\"\",E153/'Cost scenario - input'!$G138),\"\")","v":""},{"$f":"IFERROR(IF(OR(F153=\"\",'Cost scenario - input'!$G138=\"\"),\"\",F153/'Cost scenario - input'!$G138),\"\")","v":""},{"$f":"IFERROR(IF(OR(G153=\"\",'Cost scenario - input'!$G138=\"\"),\"\",G153/'Cost scenario - input'!$G138),\"\")","v":""},{"$f":"IFERROR(IF(OR(H153=\"\",'Cost scenario - input'!$G138=\"\"),\"\",H153/'Cost scenario - input'!$G138),\"\")","v":""},{"$f":"IFERROR(IF(OR(I153=\"\",'Cost scenario - input'!$G138=\"\"),\"\",I153/'Cost scenario - input'!$G138),\"\")","v":""},{"$f":"IFERROR(IF(OR(J153=\"\",'Cost scenario - input'!$G138=\"\"),\"\",J153/'Cost scenario - input'!$G138),\"\")","v":""},{"$f":"IFERROR(IF(OR(K153=\"\",'Cost scenario - input'!$G138=\"\"),\"\",K153/'Cost scenario - input'!$G138),\"\")","v":""},{"$f":"IFERROR(IF(OR(L153=\"\",'Cost scenario - input'!$G138=\"\"),\"\",L153/'Cost scenario - input'!$G138),\"\")","v":""},{"$f":"IFERROR(IF(OR(M153=\"\",'Cost scenario - input'!$G138=\"\"),\"\",M153/'Cost scenario - input'!$G138),\"\")","v":""},{"$f":"IFERROR(IF(OR(N153=\"\",'Cost scenario - input'!$G138=\"\"),\"\",N153/'Cost scenario - input'!$G138),\"\")","v":""},{"$f":"IFERROR(IF(OR(O153=\"\",'Cost scenario - input'!$G138=\"\"),\"\",O153/'Cost scenario - input'!$G138),\"\")","v":""},{"$f":"IFERROR(IF(OR(P153=\"\",'Cost scenario - input'!$G138=\"\"),\"\",P153/'Cost scenario - input'!$G138),\"\")","v":""},{"$f":"IFERROR(IF(OR(Q153=\"\",'Cost scenario - input'!$G138=\"\"),\"\",Q153/'Cost scenario - input'!$G138),\"\")","v":""},{"$f":"IFERROR(IF(OR(R153=\"\",'Cost scenario - input'!$G138=\"\"),\"\",R153/'Cost scenario - input'!$G138),\"\")","v":""},{"$f":"IFERROR(IF(OR(S153=\"\",'Cost scenario - input'!$G138=\"\"),\"\",S153/'Cost scenario - input'!$G138),\"\")","v":""},{"$f":"IFERROR(IF(OR(T153=\"\",'Cost scenario - input'!$G138=\"\"),\"\",T153/'Cost scenario - input'!$G138),\"\")","v":""},{"$f":"IFERROR(IF(OR(U153=\"\",'Cost scenario - input'!$G138=\"\"),\"\",U153/'Cost scenario - input'!$G138),\"\")","v":""},{"$f":"IFERROR(IF(OR(V153=\"\",'Cost scenario - input'!$G138=\"\"),\"\",V153/'Cost scenario - input'!$G138),\"\")","v":""},{"$f":"IFERROR(IF(OR(W153=\"\",'Cost scenario - input'!$G138=\"\"),\"\",W153/'Cost scenario - input'!$G138),\"\")","v":""}]
[{"$f":"IFERROR('Cost scenario - input'!A139,\"\")","v":""},{"$f":"IFERROR('Cost scenario - input'!B139,\"\")","v":""},{"$f":"IFERROR('Cost scenario - input'!C139,\"\")","v":""},{"$f":"IFERROR(repcalc('Cost scenario - input'!$CY139:$GK139,'Cost scenario - input'!$J139,'Cost scenario - input'!$H139,'Cost scenario - input'!$I139,20,TRUE,TRUE),\"\")","v":""},"","","","","","","","","","","","","","","","","","","",{"$f":"IFERROR(IF(OR(D154=\"\",'Cost scenario - input'!$G139=\"\"),\"\",D154/'Cost scenario - input'!$G139),\"\")","v":""},{"$f":"IFERROR(IF(OR(E154=\"\",'Cost scenario - input'!$G139=\"\"),\"\",E154/'Cost scenario - input'!$G139),\"\")","v":""},{"$f":"IFERROR(IF(OR(F154=\"\",'Cost scenario - input'!$G139=\"\"),\"\",F154/'Cost scenario - input'!$G139),\"\")","v":""},{"$f":"IFERROR(IF(OR(G154=\"\",'Cost scenario - input'!$G139=\"\"),\"\",G154/'Cost scenario - input'!$G139),\"\")","v":""},{"$f":"IFERROR(IF(OR(H154=\"\",'Cost scenario - input'!$G139=\"\"),\"\",H154/'Cost scenario - input'!$G139),\"\")","v":""},{"$f":"IFERROR(IF(OR(I154=\"\",'Cost scenario - input'!$G139=\"\"),\"\",I154/'Cost scenario - input'!$G139),\"\")","v":""},{"$f":"IFERROR(IF(OR(J154=\"\",'Cost scenario - input'!$G139=\"\"),\"\",J154/'Cost scenario - input'!$G139),\"\")","v":""},{"$f":"IFERROR(IF(OR(K154=\"\",'Cost scenario - input'!$G139=\"\"),\"\",K154/'Cost scenario - input'!$G139),\"\")","v":""},{"$f":"IFERROR(IF(OR(L154=\"\",'Cost scenario - input'!$G139=\"\"),\"\",L154/'Cost scenario - input'!$G139),\"\")","v":""},{"$f":"IFERROR(IF(OR(M154=\"\",'Cost scenario - input'!$G139=\"\"),\"\",M154/'Cost scenario - input'!$G139),\"\")","v":""},{"$f":"IFERROR(IF(OR(N154=\"\",'Cost scenario - input'!$G139=\"\"),\"\",N154/'Cost scenario - input'!$G139),\"\")","v":""},{"$f":"IFERROR(IF(OR(O154=\"\",'Cost scenario - input'!$G139=\"\"),\"\",O154/'Cost scenario - input'!$G139),\"\")","v":""},{"$f":"IFERROR(IF(OR(P154=\"\",'Cost scenario - input'!$G139=\"\"),\"\",P154/'Cost scenario - input'!$G139),\"\")","v":""},{"$f":"IFERROR(IF(OR(Q154=\"\",'Cost scenario - input'!$G139=\"\"),\"\",Q154/'Cost scenario - input'!$G139),\"\")","v":""},{"$f":"IFERROR(IF(OR(R154=\"\",'Cost scenario - input'!$G139=\"\"),\"\",R154/'Cost scenario - input'!$G139),\"\")","v":""},{"$f":"IFERROR(IF(OR(S154=\"\",'Cost scenario - input'!$G139=\"\"),\"\",S154/'Cost scenario - input'!$G139),\"\")","v":""},{"$f":"IFERROR(IF(OR(T154=\"\",'Cost scenario - input'!$G139=\"\"),\"\",T154/'Cost scenario - input'!$G139),\"\")","v":""},{"$f":"IFERROR(IF(OR(U154=\"\",'Cost scenario - input'!$G139=\"\"),\"\",U154/'Cost scenario - input'!$G139),\"\")","v":""},{"$f":"IFERROR(IF(OR(V154=\"\",'Cost scenario - input'!$G139=\"\"),\"\",V154/'Cost scenario - input'!$G139),\"\")","v":""},{"$f":"IFERROR(IF(OR(W154=\"\",'Cost scenario - input'!$G139=\"\"),\"\",W154/'Cost scenario - input'!$G139),\"\")","v":""}]
[{"$f":"IFERROR('Cost scenario - input'!A140,\"\")","v":""},{"$f":"IFERROR('Cost scenario - input'!B140,\"\")","v":""},{"$f":"IFERROR('Cost scenario - input'!C140,\"\")","v":""},{"$f":"IFERROR(repcalc('Cost scenario - input'!$CY140:$GK140,'Cost scenario - input'!$J140,'Cost scenario - input'!$H140,'Cost scenario - input'!$I140,20,TRUE,TRUE),\"\")","v":""},"","","","","","","","","","","","","","","","","","","",{"$f":"IFERROR(IF(OR(D155=\"\",'Cost scenario - input'!$G140=\"\"),\"\",D155/'Cost scenario - input'!$G140),\"\")","v":""},{"$f":"IFERROR(IF(OR(E155=\"\",'Cost scenario - input'!$G140=\"\"),\"\",E155/'Cost scenario - input'!$G140),\"\")","v":""},{"$f":"IFERROR(IF(OR(F155=\"\",'Cost scenario - input'!$G140=\"\"),\"\",F155/'Cost scenario - input'!$G140),\"\")","v":""},{"$f":"IFERROR(IF(OR(G155=\"\",'Cost scenario - input'!$G140=\"\"),\"\",G155/'Cost scenario - input'!$G140),\"\")","v":""},{"$f":"IFERROR(IF(OR(H155=\"\",'Cost scenario - input'!$G140=\"\"),\"\",H155/'Cost scenario - input'!$G140),\"\")","v":""},{"$f":"IFERROR(IF(OR(I155=\"\",'Cost scenario - input'!$G140=\"\"),\"\",I155/'Cost scenario - input'!$G140),\"\")","v":""},{"$f":"IFERROR(IF(OR(J155=\"\",'Cost scenario - input'!$G140=\"\"),\"\",J155/'Cost scenario - input'!$G140),\"\")","v":""},{"$f":"IFERROR(IF(OR(K155=\"\",'Cost scenario - input'!$G140=\"\"),\"\",K155/'Cost scenario - input'!$G140),\"\")","v":""},{"$f":"IFERROR(IF(OR(L155=\"\",'Cost scenario - input'!$G140=\"\"),\"\",L155/'Cost scenario - input'!$G140),\"\")","v":""},{"$f":"IFERROR(IF(OR(M155=\"\",'Cost scenario - input'!$G140=\"\"),\"\",M155/'Cost scenario - input'!$G140),\"\")","v":""},{"$f":"IFERROR(IF(OR(N155=\"\",'Cost scenario - input'!$G140=\"\"),\"\",N155/'Cost scenario - input'!$G140),\"\")","v":""},{"$f":"IFERROR(IF(OR(O155=\"\",'Cost scenario - input'!$G140=\"\"),\"\",O155/'Cost scenario - input'!$G140),\"\")","v":""},{"$f":"IFERROR(IF(OR(P155=\"\",'Cost scenario - input'!$G140=\"\"),\"\",P155/'Cost scenario - input'!$G140),\"\")","v":""},{"$f":"IFERROR(IF(OR(Q155=\"\",'Cost scenario - input'!$G140=\"\"),\"\",Q155/'Cost scenario - input'!$G140),\"\")","v":""},{"$f":"IFERROR(IF(OR(R155=\"\",'Cost scenario - input'!$G140=\"\"),\"\",R155/'Cost scenario - input'!$G140),\"\")","v":""},{"$f":"IFERROR(IF(OR(S155=\"\",'Cost scenario - input'!$G140=\"\"),\"\",S155/'Cost scenario - input'!$G140),\"\")","v":""},{"$f":"IFERROR(IF(OR(T155=\"\",'Cost scenario - input'!$G140=\"\"),\"\",T155/'Cost scenario - input'!$G140),\"\")","v":""},{"$f":"IFERROR(IF(OR(U155=\"\",'Cost scenario - input'!$G140=\"\"),\"\",U155/'Cost scenario - input'!$G140),\"\")","v":""},{"$f":"IFERROR(IF(OR(V155=\"\",'Cost scenario - input'!$G140=\"\"),\"\",V155/'Cost scenario - input'!$G140),\"\")","v":""},{"$f":"IFERROR(IF(OR(W155=\"\",'Cost scenario - input'!$G140=\"\"),\"\",W155/'Cost scenario - input'!$G140),\"\")","v":""}]
[{"$f":"IFERROR('Cost scenario - input'!A141,\"\")","v":""},{"$f":"IFERROR('Cost scenario - input'!B141,\"\")","v":""},{"$f":"IFERROR('Cost scenario - input'!C141,\"\")","v":""},{"$f":"IFERROR(repcalc('Cost scenario - input'!$CY141:$GK141,'Cost scenario - input'!$J141,'Cost scenario - input'!$H141,'Cost scenario - input'!$I141,20,TRUE,TRUE),\"\")","v":""},"","","","","","","","","","","","","","","","","","","",{"$f":"IFERROR(IF(OR(D156=\"\",'Cost scenario - input'!$G141=\"\"),\"\",D156/'Cost scenario - input'!$G141),\"\")","v":""},{"$f":"IFERROR(IF(OR(E156=\"\",'Cost scenario - input'!$G141=\"\"),\"\",E156/'Cost scenario - input'!$G141),\"\")","v":""},{"$f":"IFERROR(IF(OR(F156=\"\",'Cost scenario - input'!$G141=\"\"),\"\",F156/'Cost scenario - input'!$G141),\"\")","v":""},{"$f":"IFERROR(IF(OR(G156=\"\",'Cost scenario - input'!$G141=\"\"),\"\",G156/'Cost scenario - input'!$G141),\"\")","v":""},{"$f":"IFERROR(IF(OR(H156=\"\",'Cost scenario - input'!$G141=\"\"),\"\",H156/'Cost scenario - input'!$G141),\"\")","v":""},{"$f":"IFERROR(IF(OR(I156=\"\",'Cost scenario - input'!$G141=\"\"),\"\",I156/'Cost scenario - input'!$G141),\"\")","v":""},{"$f":"IFERROR(IF(OR(J156=\"\",'Cost scenario - input'!$G141=\"\"),\"\",J156/'Cost scenario - input'!$G141),\"\")","v":""},{"$f":"IFERROR(IF(OR(K156=\"\",'Cost scenario - input'!$G141=\"\"),\"\",K156/'Cost scenario - input'!$G141),\"\")","v":""},{"$f":"IFERROR(IF(OR(L156=\"\",'Cost scenario - input'!$G141=\"\"),\"\",L156/'Cost scenario - input'!$G141),\"\")","v":""},{"$f":"IFERROR(IF(OR(M156=\"\",'Cost scenario - input'!$G141=\"\"),\"\",M156/'Cost scenario - input'!$G141),\"\")","v":""},{"$f":"IFERROR(IF(OR(N156=\"\",'Cost scenario - input'!$G141=\"\"),\"\",N156/'Cost scenario - input'!$G141),\"\")","v":""},{"$f":"IFERROR(IF(OR(O156=\"\",'Cost scenario - input'!$G141=\"\"),\"\",O156/'Cost scenario - input'!$G141),\"\")","v":""},{"$f":"IFERROR(IF(OR(P156=\"\",'Cost scenario - input'!$G141=\"\"),\"\",P156/'Cost scenario - input'!$G141),\"\")","v":""},{"$f":"IFERROR(IF(OR(Q156=\"\",'Cost scenario - input'!$G141=\"\"),\"\",Q156/'Cost scenario - input'!$G141),\"\")","v":""},{"$f":"IFERROR(IF(OR(R156=\"\",'Cost scenario - input'!$G141=\"\"),\"\",R156/'Cost scenario - input'!$G141),\"\")","v":""},{"$f":"IFERROR(IF(OR(S156=\"\",'Cost scenario - input'!$G141=\"\"),\"\",S156/'Cost scenario - input'!$G141),\"\")","v":""},{"$f":"IFERROR(IF(OR(T156=\"\",'Cost scenario - input'!$G141=\"\"),\"\",T156/'Cost scenario - input'!$G141),\"\")","v":""},{"$f":"IFERROR(IF(OR(U156=\"\",'Cost scenario - input'!$G141=\"\"),\"\",U156/'Cost scenario - input'!$G141),\"\")","v":""},{"$f":"IFERROR(IF(OR(V156=\"\",'Cost scenario - input'!$G141=\"\"),\"\",V156/'Cost scenario - input'!$G141),\"\")","v":""},{"$f":"IFERROR(IF(OR(W156=\"\",'Cost scenario - input'!$G141=\"\"),\"\",W156/'Cost scenario - input'!$G141),\"\")","v":""}]
[{"$f":"IFERROR('Cost scenario - input'!A142,\"\")","v":""},{"$f":"IFERROR('Cost scenario - input'!B142,\"\")","v":""},{"$f":"IFERROR('Cost scenario - input'!C142,\"\")","v":""},{"$f":"IFERROR(repcalc('Cost scenario - input'!$CY142:$GK142,'Cost scenario - input'!$J142,'Cost scenario - input'!$H142,'Cost scenario - input'!$I142,20,TRUE,TRUE),\"\")","v":""},"","","","","","","","","","","","","","","","","","","",{"$f":"IFERROR(IF(OR(D157=\"\",'Cost scenario - input'!$G142=\"\"),\"\",D157/'Cost scenario - input'!$G142),\"\")","v":""},{"$f":"IFERROR(IF(OR(E157=\"\",'Cost scenario - input'!$G142=\"\"),\"\",E157/'Cost scenario - input'!$G142),\"\")","v":""},{"$f":"IFERROR(IF(OR(F157=\"\",'Cost scenario - input'!$G142=\"\"),\"\",F157/'Cost scenario - input'!$G142),\"\")","v":""},{"$f":"IFERROR(IF(OR(G157=\"\",'Cost scenario - input'!$G142=\"\"),\"\",G157/'Cost scenario - input'!$G142),\"\")","v":""},{"$f":"IFERROR(IF(OR(H157=\"\",'Cost scenario - input'!$G142=\"\"),\"\",H157/'Cost scenario - input'!$G142),\"\")","v":""},{"$f":"IFERROR(IF(OR(I157=\"\",'Cost scenario - input'!$G142=\"\"),\"\",I157/'Cost scenario - input'!$G142),\"\")","v":""},{"$f":"IFERROR(IF(OR(J157=\"\",'Cost scenario - input'!$G142=\"\"),\"\",J157/'Cost scenario - input'!$G142),\"\")","v":""},{"$f":"IFERROR(IF(OR(K157=\"\",'Cost scenario - input'!$G142=\"\"),\"\",K157/'Cost scenario - input'!$G142),\"\")","v":""},{"$f":"IFERROR(IF(OR(L157=\"\",'Cost scenario - input'!$G142=\"\"),\"\",L157/'Cost scenario - input'!$G142),\"\")","v":""},{"$f":"IFERROR(IF(OR(M157=\"\",'Cost scenario - input'!$G142=\"\"),\"\",M157/'Cost scenario - input'!$G142),\"\")","v":""},{"$f":"IFERROR(IF(OR(N157=\"\",'Cost scenario - input'!$G142=\"\"),\"\",N157/'Cost scenario - input'!$G142),\"\")","v":""},{"$f":"IFERROR(IF(OR(O157=\"\",'Cost scenario - input'!$G142=\"\"),\"\",O157/'Cost scenario - input'!$G142),\"\")","v":""},{"$f":"IFERROR(IF(OR(P157=\"\",'Cost scenario - input'!$G142=\"\"),\"\",P157/'Cost scenario - input'!$G142),\"\")","v":""},{"$f":"IFERROR(IF(OR(Q157=\"\",'Cost scenario - input'!$G142=\"\"),\"\",Q157/'Cost scenario - input'!$G142),\"\")","v":""},{"$f":"IFERROR(IF(OR(R157=\"\",'Cost scenario - input'!$G142=\"\"),\"\",R157/'Cost scenario - input'!$G142),\"\")","v":""},{"$f":"IFERROR(IF(OR(S157=\"\",'Cost scenario - input'!$G142=\"\"),\"\",S157/'Cost scenario - input'!$G142),\"\")","v":""},{"$f":"IFERROR(IF(OR(T157=\"\",'Cost scenario - input'!$G142=\"\"),\"\",T157/'Cost scenario - input'!$G142),\"\")","v":""},{"$f":"IFERROR(IF(OR(U157=\"\",'Cost scenario - input'!$G142=\"\"),\"\",U157/'Cost scenario - input'!$G142),\"\")","v":""},{"$f":"IFERROR(IF(OR(V157=\"\",'Cost scenario - input'!$G142=\"\"),\"\",V157/'Cost scenario - input'!$G142),\"\")","v":""},{"$f":"IFERROR(IF(OR(W157=\"\",'Cost scenario - input'!$G142=\"\"),\"\",W157/'Cost scenario - input'!$G142),\"\")","v":""}]
[{"$f":"IFERROR('Cost scenario - input'!A143,\"\")","v":""},{"$f":"IFERROR('Cost scenario - input'!B143,\"\")","v":""},{"$f":"IFERROR('Cost scenario - input'!C143,\"\")","v":""},{"$f":"IFERROR(repcalc('Cost scenario - input'!$CY143:$GK143,'Cost scenario - input'!$J143,'Cost scenario - input'!$H143,'Cost scenario - input'!$I143,20,TRUE,TRUE),\"\")","v":""},"","","","","","","","","","","","","","","","","","","",{"$f":"IFERROR(IF(OR(D158=\"\",'Cost scenario - input'!$G143=\"\"),\"\",D158/'Cost scenario - input'!$G143),\"\")","v":""},{"$f":"IFERROR(IF(OR(E158=\"\",'Cost scenario - input'!$G143=\"\"),\"\",E158/'Cost scenario - input'!$G143),\"\")","v":""},{"$f":"IFERROR(IF(OR(F158=\"\",'Cost scenario - input'!$G143=\"\"),\"\",F158/'Cost scenario - input'!$G143),\"\")","v":""},{"$f":"IFERROR(IF(OR(G158=\"\",'Cost scenario - input'!$G143=\"\"),\"\",G158/'Cost scenario - input'!$G143),\"\")","v":""},{"$f":"IFERROR(IF(OR(H158=\"\",'Cost scenario - input'!$G143=\"\"),\"\",H158/'Cost scenario - input'!$G143),\"\")","v":""},{"$f":"IFERROR(IF(OR(I158=\"\",'Cost scenario - input'!$G143=\"\"),\"\",I158/'Cost scenario - input'!$G143),\"\")","v":""},{"$f":"IFERROR(IF(OR(J158=\"\",'Cost scenario - input'!$G143=\"\"),\"\",J158/'Cost scenario - input'!$G143),\"\")","v":""},{"$f":"IFERROR(IF(OR(K158=\"\",'Cost scenario - input'!$G143=\"\"),\"\",K158/'Cost scenario - input'!$G143),\"\")","v":""},{"$f":"IFERROR(IF(OR(L158=\"\",'Cost scenario - input'!$G143=\"\"),\"\",L158/'Cost scenario - input'!$G143),\"\")","v":""},{"$f":"IFERROR(IF(OR(M158=\"\",'Cost scenario - input'!$G143=\"\"),\"\",M158/'Cost scenario - input'!$G143),\"\")","v":""},{"$f":"IFERROR(IF(OR(N158=\"\",'Cost scenario - input'!$G143=\"\"),\"\",N158/'Cost scenario - input'!$G143),\"\")","v":""},{"$f":"IFERROR(IF(OR(O158=\"\",'Cost scenario - input'!$G143=\"\"),\"\",O158/'Cost scenario - input'!$G143),\"\")","v":""},{"$f":"IFERROR(IF(OR(P158=\"\",'Cost scenario - input'!$G143=\"\"),\"\",P158/'Cost scenario - input'!$G143),\"\")","v":""},{"$f":"IFERROR(IF(OR(Q158=\"\",'Cost scenario - input'!$G143=\"\"),\"\",Q158/'Cost scenario - input'!$G143),\"\")","v":""},{"$f":"IFERROR(IF(OR(R158=\"\",'Cost scenario - input'!$G143=\"\"),\"\",R158/'Cost scenario - input'!$G143),\"\")","v":""},{"$f":"IFERROR(IF(OR(S158=\"\",'Cost scenario - input'!$G143=\"\"),\"\",S158/'Cost scenario - input'!$G143),\"\")","v":""},{"$f":"IFERROR(IF(OR(T158=\"\",'Cost scenario - input'!$G143=\"\"),\"\",T158/'Cost scenario - input'!$G143),\"\")","v":""},{"$f":"IFERROR(IF(OR(U158=\"\",'Cost scenario - input'!$G143=\"\"),\"\",U158/'Cost scenario - input'!$G143),\"\")","v":""},{"$f":"IFERROR(IF(OR(V158=\"\",'Cost scenario - input'!$G143=\"\"),\"\",V158/'Cost scenario - input'!$G143),\"\")","v":""},{"$f":"IFERROR(IF(OR(W158=\"\",'Cost scenario - input'!$G143=\"\"),\"\",W158/'Cost scenario - input'!$G143),\"\")","v":""}]
[{"$f":"IFERROR('Cost scenario - input'!A144,\"\")","v":""},{"$f":"IFERROR('Cost scenario - input'!B144,\"\")","v":""},{"$f":"IFERROR('Cost scenario - input'!C144,\"\")","v":""},{"$f":"IFERROR(repcalc('Cost scenario - input'!$CY144:$GK144,'Cost scenario - input'!$J144,'Cost scenario - input'!$H144,'Cost scenario - input'!$I144,20,TRUE,TRUE),\"\")","v":""},"","","","","","","","","","","","","","","","","","","",{"$f":"IFERROR(IF(OR(D159=\"\",'Cost scenario - input'!$G144=\"\"),\"\",D159/'Cost scenario - input'!$G144),\"\")","v":""},{"$f":"IFERROR(IF(OR(E159=\"\",'Cost scenario - input'!$G144=\"\"),\"\",E159/'Cost scenario - input'!$G144),\"\")","v":""},{"$f":"IFERROR(IF(OR(F159=\"\",'Cost scenario - input'!$G144=\"\"),\"\",F159/'Cost scenario - input'!$G144),\"\")","v":""},{"$f":"IFERROR(IF(OR(G159=\"\",'Cost scenario - input'!$G144=\"\"),\"\",G159/'Cost scenario - input'!$G144),\"\")","v":""},{"$f":"IFERROR(IF(OR(H159=\"\",'Cost scenario - input'!$G144=\"\"),\"\",H159/'Cost scenario - input'!$G144),\"\")","v":""},{"$f":"IFERROR(IF(OR(I159=\"\",'Cost scenario - input'!$G144=\"\"),\"\",I159/'Cost scenario - input'!$G144),\"\")","v":""},{"$f":"IFERROR(IF(OR(J159=\"\",'Cost scenario - input'!$G144=\"\"),\"\",J159/'Cost scenario - input'!$G144),\"\")","v":""},{"$f":"IFERROR(IF(OR(K159=\"\",'Cost scenario - input'!$G144=\"\"),\"\",K159/'Cost scenario - input'!$G144),\"\")","v":""},{"$f":"IFERROR(IF(OR(L159=\"\",'Cost scenario - input'!$G144=\"\"),\"\",L159/'Cost scenario - input'!$G144),\"\")","v":""},{"$f":"IFERROR(IF(OR(M159=\"\",'Cost scenario - input'!$G144=\"\"),\"\",M159/'Cost scenario - input'!$G144),\"\")","v":""},{"$f":"IFERROR(IF(OR(N159=\"\",'Cost scenario - input'!$G144=\"\"),\"\",N159/'Cost scenario - input'!$G144),\"\")","v":""},{"$f":"IFERROR(IF(OR(O159=\"\",'Cost scenario - input'!$G144=\"\"),\"\",O159/'Cost scenario - input'!$G144),\"\")","v":""},{"$f":"IFERROR(IF(OR(P159=\"\",'Cost scenario - input'!$G144=\"\"),\"\",P159/'Cost scenario - input'!$G144),\"\")","v":""},{"$f":"IFERROR(IF(OR(Q159=\"\",'Cost scenario - input'!$G144=\"\"),\"\",Q159/'Cost scenario - input'!$G144),\"\")","v":""},{"$f":"IFERROR(IF(OR(R159=\"\",'Cost scenario - input'!$G144=\"\"),\"\",R159/'Cost scenario - input'!$G144),\"\")","v":""},{"$f":"IFERROR(IF(OR(S159=\"\",'Cost scenario - input'!$G144=\"\"),\"\",S159/'Cost scenario - input'!$G144),\"\")","v":""},{"$f":"IFERROR(IF(OR(T159=\"\",'Cost scenario - input'!$G144=\"\"),\"\",T159/'Cost scenario - input'!$G144),\"\")","v":""},{"$f":"IFERROR(IF(OR(U159=\"\",'Cost scenario - input'!$G144=\"\"),\"\",U159/'Cost scenario - input'!$G144),\"\")","v":""},{"$f":"IFERROR(IF(OR(V159=\"\",'Cost scenario - input'!$G144=\"\"),\"\",V159/'Cost scenario - input'!$G144),\"\")","v":""},{"$f":"IFERROR(IF(OR(W159=\"\",'Cost scenario - input'!$G144=\"\"),\"\",W159/'Cost scenario - input'!$G144),\"\")","v":""}]
[{"$f":"IFERROR('Cost scenario - input'!A145,\"\")","v":""},{"$f":"IFERROR('Cost scenario - input'!B145,\"\")","v":""},{"$f":"IFERROR('Cost scenario - input'!C145,\"\")","v":""},{"$f":"IFERROR(repcalc('Cost scenario - input'!$CY145:$GK145,'Cost scenario - input'!$J145,'Cost scenario - input'!$H145,'Cost scenario - input'!$I145,20,TRUE,TRUE),\"\")","v":""},"","","","","","","","","","","","","","","","","","","",{"$f":"IFERROR(IF(OR(D160=\"\",'Cost scenario - input'!$G145=\"\"),\"\",D160/'Cost scenario - input'!$G145),\"\")","v":""},{"$f":"IFERROR(IF(OR(E160=\"\",'Cost scenario - input'!$G145=\"\"),\"\",E160/'Cost scenario - input'!$G145),\"\")","v":""},{"$f":"IFERROR(IF(OR(F160=\"\",'Cost scenario - input'!$G145=\"\"),\"\",F160/'Cost scenario - input'!$G145),\"\")","v":""},{"$f":"IFERROR(IF(OR(G160=\"\",'Cost scenario - input'!$G145=\"\"),\"\",G160/'Cost scenario - input'!$G145),\"\")","v":""},{"$f":"IFERROR(IF(OR(H160=\"\",'Cost scenario - input'!$G145=\"\"),\"\",H160/'Cost scenario - input'!$G145),\"\")","v":""},{"$f":"IFERROR(IF(OR(I160=\"\",'Cost scenario - input'!$G145=\"\"),\"\",I160/'Cost scenario - input'!$G145),\"\")","v":""},{"$f":"IFERROR(IF(OR(J160=\"\",'Cost scenario - input'!$G145=\"\"),\"\",J160/'Cost scenario - input'!$G145),\"\")","v":""},{"$f":"IFERROR(IF(OR(K160=\"\",'Cost scenario - input'!$G145=\"\"),\"\",K160/'Cost scenario - input'!$G145),\"\")","v":""},{"$f":"IFERROR(IF(OR(L160=\"\",'Cost scenario - input'!$G145=\"\"),\"\",L160/'Cost scenario - input'!$G145),\"\")","v":""},{"$f":"IFERROR(IF(OR(M160=\"\",'Cost scenario - input'!$G145=\"\"),\"\",M160/'Cost scenario - input'!$G145),\"\")","v":""},{"$f":"IFERROR(IF(OR(N160=\"\",'Cost scenario - input'!$G145=\"\"),\"\",N160/'Cost scenario - input'!$G145),\"\")","v":""},{"$f":"IFERROR(IF(OR(O160=\"\",'Cost scenario - input'!$G145=\"\"),\"\",O160/'Cost scenario - input'!$G145),\"\")","v":""},{"$f":"IFERROR(IF(OR(P160=\"\",'Cost scenario - input'!$G145=\"\"),\"\",P160/'Cost scenario - input'!$G145),\"\")","v":""},{"$f":"IFERROR(IF(OR(Q160=\"\",'Cost scenario - input'!$G145=\"\"),\"\",Q160/'Cost scenario - input'!$G145),\"\")","v":""},{"$f":"IFERROR(IF(OR(R160=\"\",'Cost scenario - input'!$G145=\"\"),\"\",R160/'Cost scenario - input'!$G145),\"\")","v":""},{"$f":"IFERROR(IF(OR(S160=\"\",'Cost scenario - input'!$G145=\"\"),\"\",S160/'Cost scenario - input'!$G145),\"\")","v":""},{"$f":"IFERROR(IF(OR(T160=\"\",'Cost scenario - input'!$G145=\"\"),\"\",T160/'Cost scenario - input'!$G145),\"\")","v":""},{"$f":"IFERROR(IF(OR(U160=\"\",'Cost scenario - input'!$G145=\"\"),\"\",U160/'Cost scenario - input'!$G145),\"\")","v":""},{"$f":"IFERROR(IF(OR(V160=\"\",'Cost scenario - input'!$G145=\"\"),\"\",V160/'Cost scenario - input'!$G145),\"\")","v":""},{"$f":"IFERROR(IF(OR(W160=\"\",'Cost scenario - input'!$G145=\"\"),\"\",W160/'Cost scenario - input'!$G145),\"\")","v":""}]
[{"$f":"IFERROR('Cost scenario - input'!A146,\"\")","v":""},{"$f":"IFERROR('Cost scenario - input'!B146,\"\")","v":""},{"$f":"IFERROR('Cost scenario - input'!C146,\"\")","v":""},{"$f":"IFERROR(repcalc('Cost scenario - input'!$CY146:$GK146,'Cost scenario - input'!$J146,'Cost scenario - input'!$H146,'Cost scenario - input'!$I146,20,TRUE,TRUE),\"\")","v":""},"","","","","","","","","","","","","","","","","","","",{"$f":"IFERROR(IF(OR(D161=\"\",'Cost scenario - input'!$G146=\"\"),\"\",D161/'Cost scenario - input'!$G146),\"\")","v":""},{"$f":"IFERROR(IF(OR(E161=\"\",'Cost scenario - input'!$G146=\"\"),\"\",E161/'Cost scenario - input'!$G146),\"\")","v":""},{"$f":"IFERROR(IF(OR(F161=\"\",'Cost scenario - input'!$G146=\"\"),\"\",F161/'Cost scenario - input'!$G146),\"\")","v":""},{"$f":"IFERROR(IF(OR(G161=\"\",'Cost scenario - input'!$G146=\"\"),\"\",G161/'Cost scenario - input'!$G146),\"\")","v":""},{"$f":"IFERROR(IF(OR(H161=\"\",'Cost scenario - input'!$G146=\"\"),\"\",H161/'Cost scenario - input'!$G146),\"\")","v":""},{"$f":"IFERROR(IF(OR(I161=\"\",'Cost scenario - input'!$G146=\"\"),\"\",I161/'Cost scenario - input'!$G146),\"\")","v":""},{"$f":"IFERROR(IF(OR(J161=\"\",'Cost scenario - input'!$G146=\"\"),\"\",J161/'Cost scenario - input'!$G146),\"\")","v":""},{"$f":"IFERROR(IF(OR(K161=\"\",'Cost scenario - input'!$G146=\"\"),\"\",K161/'Cost scenario - input'!$G146),\"\")","v":""},{"$f":"IFERROR(IF(OR(L161=\"\",'Cost scenario - input'!$G146=\"\"),\"\",L161/'Cost scenario - input'!$G146),\"\")","v":""},{"$f":"IFERROR(IF(OR(M161=\"\",'Cost scenario - input'!$G146=\"\"),\"\",M161/'Cost scenario - input'!$G146),\"\")","v":""},{"$f":"IFERROR(IF(OR(N161=\"\",'Cost scenario - input'!$G146=\"\"),\"\",N161/'Cost scenario - input'!$G146),\"\")","v":""},{"$f":"IFERROR(IF(OR(O161=\"\",'Cost scenario - input'!$G146=\"\"),\"\",O161/'Cost scenario - input'!$G146),\"\")","v":""},{"$f":"IFERROR(IF(OR(P161=\"\",'Cost scenario - input'!$G146=\"\"),\"\",P161/'Cost scenario - input'!$G146),\"\")","v":""},{"$f":"IFERROR(IF(OR(Q161=\"\",'Cost scenario - input'!$G146=\"\"),\"\",Q161/'Cost scenario - input'!$G146),\"\")","v":""},{"$f":"IFERROR(IF(OR(R161=\"\",'Cost scenario - input'!$G146=\"\"),\"\",R161/'Cost scenario - input'!$G146),\"\")","v":""},{"$f":"IFERROR(IF(OR(S161=\"\",'Cost scenario - input'!$G146=\"\"),\"\",S161/'Cost scenario - input'!$G146),\"\")","v":""},{"$f":"IFERROR(IF(OR(T161=\"\",'Cost scenario - input'!$G146=\"\"),\"\",T161/'Cost scenario - input'!$G146),\"\")","v":""},{"$f":"IFERROR(IF(OR(U161=\"\",'Cost scenario - input'!$G146=\"\"),\"\",U161/'Cost scenario - input'!$G146),\"\")","v":""},{"$f":"IFERROR(IF(OR(V161=\"\",'Cost scenario - input'!$G146=\"\"),\"\",V161/'Cost scenario - input'!$G146),\"\")","v":""},{"$f":"IFERROR(IF(OR(W161=\"\",'Cost scenario - input'!$G146=\"\"),\"\",W161/'Cost scenario - input'!$G146),\"\")","v":""}]
[{"$f":"IFERROR('Cost scenario - input'!A147,\"\")","v":""},{"$f":"IFERROR('Cost scenario - input'!B147,\"\")","v":""},{"$f":"IFERROR('Cost scenario - input'!C147,\"\")","v":""},{"$f":"IFERROR(repcalc('Cost scenario - input'!$CY147:$GK147,'Cost scenario - input'!$J147,'Cost scenario - input'!$H147,'Cost scenario - input'!$I147,20,TRUE,TRUE),\"\")","v":""},"","","","","","","","","","","","","","","","","","","",{"$f":"IFERROR(IF(OR(D162=\"\",'Cost scenario - input'!$G147=\"\"),\"\",D162/'Cost scenario - input'!$G147),\"\")","v":""},{"$f":"IFERROR(IF(OR(E162=\"\",'Cost scenario - input'!$G147=\"\"),\"\",E162/'Cost scenario - input'!$G147),\"\")","v":""},{"$f":"IFERROR(IF(OR(F162=\"\",'Cost scenario - input'!$G147=\"\"),\"\",F162/'Cost scenario - input'!$G147),\"\")","v":""},{"$f":"IFERROR(IF(OR(G162=\"\",'Cost scenario - input'!$G147=\"\"),\"\",G162/'Cost scenario - input'!$G147),\"\")","v":""},{"$f":"IFERROR(IF(OR(H162=\"\",'Cost scenario - input'!$G147=\"\"),\"\",H162/'Cost scenario - input'!$G147),\"\")","v":""},{"$f":"IFERROR(IF(OR(I162=\"\",'Cost scenario - input'!$G147=\"\"),\"\",I162/'Cost scenario - input'!$G147),\"\")","v":""},{"$f":"IFERROR(IF(OR(J162=\"\",'Cost scenario - input'!$G147=\"\"),\"\",J162/'Cost scenario - input'!$G147),\"\")","v":""},{"$f":"IFERROR(IF(OR(K162=\"\",'Cost scenario - input'!$G147=\"\"),\"\",K162/'Cost scenario - input'!$G147),\"\")","v":""},{"$f":"IFERROR(IF(OR(L162=\"\",'Cost scenario - input'!$G147=\"\"),\"\",L162/'Cost scenario - input'!$G147),\"\")","v":""},{"$f":"IFERROR(IF(OR(M162=\"\",'Cost scenario - input'!$G147=\"\"),\"\",M162/'Cost scenario - input'!$G147),\"\")","v":""},{"$f":"IFERROR(IF(OR(N162=\"\",'Cost scenario - input'!$G147=\"\"),\"\",N162/'Cost scenario - input'!$G147),\"\")","v":""},{"$f":"IFERROR(IF(OR(O162=\"\",'Cost scenario - input'!$G147=\"\"),\"\",O162/'Cost scenario - input'!$G147),\"\")","v":""},{"$f":"IFERROR(IF(OR(P162=\"\",'Cost scenario - input'!$G147=\"\"),\"\",P162/'Cost scenario - input'!$G147),\"\")","v":""},{"$f":"IFERROR(IF(OR(Q162=\"\",'Cost scenario - input'!$G147=\"\"),\"\",Q162/'Cost scenario - input'!$G147),\"\")","v":""},{"$f":"IFERROR(IF(OR(R162=\"\",'Cost scenario - input'!$G147=\"\"),\"\",R162/'Cost scenario - input'!$G147),\"\")","v":""},{"$f":"IFERROR(IF(OR(S162=\"\",'Cost scenario - input'!$G147=\"\"),\"\",S162/'Cost scenario - input'!$G147),\"\")","v":""},{"$f":"IFERROR(IF(OR(T162=\"\",'Cost scenario - input'!$G147=\"\"),\"\",T162/'Cost scenario - input'!$G147),\"\")","v":""},{"$f":"IFERROR(IF(OR(U162=\"\",'Cost scenario - input'!$G147=\"\"),\"\",U162/'Cost scenario - input'!$G147),\"\")","v":""},{"$f":"IFERROR(IF(OR(V162=\"\",'Cost scenario - input'!$G147=\"\"),\"\",V162/'Cost scenario - input'!$G147),\"\")","v":""},{"$f":"IFERROR(IF(OR(W162=\"\",'Cost scenario - input'!$G147=\"\"),\"\",W162/'Cost scenario - input'!$G147),\"\")","v":""}]
[{"$f":"IFERROR('Cost scenario - input'!A148,\"\")","v":""},{"$f":"IFERROR('Cost scenario - input'!B148,\"\")","v":""},{"$f":"IFERROR('Cost scenario - input'!C148,\"\")","v":""},{"$f":"IFERROR(repcalc('Cost scenario - input'!$CY148:$GK148,'Cost scenario - input'!$J148,'Cost scenario - input'!$H148,'Cost scenario - input'!$I148,20,TRUE,TRUE),\"\")","v":""},"","","","","","","","","","","","","","","","","","","",{"$f":"IFERROR(IF(OR(D163=\"\",'Cost scenario - input'!$G148=\"\"),\"\",D163/'Cost scenario - input'!$G148),\"\")","v":""},{"$f":"IFERROR(IF(OR(E163=\"\",'Cost scenario - input'!$G148=\"\"),\"\",E163/'Cost scenario - input'!$G148),\"\")","v":""},{"$f":"IFERROR(IF(OR(F163=\"\",'Cost scenario - input'!$G148=\"\"),\"\",F163/'Cost scenario - input'!$G148),\"\")","v":""},{"$f":"IFERROR(IF(OR(G163=\"\",'Cost scenario - input'!$G148=\"\"),\"\",G163/'Cost scenario - input'!$G148),\"\")","v":""},{"$f":"IFERROR(IF(OR(H163=\"\",'Cost scenario - input'!$G148=\"\"),\"\",H163/'Cost scenario - input'!$G148),\"\")","v":""},{"$f":"IFERROR(IF(OR(I163=\"\",'Cost scenario - input'!$G148=\"\"),\"\",I163/'Cost scenario - input'!$G148),\"\")","v":""},{"$f":"IFERROR(IF(OR(J163=\"\",'Cost scenario - input'!$G148=\"\"),\"\",J163/'Cost scenario - input'!$G148),\"\")","v":""},{"$f":"IFERROR(IF(OR(K163=\"\",'Cost scenario - input'!$G148=\"\"),\"\",K163/'Cost scenario - input'!$G148),\"\")","v":""},{"$f":"IFERROR(IF(OR(L163=\"\",'Cost scenario - input'!$G148=\"\"),\"\",L163/'Cost scenario - input'!$G148),\"\")","v":""},{"$f":"IFERROR(IF(OR(M163=\"\",'Cost scenario - input'!$G148=\"\"),\"\",M163/'Cost scenario - input'!$G148),\"\")","v":""},{"$f":"IFERROR(IF(OR(N163=\"\",'Cost scenario - input'!$G148=\"\"),\"\",N163/'Cost scenario - input'!$G148),\"\")","v":""},{"$f":"IFERROR(IF(OR(O163=\"\",'Cost scenario - input'!$G148=\"\"),\"\",O163/'Cost scenario - input'!$G148),\"\")","v":""},{"$f":"IFERROR(IF(OR(P163=\"\",'Cost scenario - input'!$G148=\"\"),\"\",P163/'Cost scenario - input'!$G148),\"\")","v":""},{"$f":"IFERROR(IF(OR(Q163=\"\",'Cost scenario - input'!$G148=\"\"),\"\",Q163/'Cost scenario - input'!$G148),\"\")","v":""},{"$f":"IFERROR(IF(OR(R163=\"\",'Cost scenario - input'!$G148=\"\"),\"\",R163/'Cost scenario - input'!$G148),\"\")","v":""},{"$f":"IFERROR(IF(OR(S163=\"\",'Cost scenario - input'!$G148=\"\"),\"\",S163/'Cost scenario - input'!$G148),\"\")","v":""},{"$f":"IFERROR(IF(OR(T163=\"\",'Cost scenario - input'!$G148=\"\"),\"\",T163/'Cost scenario - input'!$G148),\"\")","v":""},{"$f":"IFERROR(IF(OR(U163=\"\",'Cost scenario - input'!$G148=\"\"),\"\",U163/'Cost scenario - input'!$G148),\"\")","v":""},{"$f":"IFERROR(IF(OR(V163=\"\",'Cost scenario - input'!$G148=\"\"),\"\",V163/'Cost scenario - input'!$G148),\"\")","v":""},{"$f":"IFERROR(IF(OR(W163=\"\",'Cost scenario - input'!$G148=\"\"),\"\",W163/'Cost scenario - input'!$G148),\"\")","v":""}]
[{"$f":"IFERROR('Cost scenario - input'!A149,\"\")","v":""},{"$f":"IFERROR('Cost scenario - input'!B149,\"\")","v":""},{"$f":"IFERROR('Cost scenario - input'!C149,\"\")","v":""},{"$f":"IFERROR(repcalc('Cost scenario - input'!$CY149:$GK149,'Cost scenario - input'!$J149,'Cost scenario - input'!$H149,'Cost scenario - input'!$I149,20,TRUE,TRUE),\"\")","v":""},"","","","","","","","","","","","","","","","","","","",{"$f":"IFERROR(IF(OR(D164=\"\",'Cost scenario - input'!$G149=\"\"),\"\",D164/'Cost scenario - input'!$G149),\"\")","v":""},{"$f":"IFERROR(IF(OR(E164=\"\",'Cost scenario - input'!$G149=\"\"),\"\",E164/'Cost scenario - input'!$G149),\"\")","v":""},{"$f":"IFERROR(IF(OR(F164=\"\",'Cost scenario - input'!$G149=\"\"),\"\",F164/'Cost scenario - input'!$G149),\"\")","v":""},{"$f":"IFERROR(IF(OR(G164=\"\",'Cost scenario - input'!$G149=\"\"),\"\",G164/'Cost scenario - input'!$G149),\"\")","v":""},{"$f":"IFERROR(IF(OR(H164=\"\",'Cost scenario - input'!$G149=\"\"),\"\",H164/'Cost scenario - input'!$G149),\"\")","v":""},{"$f":"IFERROR(IF(OR(I164=\"\",'Cost scenario - input'!$G149=\"\"),\"\",I164/'Cost scenario - input'!$G149),\"\")","v":""},{"$f":"IFERROR(IF(OR(J164=\"\",'Cost scenario - input'!$G149=\"\"),\"\",J164/'Cost scenario - input'!$G149),\"\")","v":""},{"$f":"IFERROR(IF(OR(K164=\"\",'Cost scenario - input'!$G149=\"\"),\"\",K164/'Cost scenario - input'!$G149),\"\")","v":""},{"$f":"IFERROR(IF(OR(L164=\"\",'Cost scenario - input'!$G149=\"\"),\"\",L164/'Cost scenario - input'!$G149),\"\")","v":""},{"$f":"IFERROR(IF(OR(M164=\"\",'Cost scenario - input'!$G149=\"\"),\"\",M164/'Cost scenario - input'!$G149),\"\")","v":""},{"$f":"IFERROR(IF(OR(N164=\"\",'Cost scenario - input'!$G149=\"\"),\"\",N164/'Cost scenario - input'!$G149),\"\")","v":""},{"$f":"IFERROR(IF(OR(O164=\"\",'Cost scenario - input'!$G149=\"\"),\"\",O164/'Cost scenario - input'!$G149),\"\")","v":""},{"$f":"IFERROR(IF(OR(P164=\"\",'Cost scenario - input'!$G149=\"\"),\"\",P164/'Cost scenario - input'!$G149),\"\")","v":""},{"$f":"IFERROR(IF(OR(Q164=\"\",'Cost scenario - input'!$G149=\"\"),\"\",Q164/'Cost scenario - input'!$G149),\"\")","v":""},{"$f":"IFERROR(IF(OR(R164=\"\",'Cost scenario - input'!$G149=\"\"),\"\",R164/'Cost scenario - input'!$G149),\"\")","v":""},{"$f":"IFERROR(IF(OR(S164=\"\",'Cost scenario - input'!$G149=\"\"),\"\",S164/'Cost scenario - input'!$G149),\"\")","v":""},{"$f":"IFERROR(IF(OR(T164=\"\",'Cost scenario - input'!$G149=\"\"),\"\",T164/'Cost scenario - input'!$G149),\"\")","v":""},{"$f":"IFERROR(IF(OR(U164=\"\",'Cost scenario - input'!$G149=\"\"),\"\",U164/'Cost scenario - input'!$G149),\"\")","v":""},{"$f":"IFERROR(IF(OR(V164=\"\",'Cost scenario - input'!$G149=\"\"),\"\",V164/'Cost scenario - input'!$G149),\"\")","v":""},{"$f":"IFERROR(IF(OR(W164=\"\",'Cost scenario - input'!$G149=\"\"),\"\",W164/'Cost scenario - input'!$G149),\"\")","v":""}]
[{"$f":"IFERROR('Cost scenario - input'!A150,\"\")","v":""},{"$f":"IFERROR('Cost scenario - input'!B150,\"\")","v":""},{"$f":"IFERROR('Cost scenario - input'!C150,\"\")","v":""},{"$f":"IFERROR(repcalc('Cost scenario - input'!$CY150:$GK150,'Cost scenario - input'!$J150,'Cost scenario - input'!$H150,'Cost scenario - input'!$I150,20,TRUE,TRUE),\"\")","v":""},"","","","","","","","","","","","","","","","","","","",{"$f":"IFERROR(IF(OR(D165=\"\",'Cost scenario - input'!$G150=\"\"),\"\",D165/'Cost scenario - input'!$G150),\"\")","v":""},{"$f":"IFERROR(IF(OR(E165=\"\",'Cost scenario - input'!$G150=\"\"),\"\",E165/'Cost scenario - input'!$G150),\"\")","v":""},{"$f":"IFERROR(IF(OR(F165=\"\",'Cost scenario - input'!$G150=\"\"),\"\",F165/'Cost scenario - input'!$G150),\"\")","v":""},{"$f":"IFERROR(IF(OR(G165=\"\",'Cost scenario - input'!$G150=\"\"),\"\",G165/'Cost scenario - input'!$G150),\"\")","v":""},{"$f":"IFERROR(IF(OR(H165=\"\",'Cost scenario - input'!$G150=\"\"),\"\",H165/'Cost scenario - input'!$G150),\"\")","v":""},{"$f":"IFERROR(IF(OR(I165=\"\",'Cost scenario - input'!$G150=\"\"),\"\",I165/'Cost scenario - input'!$G150),\"\")","v":""},{"$f":"IFERROR(IF(OR(J165=\"\",'Cost scenario - input'!$G150=\"\"),\"\",J165/'Cost scenario - input'!$G150),\"\")","v":""},{"$f":"IFERROR(IF(OR(K165=\"\",'Cost scenario - input'!$G150=\"\"),\"\",K165/'Cost scenario - input'!$G150),\"\")","v":""},{"$f":"IFERROR(IF(OR(L165=\"\",'Cost scenario - input'!$G150=\"\"),\"\",L165/'Cost scenario - input'!$G150),\"\")","v":""},{"$f":"IFERROR(IF(OR(M165=\"\",'Cost scenario - input'!$G150=\"\"),\"\",M165/'Cost scenario - input'!$G150),\"\")","v":""},{"$f":"IFERROR(IF(OR(N165=\"\",'Cost scenario - input'!$G150=\"\"),\"\",N165/'Cost scenario - input'!$G150),\"\")","v":""},{"$f":"IFERROR(IF(OR(O165=\"\",'Cost scenario - input'!$G150=\"\"),\"\",O165/'Cost scenario - input'!$G150),\"\")","v":""},{"$f":"IFERROR(IF(OR(P165=\"\",'Cost scenario - input'!$G150=\"\"),\"\",P165/'Cost scenario - input'!$G150),\"\")","v":""},{"$f":"IFERROR(IF(OR(Q165=\"\",'Cost scenario - input'!$G150=\"\"),\"\",Q165/'Cost scenario - input'!$G150),\"\")","v":""},{"$f":"IFERROR(IF(OR(R165=\"\",'Cost scenario - input'!$G150=\"\"),\"\",R165/'Cost scenario - input'!$G150),\"\")","v":""},{"$f":"IFERROR(IF(OR(S165=\"\",'Cost scenario - input'!$G150=\"\"),\"\",S165/'Cost scenario - input'!$G150),\"\")","v":""},{"$f":"IFERROR(IF(OR(T165=\"\",'Cost scenario - input'!$G150=\"\"),\"\",T165/'Cost scenario - input'!$G150),\"\")","v":""},{"$f":"IFERROR(IF(OR(U165=\"\",'Cost scenario - input'!$G150=\"\"),\"\",U165/'Cost scenario - input'!$G150),\"\")","v":""},{"$f":"IFERROR(IF(OR(V165=\"\",'Cost scenario - input'!$G150=\"\"),\"\",V165/'Cost scenario - input'!$G150),\"\")","v":""},{"$f":"IFERROR(IF(OR(W165=\"\",'Cost scenario - input'!$G150=\"\"),\"\",W165/'Cost scenario - input'!$G150),\"\")","v":""}]
[{"$f":"IFERROR('Cost scenario - input'!A151,\"\")","v":""},{"$f":"IFERROR('Cost scenario - input'!B151,\"\")","v":""},{"$f":"IFERROR('Cost scenario - input'!C151,\"\")","v":""},{"$f":"IFERROR(repcalc('Cost scenario - input'!$CY151:$GK151,'Cost scenario - input'!$J151,'Cost scenario - input'!$H151,'Cost scenario - input'!$I151,20,TRUE,TRUE),\"\")","v":""},"","","","","","","","","","","","","","","","","","","",{"$f":"IFERROR(IF(OR(D166=\"\",'Cost scenario - input'!$G151=\"\"),\"\",D166/'Cost scenario - input'!$G151),\"\")","v":""},{"$f":"IFERROR(IF(OR(E166=\"\",'Cost scenario - input'!$G151=\"\"),\"\",E166/'Cost scenario - input'!$G151),\"\")","v":""},{"$f":"IFERROR(IF(OR(F166=\"\",'Cost scenario - input'!$G151=\"\"),\"\",F166/'Cost scenario - input'!$G151),\"\")","v":""},{"$f":"IFERROR(IF(OR(G166=\"\",'Cost scenario - input'!$G151=\"\"),\"\",G166/'Cost scenario - input'!$G151),\"\")","v":""},{"$f":"IFERROR(IF(OR(H166=\"\",'Cost scenario - input'!$G151=\"\"),\"\",H166/'Cost scenario - input'!$G151),\"\")","v":""},{"$f":"IFERROR(IF(OR(I166=\"\",'Cost scenario - input'!$G151=\"\"),\"\",I166/'Cost scenario - input'!$G151),\"\")","v":""},{"$f":"IFERROR(IF(OR(J166=\"\",'Cost scenario - input'!$G151=\"\"),\"\",J166/'Cost scenario - input'!$G151),\"\")","v":""},{"$f":"IFERROR(IF(OR(K166=\"\",'Cost scenario - input'!$G151=\"\"),\"\",K166/'Cost scenario - input'!$G151),\"\")","v":""},{"$f":"IFERROR(IF(OR(L166=\"\",'Cost scenario - input'!$G151=\"\"),\"\",L166/'Cost scenario - input'!$G151),\"\")","v":""},{"$f":"IFERROR(IF(OR(M166=\"\",'Cost scenario - input'!$G151=\"\"),\"\",M166/'Cost scenario - input'!$G151),\"\")","v":""},{"$f":"IFERROR(IF(OR(N166=\"\",'Cost scenario - input'!$G151=\"\"),\"\",N166/'Cost scenario - input'!$G151),\"\")","v":""},{"$f":"IFERROR(IF(OR(O166=\"\",'Cost scenario - input'!$G151=\"\"),\"\",O166/'Cost scenario - input'!$G151),\"\")","v":""},{"$f":"IFERROR(IF(OR(P166=\"\",'Cost scenario - input'!$G151=\"\"),\"\",P166/'Cost scenario - input'!$G151),\"\")","v":""},{"$f":"IFERROR(IF(OR(Q166=\"\",'Cost scenario - input'!$G151=\"\"),\"\",Q166/'Cost scenario - input'!$G151),\"\")","v":""},{"$f":"IFERROR(IF(OR(R166=\"\",'Cost scenario - input'!$G151=\"\"),\"\",R166/'Cost scenario - input'!$G151),\"\")","v":""},{"$f":"IFERROR(IF(OR(S166=\"\",'Cost scenario - input'!$G151=\"\"),\"\",S166/'Cost scenario - input'!$G151),\"\")","v":""},{"$f":"IFERROR(IF(OR(T166=\"\",'Cost scenario - input'!$G151=\"\"),\"\",T166/'Cost scenario - input'!$G151),\"\")","v":""},{"$f":"IFERROR(IF(OR(U166=\"\",'Cost scenario - input'!$G151=\"\"),\"\",U166/'Cost scenario - input'!$G151),\"\")","v":""},{"$f":"IFERROR(IF(OR(V166=\"\",'Cost scenario - input'!$G151=\"\"),\"\",V166/'Cost scenario - input'!$G151),\"\")","v":""},{"$f":"IFERROR(IF(OR(W166=\"\",'Cost scenario - input'!$G151=\"\"),\"\",W166/'Cost scenario - input'!$G151),\"\")","v":""}]
[{"$f":"IFERROR('Cost scenario - input'!A152,\"\")","v":""},{"$f":"IFERROR('Cost scenario - input'!B152,\"\")","v":""},{"$f":"IFERROR('Cost scenario - input'!C152,\"\")","v":""},{"$f":"IFERROR(repcalc('Cost scenario - input'!$CY152:$GK152,'Cost scenario - input'!$J152,'Cost scenario - input'!$H152,'Cost scenario - input'!$I152,20,TRUE,TRUE),\"\")","v":""},"","","","","","","","","","","","","","","","","","","",{"$f":"IFERROR(IF(OR(D167=\"\",'Cost scenario - input'!$G152=\"\"),\"\",D167/'Cost scenario - input'!$G152),\"\")","v":""},{"$f":"IFERROR(IF(OR(E167=\"\",'Cost scenario - input'!$G152=\"\"),\"\",E167/'Cost scenario - input'!$G152),\"\")","v":""},{"$f":"IFERROR(IF(OR(F167=\"\",'Cost scenario - input'!$G152=\"\"),\"\",F167/'Cost scenario - input'!$G152),\"\")","v":""},{"$f":"IFERROR(IF(OR(G167=\"\",'Cost scenario - input'!$G152=\"\"),\"\",G167/'Cost scenario - input'!$G152),\"\")","v":""},{"$f":"IFERROR(IF(OR(H167=\"\",'Cost scenario - input'!$G152=\"\"),\"\",H167/'Cost scenario - input'!$G152),\"\")","v":""},{"$f":"IFERROR(IF(OR(I167=\"\",'Cost scenario - input'!$G152=\"\"),\"\",I167/'Cost scenario - input'!$G152),\"\")","v":""},{"$f":"IFERROR(IF(OR(J167=\"\",'Cost scenario - input'!$G152=\"\"),\"\",J167/'Cost scenario - input'!$G152),\"\")","v":""},{"$f":"IFERROR(IF(OR(K167=\"\",'Cost scenario - input'!$G152=\"\"),\"\",K167/'Cost scenario - input'!$G152),\"\")","v":""},{"$f":"IFERROR(IF(OR(L167=\"\",'Cost scenario - input'!$G152=\"\"),\"\",L167/'Cost scenario - input'!$G152),\"\")","v":""},{"$f":"IFERROR(IF(OR(M167=\"\",'Cost scenario - input'!$G152=\"\"),\"\",M167/'Cost scenario - input'!$G152),\"\")","v":""},{"$f":"IFERROR(IF(OR(N167=\"\",'Cost scenario - input'!$G152=\"\"),\"\",N167/'Cost scenario - input'!$G152),\"\")","v":""},{"$f":"IFERROR(IF(OR(O167=\"\",'Cost scenario - input'!$G152=\"\"),\"\",O167/'Cost scenario - input'!$G152),\"\")","v":""},{"$f":"IFERROR(IF(OR(P167=\"\",'Cost scenario - input'!$G152=\"\"),\"\",P167/'Cost scenario - input'!$G152),\"\")","v":""},{"$f":"IFERROR(IF(OR(Q167=\"\",'Cost scenario - input'!$G152=\"\"),\"\",Q167/'Cost scenario - input'!$G152),\"\")","v":""},{"$f":"IFERROR(IF(OR(R167=\"\",'Cost scenario - input'!$G152=\"\"),\"\",R167/'Cost scenario - input'!$G152),\"\")","v":""},{"$f":"IFERROR(IF(OR(S167=\"\",'Cost scenario - input'!$G152=\"\"),\"\",S167/'Cost scenario - input'!$G152),\"\")","v":""},{"$f":"IFERROR(IF(OR(T167=\"\",'Cost scenario - input'!$G152=\"\"),\"\",T167/'Cost scenario - input'!$G152),\"\")","v":""},{"$f":"IFERROR(IF(OR(U167=\"\",'Cost scenario - input'!$G152=\"\"),\"\",U167/'Cost scenario - input'!$G152),\"\")","v":""},{"$f":"IFERROR(IF(OR(V167=\"\",'Cost scenario - input'!$G152=\"\"),\"\",V167/'Cost scenario - input'!$G152),\"\")","v":""},{"$f":"IFERROR(IF(OR(W167=\"\",'Cost scenario - input'!$G152=\"\"),\"\",W167/'Cost scenario - input'!$G152),\"\")","v":""}]
[{"$f":"IFERROR('Cost scenario - input'!A153,\"\")","v":""},{"$f":"IFERROR('Cost scenario - input'!B153,\"\")","v":""},{"$f":"IFERROR('Cost scenario - input'!C153,\"\")","v":""},{"$f":"IFERROR(repcalc('Cost scenario - input'!$CY153:$GK153,'Cost scenario - input'!$J153,'Cost scenario - input'!$H153,'Cost scenario - input'!$I153,20,TRUE,TRUE),\"\")","v":""},"","","","","","","","","","","","","","","","","","","",{"$f":"IFERROR(IF(OR(D168=\"\",'Cost scenario - input'!$G153=\"\"),\"\",D168/'Cost scenario - input'!$G153),\"\")","v":""},{"$f":"IFERROR(IF(OR(E168=\"\",'Cost scenario - input'!$G153=\"\"),\"\",E168/'Cost scenario - input'!$G153),\"\")","v":""},{"$f":"IFERROR(IF(OR(F168=\"\",'Cost scenario - input'!$G153=\"\"),\"\",F168/'Cost scenario - input'!$G153),\"\")","v":""},{"$f":"IFERROR(IF(OR(G168=\"\",'Cost scenario - input'!$G153=\"\"),\"\",G168/'Cost scenario - input'!$G153),\"\")","v":""},{"$f":"IFERROR(IF(OR(H168=\"\",'Cost scenario - input'!$G153=\"\"),\"\",H168/'Cost scenario - input'!$G153),\"\")","v":""},{"$f":"IFERROR(IF(OR(I168=\"\",'Cost scenario - input'!$G153=\"\"),\"\",I168/'Cost scenario - input'!$G153),\"\")","v":""},{"$f":"IFERROR(IF(OR(J168=\"\",'Cost scenario - input'!$G153=\"\"),\"\",J168/'Cost scenario - input'!$G153),\"\")","v":""},{"$f":"IFERROR(IF(OR(K168=\"\",'Cost scenario - input'!$G153=\"\"),\"\",K168/'Cost scenario - input'!$G153),\"\")","v":""},{"$f":"IFERROR(IF(OR(L168=\"\",'Cost scenario - input'!$G153=\"\"),\"\",L168/'Cost scenario - input'!$G153),\"\")","v":""},{"$f":"IFERROR(IF(OR(M168=\"\",'Cost scenario - input'!$G153=\"\"),\"\",M168/'Cost scenario - input'!$G153),\"\")","v":""},{"$f":"IFERROR(IF(OR(N168=\"\",'Cost scenario - input'!$G153=\"\"),\"\",N168/'Cost scenario - input'!$G153),\"\")","v":""},{"$f":"IFERROR(IF(OR(O168=\"\",'Cost scenario - input'!$G153=\"\"),\"\",O168/'Cost scenario - input'!$G153),\"\")","v":""},{"$f":"IFERROR(IF(OR(P168=\"\",'Cost scenario - input'!$G153=\"\"),\"\",P168/'Cost scenario - input'!$G153),\"\")","v":""},{"$f":"IFERROR(IF(OR(Q168=\"\",'Cost scenario - input'!$G153=\"\"),\"\",Q168/'Cost scenario - input'!$G153),\"\")","v":""},{"$f":"IFERROR(IF(OR(R168=\"\",'Cost scenario - input'!$G153=\"\"),\"\",R168/'Cost scenario - input'!$G153),\"\")","v":""},{"$f":"IFERROR(IF(OR(S168=\"\",'Cost scenario - input'!$G153=\"\"),\"\",S168/'Cost scenario - input'!$G153),\"\")","v":""},{"$f":"IFERROR(IF(OR(T168=\"\",'Cost scenario - input'!$G153=\"\"),\"\",T168/'Cost scenario - input'!$G153),\"\")","v":""},{"$f":"IFERROR(IF(OR(U168=\"\",'Cost scenario - input'!$G153=\"\"),\"\",U168/'Cost scenario - input'!$G153),\"\")","v":""},{"$f":"IFERROR(IF(OR(V168=\"\",'Cost scenario - input'!$G153=\"\"),\"\",V168/'Cost scenario - input'!$G153),\"\")","v":""},{"$f":"IFERROR(IF(OR(W168=\"\",'Cost scenario - input'!$G153=\"\"),\"\",W168/'Cost scenario - input'!$G153),\"\")","v":""}]
[{"$f":"IFERROR('Cost scenario - input'!A154,\"\")","v":""},{"$f":"IFERROR('Cost scenario - input'!B154,\"\")","v":""},{"$f":"IFERROR('Cost scenario - input'!C154,\"\")","v":""},{"$f":"IFERROR(repcalc('Cost scenario - input'!$CY154:$GK154,'Cost scenario - input'!$J154,'Cost scenario - input'!$H154,'Cost scenario - input'!$I154,20,TRUE,TRUE),\"\")","v":""},"","","","","","","","","","","","","","","","","","","",{"$f":"IFERROR(IF(OR(D169=\"\",'Cost scenario - input'!$G154=\"\"),\"\",D169/'Cost scenario - input'!$G154),\"\")","v":""},{"$f":"IFERROR(IF(OR(E169=\"\",'Cost scenario - input'!$G154=\"\"),\"\",E169/'Cost scenario - input'!$G154),\"\")","v":""},{"$f":"IFERROR(IF(OR(F169=\"\",'Cost scenario - input'!$G154=\"\"),\"\",F169/'Cost scenario - input'!$G154),\"\")","v":""},{"$f":"IFERROR(IF(OR(G169=\"\",'Cost scenario - input'!$G154=\"\"),\"\",G169/'Cost scenario - input'!$G154),\"\")","v":""},{"$f":"IFERROR(IF(OR(H169=\"\",'Cost scenario - input'!$G154=\"\"),\"\",H169/'Cost scenario - input'!$G154),\"\")","v":""},{"$f":"IFERROR(IF(OR(I169=\"\",'Cost scenario - input'!$G154=\"\"),\"\",I169/'Cost scenario - input'!$G154),\"\")","v":""},{"$f":"IFERROR(IF(OR(J169=\"\",'Cost scenario - input'!$G154=\"\"),\"\",J169/'Cost scenario - input'!$G154),\"\")","v":""},{"$f":"IFERROR(IF(OR(K169=\"\",'Cost scenario - input'!$G154=\"\"),\"\",K169/'Cost scenario - input'!$G154),\"\")","v":""},{"$f":"IFERROR(IF(OR(L169=\"\",'Cost scenario - input'!$G154=\"\"),\"\",L169/'Cost scenario - input'!$G154),\"\")","v":""},{"$f":"IFERROR(IF(OR(M169=\"\",'Cost scenario - input'!$G154=\"\"),\"\",M169/'Cost scenario - input'!$G154),\"\")","v":""},{"$f":"IFERROR(IF(OR(N169=\"\",'Cost scenario - input'!$G154=\"\"),\"\",N169/'Cost scenario - input'!$G154),\"\")","v":""},{"$f":"IFERROR(IF(OR(O169=\"\",'Cost scenario - input'!$G154=\"\"),\"\",O169/'Cost scenario - input'!$G154),\"\")","v":""},{"$f":"IFERROR(IF(OR(P169=\"\",'Cost scenario - input'!$G154=\"\"),\"\",P169/'Cost scenario - input'!$G154),\"\")","v":""},{"$f":"IFERROR(IF(OR(Q169=\"\",'Cost scenario - input'!$G154=\"\"),\"\",Q169/'Cost scenario - input'!$G154),\"\")","v":""},{"$f":"IFERROR(IF(OR(R169=\"\",'Cost scenario - input'!$G154=\"\"),\"\",R169/'Cost scenario - input'!$G154),\"\")","v":""},{"$f":"IFERROR(IF(OR(S169=\"\",'Cost scenario - input'!$G154=\"\"),\"\",S169/'Cost scenario - input'!$G154),\"\")","v":""},{"$f":"IFERROR(IF(OR(T169=\"\",'Cost scenario - input'!$G154=\"\"),\"\",T169/'Cost scenario - input'!$G154),\"\")","v":""},{"$f":"IFERROR(IF(OR(U169=\"\",'Cost scenario - input'!$G154=\"\"),\"\",U169/'Cost scenario - input'!$G154),\"\")","v":""},{"$f":"IFERROR(IF(OR(V169=\"\",'Cost scenario - input'!$G154=\"\"),\"\",V169/'Cost scenario - input'!$G154),\"\")","v":""},{"$f":"IFERROR(IF(OR(W169=\"\",'Cost scenario - input'!$G154=\"\"),\"\",W169/'Cost scenario - input'!$G154),\"\")","v":""}]
[{"$f":"IFERROR('Cost scenario - input'!A155,\"\")","v":""},{"$f":"IFERROR('Cost scenario - input'!B155,\"\")","v":""},{"$f":"IFERROR('Cost scenario - input'!C155,\"\")","v":""},{"$f":"IFERROR(repcalc('Cost scenario - input'!$CY155:$GK155,'Cost scenario - input'!$J155,'Cost scenario - input'!$H155,'Cost scenario - input'!$I155,20,TRUE,TRUE),\"\")","v":""},"","","","","","","","","","","","","","","","","","","",{"$f":"IFERROR(IF(OR(D170=\"\",'Cost scenario - input'!$G155=\"\"),\"\",D170/'Cost scenario - input'!$G155),\"\")","v":""},{"$f":"IFERROR(IF(OR(E170=\"\",'Cost scenario - input'!$G155=\"\"),\"\",E170/'Cost scenario - input'!$G155),\"\")","v":""},{"$f":"IFERROR(IF(OR(F170=\"\",'Cost scenario - input'!$G155=\"\"),\"\",F170/'Cost scenario - input'!$G155),\"\")","v":""},{"$f":"IFERROR(IF(OR(G170=\"\",'Cost scenario - input'!$G155=\"\"),\"\",G170/'Cost scenario - input'!$G155),\"\")","v":""},{"$f":"IFERROR(IF(OR(H170=\"\",'Cost scenario - input'!$G155=\"\"),\"\",H170/'Cost scenario - input'!$G155),\"\")","v":""},{"$f":"IFERROR(IF(OR(I170=\"\",'Cost scenario - input'!$G155=\"\"),\"\",I170/'Cost scenario - input'!$G155),\"\")","v":""},{"$f":"IFERROR(IF(OR(J170=\"\",'Cost scenario - input'!$G155=\"\"),\"\",J170/'Cost scenario - input'!$G155),\"\")","v":""},{"$f":"IFERROR(IF(OR(K170=\"\",'Cost scenario - input'!$G155=\"\"),\"\",K170/'Cost scenario - input'!$G155),\"\")","v":""},{"$f":"IFERROR(IF(OR(L170=\"\",'Cost scenario - input'!$G155=\"\"),\"\",L170/'Cost scenario - input'!$G155),\"\")","v":""},{"$f":"IFERROR(IF(OR(M170=\"\",'Cost scenario - input'!$G155=\"\"),\"\",M170/'Cost scenario - input'!$G155),\"\")","v":""},{"$f":"IFERROR(IF(OR(N170=\"\",'Cost scenario - input'!$G155=\"\"),\"\",N170/'Cost scenario - input'!$G155),\"\")","v":""},{"$f":"IFERROR(IF(OR(O170=\"\",'Cost scenario - input'!$G155=\"\"),\"\",O170/'Cost scenario - input'!$G155),\"\")","v":""},{"$f":"IFERROR(IF(OR(P170=\"\",'Cost scenario - input'!$G155=\"\"),\"\",P170/'Cost scenario - input'!$G155),\"\")","v":""},{"$f":"IFERROR(IF(OR(Q170=\"\",'Cost scenario - input'!$G155=\"\"),\"\",Q170/'Cost scenario - input'!$G155),\"\")","v":""},{"$f":"IFERROR(IF(OR(R170=\"\",'Cost scenario - input'!$G155=\"\"),\"\",R170/'Cost scenario - input'!$G155),\"\")","v":""},{"$f":"IFERROR(IF(OR(S170=\"\",'Cost scenario - input'!$G155=\"\"),\"\",S170/'Cost scenario - input'!$G155),\"\")","v":""},{"$f":"IFERROR(IF(OR(T170=\"\",'Cost scenario - input'!$G155=\"\"),\"\",T170/'Cost scenario - input'!$G155),\"\")","v":""},{"$f":"IFERROR(IF(OR(U170=\"\",'Cost scenario - input'!$G155=\"\"),\"\",U170/'Cost scenario - input'!$G155),\"\")","v":""},{"$f":"IFERROR(IF(OR(V170=\"\",'Cost scenario - input'!$G155=\"\"),\"\",V170/'Cost scenario - input'!$G155),\"\")","v":""},{"$f":"IFERROR(IF(OR(W170=\"\",'Cost scenario - input'!$G155=\"\"),\"\",W170/'Cost scenario - input'!$G155),\"\")","v":""}]
[{"$f":"IFERROR('Cost scenario - input'!A156,\"\")","v":""},{"$f":"IFERROR('Cost scenario - input'!B156,\"\")","v":""},{"$f":"IFERROR('Cost scenario - input'!C156,\"\")","v":""},{"$f":"IFERROR(repcalc('Cost scenario - input'!$CY156:$GK156,'Cost scenario - input'!$J156,'Cost scenario - input'!$H156,'Cost scenario - input'!$I156,20,TRUE,TRUE),\"\")","v":""},"","","","","","","","","","","","","","","","","","","",{"$f":"IFERROR(IF(OR(D171=\"\",'Cost scenario - input'!$G156=\"\"),\"\",D171/'Cost scenario - input'!$G156),\"\")","v":""},{"$f":"IFERROR(IF(OR(E171=\"\",'Cost scenario - input'!$G156=\"\"),\"\",E171/'Cost scenario - input'!$G156),\"\")","v":""},{"$f":"IFERROR(IF(OR(F171=\"\",'Cost scenario - input'!$G156=\"\"),\"\",F171/'Cost scenario - input'!$G156),\"\")","v":""},{"$f":"IFERROR(IF(OR(G171=\"\",'Cost scenario - input'!$G156=\"\"),\"\",G171/'Cost scenario - input'!$G156),\"\")","v":""},{"$f":"IFERROR(IF(OR(H171=\"\",'Cost scenario - input'!$G156=\"\"),\"\",H171/'Cost scenario - input'!$G156),\"\")","v":""},{"$f":"IFERROR(IF(OR(I171=\"\",'Cost scenario - input'!$G156=\"\"),\"\",I171/'Cost scenario - input'!$G156),\"\")","v":""},{"$f":"IFERROR(IF(OR(J171=\"\",'Cost scenario - input'!$G156=\"\"),\"\",J171/'Cost scenario - input'!$G156),\"\")","v":""},{"$f":"IFERROR(IF(OR(K171=\"\",'Cost scenario - input'!$G156=\"\"),\"\",K171/'Cost scenario - input'!$G156),\"\")","v":""},{"$f":"IFERROR(IF(OR(L171=\"\",'Cost scenario - input'!$G156=\"\"),\"\",L171/'Cost scenario - input'!$G156),\"\")","v":""},{"$f":"IFERROR(IF(OR(M171=\"\",'Cost scenario - input'!$G156=\"\"),\"\",M171/'Cost scenario - input'!$G156),\"\")","v":""},{"$f":"IFERROR(IF(OR(N171=\"\",'Cost scenario - input'!$G156=\"\"),\"\",N171/'Cost scenario - input'!$G156),\"\")","v":""},{"$f":"IFERROR(IF(OR(O171=\"\",'Cost scenario - input'!$G156=\"\"),\"\",O171/'Cost scenario - input'!$G156),\"\")","v":""},{"$f":"IFERROR(IF(OR(P171=\"\",'Cost scenario - input'!$G156=\"\"),\"\",P171/'Cost scenario - input'!$G156),\"\")","v":""},{"$f":"IFERROR(IF(OR(Q171=\"\",'Cost scenario - input'!$G156=\"\"),\"\",Q171/'Cost scenario - input'!$G156),\"\")","v":""},{"$f":"IFERROR(IF(OR(R171=\"\",'Cost scenario - input'!$G156=\"\"),\"\",R171/'Cost scenario - input'!$G156),\"\")","v":""},{"$f":"IFERROR(IF(OR(S171=\"\",'Cost scenario - input'!$G156=\"\"),\"\",S171/'Cost scenario - input'!$G156),\"\")","v":""},{"$f":"IFERROR(IF(OR(T171=\"\",'Cost scenario - input'!$G156=\"\"),\"\",T171/'Cost scenario - input'!$G156),\"\")","v":""},{"$f":"IFERROR(IF(OR(U171=\"\",'Cost scenario - input'!$G156=\"\"),\"\",U171/'Cost scenario - input'!$G156),\"\")","v":""},{"$f":"IFERROR(IF(OR(V171=\"\",'Cost scenario - input'!$G156=\"\"),\"\",V171/'Cost scenario - input'!$G156),\"\")","v":""},{"$f":"IFERROR(IF(OR(W171=\"\",'Cost scenario - input'!$G156=\"\"),\"\",W171/'Cost scenario - input'!$G156),\"\")","v":""}]
[{"$f":"IFERROR('Cost scenario - input'!A157,\"\")","v":""},{"$f":"IFERROR('Cost scenario - input'!B157,\"\")","v":""},{"$f":"IFERROR('Cost scenario - input'!C157,\"\")","v":""},{"$f":"IFERROR(repcalc('Cost scenario - input'!$CY157:$GK157,'Cost scenario - input'!$J157,'Cost scenario - input'!$H157,'Cost scenario - input'!$I157,20,TRUE,TRUE),\"\")","v":""},"","","","","","","","","","","","","","","","","","","",{"$f":"IFERROR(IF(OR(D172=\"\",'Cost scenario - input'!$G157=\"\"),\"\",D172/'Cost scenario - input'!$G157),\"\")","v":""},{"$f":"IFERROR(IF(OR(E172=\"\",'Cost scenario - input'!$G157=\"\"),\"\",E172/'Cost scenario - input'!$G157),\"\")","v":""},{"$f":"IFERROR(IF(OR(F172=\"\",'Cost scenario - input'!$G157=\"\"),\"\",F172/'Cost scenario - input'!$G157),\"\")","v":""},{"$f":"IFERROR(IF(OR(G172=\"\",'Cost scenario - input'!$G157=\"\"),\"\",G172/'Cost scenario - input'!$G157),\"\")","v":""},{"$f":"IFERROR(IF(OR(H172=\"\",'Cost scenario - input'!$G157=\"\"),\"\",H172/'Cost scenario - input'!$G157),\"\")","v":""},{"$f":"IFERROR(IF(OR(I172=\"\",'Cost scenario - input'!$G157=\"\"),\"\",I172/'Cost scenario - input'!$G157),\"\")","v":""},{"$f":"IFERROR(IF(OR(J172=\"\",'Cost scenario - input'!$G157=\"\"),\"\",J172/'Cost scenario - input'!$G157),\"\")","v":""},{"$f":"IFERROR(IF(OR(K172=\"\",'Cost scenario - input'!$G157=\"\"),\"\",K172/'Cost scenario - input'!$G157),\"\")","v":""},{"$f":"IFERROR(IF(OR(L172=\"\",'Cost scenario - input'!$G157=\"\"),\"\",L172/'Cost scenario - input'!$G157),\"\")","v":""},{"$f":"IFERROR(IF(OR(M172=\"\",'Cost scenario - input'!$G157=\"\"),\"\",M172/'Cost scenario - input'!$G157),\"\")","v":""},{"$f":"IFERROR(IF(OR(N172=\"\",'Cost scenario - input'!$G157=\"\"),\"\",N172/'Cost scenario - input'!$G157),\"\")","v":""},{"$f":"IFERROR(IF(OR(O172=\"\",'Cost scenario - input'!$G157=\"\"),\"\",O172/'Cost scenario - input'!$G157),\"\")","v":""},{"$f":"IFERROR(IF(OR(P172=\"\",'Cost scenario - input'!$G157=\"\"),\"\",P172/'Cost scenario - input'!$G157),\"\")","v":""},{"$f":"IFERROR(IF(OR(Q172=\"\",'Cost scenario - input'!$G157=\"\"),\"\",Q172/'Cost scenario - input'!$G157),\"\")","v":""},{"$f":"IFERROR(IF(OR(R172=\"\",'Cost scenario - input'!$G157=\"\"),\"\",R172/'Cost scenario - input'!$G157),\"\")","v":""},{"$f":"IFERROR(IF(OR(S172=\"\",'Cost scenario - input'!$G157=\"\"),\"\",S172/'Cost scenario - input'!$G157),\"\")","v":""},{"$f":"IFERROR(IF(OR(T172=\"\",'Cost scenario - input'!$G157=\"\"),\"\",T172/'Cost scenario - input'!$G157),\"\")","v":""},{"$f":"IFERROR(IF(OR(U172=\"\",'Cost scenario - input'!$G157=\"\"),\"\",U172/'Cost scenario - input'!$G157),\"\")","v":""},{"$f":"IFERROR(IF(OR(V172=\"\",'Cost scenario - input'!$G157=\"\"),\"\",V172/'Cost scenario - input'!$G157),\"\")","v":""},{"$f":"IFERROR(IF(OR(W172=\"\",'Cost scenario - input'!$G157=\"\"),\"\",W172/'Cost scenario - input'!$G157),\"\")","v":""}]
[{"$f":"IFERROR('Cost scenario - input'!A158,\"\")","v":""},{"$f":"IFERROR('Cost scenario - input'!B158,\"\")","v":""},{"$f":"IFERROR('Cost scenario - input'!C158,\"\")","v":""},{"$f":"IFERROR(repcalc('Cost scenario - input'!$CY158:$GK158,'Cost scenario - input'!$J158,'Cost scenario - input'!$H158,'Cost scenario - input'!$I158,20,TRUE,TRUE),\"\")","v":""},"","","","","","","","","","","","","","","","","","","",{"$f":"IFERROR(IF(OR(D173=\"\",'Cost scenario - input'!$G158=\"\"),\"\",D173/'Cost scenario - input'!$G158),\"\")","v":""},{"$f":"IFERROR(IF(OR(E173=\"\",'Cost scenario - input'!$G158=\"\"),\"\",E173/'Cost scenario - input'!$G158),\"\")","v":""},{"$f":"IFERROR(IF(OR(F173=\"\",'Cost scenario - input'!$G158=\"\"),\"\",F173/'Cost scenario - input'!$G158),\"\")","v":""},{"$f":"IFERROR(IF(OR(G173=\"\",'Cost scenario - input'!$G158=\"\"),\"\",G173/'Cost scenario - input'!$G158),\"\")","v":""},{"$f":"IFERROR(IF(OR(H173=\"\",'Cost scenario - input'!$G158=\"\"),\"\",H173/'Cost scenario - input'!$G158),\"\")","v":""},{"$f":"IFERROR(IF(OR(I173=\"\",'Cost scenario - input'!$G158=\"\"),\"\",I173/'Cost scenario - input'!$G158),\"\")","v":""},{"$f":"IFERROR(IF(OR(J173=\"\",'Cost scenario - input'!$G158=\"\"),\"\",J173/'Cost scenario - input'!$G158),\"\")","v":""},{"$f":"IFERROR(IF(OR(K173=\"\",'Cost scenario - input'!$G158=\"\"),\"\",K173/'Cost scenario - input'!$G158),\"\")","v":""},{"$f":"IFERROR(IF(OR(L173=\"\",'Cost scenario - input'!$G158=\"\"),\"\",L173/'Cost scenario - input'!$G158),\"\")","v":""},{"$f":"IFERROR(IF(OR(M173=\"\",'Cost scenario - input'!$G158=\"\"),\"\",M173/'Cost scenario - input'!$G158),\"\")","v":""},{"$f":"IFERROR(IF(OR(N173=\"\",'Cost scenario - input'!$G158=\"\"),\"\",N173/'Cost scenario - input'!$G158),\"\")","v":""},{"$f":"IFERROR(IF(OR(O173=\"\",'Cost scenario - input'!$G158=\"\"),\"\",O173/'Cost scenario - input'!$G158),\"\")","v":""},{"$f":"IFERROR(IF(OR(P173=\"\",'Cost scenario - input'!$G158=\"\"),\"\",P173/'Cost scenario - input'!$G158),\"\")","v":""},{"$f":"IFERROR(IF(OR(Q173=\"\",'Cost scenario - input'!$G158=\"\"),\"\",Q173/'Cost scenario - input'!$G158),\"\")","v":""},{"$f":"IFERROR(IF(OR(R173=\"\",'Cost scenario - input'!$G158=\"\"),\"\",R173/'Cost scenario - input'!$G158),\"\")","v":""},{"$f":"IFERROR(IF(OR(S173=\"\",'Cost scenario - input'!$G158=\"\"),\"\",S173/'Cost scenario - input'!$G158),\"\")","v":""},{"$f":"IFERROR(IF(OR(T173=\"\",'Cost scenario - input'!$G158=\"\"),\"\",T173/'Cost scenario - input'!$G158),\"\")","v":""},{"$f":"IFERROR(IF(OR(U173=\"\",'Cost scenario - input'!$G158=\"\"),\"\",U173/'Cost scenario - input'!$G158),\"\")","v":""},{"$f":"IFERROR(IF(OR(V173=\"\",'Cost scenario - input'!$G158=\"\"),\"\",V173/'Cost scenario - input'!$G158),\"\")","v":""},{"$f":"IFERROR(IF(OR(W173=\"\",'Cost scenario - input'!$G158=\"\"),\"\",W173/'Cost scenario - input'!$G158),\"\")","v":""}]
[{"$f":"IFERROR('Cost scenario - input'!A159,\"\")","v":""},{"$f":"IFERROR('Cost scenario - input'!B159,\"\")","v":""},{"$f":"IFERROR('Cost scenario - input'!C159,\"\")","v":""},{"$f":"IFERROR(repcalc('Cost scenario - input'!$CY159:$GK159,'Cost scenario - input'!$J159,'Cost scenario - input'!$H159,'Cost scenario - input'!$I159,20,TRUE,TRUE),\"\")","v":""},"","","","","","","","","","","","","","","","","","","",{"$f":"IFERROR(IF(OR(D174=\"\",'Cost scenario - input'!$G159=\"\"),\"\",D174/'Cost scenario - input'!$G159),\"\")","v":""},{"$f":"IFERROR(IF(OR(E174=\"\",'Cost scenario - input'!$G159=\"\"),\"\",E174/'Cost scenario - input'!$G159),\"\")","v":""},{"$f":"IFERROR(IF(OR(F174=\"\",'Cost scenario - input'!$G159=\"\"),\"\",F174/'Cost scenario - input'!$G159),\"\")","v":""},{"$f":"IFERROR(IF(OR(G174=\"\",'Cost scenario - input'!$G159=\"\"),\"\",G174/'Cost scenario - input'!$G159),\"\")","v":""},{"$f":"IFERROR(IF(OR(H174=\"\",'Cost scenario - input'!$G159=\"\"),\"\",H174/'Cost scenario - input'!$G159),\"\")","v":""},{"$f":"IFERROR(IF(OR(I174=\"\",'Cost scenario - input'!$G159=\"\"),\"\",I174/'Cost scenario - input'!$G159),\"\")","v":""},{"$f":"IFERROR(IF(OR(J174=\"\",'Cost scenario - input'!$G159=\"\"),\"\",J174/'Cost scenario - input'!$G159),\"\")","v":""},{"$f":"IFERROR(IF(OR(K174=\"\",'Cost scenario - input'!$G159=\"\"),\"\",K174/'Cost scenario - input'!$G159),\"\")","v":""},{"$f":"IFERROR(IF(OR(L174=\"\",'Cost scenario - input'!$G159=\"\"),\"\",L174/'Cost scenario - input'!$G159),\"\")","v":""},{"$f":"IFERROR(IF(OR(M174=\"\",'Cost scenario - input'!$G159=\"\"),\"\",M174/'Cost scenario - input'!$G159),\"\")","v":""},{"$f":"IFERROR(IF(OR(N174=\"\",'Cost scenario - input'!$G159=\"\"),\"\",N174/'Cost scenario - input'!$G159),\"\")","v":""},{"$f":"IFERROR(IF(OR(O174=\"\",'Cost scenario - input'!$G159=\"\"),\"\",O174/'Cost scenario - input'!$G159),\"\")","v":""},{"$f":"IFERROR(IF(OR(P174=\"\",'Cost scenario - input'!$G159=\"\"),\"\",P174/'Cost scenario - input'!$G159),\"\")","v":""},{"$f":"IFERROR(IF(OR(Q174=\"\",'Cost scenario - input'!$G159=\"\"),\"\",Q174/'Cost scenario - input'!$G159),\"\")","v":""},{"$f":"IFERROR(IF(OR(R174=\"\",'Cost scenario - input'!$G159=\"\"),\"\",R174/'Cost scenario - input'!$G159),\"\")","v":""},{"$f":"IFERROR(IF(OR(S174=\"\",'Cost scenario - input'!$G159=\"\"),\"\",S174/'Cost scenario - input'!$G159),\"\")","v":""},{"$f":"IFERROR(IF(OR(T174=\"\",'Cost scenario - input'!$G159=\"\"),\"\",T174/'Cost scenario - input'!$G159),\"\")","v":""},{"$f":"IFERROR(IF(OR(U174=\"\",'Cost scenario - input'!$G159=\"\"),\"\",U174/'Cost scenario - input'!$G159),\"\")","v":""},{"$f":"IFERROR(IF(OR(V174=\"\",'Cost scenario - input'!$G159=\"\"),\"\",V174/'Cost scenario - input'!$G159),\"\")","v":""},{"$f":"IFERROR(IF(OR(W174=\"\",'Cost scenario - input'!$G159=\"\"),\"\",W174/'Cost scenario - input'!$G159),\"\")","v":""}]
[{"$f":"IFERROR('Cost scenario - input'!A160,\"\")","v":""},{"$f":"IFERROR('Cost scenario - input'!B160,\"\")","v":""},{"$f":"IFERROR('Cost scenario - input'!C160,\"\")","v":""},{"$f":"IFERROR(repcalc('Cost scenario - input'!$CY160:$GK160,'Cost scenario - input'!$J160,'Cost scenario - input'!$H160,'Cost scenario - input'!$I160,20,TRUE,TRUE),\"\")","v":""},"","","","","","","","","","","","","","","","","","","",{"$f":"IFERROR(IF(OR(D175=\"\",'Cost scenario - input'!$G160=\"\"),\"\",D175/'Cost scenario - input'!$G160),\"\")","v":""},{"$f":"IFERROR(IF(OR(E175=\"\",'Cost scenario - input'!$G160=\"\"),\"\",E175/'Cost scenario - input'!$G160),\"\")","v":""},{"$f":"IFERROR(IF(OR(F175=\"\",'Cost scenario - input'!$G160=\"\"),\"\",F175/'Cost scenario - input'!$G160),\"\")","v":""},{"$f":"IFERROR(IF(OR(G175=\"\",'Cost scenario - input'!$G160=\"\"),\"\",G175/'Cost scenario - input'!$G160),\"\")","v":""},{"$f":"IFERROR(IF(OR(H175=\"\",'Cost scenario - input'!$G160=\"\"),\"\",H175/'Cost scenario - input'!$G160),\"\")","v":""},{"$f":"IFERROR(IF(OR(I175=\"\",'Cost scenario - input'!$G160=\"\"),\"\",I175/'Cost scenario - input'!$G160),\"\")","v":""},{"$f":"IFERROR(IF(OR(J175=\"\",'Cost scenario - input'!$G160=\"\"),\"\",J175/'Cost scenario - input'!$G160),\"\")","v":""},{"$f":"IFERROR(IF(OR(K175=\"\",'Cost scenario - input'!$G160=\"\"),\"\",K175/'Cost scenario - input'!$G160),\"\")","v":""},{"$f":"IFERROR(IF(OR(L175=\"\",'Cost scenario - input'!$G160=\"\"),\"\",L175/'Cost scenario - input'!$G160),\"\")","v":""},{"$f":"IFERROR(IF(OR(M175=\"\",'Cost scenario - input'!$G160=\"\"),\"\",M175/'Cost scenario - input'!$G160),\"\")","v":""},{"$f":"IFERROR(IF(OR(N175=\"\",'Cost scenario - input'!$G160=\"\"),\"\",N175/'Cost scenario - input'!$G160),\"\")","v":""},{"$f":"IFERROR(IF(OR(O175=\"\",'Cost scenario - input'!$G160=\"\"),\"\",O175/'Cost scenario - input'!$G160),\"\")","v":""},{"$f":"IFERROR(IF(OR(P175=\"\",'Cost scenario - input'!$G160=\"\"),\"\",P175/'Cost scenario - input'!$G160),\"\")","v":""},{"$f":"IFERROR(IF(OR(Q175=\"\",'Cost scenario - input'!$G160=\"\"),\"\",Q175/'Cost scenario - input'!$G160),\"\")","v":""},{"$f":"IFERROR(IF(OR(R175=\"\",'Cost scenario - input'!$G160=\"\"),\"\",R175/'Cost scenario - input'!$G160),\"\")","v":""},{"$f":"IFERROR(IF(OR(S175=\"\",'Cost scenario - input'!$G160=\"\"),\"\",S175/'Cost scenario - input'!$G160),\"\")","v":""},{"$f":"IFERROR(IF(OR(T175=\"\",'Cost scenario - input'!$G160=\"\"),\"\",T175/'Cost scenario - input'!$G160),\"\")","v":""},{"$f":"IFERROR(IF(OR(U175=\"\",'Cost scenario - input'!$G160=\"\"),\"\",U175/'Cost scenario - input'!$G160),\"\")","v":""},{"$f":"IFERROR(IF(OR(V175=\"\",'Cost scenario - input'!$G160=\"\"),\"\",V175/'Cost scenario - input'!$G160),\"\")","v":""},{"$f":"IFERROR(IF(OR(W175=\"\",'Cost scenario - input'!$G160=\"\"),\"\",W175/'Cost scenario - input'!$G160),\"\")","v":""}]

{"sheet":"Lives scenario - input","index":4,"n_rows":190,"n_cols":192,"rows_kept":190,"cut":false,"hidden":false,"merged":[[1,3,1,4],[2,5,3,5],[2,6,3,7],[2,8,3,8],[2,3,3,3],[2,4,3,4]]}
[null,"Unit cost - historical"]
[null,"Replacement lives - comparative",null,"Asset lives"]
[null,null,null,"Historical","NEM median","Unit cost","Replacement \nlife",null,"Method","Volume",null,null,null,null,null,null,null,null,null,null,null,null,null,null,null,null,null,null,null,null,null,null,null,null,null,null,null,null,null,null,null,null,null,null,null,null,null,null,null,null,null,null,null,null,null,null,null,null,null,null,null,null,null,null,null,null,null,null,null,null,null,null,null,null,null,null,null,null,null,null,null,null,null,null,null,null,null,null,null,null,null,null,null,null,null,null,null,null,null,null,null,"Replacement Cost (NOT depreciated)"]
[null,null,null,null,null,null,null,null,null,"Installation date",null,null,null,null,null,null,null,null,null,null,null,null,null,null,null,null,null,null,null,null,null,null,null,null,null,null,null,null,null,null,null,null,null,null,null,null,null,null,null,null,null,null,null,null,null,null,null,null,null,null,null,null,null,null,null,null,null,null,null,null,null,null,null,null,null,null,null,null,null,null,null,null,null,null,null,null,null,null,null,null,null,null,null,null,null,null,null,null,null,null,null,"Installation date"]
["ID","Asset group","Asset category",null,null,"$ ('000)","μ","σ","#",2018,2017,2016,2015,2014,2013,2012,2011,2010,2009,2008,2007,2006,2005,2004,2003,2002,2001,2000,1999,1998,1997,1996,1995,1994,1993,1992,1991,1990,1989,1988,1987,1986,1985,1984,1983,1982,1981,1980,1979,1978,1977,1976,1975,1974,1973,1972,1971,1970,1969,1968,1967,1966,1965,1964,1963,1962,1961,1960,1959,1958,1957,1956,1955,1954,1953,1952,1951,1950,1949,1948,1947,1946,1945,1944,1943,1942,1941,1940,1939,1938,1937,1936,1935,1934,1933,1932,1931,1930,1929,1928,null,{"$f":"J5","v":2018},{"$f":"K5","v":2017},2016,2015,2014,2013,2012,2011,2010,2009,2008,2007,2006,2005,2004,2003,2002,2001,2000,1999,1998,1997,1996,1995,1994,1993,1992,1991,1990,1989,1988,1987,1986,1985,1984,1983,1982,1981,1980,1979,1978,1977,1976,1975,1974,1973,1972,1971,1970,1969,1968,1967,1966,1965,1964,1963,1962,1961,1960,1959,1958,1957,1956,1955,1954,{"$f":"BW5","v":1953},1952,1951,1950,1949,1948,1947,1946,1945,1944,1943,1942,1941,1940,1939,1938,1937,1936,1935,1934,1933,1932,1931,1930,1929,1928]
[1,"OVERHEAD CONDUCTORS","˂ = 1 kv",74.112411996723409,74.112411996723409,45.901083489375743,74.112411996723409,8.6088566021698494,2,38,65,70,91,138,105,148,156,127,138,121,104,118,105,87,101,71,64,70,59,48,54,52,65,65,46,39,87,99,92,68,105,101,116,95,87,167,162,338,218,146,148,150,163,267,171,281,191,227,307,424,346,508,514,532,856,510,457,594,538,288,357,364,103,59,51,40,56,22,41,20,6,10,23,40,0,0,0,52,0,0,0,0,0,0,0,0,0,0,0,76,null,{"$f":"IFERROR($F6*J6,\"\")","v":1744.2411725962781},{"$f":"IFERROR($F6*K6,\"\")","v":2983.5704268094232},3213.0758442563019,4176.9985975331929,6334.3495215338526,4819.6137663844529,6793.36035642761,7160.5690243426161,5829.437603150719,6334.3495215338526,5554.0311022144651,4773.7126828950777,5416.3278517463377,4819.6137663844529,3993.3942635756898,4636.0094324269503,3258.9769277456776,{"$f":"IFERROR($F6*AA6,\"\")","v":2937.6693433200476},3213.0758442563019,2708.1639258731689,2203.2520074900358,2478.6585084262902,2386.8563414475389,2983.5704268094232,2983.5704268094232,2111.449840511284,1790.142256085654,3993.3942635756898,4544.207265448199,4222.8996810225681,3121.2736772775506,4819.6137663844529,4636.0094324269503,{"$f":"IFERROR($F6*AQ6,\"\")","v":5324.5256847675864},4360.6029314906955,3993.3942635756898,7665.4809427257487,7435.97552527887,15514.566219409002,10006.436200683913,6701.5581894488587,6793.36035642761,6885.1625234063613,7481.8766087682461,12255.589291663324,7849.0852766832522,12898.204460514584,8767.1069464707671,10419.545952088294,{"$f":"IFERROR($F6*BG6,\"\")","v":14091.632631238353},19462.059399495316,15881.774887324007,23317.750412602876,23593.156913539133,24419.376416347895,39291.327466905634,23409.552579581628,20976.795154644715,27265.243592689192,24694.782917284148,13219.512044940215,16386.686805707141,16707.994390132772,4727.8115994057016,2708.1639258731689,{"$f":"IFERROR($F6*BW6,\"\")","v":2340.9552579581627},1836.0433395750297,2570.4606754050415,1009.8238367662664,1881.9444230644056,918.02166978751484,275.40650093625447,459.01083489375742,1055.724920255642,1836.0433395750297,0,0,0,2386.8563414475389,0,0,{"$f":"IFERROR($F6*CM6,\"\")","v":0},0,0,0,0,0,0,0,0,3488.4823451925563]
[1,"OVERHEAD CONDUCTORS","˃ 11 kv & < = 22 kv ; multiple-phase",66.096912251156212,72.53654531847539,113.90821843012708,72.53654531847539,8.5168389275878287,2,0,0,0,0,0,0,0,0,0,0,0,0,0,0,1,3,5,0,1,0,1,0,0,3,0,0,0,0,0,2,0,0,0,0,0,0,0,0,0,0,0,0,0,0,2,2,0,0,25,0,0,0,0,0,12,0,0,0,0,0,0,0,0,0,0,0,0,0,0,0,0,0,0,0,0,0,0,0,0,0,0,0,0,0,0,0,0,0,0,0,0,null,{"$f":"IFERROR($F7*J7,\"\")","v":0},0,0,0,0,0,0,0,0,0,0,0,0,0,113.90821843012708,341.72465529038124,569.54109215063545,0,113.90821843012708,0,113.90821843012708,0,0,341.72465529038124,0,0,0,0,0,227.81643686025416,0,0,0,0,0,0,0,0,0,0,0,0,0,0,227.81643686025416,227.81643686025416,0,0,2847.7054607531768,0,0,0,0,0,1366.8986211615249,0,0,0,0,0,0,0,0,0,0,0,0,0,0,0,0,0,0,0,0,0,0,0,0,0,0,0,0,0,0,0,0,0,0,0,0]
[1,"OVERHEAD CONDUCTORS","˃ 11 kv & < = 22 kv ; single-phase",66.096912251156212,71.58334210755838,113.90821843012708,71.58334210755838,8.460693949526739,2,0,0,0,0,0,0,0,0,0,4,0,0,0,2,6,0,0,2,11,3,4,1,0,0,0,0,0,1,1,0,1,0,0,0,0,1,1,0,1,0,0,0,0,0,6,6,7,6,4,0,0,0,0,0,0,0,0,0,0,0,0,0,0,0,0,0,0,0,0,0,0,0,0,0,0,0,0,0,0,0,0,0,0,0,0,0,0,0,0,0,0,null,0,0,0,0,0,0,0,0,0,455.63287372050831,0,0,0,227.81643686025416,683.44931058076247,0,0,227.81643686025416,1252.9904027313978,341.72465529038124,455.63287372050831,113.90821843012708,0,0,0,0,0,113.90821843012708,113.90821843012708,0,113.90821843012708,0,0,0,0,113.90821843012708,113.90821843012708,0,113.90821843012708,0,0,0,0,0,683.44931058076247,683.44931058076247,797.35752901088949,683.44931058076247,455.63287372050831,0,0,0,0,0,0,0,0,0,0,0,0,0,0,0,0,0,0,0,0,0,0,0,0,0,0,0,0,0,0,0,0,0,0,0,0,0,0,0,0,0,0]
[1,"OVERHEAD CONDUCTORS","˃ 11 kv & < = 22 kv ; swer",66.096912251156212,73.07983216564503,113.90821843012708,73.07983216564503,8.5486742928740149,2,0,0,0,0,0,0,7,0,0,0,0,0,0,0,0,0,0,0,0,0,0,0,0,0,0,0,0,0,1,0,0,0,0,38,2,0,0,0,0,0,0,2,0,0,4,0,0,1,1,0,0,0,0,0,0,11,6,0,0,0,0,43,0,0,0,0,0,0,0,0,0,0,0,0,0,0,0,0,0,0,0,0,0,0,0,0,0,0,0,0,0,null,0,0,0,0,0,0,797.35752901088949,0,0,0,0,0,0,0,0,0,0,0,0,0,0,0,0,0,0,0,0,0,113.90821843012708,0,0,0,0,4328.5123003448289,227.81643686025416,0,0,0,0,0,0,227.81643686025416,0,0,455.63287372050831,0,0,113.90821843012708,113.90821843012708,0,0,0,0,0,0,1252.9904027313978,683.44931058076247,0,0,0,0,4898.0533924954643,0,0,0,0,0,0,0,0,0,0,0,0,0,0,0,0,0,0,0,0,0,0,0,0,0,0,0,0,0]
[1,"OVERHEAD CONDUCTORS","> 1 kv & < = 11 kv",61.177628665792007,75.201418114363008,44.155684697998034,75.201418114363008,8.6718751210083163,2,210,161,193,114,162,162,131,168,143,163,128,138,118,178,105,134,116,119,154,131,99,69,62,62,62,56,52,77,83,70,64,83,96,82,56,56,110,102,261,172,120,169,147,137,193,226,333,185,166,310,328,246,249,287,203,494,177,281,202,194,99,83,139,16,31,13,27,1,0,0,0,10,0,0,0,0,0,0,10,0,0,0,0,0,0,0,0,0,0,0,1,null,9272.6937865795862,7109.0652363776835,8522.0471467136213,5033.7480555717757,7153.2209210756819,7153.2209210756819,5784.3946954377425,7418.1550292636693,6314.2629118137183,7197.3766057736793,5651.9276413437483,6093.4844883237283,5210.3707943637683,7859.7118762436503,4636.3468932897931,5916.8617495317367,5122.0594249677715,5254.5264790617657,6799.9754434916968,5784.3946954377425,4371.4127851018056,3046.7422441618642,2737.6524512758779,2737.6524512758779,2737.6524512758779,2472.7183430878899,2296.0956042958978,3399.9877217458484,3664.9218299338368,3090.8979288598625,2825.9638206718741,3664.9218299338368,4238.9457310078114,3620.7661452358388,2472.7183430878899,2472.7183430878899,4857.125316779784,4503.8798391957998,11524.633706177487,7594.7777680556619,5298.6821637597641,7462.3107139616677,6490.8856506057109,6049.3288036257309,8522.0471467136213,9979.1847417475565,14703.843004433345,8168.8016691296361,7329.8436598676735,13688.26225637939,14483.064580943355,10862.298435707517,10994.76548980151,12672.681508325435,8963.6039936936013,21812.90824081103,7815.5561915456519,12407.747400137447,8919.4483089956029,8566.2028314116178,4371.4127851018056,3664.9218299338368,6137.6401730217267,706.49095516796854,1368.8262256379389,574.02390107397446,1192.2034868459468,44.155684697998034,0,0,0,441.55684697998032,0,0,0,0,0,0,441.55684697998032,0,0,0,0,0,0,0,0,0,0,0,44.155684697998034]
[1,"OVERHEAD CONDUCTORS","> 22 kv & < = 66 kv",66.096912251156212,85.517964234053835,113.90821843012708,85.517964234053835,9.2475923479602962,2,7,41,11,6,13,32,21,49,70,21,59,34,79,32,6,16,19,21,13,3,25,2,7,5,27,2,21,2,15,6,1,1,1,22,8,12,26,42,70,16,10,38,19,12,21,7,16,13,23,59,95,48,10,129,74,87,26,25,83,0,0,3,20,11,5,3,10,0,0,0,0,0,0,0,0,0,0,0,0,0,0,0,0,0,0,0,0,0,0,0,0,null,797.35752901088949,4670.2369556352105,1252.9904027313978,683.44931058076247,1480.8068395916521,3645.0629897640665,2392.0725870326687,5581.5027030762267,7973.5752901088954,2392.0725870326687,6720.5848873774976,3872.8794266243208,8998.7492559800394,3645.0629897640665,683.44931058076247,1822.5314948820333,2164.2561501724144,2392.0725870326687,1480.8068395916521,341.72465529038124,2847.7054607531768,227.81643686025416,797.35752901088949,569.54109215063545,3075.5218976134311,227.81643686025416,2392.0725870326687,227.81643686025416,1708.6232764519061,683.44931058076247,113.90821843012708,113.90821843012708,113.90821843012708,2505.9808054627956,911.26574744101663,1366.8986211615249,2961.6136791833042,4784.1451740653374,7973.5752901088954,1822.5314948820333,1139.0821843012709,4328.5123003448289,2164.2561501724144,1366.8986211615249,2392.0725870326687,797.35752901088949,1822.5314948820333,1480.8068395916521,2619.889023892923,6720.5848873774976,10821.280750862072,5467.5944846460998,1139.0821843012709,14694.160177486394,8429.2081638294039,9910.0150034210565,2961.6136791833042,2847.7054607531768,9454.382129700547,0,0,341.72465529038124,2278.1643686025418,1252.9904027313978,569.54109215063545,341.72465529038124,1139.0821843012709,0,0,0,0,0,0,0,0,0,0,0,0,0,0,0,0,0,0,0,0,0,0,0,0]
[1,"OVERHEAD CONDUCTORS","> 66 kv & < = 132 kv",66.096912251156212,72.456967657289255,113.90821843012708,72.456967657289255,8.5121658617116509,2,0,6,3,16,49,12,21,74,19,0,10,8,0,4,11,19,14,4,4,0,5,2,0,35,0,0,0,0,0,0,6,4,5,51,0,9,16,2,1,29,29,21,0,13,27,25,32,4,4,13,116,9,0,15,48,43,10,53,188,0,0,0,12,0,0,0,0,0,0,0,0,0,0,0,0,0,0,0,0,0,0,0,0,0,0,0,0,0,0,0,0,null,0,683.44931058076247,341.72465529038124,1822.5314948820333,5581.5027030762267,1366.8986211615249,2392.0725870326687,8429.2081638294039,2164.2561501724144,0,1139.0821843012709,911.26574744101663,0,455.63287372050831,1252.9904027313978,2164.2561501724144,1594.715058021779,455.63287372050831,455.63287372050831,0,569.54109215063545,227.81643686025416,0,3986.7876450544477,0,0,0,0,0,0,683.44931058076247,455.63287372050831,569.54109215063545,5809.3191399364814,0,1025.1739658711438,1822.5314948820333,227.81643686025416,113.90821843012708,3303.3383344736853,3303.3383344736853,2392.0725870326687,0,1480.8068395916521,3075.5218976134311,2847.7054607531768,3645.0629897640665,455.63287372050831,455.63287372050831,1480.8068395916521,13213.353337894741,1025.1739658711438,0,1708.6232764519061,5467.5944846460998,4898.0533924954643,1139.0821843012709,6037.1355767967352,21414.745064863891,0,0,0,1366.8986211615249,0,0,0,0,0,0,0,0,0,0,0,0,0,0,0,0,0,0,0,0,0,0,0,0,0,0,0,0]
[2,"POLES","˂ = 1 kv ; concrete",59.426244521115471,59.426244521115471,10.717894859610777,59.426244521115471,7.7088419701739559,2,17,5,1,2,14,58,48,28,24,2,7,6,12,4,14,11,3,10,7,1,1,0,23,18,42,3,60,13,46,0,0,2,25,7,0,0,3,2,0,0,0,0,0,1,0,21,6,4,3,0,0,0,0,0,8,0,1,17,9,0,1,0,0,0,0,0,0,0,0,0,0,0,0,0,0,0,0,0,0,0,0,0,0,0,0,0,0,0,0,0,0,null,182.20421261338319,53.589474298053887,10.717894859610777,21.435789719221553,150.05052803455087,621.63790185742505,514.45895326131722,300.10105606910173,257.22947663065861,21.435789719221553,75.025264017275433,64.307369157664652,128.6147383153293,42.871579438443106,150.05052803455087,117.89684345571854,32.153684578832326,107.17894859610777,75.025264017275433,10.717894859610777,10.717894859610777,0,246.51158177104787,192.92210747299399,450.15158410365262,32.153684578832326,643.07369157664664,139.3326331749401,493.02316354209574,0,0,21.435789719221553,267.9473714902694,75.025264017275433,0,0,32.153684578832326,21.435789719221553,0,0,0,0,0,10.717894859610777,0,225.07579205182631,64.307369157664652,42.871579438443106,32.153684578832326,0,0,0,0,0,85.743158876886213,0,10.717894859610777,182.20421261338319,96.461053736496993,0,10.717894859610777,0,0,0,0,0,0,0,0,0,0,0,0,0,0,0,0,0,0,0,0,0,0,0,0,0,0,0,0,0,0]
[2,"POLES","˂ = 1 kv ; steel",57.70862132100627,60.063101444929792,10.699447066962737,60.063101444929792,7.7500388028015568,2,72,49,18,19,65,8,36,37,62,23,145,419,330,274,171,145,102,84,530,11,47,34,41,10,24,10,166,111,185,4,113,2,3,152,273,936,576,325,76,55,11,79,13,3,27,13,193,9,42,38,88,27,81,54,70,33,18,25,21,16,4,8,1,5,1,1,0,0,0,0,2,3,0,0,0,2,0,0,0,0,0,0,0,0,0,0,0,0,0,0,0,null,770.36018882131702,524.27290628117407,192.59004720532926,203.28949427229199,695.46405935257792,85.595576535701895,385.18009441065851,395.87954147762127,663.36571815168963,246.08728254014295,1551.4198247095969,4483.068321057387,3530.817532097703,2931.6484963477901,1829.605448450628,1551.4198247095969,1091.3436008301992,898.75355362486994,5670.7069454902503,117.69391773659011,502.87401214724861,363.78120027673305,438.67732974547221,106.99447066962736,256.78672960710571,106.99447066962736,1776.1082131158144,1187.6386244328637,1979.3977073881063,42.797788267850947,1209.0375185667892,21.398894133925474,32.098341200888214,1626.3159541783359,2920.9490492808272,10014.682454677122,6162.8815105705362,3477.3202967628895,813.15797708916796,588.46958868295053,117.69391773659011,845.25631829005624,139.09281187051559,32.098341200888214,288.88507080799388,139.09281187051559,2064.9932839238081,96.295023602664628,449.37677681243497,406.57898854458398,941.55134189272087,288.88507080799388,866.65521242398165,577.77014161598777,748.96129468739161,353.08175320977034,192.59004720532926,267.48617667406842,224.68838840621748,171.19115307140379,42.797788267850947,85.595576535701895,10.699447066962737,53.497235334813681,10.699447066962737,10.699447066962737,0,0,0,0,21.398894133925474,32.098341200888214,0,0,0,21.398894133925474,0,0,0,0,0,0,0,0,0,0,0,0,0,0,0]
[2,"POLES","˂ = 1 kv ; wood",70.970845738653807,71.762935056786844,7.527495996150857,71.762935056786844,8.4713006708997671,2,2428,2379,2086,2725,3215,3548,4236,3861,3698,3083,3035,2639,2262,1943,2225,1745,1702,1467,1507,1531,1907,2072,3000,3038,2669,1813,1537,3790,3874,3280,2781,4461,3730,3262,2401,3638,6193,5624,5414,4465,3345,3751,2599,3579,4502,3399,6631,6491,5606,6720,9705,12156,10744,13556,9297,13802,7356,9014,5801,7272,4466,2281,616,3183,625,1246,542,845,152,26,703,618,0,10,0,867,0,0,0,0,0,0,0,0,0,0,0,341,0,0,0,null,18276.760278654281,17907.91297484289,15702.356647970688,20512.426589511084,24200.899627625004,26707.55579434324,31886.473039695029,29063.662041138457,27836.680193765867,23207.27015613309,22845.950348317852,19865.061933842113,17027.195943293238,14625.924720521116,16748.678591435655,13135.480513283246,12811.798185448759,11042.836626353308,11343.936466199342,11524.596370106961,14354.934864659685,15596.971704024576,22582.487988452573,22868.532836306302,20090.886813726636,13647.350241021504,11569.761346083867,28529.209825411748,29161.51948908842,24690.18686737481,20933.966365295531,33580.159638828976,28077.560065642698,24554.691939444096,18073.517886758207,27385.030433996817,46617.782704162259,42334.637482352417,40753.863323160738,33610.269622813576,25179.474107124617,28235.637481561866,19563.962093996077,26940.908170223916,33888.786974671159,25585.958890916761,49914.825950476334,48860.976511015215,42199.142554421705,50584.773094133758,73054.348642644065,91504.241329209821,80875.416982644805,102042.73572382101,69983.130276214521,103894.49973887413,55372.260547685706,67852.848909303822,43667.004273671118,54739.950884009035,33617.797118809729,17170.218367220106,4636.9375336289277,23960.019755748177,4704.684997594286,9379.2600112039672,4079.9028299137644,6360.7341167474742,1144.1793914149303,195.71489589992228,5291.8296852940521,4651.99252562123,0,75.274959961508571,0,6526.3390286627928,0,0,0,0,0,0,0,0,0,0,0,2566.8761346874421,0,0,0]
[2,"POLES","˃ 11 kv & < = 22 kv ; concrete",40.327195243351689,53.086576274097638,10.699015243865569,53.086576274097638,7.28605354592578,2,3,3,0,0,0,0,0,0,0,0,0,0,0,0,0,0,0,0,0,0,0,0,0,0,0,0,0,0,0,0,0,0,0,0,0,0,0,0,0,0,0,0,0,0,0,0,0,0,0,0,0,0,0,0,0,0,0,0,0,0,0,0,0,0,0,0,0,0,0,0,0,0,0,0,0,0,0,0,0,0,0,0,0,0,0,0,0,0,0,0,0,null,32.097045731596708,32.097045731596708,0,0,0,0,0,0,0,0,0,0,0,0,0,0,0,0,0,0,0,0,0,0,0,0,0,0,0,0,0,0,0,0,0,0,0,0,0,0,0,0,0,0,0,0,0,0,0,0,0,0,0,0,0,0,0,0,0,0,0,0,0,0,0,0,0,0,0,0,0,0,0,0,0,0,0,0,0,0,0,0,0,0,0,0,0,0,0,0,0]
[2,"POLES","˃ 11 kv & < = 22 kv ; steel",26.063916681231575,39.469917131452682,14.411188951825944,39.469917131452682,6.2825088246219503,2,0,0,0,0,0,1,0,0,0,0,0,0,0,1,0,1,4,0,0,0,0,0,0,0,0,0,0,0,0,0,0,0,0,0,0,0,0,0,0,0,0,0,0,0,0,0,0,0,0,0,0,0,0,0,0,0,0,0,0,0,0,0,0,0,0,0,0,0,0,0,0,0,0,0,0,0,0,0,0,0,0,0,0,0,0,0,0,0,0,0,0,null,0,0,0,0,0,14.411188951825944,0,0,0,0,0,0,0,14.411188951825944,0,14.411188951825944,57.644755807303774,0,0,0,0,0,0,0,0,0,0,0,0,0,0,0,0,0,0,0,0,0,0,0,0,0,0,0,0,0,0,0,0,0,0,0,0,0,0,0,0,0,0,0,0,0,0,0,0,0,0,0,0,0,0,0,0,0,0,0,0,0,0,0,0,0,0,0,0,0,0,0,0,0,0]
[2,"POLES","˃ 11 kv & < = 22 kv ; wood",62.869142239909749,72.937291931477375,4.5973030620369499,72.937291931477375,8.5403332447555798,2,3,7,4,8,4,12,18,1,22,37,9,5,16,13,32,25,28,15,42,34,14,7,2,8,4,21,12,8,31,41,14,9,8,15,5,5,13,11,3,6,5,7,16,3,15,38,42,6,173,0,2,23,17,1,0,1,0,39,35,0,0,0,0,0,0,0,0,0,0,0,0,0,0,0,0,0,0,0,0,0,0,0,0,0,0,0,0,0,0,0,0,null,13.79190918611085,32.18112143425865,18.3892122481478,36.7784244962956,18.3892122481478,55.167636744443399,82.751455116665099,4.5973030620369499,101.1406673648129,170.10021329536715,41.375727558332549,22.98651531018475,73.556848992591199,59.764939806480349,147.1136979851824,114.93257655092376,128.7244857370346,68.959545930554242,193.08672860555191,156.30830410925631,64.362242868517299,32.18112143425865,9.1946061240738999,36.7784244962956,18.3892122481478,96.543364302775956,55.167636744443399,36.7784244962956,142.51639492314544,188.48942554351495,64.362242868517299,41.375727558332549,36.7784244962956,68.959545930554242,22.98651531018475,22.98651531018475,59.764939806480349,50.570333682406449,13.79190918611085,27.5838183722217,22.98651531018475,32.18112143425865,73.556848992591199,13.79190918611085,68.959545930554242,174.69751635740408,193.08672860555191,27.5838183722217,795.33342973239235,0,9.1946061240738999,105.73797042684984,78.154152054628156,4.5973030620369499,0,4.5973030620369499,0,179.29481941944104,160.90560717129324,0,0,0,0,0,0,0,0,0,0,0,0,0,0,0,0,0,0,0,0,0,0,0,0,0,0,0,0,0,0,0,0]
[2,"POLES","> 1 kv & < = 11 kv ; concrete",40.327195243351689,54.008139631117032,10.699015243865569,54.008139631117032,7.3490230392288902,2,10,24,9,9,21,11,13,16,7,2,3,9,6,3,7,3,0,9,0,4,0,0,51,8,61,28,1,1,3,0,0,0,0,0,0,0,0,0,0,0,0,0,0,0,0,0,0,1,0,0,1,0,0,0,0,0,0,1,0,0,0,0,0,0,0,0,0,0,0,0,0,0,0,0,0,0,0,0,0,0,0,0,0,0,0,0,0,0,0,0,0,null,106.99015243865568,256.77636585277367,96.291137194790124,96.291137194790124,224.67932012117694,117.68916768252126,139.08719817025241,171.1842439018491,74.893106707058976,21.398030487731138,32.097045731596708,96.291137194790124,64.194091463193416,32.097045731596708,74.893106707058976,32.097045731596708,0,96.291137194790124,0,42.796060975462275,0,0,545.64977743714405,85.59212195092455,652.63992987579968,299.5724268282359,10.699015243865569,10.699015243865569,32.097045731596708,0,0,0,0,0,0,0,0,0,0,0,0,0,0,0,0,0,0,10.699015243865569,0,0,10.699015243865569,0,0,0,0,0,0,10.699015243865569,0,0,0,0,0,0,0,0,0,0,0,0,0,0,0,0,0,0,0,0,0,0,0,0,0,0,0,0,0,0,0,0,0]
[2,"POLES","> 1 kv & < = 11 kv ; steel",57.499727857639414,57.499727857639414,10.810256490807745,57.499727857639414,7.5828574994944624,2,1,1,0,0,2,0,5,0,1,1,1,0,0,5,0,1,0,0,0,0,0,0,0,0,0,0,0,0,0,0,0,0,0,1,0,0,0,0,0,0,0,13,0,0,2,0,0,0,0,0,0,0,1,1,1,0,0,0,0,0,0,0,0,0,0,0,0,0,0,0,0,0,0,0,0,0,0,0,0,0,0,0,0,0,0,0,0,0,0,0,0,null,10.810256490807745,10.810256490807745,0,0,21.620512981615491,0,54.051282454038727,0,10.810256490807745,10.810256490807745,10.810256490807745,0,0,54.051282454038727,0,10.810256490807745,0,0,0,0,0,0,0,0,0,0,0,0,0,0,0,0,0,10.810256490807745,0,0,0,0,0,0,0,140.53333438050069,0,0,21.620512981615491,0,0,0,0,0,0,0,10.810256490807745,10.810256490807745,10.810256490807745,0,0,0,0,0,0,0,0,0,0,0,0,0,0,0,0,0,0,0,0,0,0,0,0,0,0,0,0,0,0,0,0,0,0,0,0]
[2,"POLES","> 1 kv & < = 11 kv ; wood",61.577587056015652,75.947656666223466,6.2810725085712713,75.947656666223466,8.714795273913408,2,1347,1474,2020,2019,2598,2914,2875,2800,2638,2852,2253,2113,1871,1915,2007,1520,1574,1545,2126,1419,1514,1182,1480,1913,1615,1362,1501,2434,2455,1901,1907,2479,2607,2260,1445,2396,3567,2744,2040,1969,1711,1850,1727,2988,2766,2048,3017,2786,3088,1844,3233,3733,3100,3524,2253,1749,882,1629,1082,595,220,103,108,41,36,15,1,1,0,24,1,0,0,8,0,0,0,0,0,0,0,0,0,0,0,0,0,0,0,0,0,null,8460.6046690455023,9258.3008776340539,12687.766467313968,12681.485394805397,16318.226377268164,18303.045289976686,18058.083462142404,17587.003023999561,16569.469277611013,17913.618794445265,14151.256361811074,13271.906210611096,11751.886663536849,12028.253853913984,12606.112524702541,9547.2302130283315,{"$f":"IFERROR($F21*Z21,\"\")","v":9886.4081284911808},9704.2570257426141,13353.560153222523,8912.8418896626335,9509.5437779769054,7424.2277051312431,9295.9873126854818,12015.691708896842,10143.932101342603,8554.8207566740712,9427.8898353654786,15288.130485862474,15420.03300854247,11940.318838793986,11978.005273845414,15570.778748748182,{"$f":"IFERROR($F21*AP21,\"\")","v":16374.756029845305},14195.223869371073,9076.1497748854872,15049.449730536766,22404.585638073724,17235.26296351957,12813.387917485394,12367.431769376833,10746.915062165444,11619.984140856852,10847.412222302586,18767.844655610959,17373.446558708136,12863.636497553964,18949.995758359524,17499.068008879563,{"$f":"IFERROR($F21*BF21,\"\")","v":19395.951906468086},11582.297705805424,20306.707420210922,23447.243674496556,19471.324776570942,22134.499520205161,14151.256361811074,10985.595817491154,5539.9059525598614,10231.867116462601,6796.1204542741152,3737.2381425999065,1381.8359518856796,646.950468382841,678.35583092569732,257.52397285142212,{"$f":"IFERROR($F21*BV21,\"\")","v":226.11861030856576},94.21608762856907,6.2810725085712713,6.2810725085712713,0,150.74574020571052,6.2810725085712713,0,0,50.24858006857017,0,0,0,0,0,0,{"$f":"IFERROR($F21*CL21,\"\")","v":0},0,0,0,0,0,0,0,0,0,0]
[2,"POLES","> 22 kv & < = 66 kv ; concrete",52.275448572437263,52.275448572437263,22.215150374407919,52.275448572437263,7.2301762476745521,2,55,111,67,42,88,146,160,346,327,101,111,413,405,305,153,113,98,73,85,13,59,6,59,9,51,15,85,40,44,38,0,38,6,0,68,4,0,0,1,0,0,1,0,20,0,0,0,2,1,0,7,1,45,22,1,0,0,0,23,0,0,0,0,0,0,0,0,0,0,0,0,0,0,0,0,0,0,0,0,0,0,0,0,0,0,0,0,0,0,0,0,null,1221.8332705924356,2465.8816915592793,1488.4150750853305,933.03631572513257,1954.9332329478968,3243.4119546635561,3554.4240599052673,7686.44202954514,7264.35417243139,2243.7301878151998,2465.8816915592793,9174.8571046304714,8997.1359016352071,6775.6208641944149,3398.9180072844115,2510.3119923080949,2177.0847366919761,1621.7059773317781,1888.2877818246732,288.79695486730293,1310.6938720900673,133.2909022464475,1310.6938720900673,199.93635336967128,1132.9726690948039,333.22725561611878,1888.2877818246732,888.60601497631683,977.46661647394842,844.17571422750098,0,844.17571422750098,133.2909022464475,0,1510.6302254597385,88.860601497631677,0,0,22.215150374407919,0,0,22.215150374407919,0,444.30300748815841,0,0,0,44.430300748815839,22.215150374407919,0,155.50605262085543,22.215150374407919,999.68176684835635,488.73330823697421,22.215150374407919,0,0,0,510.94845861138214,0,0,0,0,0,0,0,0,0,0,0,0,0,0,0,0,0,0,0,0,0,0,0,0,0,0,0,0,0,0,0,0]
[2,"POLES","> 22 kv & < = 66 kv ; steel",62.847933662680532,57.77219949093076,22.420654505608901,62.847933662680532,7.9276688668662576,2,1,2,0,8,6,9,24,109,2,2,24,48,35,0,25,6,0,1,0,0,0,0,0,0,0,0,0,0,0,0,0,2,0,0,0,3,12,2,5,0,0,0,0,0,0,0,6,2,0,0,8,4,6,0,3,0,0,0,14,0,0,0,0,0,0,0,0,0,0,0,0,0,0,0,0,0,0,0,0,0,0,0,0,0,0,0,0,0,0,0,0,null,22.420654505608901,44.841309011217803,0,179.36523604487121,134.52392703365342,201.7858905504801,538.09570813461369,2443.8513411113704,44.841309011217803,44.841309011217803,538.09570813461369,1076.1914162692274,784.72290769631149,0,560.5163626402225,134.52392703365342,0,22.420654505608901,0,0,0,0,0,0,0,0,0,0,0,0,0,44.841309011217803,0,0,0,67.261963516826711,269.04785406730684,44.841309011217803,112.1032725280445,0,0,0,0,0,0,0,134.52392703365342,44.841309011217803,0,0,179.36523604487121,89.682618022435605,134.52392703365342,0,67.261963516826711,0,0,0,313.88916307852463,0,0,0,0,0,0,0,0,0,0,0,0,0,0,0,0,0,0,0,0,0,0,0,0,0,0,0,0,0,0,0,0]
[2,"POLES","> 22 kv & < = 66 kv ; wood",65.462645332823058,72.136197054744429,15.132184646017963,72.136197054744429,8.4933030709344415,2,118,141,172,213,178,290,249,280,349,357,256,208,125,191,189,198,211,139,118,90,111,87,133,183,212,177,314,178,212,136,102,301,263,241,243,528,619,295,352,234,238,380,188,208,315,193,450,570,493,397,609,680,717,528,398,210,105,197,208,43,0,0,0,16,12,0,0,0,0,5,0,0,0,63,0,0,0,0,0,0,0,0,0,0,0,0,0,0,0,0,0,null,1785.5977882301197,2133.6380350885329,2602.7357591150899,3223.155329601826,2693.5288669911974,4388.3335473452089,3767.9139768584728,4237.0117008850293,5281.1324414602695,5402.1899186284127,3873.8392693805986,3147.4944063717362,1891.5230807522455,2890.2472673894308,2859.9828980973953,2996.1725599115566,3192.8909603097904,2103.3736657964969,1785.5977882301197,1361.8966181416167,1679.6724957079939,1316.5000642035627,2012.5805579203891,2769.1897902212872,3208.0231449558082,2678.3966823451797,4751.5059788496401,2693.5288669911974,3208.0231449558082,2057.9771118584431,1543.4828338938323,4554.7875784514072,3979.7645619027244,3646.8564996903292,3677.1208689823652,7989.7934930974843,9366.8222958851184,4463.9944705752987,5326.5289953983229,3540.9312071682034,3601.4599457522754,5750.2301654868261,2844.850713451377,3147.4944063717362,4766.6381634956588,2920.5116366814668,6809.4830907080832,8625.3452482302382,7460.1670304868558,6007.477304469131,9215.5004494249388,10289.885559292215,10849.77639119488,7989.7934930974843,6022.6094891151497,3177.7587756637722,1588.8793878318861,2981.0403752655388,3147.4944063717362,650.68393977877247,0,0,0,242.11495433628741,181.58621575221557,0,0,0,0,75.660923230089821,0,0,0,953.32763269913164,0,0,0,0,0,0,0,0,0,0,0,0,0,0,0,0,0]
[2,"POLES","> 66 kv & < = 132 kv ; concrete",52.916526637879279,52.518668220907692,22.209894154429126,52.916526637879279,7.2743746561391296,2,13,28,36,38,31,35,245,284,402,182,64,80,34,43,142,248,62,141,65,1,1,17,30,2,1,4,0,99,28,2,46,14,96,29,8,15,16,3,0,0,0,0,0,1,2,0,1,0,7,2,7,7,2,10,0,3,0,0,33,0,0,0,0,0,0,0,0,0,0,0,0,0,0,0,0,0,0,0,0,0,0,0,0,0,0,0,0,0,0,0,0,null,288.72862400757862,621.87703632401553,799.55618955944851,843.97597786830681,688.50671878730293,777.34629540501942,5441.4240678351362,6307.6099398578717,8928.3774500805084,4042.200736106101,1421.433225883464,1776.79153235433,755.13640125059032,955.0254486404524,3153.8049699289359,5508.0537502984234,1377.0134375746059,3131.5950757745068,1443.6431200378931,22.209894154429126,22.209894154429126,377.56820062529516,666.29682463287372,44.419788308858251,22.209894154429126,88.839576617716503,0,2198.7795212884835,621.87703632401553,44.419788308858251,1021.6551311037398,310.93851816200777,2132.1498388251962,644.08693047844463,177.67915323543301,333.14841231643686,355.35830647086601,66.629682463287381,0,0,0,0,0,22.209894154429126,44.419788308858251,0,22.209894154429126,0,155.46925908100388,44.419788308858251,155.46925908100388,155.46925908100388,44.419788308858251,222.09894154429125,0,66.629682463287381,0,0,732.92650709616112,0,0,0,0,0,0,0,0,0,0,0,0,0,0,0,0,0,0,0,0,0,0,0,0,0,0,0,0,0,0,0,0]
[2,"POLES","> 66 kv & < = 132 kv ; steel",62.907492593468845,62.907492593468845,144.05797521031704,62.907492593468845,7.9314243735579328,2,14,54,11,66,101,6,9,25,15,7,12,4,17,14,11,0,0,14,0,7,0,0,0,0,0,0,0,0,0,0,9,6,2,0,0,10,21,43,0,0,11,5,0,7,0,11,4,3,10,6,5,0,16,6,4,0,0,0,14,0,4,0,0,3,0,0,0,0,0,0,0,0,0,0,0,0,0,0,0,0,0,0,0,0,0,0,0,0,0,0,0,null,2016.8116529444385,7779.1306613571205,1584.6377273134874,9507.826363880924,14549.85549624202,864.34785126190218,1296.5217768928533,3601.4493802579259,2160.8696281547554,1008.4058264722192,1728.6957025238044,576.23190084126816,2448.9855785753898,2016.8116529444385,1584.6377273134874,0,0,2016.8116529444385,0,1008.4058264722192,0,0,0,0,0,0,0,0,0,0,1296.5217768928533,864.34785126190218,288.11595042063408,0,0,1440.5797521031704,3025.2174794166576,6194.4929340436329,0,0,1584.6377273134874,720.28987605158522,0,1008.4058264722192,0,1584.6377273134874,576.23190084126816,432.17392563095109,1440.5797521031704,864.34785126190218,720.28987605158522,0,2304.9276033650726,864.34785126190218,576.23190084126816,0,0,0,2016.8116529444385,0,576.23190084126816,0,0,432.17392563095109,0,0,0,0,0,0,0,0,0,0,0,0,0,0,0,0,0,0,0,0,0,0,0,0,0,0,0]
[2,"POLES","> 66 kv & < = 132 kv ; wood",64.740372057349944,65.352364883344222,15.126178872929982,65.352364883344222,8.0840809547742793,2,15,39,27,18,15,14,21,22,47,35,56,16,9,18,11,12,11,34,73,11,8,16,19,35,61,13,14,32,40,11,15,17,18,19,30,406,323,47,33,74,107,70,501,129,107,17,163,141,364,239,182,61,165,91,101,68,0,46,99,14,12,0,0,0,0,0,0,0,0,0,0,0,0,0,0,0,0,0,0,0,0,0,0,0,0,0,0,0,0,0,0,null,226.89268309394973,589.92097604426931,408.4068295691095,272.27121971273965,226.89268309394973,211.76650422101974,317.6497563315296,332.77593520445959,710.93040702770918,529.41626055254937,847.06601688407898,242.01886196687971,136.13560985636983,272.27121971273965,166.38796760222979,181.51414647515978,166.38796760222979,514.29008167961933,1104.2110577238886,166.38796760222979,121.00943098343986,242.01886196687971,287.39739858566963,529.41626055254937,922.69691124872895,196.64032534808976,211.76650422101974,484.03772393375942,605.04715491719924,166.38796760222979,226.89268309394973,257.14504083980967,272.27121971273965,287.39739858566963,453.78536618789946,6141.2286224095724,4885.7557759563842,710.93040702770918,499.16390280668941,1119.3372365968187,1618.501139403508,1058.8325211050987,7578.215615337921,1951.2770746079677,1618.501139403508,257.14504083980967,2465.5671562875868,2132.7912210831273,5505.9291097465139,3615.1567506302658,2752.9645548732569,922.69691124872895,2495.8195140334469,1376.4822774366285,1527.7440661659282,1028.5801633592387,0,695.80422815477914,1497.4917084200681,211.76650422101974,181.51414647515978,0,0,0,0,0,0,0,0,0,0,0,0,0,0,0,0,0,0,0,0,0,0,0,0,0,0,0,0,0,0]
[2,"POLES","staked wooden pole",17.783857418519791,26.112176861490767,10.673321217121483,26.112176861490767,5.1100075206882787,2,587,989,1003,1305,2189,1912,2083,1827,3019,2269,2826,1394,1048,945,794,893,205,45,19,9,3,2,0,0,0,0,0,0,0,0,0,0,0,0,0,0,0,0,0,0,0,0,0,0,0,0,0,0,0,0,0,0,0,0,0,0,0,0,0,0,0,0,0,0,0,0,0,0,0,0,0,0,0,0,0,0,0,0,0,0,0,0,0,0,0,0,0,0,0,0,0,null,6265.2395544503106,10555.914683733146,10705.341180772848,13928.684188343535,23363.900144278927,20407.390167136276,22232.52809526405,19500.15786368095,32222.756754489757,24217.765841648645,30162.80575958531,14878.609776667347,11185.640635543314,10086.288550179801,8474.6170463944582,9531.2758468894845,2188.0308495099039,480.29945477046675,202.79310312530816,96.059890954093348,32.019963651364449,21.346642434242966,0,0,0,0,0,0,0,0,0,0,0,0,0,0,0,0,0,0,0,0,0,0,0,0,0,0,0,0,0,0,0,0,0,0,0,0,0,0,0,0,0,0,0,0,0,0,0,0,0,0,0,0,0,0,0,0,0,0,0,0,0,0,0,0,0,0,0,0,0]
[3,"SERVICE LINES","˂ = 11 kv ; commercial and industrial ; complex type",58.756378772640218,"",0.37502482417604222,58.756378772640218,7.6652709523304017,2,1301,959,983,1289,762,848,931,740,653,799,836,805,1011,839,569,416,367,615,279,185,174,147,113,240,125,90,97,101,164,124,198,101,164,288,81,281,74,93,512,249,128,176,59,130,251,80,212,95,263,186,873,184,531,773,727,778,506,736,616,632,610,673,320,1001,81,55,121,162,65,75,91,2,15,102,0,0,0,0,22,0,0,0,0,0,0,0,0,0,0,0,225,null,487.90729625303095,359.64880638482447,368.64940216504948,483.40699836291844,285.76891602214414,318.02105090128379,349.14811130789531,277.51836989027123,244.89121018695556,299.64483451665774,313.52075301117128,301.89498346171399,379.1500972419787,314.64582748369941,213.38912495616802,156.01032685723357,137.63411047260749,230.64026686826597,104.63192594511578,69.379592472567808,65.254319406631339,55.128649153878207,42.377805131892771,90.005957802250137,46.878103022005277,33.752234175843796,36.377407945076094,37.877507241780265,61.504071164870922,46.503078197829232,74.254915186856365,37.877507241780265,61.504071164870922,108.00714936270016,30.37701075825942,105.38197559346786,27.751836989027122,34.877308648371923,192.01270997813361,93.381181219834517,48.003177494533404,66.004369054983428,22.12646462638649,48.753227142885486,94.131230868186591,30.001985934083379,79.505262725320947,35.627358296724012,98.631528758299098,69.754617296743845,327.39667150568488,69.00456764839177,199.13818163747843,289.89418908808062,272.6430471759827,291.76931320896085,189.76256103307736,276.01827059356708,231.01529169244199,237.01568887925868,228.76514274738574,252.39170667047642,120.00794373633352,375.39984900021824,30.37701075825942,20.626365329682322,45.378003725301106,60.75402151651884,24.376613571442743,28.126861813203167,34.127259000019841,0.75004964835208443,5.6253723626406336,38.252532065956309,0,0,0,0,8.2505461318729285,0,0,0,0,0,0,0,0,0,0,0,84.380585439609504]
[3,"SERVICE LINES","˂ = 11 kv ; commercial and industrial ; simple type",58.756378772640218,53.837954324831813,0.37502482417604222,58.756378772640218,7.6652709523304017,2,805,719,657,733,796,644,743,551,673,643,588,533,1092,1610,701,497,440,515,384,400,361,376,406,427,395,323,323,505,522,477,383,533,476,444,328,297,452,425,792,461,347,278,241,254,341,334,421,301,481,513,879,381,713,963,1031,1242,757,1074,1283,926,574,571,663,239,122,66,58,71,57,77,10,10,6,48,0,0,0,0,71,0,0,0,0,0,0,0,0,0,0,0,122,null,301.89498346171399,269.64284858257435,246.39130948365974,274.89319612103895,298.51976004412961,241.51598676937118,278.64344436279936,206.63867812099926,252.39170667047642,241.14096194519516,220.51459661551283,199.8882312858305,409.52710800023812,603.78996692342798,262.89240174740559,186.38733761549298,165.01092263745858,193.13778445066174,144.0095324836002,150.00992967041688,135.38396152755124,141.00933389019187,152.26007861547313,160.13559992317002,148.13480554953668,121.13301820886164,121.13301820886164,189.38753620890131,195.76295821989405,178.88684113197215,143.63450765942417,199.8882312858305,178.5118163077961,166.51102193416276,123.00814232974184,111.38237278028454,169.51122052757108,159.38555027481794,297.01966074742546,172.88644394515546,130.13361398908665,104.25690112093973,90.380982626426174,95.256305340714718,127.8834650440304,125.2582912747981,157.88545097811377,112.88247207698871,180.3869404286763,192.38773480230967,329.64682045074113,142.88445801107207,267.39269963751809,361.14890568152867,386.6505937254995,465.78083162664444,283.89379190126397,402.77666116506936,481.15684941786219,347.27298718701508,215.26424907704822,214.13917460452009,248.64145842871599,89.630932978074085,45.75302854947715,24.751638395618787,21.751439802210449,26.626762516498996,21.376414978034408,28.876911461555249,3.7502482417604224,3.7502482417604224,2.2501489450562531,18.001191560450025,0,0,0,0,26.626762516498996,0,0,0,0,0,0,0,0,0,0,0,45.75302854947715]
[3,"SERVICE LINES","˂ = 11 kv ; residential ; complex type",76.553944971256257,"",10.46333351712661,76.553944971256257,8.7495111275577138,2,10131,10950,5957,5468,6044,5616,7799,4826,4132,3628,3645,3911,3640,2748,3097,2742,2182,2587,2404,3006,2073,3385,2447,3289,2501,2469,2288,2132,1920,3479,1473,2153,1817,2399,1057,2980,4307,6214,8229,6535,5107,4158,620,1173,2545,248,3837,1248,1398,2156,2791,910,3241,2755,2023,3908,1446,4176,3400,2090,2556,1013,986,539,402,144,267,486,499,142,484,50,199,711,0,0,0,0,25,1,1,4,0,0,0,0,0,0,0,0,1149,null,106004.0318620097,114573.50201253638,62330.077761523222,57213.507671648309,63240.387777513235,58762.081032183043,81603.538100070436,50496.047553653021,43234.494092767156,37960.974000135342,38138.850669926498,40922.097385482171,38086.534002340864,28753.240505063925,32404.943902541112,28690.460503961167,22830.993734370262,27068.643808806541,25153.853775172371,31452.780552482593,21690.490381003463,35418.383955473575,25603.777116408815,34413.903937829418,26168.797126333651,25833.970453785601,23940.107087185686,22307.827058513933,20089.600352883092,36401.937306083477,15412.490270727498,22527.557062373591,19011.87700061905,25101.537107586737,11059.743527602826,31180.7338810373,45065.577458264313,65019.154475424759,86102.771512434876,68377.884534422396,53436.244271965603,43506.540764212448,6487.2667806184982,12273.490215589514,26629.183801087223,2594.9067122473994,40147.810705214804,13058.240229374011,14627.740256943001,22558.947062924974,29203.163846300369,9521.6335005852161,33911.663929007344,28826.483839683813,21167.323705147133,40890.707384930793,15129.980265765078,43694.880767520728,35575.333958230476,21868.367050794615,26744.280469775615,10599.356852849256,10316.846847886838,5639.7367657312434,4206.2600738848978,1506.720026466232,2793.7100490728048,5085.1800893235322,5221.2034250461784,1485.7933594319786,5064.2534222892791,523.16667585633047,2082.2033699081953,7439.4301306770203,0,0,0,0,261.58333792816524,10.46333351712661,10.46333351712661,41.853334068506442,0,0,0,0,{"$f":"IFERROR($F31*CR31,\"\")","v":0},0,0,0,12022.370211178475]
[3,"SERVICE LINES","˂ = 11 kv ; residential ; simple type",59.97284104637248,55.878458150344443,0.38685716654907465,59.97284104637248,7.7442133910664213,2,14835,22834,23649,24810,26188,19024,23684,19063,21635,25786,20340,16169,15181,9610,9441,7720,7065,5776,4187,3916,4294,4353,5507,5929,5308,4111,3480,7973,7881,6439,5457,7410,7461,6123,4804,3499,5975,5881,11997,5956,4319,3923,3870,3594,7348,3388,6019,4491,5733,8701,9996,7116,10844,14148,12566,21909,11804,14292,19077,16047,7393,9097,10890,3268,1966,1310,1324,1541,666,908,315,39,264,902,0,0,1,0,1442,1,1,4,0,0,0,0,0,0,0,0,3012,null,5739.0260657555227,8833.4965409815704,9148.7851317190671,9597.926302082542,10131.015477587167,7359.5707364295959,9162.3251325482834,7374.6581659250096,8369.6547982892298,9975.498896634439,7868.6747676081786,6255.0935259319876,5872.8786453815019,3717.6973705366072,3652.3185093898137,2986.5373257588562,2733.1458816692125,2234.4869939874552,1619.7709563409755,1514.9326642061762,1661.1646731617266,1683.9892459881219,2130.4224161857542,2293.6761404694635,2053.4378400424885,1590.3698116832459,1346.2629395907798,3084.412188895772,3048.8213295732571,2490.9732954094916,2111.0795578583002,2866.6116041286432,2886.3413196226461,2368.7264307799842,1858.4618281017547,1353.6132257552122,2311.4715701307209,2275.1069964751082,4641.1254270892487,2304.1212839662885,1670.8361023254533,1517.64066437202,1497.1372345449188,1390.3646565773743,2842.6264598026005,1310.6720802682648,2328.4932854588801,1737.3755349718942,2217.8521358258449,3366.0442061434987,3867.0242368245504,2752.8755971632154,4195.0791140581659,5473.255192336308,4861.2471548556723,8475.6536619236758,4566.4619939452768,5528.9626243193752,7380.074166256697,6207.896951613001,2860.035032297309,3519.2396440969319,4212.8745437194229,1264.249220282376,760.56118943548074,506.7828881792878,512.19888851097483,596.14689365212405,257.64687292168372,351.26630722655977,121.86000746295852,15.087429495413911,102.1302919689557,348.94516422726531,0,0,0.38685716654907465,0,557.84803416376565,0.38685716654907465,0.38685716654907465,1.5474286661962986,0,0,0,0,0,0,0,0,1165.2137856458128]
[4,"SWITCHGEAR","˂ = 11 kv ; circuit breaker",62.695785327710183,56.116674547490568,79.254557452856233,62.695785327710183,7.9180670196525984,2,394,324,287,270,367,428,373,391,475,235,243,250,180,162,125,92,202,137,87,108,108,70,61,64,49,47,54,47,47,34,46,84,14,77,30,45,34,38,61,47,37,37,75,69,70,101,106,92,77,45,36,80,67,77,52,40,59,10,18,33,39,16,17,40,56,30,33,58,29,12,3,6,28,3,0,11,18,1,32,24,35,18,9,7,0,8,5,8,0,15,0,null,31226.295636425355,25678.476614725419,22746.05798896974,21398.730512271184,29086.422585198237,33920.950589822467,29561.949929915376,30988.531964066788,37645.914790106712,18624.821001421216,19258.857461044063,19813.639363214057,14265.820341514122,12839.23830736271,9906.8196816070285,7291.4192856627733,16009.420605476958,10857.874371041304,6895.1464983984924,8559.4922049084726,8559.4922049084726,5547.8190216999365,4834.5280046242306,5072.2916769827989,3883.4733151899554,3724.9642002842429,4279.7461024542363,3724.9642002842429,3724.9642002842429,2694.654953397112,3645.7096428313866,6657.3828260399232,1109.5638043399872,6102.6009238699298,2377.6367235856869,3566.4550853785304,2694.654953397112,3011.673183208537,4834.5280046242306,3724.9642002842429,2932.4186257556808,2932.4186257556808,5944.0918089642173,5468.5644642470797,5547.8190216999365,8004.7103027384792,8400.9830900027609,7291.4192856627733,6102.6009238699298,3566.4550853785304,2853.1640683028245,6340.3645962284991,5310.0553493413672,6102.6009238699298,4121.2369875485238,3170.1822981142495,4676.018889718518,792.54557452856238,1426.5820341514122,2615.4003959442557,3090.9277406613933,1268.0729192456997,1347.327476698556,3170.1822981142495,4438.2552173599488,2377.6367235856869,2615.4003959442557,4596.7643322656613,2298.3821661328307,951.05468943427479,237.7636723585687,475.5273447171374,2219.1276086799744,237.7636723585687,0,871.80013198141853,1426.5820341514122,79.254557452856233,2536.1458384913994,1902.1093788685496,2773.9095108499682,1426.5820341514122,713.29101707570612,554.7819021699936,0,634.03645962284986,396.27278726428119,634.03645962284986,0,1188.8183617928435,0]
[4,"SWITCHGEAR","˂ = 11 kv ; fuse",57.790203569202767,48.118663812759813,3.7221019648817446,57.790203569202767,7.601986817221059,2,3928,2260,1321,1528,2065,2125,2181,1971,2089,1840,1421,1185,1298,1161,1036,730,376,232,368,326,310,289,380,369,308,265,403,319,258,192,185,213,157,147,150,989,193,95,91,97,93,100,127,142,173,192,205,235,298,181,132,183,191,164,183,164,198,196,123,216,98,63,70,78,132,107,86,37,42,8,29,27,0,9,4,13,17,18,45,33,57,37,26,6,5,9,58,65,29,31,28,null,14620.416518055492,8411.9504406327433,4916.8966956087843,5687.3718023393058,7686.1405574808023,7909.4666753737074,8117.9043854070851,7336.2629727819185,7775.4710046379641,6848.6676153824101,5289.1068920969592,4410.690828384867,4831.2883504165047,4321.3603812277051,3856.0976356174874,2717.1344343636738,1399.510338795536,863.52765585256475,1369.733523076482,1213.4052405514487,1153.8516091133408,1075.6874678508243,1414.398746655063,1373.4556250413639,1146.4074051835773,986.35702069366232,1500.007091847343,1187.3505267972764,960.30230693949011,714.64357725729496,688.58886350312275,792.8077185198116,584.3700084864339,547.14898883761646,558.31529473226169,3681.1588432680455,718.36567922217671,353.59968666376574,338.71127880423876,361.04389059352923,346.15548273400225,372.21019648817446,472.70694953998157,528.53847901320773,643.92363992454182,714.64357725729496,763.03090280075764,874.69396174720998,1109.1863855347599,673.70045564359577,491.31745936439029,681.14465957335926,710.92147529241322,610.42472224060612,681.14465957335926,610.42472224060612,736.97618904658543,729.53198511682194,457.81854168045459,803.97402441445684,364.76599255841097,234.49242378754991,260.54713754172212,290.32395326077608,491.31745936439029,398.26491024234667,320.10076897983004,137.71777270062455,156.32828252503327,29.776815719053957,107.94095698157059,100.4967530518071,0,33.498917683935701,14.888407859526978,48.38732554346268,63.275733402989658,66.997835367871403,167.49458841967851,122.82936484109757,212.15981199825944,137.71777270062455,96.77465108692536,22.332611789290468,18.610509824408723,33.498917683935701,215.88191396314119,241.9366277173134,107.94095698157059,115.38516091133408,104.21885501668885]
[4,"SWITCHGEAR","˂ = 11 kv ; switch",68.284865759723715,63.316169287113297,18.642387011994973,68.284865759723715,8.2634657232739652,2,2845,2572,2980,3128,3741,3983,3898,3654,3512,4030,3780,3024,3202,2193,2335,1860,1280,1104,1320,1213,1194,1042,1309,1099,1256,1270,1323,1243,1025,842,901,886,902,886,906,3198,1354,1161,1128,1253,1253,1552,1594,1500,1157,1309,1297,1448,1593,1391,1208,1184,1127,1162,1341,1306,572,501,329,516,266,155,116,139,124,140,85,75,65,48,43,46,5,14,4,19,24,15,45,32,63,34,18,4,17,10,68,73,38,101,74,null,53037.591049125702,47948.219394851069,55554.313295745022,58313.386573520278,69741.169811873202,74252.627468775972,72668.024572756403,68119.282141829637,65472.063186126346,75128.819658339737,70468.222905340997,56374.578324272799,59692.923212407906,40882.754717304975,43529.973673008266,34674.839842310648,23862.255375353565,20581.19526124245,24607.950855833365,22613.215445549904,22259.010092321998,19425.367266498761,24402.884598701421,20487.983326182475,23414.838087065687,23675.831505233615,24663.878016869348,23172.487055909751,19108.446687294847,15696.889864099767,16796.790697807472,16517.154892627546,16815.433084819466,16517.154892627546,16890.002632867447,59618.353664359922,25241.792014241193,21643.811320926165,21028.612549530331,23358.910926029701,23358.910926029701,28932.9846426162,29715.964897119986,27963.580517992461,21569.241772878184,24402.884598701421,24179.175954557479,26994.176393368722,29697.322510107992,25931.560333685007,22520.003510489929,22072.586222202048,21009.970162518333,21662.453707938159,24999.44098308526,24346.957437665435,10663.445370861125,9339.8358930094819,6133.3453269463462,9619.4716981894071,4958.8749451906633,2889.569986859221,2162.5168933914169,2591.2917946673015,2311.6559894873767,2609.9341816792962,1584.6028960195727,1398.179025899623,1211.7551557796733,894.83457657575877,801.62264151578381,857.54980255176872,93.211935059974863,260.99341816792963,74.569548047979893,354.20535322790448,447.41728828787939,279.6358051799246,838.90741553977375,596.55638438383914,1174.4703817556833,633.84115840782908,335.56296621590951,74.569548047979893,316.92057920391454,186.42387011994973,1267.6823168156582,1360.894251875633,708.41070645580896,1882.8810882114924,1379.536638887628]
[4,"SWITCHGEAR","> 11 kv & < = 22 kv ; circuit breaker",54.080742481678904,49.907378876340459,282.67237714230322,54.080742481678904,7.3539610062658687,2,1,2,0,0,0,0,0,0,0,3,0,1,1,0,1,0,0,0,0,0,1,0,0,0,0,0,0,0,0,0,0,0,0,0,0,0,0,0,0,0,0,0,0,0,0,0,0,0,0,0,0,0,0,0,0,0,0,0,0,0,0,0,0,0,0,0,0,0,0,0,0,0,0,0,0,0,0,0,0,0,0,0,0,0,0,0,0,0,0,0,0,null,282.67237714230322,565.34475428460644,0,0,0,0,0,0,0,848.0171314269096,0,282.67237714230322,282.67237714230322,0,282.67237714230322,0,0,0,0,0,282.67237714230322,0,0,0,0,0,0,0,0,0,0,0,0,0,0,0,0,0,0,0,0,0,0,0,0,0,0,0,0,0,0,0,0,0,0,0,0,0,0,0,0,0,0,0,0,0,0,0,0,0,0,0,0,0,0,0,0,0,0,0,0,0,0,0,0,0,0,0,0,0,0]
[4,"SWITCHGEAR","> 11 kv & < = 22 kv ; switch",66.574406193043203,50.799612744157521,55.17925433131942,66.574406193043203,8.1593140761367433,2,1,1,0,0,1,0,0,0,1,4,3,1,0,1,19,1,1,6,1,0,0,0,1,0,13,0,0,1,0,0,0,0,0,0,0,0,0,0,1,0,0,0,0,0,0,1,2,0,3,0,0,0,0,0,0,0,0,0,0,0,0,0,0,0,0,0,0,0,0,0,0,0,0,0,0,0,0,0,0,0,0,0,0,0,0,0,0,0,0,0,0,null,{"$f":"IFERROR($F37*J37,\"\")","v":55.17925433131942},55.17925433131942,0,0,55.17925433131942,0,0,0,55.17925433131942,220.71701732527768,165.53776299395827,55.17925433131942,0,55.17925433131942,1048.4058322950689,55.17925433131942,55.17925433131942,331.07552598791654,55.17925433131942,0,0,0,55.17925433131942,0,717.33030630715245,0,0,55.17925433131942,0,0,{"$f":"IFERROR($F37*AN37,\"\")","v":0},0,0,0,0,0,0,0,55.17925433131942,0,0,0,0,0,0,55.17925433131942,{"$f":"IFERROR($F37*BD37,\"\")","v":110.35850866263884},0,165.53776299395827,0,0,0,0,0,0,0,0,0,0,0,0,0,{"$f":"IFERROR($F37*BT37,\"\")","v":0},0,0,0,0,0,0,0,0,0,0,0,0,0,0,0,{"$f":"IFERROR($F37*CJ37,\"\")","v":0},0,0,0,0,0,0,0,0,0,0,0,0]
[4,"SWITCHGEAR","> 22 kv & < = 33 kv ; circuit breaker",54.080742481678904,56.47472704144657,282.67237714230322,56.47472704144657,7.5149668689520226,2,60,35,42,32,39,58,65,35,57,22,22,21,15,23,18,7,2,14,27,1,0,0,29,0,49,0,0,0,0,0,0,0,0,0,0,0,0,0,0,1,3,1,7,4,9,0,0,5,0,9,26,19,0,2,67,0,13,17,18,12,0,8,0,0,4,0,18,0,0,0,0,0,0,0,0,0,0,0,0,0,0,0,0,0,0,0,0,0,0,0,0,null,16960.342628538194,9893.5331999806131,11872.239839976735,9045.516068553703,11024.222708549825,16394.997874253586,18373.704514249708,9893.5331999806131,16112.325497111284,6218.7922971306707,6218.7922971306707,5936.1199199883677,4240.0856571345485,6501.4646742729738,5088.1027885614576,1978.7066399961225,{"$f":"IFERROR($F38*Z38,\"\")","v":565.34475428460644},3957.413279992245,7632.1541828421869,282.67237714230322,0,0,8197.498937126793,0,13850.946479972858,0,0,0,0,0,0,0,0,0,0,0,0,0,0,282.67237714230322,848.0171314269096,282.67237714230322,1978.7066399961225,1130.6895085692129,2544.0513942807288,0,0,1413.3618857115162,0,2544.0513942807288,7349.4818056998838,5370.7751657037616,0,565.34475428460644,18939.049268534316,0,3674.7409028499419,4805.4304114191546,5088.1027885614576,3392.0685257076384,0,2261.3790171384258,0,0,1130.6895085692129,0,5088.1027885614576,0,0,0,0,0,0,0,0,0,0,0,0,0,0,0,0,0,0,0,0,0,0,0,0]
[4,"SWITCHGEAR","> 22 kv & < = 33 kv ; switch",66.574406193043203,54.231980612241621,55.17925433131942,66.574406193043203,8.1593140761367433,2,180,88,151,72,48,86,77,45,120,50,27,48,52,84,23,5,3,3,0,1,0,0,87,1,7,0,7,1,4,0,2,0,5,0,0,0,8,0,1,47,24,11,8,0,18,10,33,36,0,0,172,129,20,51,448,11,72,78,61,32,2,95,0,0,13,0,50,2,0,0,0,0,0,0,0,0,0,0,0,0,0,0,0,0,0,0,0,0,0,0,0,null,9932.2657796374951,4855.7743811561086,8332.0674040292324,3972.9063118549984,2648.6042079033323,4745.4158724934705,4248.802583511595,2483.0664449093738,6621.5105197583307,2758.9627165659708,1489.8398669456244,2648.6042079033323,2869.3212252286098,4635.0573638308315,1269.1228496203466,275.89627165659709,165.53776299395827,165.53776299395827,0,55.17925433131942,0,0,4800.59512682479,55.17925433131942,386.25478031923592,0,386.25478031923592,55.17925433131942,220.71701732527768,0,110.35850866263884,0,275.89627165659709,0,0,0,441.43403465055536,0,55.17925433131942,2593.4249535720128,1324.3021039516661,606.97179764451357,441.43403465055536,0,993.22657796374961,551.79254331319419,1820.9153929335409,1986.4531559274992,0,0,9490.831744986941,7118.1238087402053,1103.5850866263884,2814.1419708972903,24720.305940431099,606.97179764451357,3972.9063118549984,4303.9818378429145,3365.9345142104848,1765.7361386022214,110.35850866263884,5242.0291614753451,0,0,717.33030630715245,0,2758.9627165659708,110.35850866263884,0,0,0,0,0,0,0,0,0,0,0,0,0,0,0,0,0,0,0,0,0,0,0]
[4,"SWITCHGEAR","> 33 kv & < = 66 kv ; circuit breaker",19.140596762683327,49.77784528288926,204.55836326112509,49.77784528288926,7.0553416134790563,2,0,3,4,7,8,20,11,19,19,2,11,2,3,7,5,2,10,4,0,0,0,0,0,0,0,0,0,0,0,0,0,0,0,0,0,1,1,0,0,0,0,0,0,0,0,0,0,0,0,0,0,0,0,0,0,0,0,0,0,0,0,0,0,0,0,0,0,0,0,0,0,0,0,0,0,0,0,0,0,0,0,0,0,0,0,0,0,0,0,0,0,null,0,613.67508978337526,818.23345304450038,1431.9085428278756,1636.4669060890008,4091.167265222502,2250.1419958723759,3886.6089019613769,3886.6089019613769,409.11672652225019,2250.1419958723759,409.11672652225019,613.67508978337526,1431.9085428278756,1022.7918163056255,409.11672652225019,2045.583632611251,818.23345304450038,0,0,0,0,0,0,0,0,0,0,0,0,0,0,0,0,0,204.55836326112509,204.55836326112509,0,0,0,0,0,0,0,0,0,0,0,0,0,0,0,0,0,0,0,0,0,0,0,0,0,0,0,0,0,0,0,0,0,0,0,0,0,0,0,0,0,0,0,0,0,0,0,0,0,0,0,0,0,0]
[4,"SWITCHGEAR","> 33 kv & < = 66 kv ; switch",62.610676299637426,62.094070739875832,121.90296871567357,62.610676299637426,7.9126908381180563,2,0,0,1,0,18,59,6,30,54,5,30,13,9,17,6,1,7,3,15,2,0,0,1,0,0,0,0,0,5,0,0,0,10,7,9,43,19,0,8,0,45,0,3,0,9,0,2,0,11,2,0,0,10,0,2,0,1,1,0,0,21,1,0,0,0,0,0,0,0,0,0,0,0,0,0,0,0,0,0,0,0,0,0,0,0,0,0,0,0,0,0,null,0,0,121.90296871567357,0,2194.2534368821243,7192.2751542247406,731.41781229404137,3657.0890614702071,6582.760310646373,609.51484357836785,3657.0890614702071,1584.7385933037563,1097.1267184410622,2072.3504681664508,731.41781229404137,121.90296871567357,853.32078100971501,365.70890614702068,1828.5445307351035,243.80593743134713,0,0,121.90296871567357,0,0,0,0,0,609.51484357836785,0,0,0,1219.0296871567357,853.32078100971501,1097.1267184410622,5241.8276547739633,2316.1564055977979,0,975.22374972538853,0,5485.6335922053104,0,365.70890614702068,0,1097.1267184410622,0,243.80593743134713,0,1340.9326558724092,243.80593743134713,0,0,1219.0296871567357,0,243.80593743134713,0,121.90296871567357,121.90296871567357,0,0,2559.9623430291449,121.90296871567357,0,0,0,0,0,0,0,0,0,0,0,0,0,0,0,0,0,0,0,0,0,0,0,0,0,0,0,0,0]
[4,"SWITCHGEAR","> 66 kv & < = 132 kv ; circuit breaker",45.181667491329463,44.112617602786514,362.18356591543494,45.181667491329463,6.7217309892117418,2,17,30,22,41,59,41,35,41,61,31,37,40,29,16,14,23,8,19,5,10,4,2,6,2,1,0,0,0,0,0,0,0,0,0,0,1,0,0,1,2,1,0,0,0,0,0,0,0,1,0,0,0,0,0,0,0,0,0,2,0,2,0,0,0,0,0,0,0,2,0,0,0,0,0,0,0,0,0,0,0,0,0,0,0,0,0,0,0,0,0,0,null,6157.1206205623939,10865.506977463048,7968.0384501395683,14849.526202532832,21368.830389010662,14849.526202532832,12676.424807040223,14849.526202532832,22093.197520841532,11227.690543378483,13400.791938871092,14487.342636617397,10503.323411547613,5794.937054646959,5070.5699228160893,8330.2220160550041,2897.4685273234795,6881.4877523932637,1810.9178295771746,3621.8356591543493,1448.7342636617398,724.36713183086988,2173.1013954926098,724.36713183086988,362.18356591543494,0,0,0,0,0,0,0,0,0,0,362.18356591543494,0,0,362.18356591543494,724.36713183086988,362.18356591543494,0,0,0,0,0,0,0,362.18356591543494,0,0,0,0,0,0,0,0,0,724.36713183086988,0,724.36713183086988,0,0,0,0,0,0,0,724.36713183086988,0,0,0,0,0,0,0,0,0,0,0,0,0,0,0,0,0,0,0,0,0,0]
[4,"SWITCHGEAR","> 66 kv & < = 132 kv ; switch",62.610676299637426,57.166349982593644,121.90296871567357,62.610676299637426,7.9126908381180563,2,101,133,72,171,231,193,148,187,190,50,26,82,77,40,44,40,45,54,0,10,25,0,24,19,6,0,0,0,0,0,0,0,0,0,6,37,28,0,26,33,26,9,11,5,1,15,11,12,30,2,37,30,2,6,96,14,4,0,36,4,2,0,9,27,3,0,30,0,7,0,0,0,0,0,0,0,0,0,0,0,0,0,0,0,0,0,0,0,0,0,0,null,12312.19984028303,16213.094839184585,8777.0137475284973,20845.407650380181,28159.585773320592,23527.272962125,18041.639369919689,22795.855149830957,23161.564055977979,6095.148435783678,3169.4771866075125,9996.0434346852326,9386.528591106864,4876.1187486269428,5363.7306234896369,4876.1187486269428,5485.6335922053104,6582.760310646373,0,1219.0296871567357,3047.574217891839,0,2925.6712491761655,2316.1564055977979,731.41781229404137,0,0,0,0,0,0,0,0,0,731.41781229404137,4510.4098424799222,3413.28312403886,0,3169.4771866075125,4022.7979676172276,3169.4771866075125,1097.1267184410622,1340.9326558724092,609.51484357836785,121.90296871567357,1828.5445307351035,1340.9326558724092,1462.8356245880827,3657.0890614702071,243.80593743134713,4510.4098424799222,3657.0890614702071,243.80593743134713,731.41781229404137,11702.684996704662,1706.64156201943,487.61187486269426,0,4388.5068737642487,487.61187486269426,243.80593743134713,0,1097.1267184410622,3291.3801553231865,365.70890614702068,0,3657.0890614702071,0,853.32078100971501,0,0,0,0,0,0,0,0,0,0,0,0,0,0,0,0,0,0,0,0,0,0]
[5,"TRANSFORMERS","ground outdoor / indoor chamber mounted ; ˂ 22 kv ; < = 60 kva ; multiple phase",83.845238233253411,"",128.18777669721098,83.845238233253411,9.1567045509426261,2,0,0,0,0,0,0,0,0,0,0,0,2,0,0,0,0,0,0,0,0,0,0,0,0,0,0,0,0,0,0,0,0,0,0,0,0,0,0,0,0,0,0,0,0,0,0,0,2,0,0,0,0,0,0,0,0,0,0,0,0,0,0,0,0,0,0,0,0,0,0,0,0,0,0,0,0,0,0,0,0,0,0,0,0,0,0,0,0,0,0,0,null,0,0,0,0,0,0,0,0,0,0,0,256.37555339442196,0,0,0,0,0,0,0,0,0,0,0,0,0,0,0,0,0,0,0,0,0,0,0,0,0,0,0,0,0,0,0,0,0,0,0,256.37555339442196,0,0,0,0,0,0,0,0,0,0,0,0,0,0,0,0,0,0,0,0,0,0,0,0,0,0,0,0,0,0,0,0,0,0,0,0,0,0,0,0,0,0,0]
[5,"TRANSFORMERS","ground outdoor / indoor chamber mounted ; ˂ 22 kv ; > 60 kva and < = 600 kva ; multiple phase",83.845238233253411,64.439191702986236,128.18777669721098,83.845238233253411,9.1567045509426261,2,2,7,0,2,5,2,9,6,0,3,2,3,4,1,0,0,0,4,0,0,0,1,0,2,5,1,1,0,3,2,1,2,1,0,1,10,11,4,5,4,3,9,9,4,12,43,36,36,20,39,16,10,24,6,18,25,18,30,16,14,5,9,1,3,3,59,3,1,74,8,16,2,0,0,21,6,1,2,0,0,6,1,0,0,0,0,0,0,8,0,1,null,256.37555339442196,897.31443688047682,0,256.37555339442196,640.93888348605492,256.37555339442196,1153.6899902748987,769.12666018326581,0,384.56333009163291,256.37555339442196,384.56333009163291,512.75110678884391,128.18777669721098,0,0,0,512.75110678884391,0,0,0,128.18777669721098,0,256.37555339442196,640.93888348605492,128.18777669721098,128.18777669721098,0,384.56333009163291,256.37555339442196,128.18777669721098,256.37555339442196,128.18777669721098,0,128.18777669721098,1281.8777669721098,1410.0655436693207,512.75110678884391,640.93888348605492,512.75110678884391,384.56333009163291,1153.6899902748987,1153.6899902748987,512.75110678884391,1538.2533203665316,5512.0743979800718,4614.7599610995949,4614.7599610995949,2563.7555339442197,4999.3232911912282,2051.0044271553757,1281.8777669721098,3076.5066407330633,769.12666018326581,2307.3799805497974,3204.6944174302744,2307.3799805497974,3845.6333009163295,2051.0044271553757,1794.6288737609536,640.93888348605492,1153.6899902748987,128.18777669721098,384.56333009163291,384.56333009163291,7563.0788251354479,384.56333009163291,128.18777669721098,9485.895475593612,1025.5022135776878,2051.0044271553757,256.37555339442196,0,0,2691.9433106414303,769.12666018326581,128.18777669721098,256.37555339442196,0,0,769.12666018326581,128.18777669721098,0,0,0,0,0,0,1025.5022135776878,0,128.18777669721098]
[5,"TRANSFORMERS","ground outdoor / indoor chamber mounted ; ˂ 22 kv ; > 600 kva ; multiple phase",60.81606758132304,58.142648515714264,58.639653235771384,60.81606758132304,7.7984657196991662,2,105,84,93,96,97,91,76,84,87,53,77,69,63,54,56,40,13,45,9,19,41,18,34,132,552,48,88,90,163,113,127,107,49,35,38,62,48,72,39,27,21,18,43,15,41,113,178,93,91,30,49,61,43,67,76,13,29,16,3,0,0,0,0,0,0,0,0,0,0,0,0,0,0,0,0,0,0,0,0,0,0,0,0,0,0,0,0,0,0,0,0,null,6157.1635897559954,4925.7308718047962,5453.487750926739,5629.4067106340526,5688.0463638698238,5336.2084444551956,4456.6136459186255,4925.7308718047962,5101.6498315121107,3107.9016214958833,4515.2532991543967,4046.1360732682256,3694.2981538535973,3166.5412747316545,3283.8205812031974,2345.5861294308552,762.31549206502802,2638.7843956097122,527.75687912194246,1114.1534114796564,2404.2257826666269,1055.5137582438849,1993.7482100162269,7740.4342271218229,32369.088586145805,2814.7033553170263,5160.2894847478819,5277.5687912194244,9558.2634774307353,6626.2808156421661,7447.2359609429659,6274.4428962275379,2873.343008552798,2052.3878632519986,2228.3068229593127,3635.6585006178257,2814.7033553170263,4222.0550329755397,2286.946476195084,1583.2706373658273,1231.432717951199,1055.5137582438849,2521.5050891381693,879.59479853657081,2404.2257826666269,6626.2808156421661,10437.858275967306,5453.487750926739,5336.2084444551956,1759.1895970731416,2873.343008552798,3577.0188473820544,2521.5050891381693,3928.8567667966827,4456.6136459186255,762.31549206502802,1700.5499438373702,938.23445177234214,175.91895970731414,0,0,0,0,0,0,0,0,0,0,0,0,0,0,0,0,0,0,0,0,0,0,0,0,0,0,0,0,0,0,0,0]
[5,"TRANSFORMERS","ground outdoor / indoor chamber mounted ; > = 22 kv & < = 33 kv ; < = 15 mva",72.212746779813955,64.376968038192189,457.93917292960435,72.212746779813955,8.4978083515582981,2,0,0,3,1,1,0,1,0,0,0,1,1,0,0,0,1,0,0,0,0,0,0,0,0,0,0,0,0,1,0,0,0,0,0,0,0,0,0,0,0,4,0,0,0,0,0,1,2,0,3,0,3,5,1,11,6,5,2,4,2,1,0,0,0,2,2,0,1,0,0,0,0,1,0,0,0,0,0,0,0,0,0,0,0,0,0,0,0,0,0,0,null,0,0,1373.817518788813,457.93917292960435,457.93917292960435,0,457.93917292960435,0,0,0,457.93917292960435,457.93917292960435,0,0,0,457.93917292960435,0,0,0,0,0,0,0,0,0,0,0,0,457.93917292960435,0,0,0,0,0,0,0,0,0,0,0,1831.7566917184174,0,0,0,0,0,457.93917292960435,915.87834585920871,0,1373.817518788813,0,1373.817518788813,2289.6958646480216,457.93917292960435,5037.3309022256481,2747.635037577626,2289.6958646480216,915.87834585920871,1831.7566917184174,915.87834585920871,457.93917292960435,0,0,0,915.87834585920871,915.87834585920871,0,457.93917292960435,0,0,0,0,457.93917292960435,0,0,0,0,0,0,0,0,0,0,0,0,0,0,0,0,0,0]
[5,"TRANSFORMERS","ground outdoor / indoor chamber mounted ; > = 22 kv & < = 33 kv ; > 15 mva and < = 40 mva",50.23663130628681,55.331392195215464,728.6105245209061,55.331392195215464,7.4385073902776666,2,0,1,0,1,2,0,7,12,2,5,16,14,18,11,6,12,1,0,5,0,0,0,0,0,0,1,2,0,0,0,1,0,2,0,0,3,0,0,0,1,0,3,3,2,3,2,4,9,5,3,9,3,2,5,2,7,3,0,3,0,0,0,0,0,0,0,0,0,0,0,0,0,0,0,0,0,0,0,0,0,0,0,0,0,0,0,0,0,0,0,0,null,0,728.6105245209061,0,728.6105245209061,1457.2210490418122,0,5100.2736716463423,8743.3262942508736,1457.2210490418122,3643.0526226045304,11657.768392334498,10200.547343292685,13114.98944137631,8014.7157697299672,4371.6631471254368,8743.3262942508736,728.6105245209061,0,3643.0526226045304,0,0,0,0,0,0,728.6105245209061,1457.2210490418122,0,0,0,728.6105245209061,0,1457.2210490418122,0,0,2185.8315735627184,0,0,0,728.6105245209061,0,2185.8315735627184,2185.8315735627184,1457.2210490418122,2185.8315735627184,1457.2210490418122,2914.4420980836244,6557.4947206881552,3643.0526226045304,2185.8315735627184,6557.4947206881552,2185.8315735627184,1457.2210490418122,3643.0526226045304,1457.2210490418122,5100.2736716463423,2185.8315735627184,0,2185.8315735627184,0,0,0,0,0,0,0,0,0,0,0,0,0,0,0,0,0,0,0,0,0,0,0,0,0,0,0,0,0,0,0,0]
[5,"TRANSFORMERS","ground outdoor / indoor chamber mounted ; > 33 kv & < = 66 kv ; < = 15 mva",66.655142480236108,72.363217677952235,416.97236158628965,72.363217677952235,8.5066572564052585,2,0,0,0,0,0,0,0,0,0,0,3,0,0,0,0,0,0,0,0,0,0,0,0,0,0,0,0,0,0,0,0,0,0,0,0,0,0,0,0,0,0,2,0,0,0,0,0,2,0,0,0,2,0,0,1,0,0,1,0,0,0,1,0,0,0,0,0,0,0,0,0,0,0,0,0,0,0,0,0,0,0,0,0,0,0,0,0,0,0,0,0,null,0,0,0,0,0,0,0,0,0,0,1250.9170847588689,0,0,0,0,0,0,0,0,0,0,0,0,0,0,0,0,0,0,0,0,0,0,0,0,0,0,0,0,0,0,833.9447231725793,0,0,0,0,0,833.9447231725793,0,0,0,833.9447231725793,0,0,416.97236158628965,0,0,416.97236158628965,0,0,0,416.97236158628965,0,0,0,0,0,0,0,0,0,0,0,0,0,0,0,0,0,0,0,0,0,0,0,0,0,0,0,0,0]
[5,"TRANSFORMERS","ground outdoor / indoor chamber mounted ; > 33 kv & < = 66 kv ; > 15 mva and < = 40 mva",56.266153477786041,56.266153477786041,442.37282695471777,56.266153477786041,7.5010768212161407,2,0,0,0,0,0,4,0,4,0,2,5,1,2,4,1,0,0,0,0,0,0,0,0,0,0,0,0,0,0,0,0,0,0,0,3,2,0,0,1,0,0,0,2,0,1,0,0,0,2,1,0,0,1,0,0,1,0,0,0,0,0,0,0,0,0,0,0,0,0,0,0,0,0,0,0,0,0,0,0,0,0,0,0,0,0,0,0,0,0,0,0,null,0,0,0,0,0,1769.4913078188711,0,1769.4913078188711,0,884.74565390943553,2211.8641347735888,442.37282695471777,884.74565390943553,1769.4913078188711,442.37282695471777,0,0,0,0,0,0,0,0,0,0,0,0,0,0,0,0,0,0,0,1327.1184808641533,884.74565390943553,0,0,442.37282695471777,0,0,0,884.74565390943553,0,442.37282695471777,0,0,0,884.74565390943553,442.37282695471777,0,0,442.37282695471777,0,0,442.37282695471777,0,0,0,0,0,0,0,0,0,0,0,0,0,0,0,0,0,0,0,0,0,0,0,0,0,0,0,0,0,0,0,0,0,0,0]
[5,"TRANSFORMERS","ground outdoor / indoor chamber mounted ; > 66 kv & < = 132 kv ; < = 100 mva",54.914940363826773,52.085369786030682,1954.565550317237,54.914940363826773,7.4104615486369516,2,3,6,8,9,1,6,17,8,20,8,11,7,8,8,6,4,6,3,1,4,4,1,0,0,4,3,0,0,1,0,0,2,0,0,3,2,2,3,4,4,2,1,0,3,3,6,4,1,2,2,1,0,1,0,2,3,2,1,2,0,0,3,0,0,1,0,1,0,0,0,0,0,0,0,0,0,0,0,0,0,0,0,0,0,0,0,0,0,0,0,0,null,5863.6966509517115,11727.393301903423,15636.524402537896,17591.089952855134,1954.565550317237,11727.393301903423,33227.614355393031,15636.524402537896,39091.311006344738,15636.524402537896,21500.221053489608,13681.95885222066,15636.524402537896,15636.524402537896,11727.393301903423,7818.262201268948,11727.393301903423,5863.6966509517115,1954.565550317237,7818.262201268948,7818.262201268948,1954.565550317237,0,0,7818.262201268948,5863.6966509517115,0,0,1954.565550317237,0,0,3909.131100634474,0,0,5863.6966509517115,3909.131100634474,3909.131100634474,5863.6966509517115,7818.262201268948,7818.262201268948,3909.131100634474,1954.565550317237,0,5863.6966509517115,5863.6966509517115,11727.393301903423,7818.262201268948,1954.565550317237,3909.131100634474,3909.131100634474,1954.565550317237,0,1954.565550317237,0,3909.131100634474,5863.6966509517115,3909.131100634474,1954.565550317237,3909.131100634474,0,0,5863.6966509517115,0,0,1954.565550317237,0,1954.565550317237,0,0,0,0,0,0,0,0,0,0,0,0,0,0,0,0,0,0,0,0,0,0,0,0]
[5,"TRANSFORMERS","ground outdoor / indoor chamber mounted ; > 66 kv & < = 132 kv ; > 100 mva",56.758454357951123,"",1596.7665849092723,56.758454357951123,7.5338207012080609,2,2,0,0,1,0,0,0,2,6,6,1,1,2,2,0,0,0,1,1,1,0,0,0,0,0,0,0,2,0,0,0,0,0,0,0,0,3,2,0,0,3,0,0,0,0,0,1,2,0,1,2,2,0,0,2,0,1,0,0,0,0,0,0,0,0,0,0,0,0,0,0,0,0,0,0,0,0,0,0,0,0,0,0,0,0,0,0,0,0,0,0,null,3193.5331698185446,0,0,1596.7665849092723,0,0,0,3193.5331698185446,9580.5995094556347,9580.5995094556347,1596.7665849092723,1596.7665849092723,3193.5331698185446,3193.5331698185446,0,{"$f":"IFERROR($F52*Y52,\"\")","v":0},0,1596.7665849092723,1596.7665849092723,1596.7665849092723,0,0,0,0,0,0,0,3193.5331698185446,0,0,0,0,0,0,0,0,4790.2997547278173,3193.5331698185446,0,0,4790.2997547278173,0,0,0,0,0,1596.7665849092723,3193.5331698185446,0,1596.7665849092723,3193.5331698185446,3193.5331698185446,0,0,3193.5331698185446,0,1596.7665849092723,0,0,0,0,0,0,0,0,0,0,0,0,0,0,0,0,0,0,0,0,0,0,0,0,0,0,0,0,0,0,0,0,0,0]
[5,"TRANSFORMERS","kiosk mounted ; < = 22 kv ; < = 60 kva ; multiple phase",62.682208736939074,"",40.234046076781176,62.682208736939074,7.9172096559923864,2,0,0,0,0,0,0,0,0,0,0,0,0,0,0,0,0,0,0,0,0,0,0,0,0,0,1,0,0,0,0,0,0,0,0,0,0,0,0,0,0,0,0,0,0,0,0,0,0,0,0,0,0,0,0,0,0,0,0,0,0,0,0,0,0,0,0,0,0,0,0,0,0,0,0,0,0,0,0,0,0,0,0,0,0,0,0,0,0,0,0,0,null,{"$f":"IFERROR($F53*J53,\"\")","v":0},0,0,0,0,0,0,0,0,0,0,0,0,0,0,0,0,0,0,0,0,0,0,0,0,40.234046076781176,0,0,0,0,0,0,0,0,0,0,0,0,0,0,0,0,0,{"$f":"IFERROR($F53*BA53,\"\")","v":0},0,0,0,0,0,0,0,0,0,0,0,0,0,0,0,{"$f":"IFERROR($F53*BQ53,\"\")","v":0},0,0,0,0,0,0,0,0,0,0,0,0,0,0,0,{"$f":"IFERROR($F53*CG53,\"\")","v":0},0,0,0,0,0,0,0,0,0,0,0,0,0,0,0]
[5,"TRANSFORMERS","kiosk mounted ; < = 22 kv ; < = 60 kva ; single phase",62.682208736939074,41.326770265851934,40.234046076781176,62.682208736939074,7.9172096559923864,2,0,0,0,0,0,0,0,0,0,0,0,0,0,0,0,0,0,0,0,0,1,0,0,0,0,0,0,0,0,0,0,0,0,0,0,0,0,0,0,0,0,0,0,0,0,0,0,0,0,0,0,0,0,0,0,0,0,0,0,0,0,0,0,0,0,0,0,0,0,0,0,0,0,0,0,0,0,0,0,0,0,0,0,0,0,0,0,0,0,0,0,null,0,0,0,0,0,0,0,0,0,0,0,0,0,0,0,0,0,0,0,0,40.234046076781176,0,0,0,0,0,0,0,0,0,0,0,{"$f":"IFERROR($F54*AP54,\"\")","v":0},0,0,0,0,0,0,0,0,0,0,0,0,0,0,0,0,0,0,0,0,0,0,0,0,0,0,0,0,0,0,0,0,0,0,0,0,0,0,0,0,0,0,0,0,0,0,0,0,0,0,0,0,0,0,0,0,0,0]
[5,"TRANSFORMERS","kiosk mounted ; < = 22 kv ; > 60 kva and < = 600 kva ; multiple phase",62.682208736939074,51.586527208471168,40.234046076781176,62.682208736939074,7.9172096559923864,2,137,163,109,133,160,143,196,195,161,228,198,177,204,155,180,122,77,110,30,30,36,33,92,241,480,199,120,89,62,122,88,177,107,27,68,168,141,313,194,248,253,192,209,179,136,149,157,123,96,61,104,39,40,67,72,44,18,7,4,4,0,0,0,0,0,3,0,0,9,1,0,0,0,0,1,0,0,0,1,0,0,0,0,0,0,0,0,0,1,0,0,null,5512.0643125190209,6558.1495105153317,4385.5110223691481,5351.1281282118962,6437.447372284988,5753.4685889797083,7885.873031049111,7845.6389849723291,6477.6814183617698,9173.3625055061075,7966.3411232026729,7121.4261555902685,8207.7453996633594,6236.2771419010824,7242.1282938206114,4908.5536213673031,3098.0215479121507,4425.7450684459291,1207.0213823034353,1207.0213823034353,1448.4256587641223,1327.7235205337788,3701.532239063868,9696.4051045042634,19312.342116854965,8006.5751692794538,4828.0855292137412,3580.8301008335247,2494.5108567604329,4908.5536213673031,3540.5960547567433,{"$f":"IFERROR($F55*AO55,\"\")","v":7121.4261555902685},4305.0429302155862,1086.3192440730918,2735.91513322112,6759.3197408992373,5673.0004968261455,12593.256422032508,7805.4049388955482,9978.0434270417318,10179.213657425638,7724.9368467419863,8408.9156300472659,7201.8942477438304,5471.8302664422399,5994.8728654403949,6316.7452340546442,4948.7876674440849,3862.4684233709932,2454.2768106836515,4184.3407919852425,1569.1277969944658,1609.361843071247,2695.681087144339,2896.8513175282446,1770.2980273783717,724.21282938206116,281.63832253746824,160.93618430712471,160.93618430712471,0,0,0,0,0,120.70213823034354,0,0,362.10641469103058,40.234046076781176,0,0,0,0,40.234046076781176,0,0,0,40.234046076781176,0,0,0,0,0,0,0,0,0,40.234046076781176,0,0]
[5,"TRANSFORMERS","kiosk mounted ; < = 22 kv ; > 600 kva ; multiple phase",60.704619966253674,45.471696297173295,35.845509057404271,60.704619966253674,7.7913169596836243,2,141,140,168,175,287,312,337,374,277,291,281,284,218,133,131,123,100,178,40,23,20,10,28,42,549,17,31,48,21,38,12,26,17,23,14,10,25,15,10,2,3,1,5,10,4,1,1,0,1,1,1,1,0,2,1,1,0,1,0,0,0,0,0,0,0,0,0,0,8,0,0,0,0,0,0,0,0,0,0,0,0,0,0,0,0,0,0,0,0,0,0,null,5054.2167770940023,5018.3712680365979,6022.0455216439177,6272.9640850457472,10287.661099475026,11183.798825910133,12079.93655234524,13406.220387469197,9929.2060089009829,10431.043135704644,10072.5880451306,10180.124572302813,7814.3209745141312,4767.4527046347685,4695.7616865199598,4408.997614060725,3584.550905740427,6380.5006122179602,1433.820362296171,824.44670832029828,716.91018114808548,358.45509057404274,1003.6742536073195,1505.5113804109794,19679.184472514946,609.37365397587257,1111.2107807795323,1720.584434755405,752.75569020548971,1362.1293441813623,430.14610868885126,931.98323549251108,609.37365397587257,824.44670832029828,501.83712680365977,358.45509057404274,896.13772643510674,537.68263586106411,358.45509057404274,71.691018114808543,107.53652717221281,35.845509057404271,179.22754528702137,358.45509057404274,143.38203622961709,35.845509057404271,35.845509057404271,0,35.845509057404271,35.845509057404271,35.845509057404271,35.845509057404271,0,71.691018114808543,35.845509057404271,35.845509057404271,0,35.845509057404271,0,0,0,0,0,0,0,0,0,0,286.76407245923417,0,0,0,0,0,0,0,0,0,0,0,0,0,0,0,0,0,0,0,0,0,0]
[5,"TRANSFORMERS","pole mounted ; < = 22 kv ; < = 60 kva ; multiple phase",67.4529856765011,56.711756871374,15.030843553591886,67.4529856765011,8.2129766635794788,2,25,11,21,27,27,16,18,33,23,41,76,31,26,16,15,14,4,78,17,15,57,135,116,242,166,248,101,119,390,102,83,130,111,85,57,147,147,103,58,46,33,41,32,36,42,29,25,54,31,22,36,24,16,33,27,16,22,29,17,14,21,11,17,5,1,0,0,1,133,1,0,0,0,0,0,0,0,0,0,0,0,0,0,0,0,0,0,0,0,0,0,null,375.77108883979713,165.33927908951074,315.64771462542961,405.83277594698092,405.83277594698092,240.49349685747018,270.55518396465396,496.01783726853222,345.7094017326134,616.26458569726731,1142.3441100729833,465.95615016134849,390.80193239338905,240.49349685747018,225.46265330387828,210.43180975028639,60.123374214367544,1172.4057971801672,255.52434041106207,225.46265330387828,856.75808255473748,2029.1638797349046,1743.5778522166588,3637.4641399692364,2495.1200298962531,3727.6492012907879,1518.1151989127804,1788.6703828774343,5862.0289859008353,1533.1460424663724,1247.5600149481265,1954.0096619669453,1668.4236344486994,1277.6217020553104,856.75808255473748,2209.5340023780072,2209.5340023780072,1548.1768860199643,871.78892610832941,691.4188034652268,496.01783726853222,616.26458569726731,480.98699371494035,541.11036792930793,631.29542925085923,435.8944630541647,375.77108883979713,811.66555189396183,465.95615016134849,330.67855817902148,541.11036792930793,360.74024528620527,240.49349685747018,496.01783726853222,405.83277594698092,240.49349685747018,330.67855817902148,435.8944630541647,255.52434041106207,210.43180975028639,315.64771462542961,165.33927908951074,255.52434041106207,75.154217767959437,15.030843553591886,0,0,15.030843553591886,1999.1021926277208,15.030843553591886,0,0,0,0,0,0,0,0,0,0,0,0,0,0,0,0,0,0,0,0,0]
[5,"TRANSFORMERS","pole mounted ; < = 22 kv ; < = 60 kva ; single phase",74.235329193844692,55.655848837815093,15.015799242967534,74.235329193844692,8.6159926412366836,2,43,35,56,65,97,73,71,78,80,127,200,105,68,46,58,51,20,184,42,21,11,7,8,3,16,6,9,8,13,17,11,15,26,20,16,66,33,51,70,52,39,42,24,30,25,37,17,16,22,16,18,13,9,16,11,10,11,28,6,8,16,11,4,2,0,0,0,0,250,0,0,0,0,0,0,0,0,0,0,0,0,0,0,0,0,0,0,0,0,0,0,null,645.67936744760391,525.55297350386365,840.88475760618189,976.02695079288969,1456.5325265678507,1096.1533447366301,1066.121746250695,1171.2323409514677,1201.2639394374028,1907.0065038568769,3003.1598485935069,1576.6589205115911,1021.0743485217923,690.72676517650655,870.91635609211698,765.80576139134416,300.31598485935069,2762.9070607060262,630.66356820463636,315.33178410231818,165.17379167264286,105.11059470077274,120.12639394374027,45.047397728902602,240.25278788748054,90.094795457805205,135.1421931867078,120.12639394374027,195.20539015857793,255.26858713044808,165.17379167264286,225.23698864451299,390.41078031715585,300.31598485935069,240.25278788748054,991.04275003585724,495.52137501792862,765.80576139134416,1051.1059470077273,780.82156063431171,585.61617047573384,630.66356820463636,360.37918183122082,450.47397728902598,375.39498107418837,555.58457198979875,255.26858713044808,240.25278788748054,330.34758334528573,240.25278788748054,270.2843863734156,195.20539015857793,135.1421931867078,240.25278788748054,165.17379167264286,150.15799242967535,165.17379167264286,420.44237880309095,90.094795457805205,120.12639394374027,240.25278788748054,165.17379167264286,60.063196971870134,30.031598485935067,0,0,0,0,3753.9498107418835,0,0,0,0,0,0,0,0,0,0,0,0,0,0,0,0,0,0,0,0,0,0]
[5,"TRANSFORMERS","pole mounted ; < = 22 kv ; > 60 kva and < = 600 kva ; multiple phase",64.722064018172546,53.319350485971896,24.158338623358336,64.722064018172546,8.04500242499482,2,115,128,207,160,217,180,189,222,311,315,482,278,230,93,94,75,47,449,48,44,84,116,126,298,88,171,168,91,166,70,78,82,106,84,123,280,82,87,106,79,50,51,121,89,113,150,135,142,208,157,174,133,144,164,113,104,74,83,47,63,11,16,12,3,6,1,5,2,196,0,0,0,0,0,0,0,0,0,0,0,0,0,0,0,0,0,0,0,0,0,0,null,2778.2089416862086,3092.267343789867,5000.7760950351758,3865.3341797373337,5242.3594812687588,4348.5009522045002,4565.9259998147254,5363.1511743855508,7513.2433118644421,7609.8766663578763,11644.319216458718,6716.0181372936177,5556.4178833724172,2246.7254919723255,2270.8838305956838,1811.8753967518753,1135.4419152978419,10847.094041887893,1159.6002539212002,1062.9668994277667,2029.3004443621003,2802.3672803095669,3043.9506665431504,7199.1849097607837,2125.9337988555335,4131.0759045942759,4058.6008887242006,2198.4088147256084,4010.284211477484,1691.0837036350836,1884.3504126219502,1980.9837671153837,2560.7838940759834,2029.3004443621003,2971.4756506730755,6764.3348145403343,1980.9837671153837,2101.7754602321752,2560.7838940759834,1908.5087512453085,1207.9169311679168,1232.0752697912751,2923.1589734263589,2150.0921374788918,2729.892264439492,3623.7507935037506,3261.3757141533752,3430.4840845168837,5024.9344336585336,3792.8591638672588,4203.5509204643504,3213.0590369066585,3478.8007617636003,3961.9675342307673,2729.892264439492,2512.4672168292668,1787.7170581285168,2005.142105738742,1135.4419152978419,1521.9753332715752,265.74172485694169,386.53341797373338,289.90006348030005,72.475015870075012,144.95003174015002,24.158338623358336,120.79169311679168,48.316677246716672,4735.034370178234,0,0,0,0,0,0,0,0,0,0,0,0,0,0,0,0,0,0,0,0,0,0]
[5,"TRANSFORMERS","pole mounted ; < = 22 kv ; > 60 kva and < = 600 kva ; single phase",67.321005750845458,58.653651599327844,23.29897094292426,67.321005750845458,8.204937888299062,2,9,5,5,6,19,5,19,25,25,27,29,39,18,14,12,8,3,52,2,0,0,0,1,41,2,14,4,0,5,0,0,1,1,0,0,0,1,2,1,0,0,2,1,1,1,0,1,0,0,0,0,0,0,1,0,0,0,0,0,0,0,0,0,0,0,0,0,0,12,0,0,0,0,0,0,0,0,0,0,0,0,0,0,0,0,0,0,0,0,0,0,null,209.69073848631834,116.4948547146213,116.4948547146213,139.79382565754557,442.68044791556093,116.4948547146213,442.68044791556093,582.47427357310653,582.47427357310653,629.07221545895504,675.67015734480356,908.65986677404612,419.38147697263668,326.18559320093965,279.58765131509114,186.39176754339408,69.896912828772784,1211.5464890320616,46.59794188584852,0,0,0,23.29897094292426,955.25780865989464,46.59794188584852,326.18559320093965,93.195883771697041,0,116.4948547146213,0,0,23.29897094292426,23.29897094292426,0,0,0,23.29897094292426,46.59794188584852,23.29897094292426,0,0,46.59794188584852,23.29897094292426,23.29897094292426,23.29897094292426,0,23.29897094292426,0,0,0,0,0,0,23.29897094292426,0,0,0,0,0,0,0,0,0,0,0,0,0,0,279.58765131509114,0,0,0,0,0,0,0,0,0,0,0,0,0,0,0,0,0,0,0,0,0,0]
[5,"TRANSFORMERS","pole mounted ; < = 22 kv ; > 600 kva ; multiple phase",64.722064018172546,49.171407527508407,24.158338623358336,64.722064018172546,8.04500242499482,2,0,0,0,0,0,0,0,0,0,0,0,0,0,1,0,0,0,0,0,0,0,0,0,0,0,0,0,0,0,0,0,0,0,0,0,0,0,0,0,0,0,0,0,0,0,0,0,0,0,0,0,0,0,0,0,0,0,0,0,0,0,0,0,0,0,0,0,0,0,0,0,0,0,0,0,0,0,0,0,0,0,0,0,0,0,0,0,0,0,0,0,null,0,0,0,0,0,0,0,0,0,0,0,0,0,24.158338623358336,0,0,0,0,0,0,0,0,0,0,0,0,0,0,0,0,0,0,0,0,0,0,0,0,0,0,0,0,0,0,0,0,0,0,0,0,0,0,0,0,0,0,0,0,0,0,0,0,0,0,0,0,0,0,0,0,0,0,0,0,0,0,0,0,0,0,0,0,0,0,0,0,0,0,0,0,0]
[6,"UNDERGROUND CABLES","˂ = 1 kv",70.034137508275734,58.962765842690402,474.57774791534484,70.034137508275734,8.3686401229994196,2,178,183,155,154,174,172,223,188,133,152,133,123,149,171,136,141,101,97,100,101,65,65,63,75,53,70,51,43,27,53,75,34,39,50,45,59,118,114,99,136,97,107,69,51,93,43,83,44,57,70,108,38,95,100,84,122,75,104,101,85,55,73,48,80,13,6,16,14,5,19,8,1,3,5,11,1,1,1,4,1,1,1,1,1,1,1,1,1,1,1,21,null,84474.839128931388,86847.727868508111,73559.550926878452,73084.973178963104,82576.528137269997,81627.372641439317,105830.8377851219,89220.616608084834,63118.840472740863,72135.817683132424,63118.840472740863,58373.062993587417,70712.084439386381,81152.794893523969,64542.573716486899,66915.462456063629,47932.352539449828,46034.041547788453,47457.774791534481,47932.352539449828,30847.553614497414,30847.553614497414,29898.398118666726,35593.331093650864,25152.620639513276,33220.442354074141,24203.465143682588,20406.843160359829,12813.599193714312,25152.620639513276,35593.331093650864,16135.643429121725,18508.53216869845,23728.88739576724,21355.998656190517,28000.087127005347,56000.174254010693,54101.86326234931,46983.19704361914,64542.573716486899,46034.041547788453,50779.819026941899,32745.864606158793,24203.465143682588,44135.73055612707,20406.843160359829,39389.953076973623,20881.420908275173,27050.931631174655,33220.442354074141,51254.396774857247,18033.954420783106,45084.886051957757,47457.774791534481,39864.530824888963,57898.485245672069,35593.331093650864,49356.085783195864,47932.352539449828,40339.108572804311,26101.776135343967,34644.175597820176,22779.731899936553,37966.219833227588,6169.510722899483,2847.4664874920691,7593.2439666455175,6644.0884708148278,2372.8887395767242,9016.9772103915529,3796.6219833227588,474.57774791534484,1423.7332437460345,2372.8887395767242,5220.3552270687933,474.57774791534484,474.57774791534484,474.57774791534484,1898.3109916613794,474.57774791534484,474.57774791534484,474.57774791534484,474.57774791534484,474.57774791534484,474.57774791534484,474.57774791534484,474.57774791534484,474.57774791534484,474.57774791534484,474.57774791534484,9966.1327062222408]
[6,"UNDERGROUND CABLES","> 1 kv & < = 11 kv",91.298460839860581,64.832290822367668,967.73756375870175,91.298460839860581,9.5550228068728646,2,113,130,122,121,255,268,284,286,236,214,160,189,144,129,104,112,91,121,116,110,85,51,61,89,56,71,83,63,51,58,84,44,44,71,39,71,91,106,131,155,133,118,91,91,109,70,94,62,114,73,136,87,125,122,175,238,131,161,158,174,150,161,182,193,26,34,24,26,17,30,16,2,4,14,28,2,2,2,27,4,7,3,2,1,1,1,2,3,17,11,63,null,109354.3447047333,125805.88328863123,118063.98277856161,117096.24521480291,246773.07875846894,259353.66708733208,274837.4681074713,276772.94323498872,228386.06504705362,207095.83864436217,154838.01020139229,182902.39955039462,139354.20918125304,124838.14572487252,100644.70663090498,108386.60714097459,88064.118302041854,117096.24521480291,112257.5573960094,106451.13201345719,82257.692919489651,49354.615751693789,59031.991389280804,86128.643174524463,54193.303570487296,68709.367026867825,80322.217791972245,60967.466516798209,49354.615751693789,56128.778698004702,81289.955355730941,42580.452805382876,42580.452805382876,68709.367026867825,37741.764986589369,68709.367026867825,88064.118302041854,102580.18175842239,126773.62085238993,149999.32238259877,128709.09597990733,114193.03252352681,88064.118302041854,88064.118302041854,105483.39444969849,67741.62946310913,90967.33099331797,59999.728953039506,110322.082268492,70644.842154385231,131612.30867118345,84193.168047007057,120967.19546983772,118063.98277856161,169354.07365777279,230321.54017457101,126773.62085238993,155805.74776515097,152902.53507387487,168386.33609401411,145160.63456380527,155805.74776515097,176128.23660408371,186773.34980542943,25161.176657726246,32903.077167795862,23225.70153020884,25161.176657726246,16451.538583897931,29032.126912761054,15483.801020139228,1935.4751275174035,3870.950255034807,13548.325892621824,27096.651785243648,1935.4751275174035,1935.4751275174035,1935.4751275174035,26128.914221484949,3870.950255034807,6774.162946310912,2903.212691276105,1935.4751275174035,967.73756375870175,967.73756375870175,967.73756375870175,1935.4751275174035,2903.212691276105,16451.538583897931,10645.113201345719,60967.466516798209]
[6,"UNDERGROUND CABLES","> 22 kv & < = 33 kv",71.838645227198256,65.385207027128601,619.92005398726315,71.838645227198256,8.475768120188178,2,11,16,6,3,7,15,19,20,29,19,8,18,5,11,1,1,5,6,9,1,3,1,7,0,2,0,0,1,1,1,0,1,0,0,1,0,0,0,0,0,0,1,3,9,9,6,11,10,3,1,12,17,13,22,12,26,0,0,0,0,0,3,44,16,0,20,7,4,1,19,16,42,1,0,1,3,0,3,1,1,1,21,0,0,0,0,18,1,9,0,0,null,6819.1205938598941,9918.7208637962103,3719.5203239235789,1859.7601619617894,4339.4403779108416,9298.8008098089467,11778.481025757999,12398.401079745263,17977.681565630632,11778.481025757999,4959.3604318981052,11158.560971770738,3099.6002699363157,6819.1205938598941,619.92005398726315,619.92005398726315,3099.6002699363157,3719.5203239235789,5579.2804858853688,619.92005398726315,1859.7601619617894,619.92005398726315,4339.4403779108416,0,1239.8401079745263,0,0,619.92005398726315,619.92005398726315,619.92005398726315,0,619.92005398726315,0,0,619.92005398726315,0,0,0,0,0,0,619.92005398726315,1859.7601619617894,5579.2804858853688,5579.2804858853688,3719.5203239235789,6819.1205938598941,6199.2005398726315,1859.7601619617894,619.92005398726315,7439.0406478471577,10538.640917783474,8058.9607018344213,13638.241187719788,7439.0406478471577,16117.921403668843,0,0,0,0,0,1859.7601619617894,27276.482375439577,9918.7208637962103,0,12398.401079745263,4339.4403779108416,2479.6802159490526,619.92005398726315,11778.481025757999,9918.7208637962103,26036.642267465053,619.92005398726315,0,619.92005398726315,1859.7601619617894,0,1859.7601619617894,619.92005398726315,619.92005398726315,619.92005398726315,13018.321133732527,0,0,0,0,11158.560971770738,619.92005398726315,5579.2804858853688,0,0]
[6,"UNDERGROUND CABLES","> 33 kv & < = 66 kv",71.838645227198256,46.206285537094587,619.92005398726315,71.838645227198256,8.475768120188178,2,0,0,0,1,7,0,1,1,0,0,0,0,0,0,0,0,0,0,0,0,0,0,0,0,0,0,0,0,0,0,0,0,0,0,0,0,0,0,0,0,0,0,0,0,0,0,0,0,0,0,0,0,0,0,0,0,0,0,0,0,0,0,0,0,0,0,0,0,0,0,0,0,0,0,0,0,0,0,0,0,0,0,0,0,0,0,0,0,0,0,0,null,0,0,0,619.92005398726315,4339.4403779108416,0,619.92005398726315,619.92005398726315,0,0,0,0,0,0,0,0,0,0,0,0,0,0,0,0,0,0,0,0,0,0,0,0,0,0,0,0,0,0,0,0,0,0,0,0,0,0,0,0,0,0,0,0,0,0,0,0,0,0,0,0,0,0,0,0,0,0,0,0,0,0,0,0,0,0,0,0,0,0,0,0,0,0,0,0,0,0,0,0,0,0,0]
["","","","","","","","","","","","","","","","","","","","","","","","","","","","","","","","","","","","","","","","","","","","","","","","","","","","","","","","","","","","","","","","","","","","","","","","","","","","","","","","","","","","","","","","","","","","","","","","","","","","",null,{"$f":"IFERROR($F66*J66,\"\")","v":""},"","","","","","","","","","","","","","","",{"$f":"IFERROR($F66*Z66,\"\")","v":""},"","","","","","","","","","","","","","","",{"$f":"IFERROR($F66*AP66,\"\")","v":""},"","","","","","","","","","","","","","","",{"$f":"IFERROR($F66*BF66,\"\")","v":""},"","","","","","","","","","","","","","","",{"$f":"IFERROR($F66*BV66,\"\")","v":""},"","","","","","","","","","","","","",{"$f":"IFERROR($F66*CJ66,\"\")","v":""},{"$f":"IFERROR($F66*CK66,\"\")","v":""},"","","","","","","","","","",""]
["","","","","","","","","","","","","","","","","","","","","","","","","","","","","","","","","","","","","","","","","","","","","","","","","","","","","","","","","","","","","","","","","","","","","","","","","","","","","","","","","","","","","","","","","","","","","","","","","","","","",null,"","","","","","","","","","","","","","","","","","","","","","","","","","","","","","","","","","","","","","","","","","","","","","","","","","","","","","","","","","","","","","","","","","","","","","","","","","","","","","","","","","","","","","","","","","",""]
["","","","","","","","","","","","","","","","","","","","","","","","","","","","","","","","","","","","","","","","","","","","","","","","","","","","","","","","","","","","","","","","","","","","","","","","","","","","","","","","","","","","","","","","","","","","","","","","","","","","",null,"","","","","","","","","","","","","","","","","","","","","","","","","","","","","","","","","","","","","","","","","","","","","","","","","","","","","","","","","","","","","","","","","","","","","","","","","","","","","","","","","","","","","","","","","","",""]
["","","","","","","","","","","","","","","","","","","","","","","","","","","","","","","","","","","","","","","","","","","","","","","","","","","","","","","","","","","","","","","","","","","","","","","","","","","","","","","","","","","","","","","","","","","","","","","","","","","","",null,"","","","","","","","","","","","","","","","","","","","","","","","","","","","","","","","","","","","","","","","","","","","","","","","","","","","","","","","","","","","","","","","","","","","","","","","","","","","","","","","","","","","","","","","","","",""]
["","","","","","","","","","","","","","","","","","","","","","","","","","","","","","","","","","","","","","","","","","","","","","","","","","","","","","","","","","","","","","","","","","","","","","","","","","","","","","","","","","","","","","","","","","","","","","","","","","","","",null,"","","","","","","","","","","","","","","","","","","","","","","","","","","","","","","","","","","","","","","","","","","","","","","","","","","","","","","","","","","","","","","","","","","","","","","","","","","","","","","","","","","","","","","","","","",""]
["","","","","","","","","","","","","","","","","","","","","","","","","","","","","","","","","","","","","","","","","","","","","","","","","","","","","","","","","","","","","","","","","","","","","","","","","","","","","","","","","","","","","","","","","","","","","","","","","","","","",null,"","","","","","","","","","","","","","","","","","","","","","","","","","","","","","","","","","","","","","","","","","","","","","","","","","","","","","","","","","","","","","","","","","","","","","","","","","","","","","","","","","","","","","","","","","",""]
["","","","","","","","","","","","","","","","","","","","","","","","","","","","","","","","","","","","","","","","","","","","","","","","","","","","","","","","","","","","","","","","","","","","","","","","","","","","","","","","","","","","","","","","","","","","","","","","","","","","",null,"","","","","","","","","","","","","","","","","","","","","","","","","","","","","","","","","","","","","","","","","","","","","","","","","","","","","","","","","","","","","","","","","","","","","","","","","","","","","","","","","","","","","","","","","","",""]
["","","","","","","","","","","","","","","","","","","","","","","","","","","","","","","","","","","","","","","","","","","","","","","","","","","","","","","","","","","","","","","","","","","","","","","","","","","","","","","","","","","","","","","","","","","","","","","","","","","","",null,"","","","","","","","","","","","","","","","","","","","","","","","","","","","","","","","","","","","","","","","","","","","","","","","","","","","","","","","","","","","","","","","","","","","","","","","","","","","","","","","","","","","","","","","","","",""]
["","","","","","","","","","","","","","","","","","","","","","","","","","","","","","","","","","","","","","","","","","","","","","","","","","","","","","","","","","","","","","","","","","","","","","","","","","","","","","","","","","","","","","","","","","","","","","","","","","","","",null,"","","","","","","","","","","","","","","","","","","","","","","","","","","","","","","","","","","","","","","","","","","","","","","","","","","","","","","","","","","","","","","","","","","","","","","","","","","","","","","","","","","","","","","","","","",""]
["","","","","","","","","","","","","","","","","","","","","","","","","","","","","","","","","","","","","","","","","","","","","","","","","","","","","","","","","","","","","","","","","","","","","","","","","","","","","","","","","","","","","","","","","","","","","","","","","","","","",null,"","","","","","","","","","","","","","","","","","","","","","","","","","","","","","","","","","","","","","","","","","","","","","","","","","","","","","","","","","","","","","","","","","","","","","","","","","","","","","","","","","","","","","","","","","",""]
["","","","","","","","","","","","","","","","","","","","","","","","","","","","","","","","","","","","","","","","","","","","","","","","","","","","","","","","","","","","","","","","","","","","","","","","","","","","","","","","","","","","","","","","","","","","","","","","","","","","",null,"","","","","","","","","","","","","","","","","","","","","","","","","","","","","","","","","","","","","","","","","","","","","","","","","","","","","","","","","","","","","","","","","","","","","","","","","","","","","","","","","","","","","","","","","","",""]
["","","","","","","","","","","","","","","","","","","","","","","","","","","","","","","","","","","","","","","","","","","","","","","","","","","","","","","","","","","","","","","","","","","","","","","","","","","","","","","","","","","","","","","","","","","","","","","","","","","","",null,"","","","","","","","","","","","","","","","","","","","","","","","","","","","","","","","","","","","","","","","","","","","","","","","","","","","","","","","","","","","","","","","","","","","","","","","","","","","","","","","","","","","","","","","","","",""]
["","","","","","","","","","","","","","","","","","","","","","","","","","","","","","","","","","","","","","","","","","","","","","","","","","","","","","","","","","","","","","","","","","","","","","","","","","","","","","","","","","","","","","","","","","","","","","","","","","","","",null,"","","","","","","","","","","","","","","","","","","","","","","","","","","","","","","","","","","","","","","","","","","","","","","","","","","","","","","","","","","","","","","","","","","","","","","","","","","","","","","","","","","","","","","","","","",""]
["","","","","","","","","","","","","","","","","","","","","","","","","","","","","","","","","","","","","","","","","","","","","","","","","","","","","","","","","","","","","","","","","","","","","","","","","","","","","","","","","","","","","","","","","","","","","","","","","","","","",null,"","","","","","","","","","","","","","","","","","","","","","","","","","","","","","","","","","","","","","","","","","","","","","","","","","","","","","","","","","","","","","","","","","","","","","","","","","","","","","","","","","","","","","","","","","",""]
["","","","","","","","","","","","","","","","","","","","","","","","","","","","","","","","","","","","","","","","","","","","","","","","","","","","","","","","","","","","","","","","","","","","","","","","","","","","","","","","","","","","","","","","","","","","","","","","","","","","",null,"","","","","","","","","","","","","","","","","","","","","","","","","","","","","","","","","","","","","","","","","","","","","","","","","","","","","","","","","","","","","","","","","","","","","","","","","","","","","","","","","","","","","","","","","","",""]
["","","","","","","","","","","","","","","","","","","","","","","","","","","","","","","","","","","","","","","","","","","","","","","","","","","","","","","","","","","","","","","","","","","","","","","","","","","","","","","","","","","","","","","","","","","","","","","","","","","","",null,"","","","","","","","","","","","","","","",{"$f":"IFERROR($F81*Y81,\"\")","v":""},"","","","","","","","","","","","","","","","","","","","","","","","","","","","","","","",{"$f":"IFERROR($F81*BE81,\"\")","v":""},"","","","","","","","","","","","","","","","","","","","","","","","","","","","","","","","","","","","","","","","","","",""]
["","","","","","","","","","","","","","","","","","","","","","","","","","","","","","","","","","","","","","","","","","","","","","","","","","","","","","","","","","","","","","","","","","","","","","","","","","","","","","","","","","","","","","","","","","","","","","","","","","","","",null,{"$f":"IFERROR($F82*J82,\"\")","v":""},"","","","","","","","","","","","","","","","","","","","","","","","","","","","","","","",{"$f":"IFERROR($F82*AP82,\"\")","v":""},"","","","","","","","","","","","","","","","","","","","","","","","","","","","","","","","","","","","","","","","","","","","","","","","","","","","","","","","","",""]
["","","","","","","","","","","","","","","","","","","","","","","","","","","","","","","","","","","","","","","","","","","","","","","","","","","","","","","","","","","","","","","","","","","","","","","","","","","","","","","","","","","","","","","","","","","","","","","","","","","","",null,"","","","","","","","","","","","","","","","","","","","","","","","","","","","","","","","","","","","","","","","","","","","","","","","","","","","","","","","","","","","","","","","","","","","","","","","","","","","","","","","","","","","","","","","","","",""]
["","","","","","","","","","","","","","","","","","","","","","","","","","","","","","","","","","","","","","","","","","","","","","","","","","","","","","","","","","","","","","","","","","","","","","","","","","","","","","","","","","","","","","","","","","","","","","","","","","","","",null,"","","","","","","","","","","","","","","","","","","","","","","","","","","","","","","","","","","","","","","","","","","","","","","","","","","","","","","","","","","",{"$f":"IFERROR($F84*BQ84,\"\")","v":""},"","","","","","","","","","","","","","","","","","","","","","","","","","","","","","",""]
["","","","","","","","","","","","","","","","","","","","","","","","","","","","","","","","","","","","","","","","","","","","","","","","","","","","","","","","","","","","","","","","","","","","","","","","","","","","","","","","","","","","","","","","","","","","","","","","","","","","",null,"","","","","","","","","","","","","","","","","","","","","","","","","","","","","","","","","","","","","","","","","","","","","","","","","","","","","","","","","","","","","","","","","","","","","","","","","","","",{"$f":"IFERROR($F85*CG85,\"\")","v":""},"","","","","","","","","","","","","","",""]
["","","","","","","","","","","","","","","","","","","","","","","","","","","","","","","","","","","","","","","","","","","","","","","","","","","","","","","","","","","","","","","","","","","","","","","","","","","","","","","","","","","","","","","","","","","","","","","","","","","","",null,{"$f":"IFERROR($F86*J86,\"\")","v":""},{"$f":"IFERROR($F86*K86,\"\")","v":""},"","","","","","","","","","","","","","",{"$f":"IFERROR($F86*Z86,\"\")","v":""},"","","","","","","","","",{"$f":"IFERROR($F86*AJ86,\"\")","v":""},"","","","","","","","","","","","","","","","","","","","",{"$f":"IFERROR($F86*BE86,\"\")","v":""},{"$f":"IFERROR($F86*BF86,\"\")","v":""},"","","","","","","","","","","","","","","",{"$f":"IFERROR($F86*BV86,\"\")","v":""},"",{"$f":"IFERROR($F86*BX86,\"\")","v":""},"","","","",{"$f":"IFERROR($F86*CC86,\"\")","v":""},"","","","","","","","","","","","",{"$f":"IFERROR($F86*CP86,\"\")","v":""},"","","","","",""]
["","","","","","","","","","","","","","","","","","","","","","","","","","","","","","","","","","","","","","","","","","","","","","","","","","","","","","","","","","","","","","","","","","","","","","","","","","","","","","","","","","","","","","","","","","","","","","","","","","","","",null,{"$f":"IFERROR($F87*J87,\"\")","v":""},"","","","","","","","","","","","","","","","","","","","","","","","","","","","","","","","","","","","","","","","","","","","","","","","","","","","","","","","","","","","","","","","","","","","","","","","","","","","","","","","","","","","","","","","","",""]
["","","","","","","","","","","","","","","","","","","","","","","","","","","","","","","","","","","","","","","","","","","","","","","","","","","","","","","","","","","","","","","","","","","","","","","","","","","","","","","","","","","","","","","","","","","","","","","","","","","","",null,"","","","","","","","","","","","","","","","","","","","","","","","","","","","","","","","","","","","","","","","","","","","","","","","","","","","","","","","","","","","","","","","","","","","","","","","","","","","","","","","","","","","","","","","","","",""]
["","","","","","","","","","","","","","","","","","","","","","","","","","","","","","","","","","","","","","","","","","","","","","","","","","","","","","","","","","","","","","","","","","","","","","","","","","","","","","","","","","","","","","","","","","","","","","","","","","","","",null,"","","","","","","","","","","","","","","","","","","","","","","","","","","","","","","","","","","","","","","","","","",{"$f":"IFERROR($F89*AZ89,\"\")","v":""},"","","","","","","","","","","","","","","","","","","","","","","","","","","","","","","","","","","","","","","","","","","","","","","",""]
["","","","","","","","","","","","","","","","","","","","","","","","","","","","","","","","","","","","","","","","","","","","","","","","","","","","","","","","","","","","","","","","","","","","","","","","","","","","","","","","","","","","","","","","","","","","","","","","","","","","",null,"","","","","","","","","","","","","","","","","","","","","","","","","","","","","","","","","","","","","","","","","","","","","","","","","","","","","","","","","","","","","","","","","","","","","","","","","","","","","","","","","","","","","","","","","","",""]
["","","","","","","","","","","","","","","","","","","","","","","","","","","","","","","","","","","","","","","","","","","","","","","","","","","","","","","","","","","","","","","","","","","","","","","","","","","","","","","","","","","","","","","","","","","","","","","","","","","","",null,"","","","","","","","","","","","","","","","","","","","","","","","","","","","","","","","","","","","","","","","","","","","","","","","","","","","","","","","","","","","","","","","","","","","","","","","","","","","","","","","","","","","","","","","","","",""]
["","","","","","","","","","","","","","","","","","","","","","","","","","","","","","","","","","","","","","","","","","","","","","","","","","","","","","","","","","","","","","","","","","","","","","","","","","","","","","","","","","","","","","","","","","","","","","","","","","","","",null,"","","","","","","","","","","","","","","","","","","","","","","","","","","","","","","","","","","","","","","","","","","","","","","","","","","","","","","","","","","","","","","","","","","","","","","","","","","","","","","","","","","","","","","","","","",""]
["","","","","","","","","","","","","","","","","","","","","","","","","","","","","","","","","","","","","","","","","","","","","","","","","","","","","","","","","","","","","","","","","","","","","","","","","","","","","","","","","","","","","","","","","","","","","","","","","","","","",null,"","","","","","","","","","","","","","","","","","","","","","","","","","","","","","","","","","","","","","","","","","","","","","","","","","","","","","","","","","","","","","","","","","","","","","","","","","","","","","","","","","","","","","","","","","",""]
["","","","","","","","","","","","","","","","","","","","","","","","","","","","","","","","","","","","","","","","","","","","","","","","","","","","","","","","","","","","","","","","","","","","","","","","","","","","","","","","","","","","","","","","","","","","","","","","","","","","",null,"","","","","","","","","","","","","","","","","","","","","","","","","","","","","","","","","","","","","","","","","","","","","","","","","","","","","","","","","","","","","","","",{"$f":"IFERROR($F94*BU94,\"\")","v":""},"","","","","","","","","","","","","","","","","","","","","","","","","","",""]
["","","","","","","","","","","","","","","","","","","","","","","","","","","","","","","","","","","","","","","","","","","","","","","","","","","","","","","","","","","","","","","","","","","","","","","","","","","","","","","","","","","","","","","","","","","","","","","","","","","","",null,"","","","","","","","","","","","","","","","","","","","","","","","","","","","","","","","","","","","","","","","","","","","","","","","","","","","","","","","","","","","","","","","","","","","","","","","","","","","","","","","","","","","","","","","","","",""]
["","","","","","","","","","","","","","","","","","","","","","","","","","","","","","","","","","","","","","","","","","","","","","","","","","","","","","","","","","","","","","","","","","","","","","","","","","","","","","","","","","","","","","","","","","","","","","","","","","","","",null,"","","","","","","","","","","","","","","","","","","","","","","","","","","","","","","","","","","","","","","","","","","","","","","","","","","","","","","","","","","","","","","","","","","","","","","","","","","","","","","","","","","","","","","","","","",""]
["","","","","","","","","","","","","","","","","","","","","","","","","","","","","","","","","","","","","","","","","","","","","","","","","","","","","","","","","","","","","","","","","","","","","","","","","","","","","","","","","","","","","","","","","","","","","","","","","","","","",null,"","","","","","","","","","","","","","","","","","","","","",{"$f":"IFERROR($F97*AE97,\"\")","v":""},"","","","","","","","","","","","","","","","","","","","","","","","","","","","","","","","","","","","","","","","","","","","","","","","","","","","","","","","","","","","","","","","","","","","",""]
["","","","","","","","","","","","","","","","","","","","","","","","","","","","","","","","","","","","","","","","","","","","","","","","","","","","","","","","","","","","","","","","","","","","","","","","","","","","","","","","","","","","","","","","","","","","","","","","","","","","",null,"","","","","","","","","","","","","","","","","",{"$f":"IFERROR($F98*AA98,\"\")","v":""},"","","","","","","","","","","","","","","","","","","","","","","","","","","","","","","","","","","","","","","","","","","","","","","","","","","","","","","","","","","","","","","","","","","","","","","","",""]
["","","","","","","","","","","","","","","","","","","","","","","","","","","","","","","","","","","","","","","","","","","","","","","","","","","","","","","","","","","","","","","","","","","","","","","","","","","","","","","","","","","","","","","","","","","","","","","","","","","","",null,"","","","","","","","","","","","","","","","","","","","","","","","","","","","","","","","","","","","","","","","","","","","","","","","","","","","","","","","","","","","","","","","","","","","","","","","","","","","","","","","","","","","","","","","","","",""]
["","","","","","","","","","","","","","","","","","","","","","","","","","","","","","","","","","","","","","","","","","","","","","","","","","","","","","","","","","","","","","","","","","","","","","","","","","","","","","","","","","","","","","","","","","","","","","","","","","","","",null,"","","","","","","","","","","","","","","","","","","","","","","","","","","","","","","","","","","","","",{"$f":"IFERROR($F100*AU100,\"\")","v":""},"","","","","","","","","","","","","","","","","","","","","","","","","","","","","","","","","","","","","","","","","","","","","","","","","","","","",""]
["","","","","","","","","","","","","","","","","","","","","","","","","","","","","","","","","","","","","","","","","","","","","","","","","","","","","","","","","","","","","","","","","","","","","","","","","","","","","","","","","","","","","","","","","","","","","","","","","","","","",null,"","","","","","","","","","","","","","","","","","","","","","","","","","","","","","","","","","","","","","","","","","","","","","","","","","","","","","","","","","","","","","","","","","","","","","","","","","","","","","","","","","","","","","","","","","",""]
["","","","","","","","","","","","","","","","","","","","","","","","","","","","","","","","","","","","","","","","","","","","","","","","","","","","","","","","","","","","","","","","","","","","","","","","","","","","","","","","","","","","","","","","","","","","","","","","","","","","",null,"","","","","","","","","","","","",{"$f":"IFERROR($F102*V102,\"\")","v":""},"","","","","","","","","","","","","","","","","","","","","","","","","","","","","","","","","","","","","","","","","","","","","","","","","","","","","","","","","","","","","","","","","","","","","","","","","","","","","",""]
["","","","","","","","","","","","","","","","","","","","","","","","","","","","","","","","","","","","","","","","","","","","","","","","","","","","","","","","","","","","","","","","","","","","","","","","","","","","","","","","","","","","","","","","","","","","","","","","","","","","",null,"","","","","","","","","","","","","","","","","","","","","","","","","","","","","","","","","","","","","","","","","","","","","","","","","","","","","","","","","","","","","","","","","","","","","","","","","","","","","","","","","","","","","","","","","","",""]
["","","","","","","","","","","","","","","","","","","","","","","","","","","","","","","","","","","","","","","","","","","","","","","","","","","","","","","","","","","","","","","","","","","","","","","","","","","","","","","","","","","","","","","","","","","","","","","","","","","","",null,"","","","","","","","","","","","","","","","","","","","","","","","","","","","","","","","","","","","","","","","","","","","","","","","","","","","","","","","","","","","","","","","","","","","","","","","","","","","","","","","","","","","","","","","","","",""]
["","","","","","","","","","","","","","","","","","","","","","","","","","","","","","","","","","","","","","","","","","","","","","","","","","","","","","","","","","","","","","","","","","","","","","","","","","","","","","","","","","","","","","","","","","","","","","","","","","","","",null,"","","","","","","","","","","","","","","","","","","","","","","","","","","","","","","","","","","","","","","","","","","","","","","","","","","","","","","","","","","","","","","","","","","","","","","","","","","","","","","","","","","","","","","","","","",""]
["","","","","","","","","","","","","","","","","","","","","","","","","","","","","","","","","","","","","","","","","","","","","","","","","","","","","","","","","","","","","","","","","","","","","","","","","","","","","","","","","","","","","","","","","","","","","","","","","","","","",null,"","","","","","","","","","","","","","","","","","","","","","","","","","","","","","","","","","","","","","","","","","","","","","","","","","","","","","","","","","","","","","","","","","","","","","","","","","","","","","","","","","","","","","","","","","",""]
["","","","","","","","","","","","","","","","","","","","","","","","","","","","","","","","","","","","","","","","","","","","","","","","","","","","","","","","","","","","","","","","","","","","","","","","","","","","","","","","","","","","","","","","","","","","","","","","","","","","",null,"","","","","","","","","","","","","","","","","","","","","","","","","","","","","","","","","","","","","","","","","","","","","","","","","","","","","","","","","","","","","","","","","","","","","","","","","","","","","","","","","","","","","","","","","","",""]
["","","","","","","","","","","","","","","","","","","","","","","","","","","","","","","","","","","","","","","","","","","","","","","","","","","","","","","","","","","","","","","","","","","","","","","","","","","","","","","","","","","","","","","","","","","","","","","","","","","","",null,"","","","","","","","","","","","","","","","","","","","","","","","","","","","","","","","","","","","","","","","","","","","","","","","","","","","","","","","","","","","","","","","","","","","","","","","","","","","","","","","","","","","","","","","","","",""]
["","","","","","","","","","","","","","","","","","","","","","","","","","","","","","","","","","","","","","","","","","","","","","","","","","","","","","","","","","","","","","","","","","","","","","","","","","","","","","","","","","","","","","","","","","","","","","","","","","","","",null,"","","","","","","","","","","","","","","","","","","","","","","","","","","","","","","","","","","","","","","","","","","","","","","","","","","","","","","","","",{"$f":"IFERROR($F109*BO109,\"\")","v":""},"","","","","","","","","","","","","","","","","","","","","","","","","","","","","","","","",""]
["","","","","","","","","","","","","","","","","","","","","","","","","","","","","","","","","","","","","","","","","","","","","","","","","","","","","","","","","","","","","","","","","","","","","","","","","","","","","","","","","","","","","","","","","","","","","","","","","","","","",null,"","","","","","","","","","","","","","","","","","","","","","","","","","","","","","","","","","","","","","","","","","","","","","","","","","","","","","","","","","","","","","","","","","","","","","","","","","","","","","","","","","","","","","","","","","",""]
["","","","","","","","","","","","","","","","","","","","","","","","","","","","","","","","","","","","","","","","","","","","","","","","","","","","","","","","","","","","","","","","","","","","","","","","","","","","","","","","","","","","","","","","","","","","","","","","","","","","",null,"","","","","","","","","","","","","","","","","","","","","","","","","","","","","","","","","","","","","","","","","","","","","","","","","","","","","","","","","","","","","","","","","","","","","","","","","","","","","","","","","","","","","","","","","","",""]
["","","","","","","","","","","","","","","","","","","","","","","","","","","","","","","","","","","","","","","","","","","","","","","","","","","","","","","","","","","","","","","","","","","","","","","","","","","","","","","","","","","","","","","","","","","","","","","","","","","","",null,"","","","","","","","","","","","","","","","","","","","","","","","","","","","","","","","","","","","","","","","","","","","","","","","","","","","","","","","","","","","","","","","","","","","","","","","","","","","","","","","","","","","","","","","","","",""]
["","","","","","","","","","","","","","","","","","","","","","","","","","","","","","","","","","","","","","","","","","","","","","","","","","","","","","","","","","","","","","","","","","","","","","","","","","","","","","","","","","","","","","","","","","","","","","","","","","","","",null,"","","","","","","","","","","","","","","","","","","","","","","","","","","","","","","","","","","","","","","","","","","","","","","","","","","","","","","","","","","","","","","","","","","","","","","","","","","","","","",{"$f":"IFERROR($F113*CJ113,\"\")","v":""},"","","","","","","","","","","",""]
["","","","","","","","","","","","","","","","","","","","","","","","","","","","","","","","","","","","","","","","","","","","","","","","","","","","","","","","","","","","","","","","","","","","","","","","","","","","","","","","","","","","","","","","","","","","","","","","","","","","",null,"","","","","","","","","","","","","","","","","","","","","","","","","","","","","","","","","","","","","","","","","","","","","","","","","","","","","","","","","","","","","","","","","","","","","","","","","","","","","","","","","","","","","","","","","","",""]
["","","","","","","","","","","","","","","","","","","","","","","","","","","","","","","","","","","","","","","","","","","","","","","","","","","","","","","","","","","","","","","","","","","","","","","","","","","","","","","","","","","","","","","","","","","","","","","","","","","","",null,"","","","","","","","","","","","","","","","","","","","","","","","","","","","","","","","","",{"$f":"IFERROR($F115*AQ115,\"\")","v":""},"","","","","","","","","","","","","","","","","","","","","","","","","","","","","","","","","","","","","","","","","","","","","","","","","","","","","","",{"$f":"IFERROR($F115*CT115,\"\")","v":""},"",""]
["","","","","","","","","","","","","","","","","","","","","","","","","","","","","","","","","","","","","","","","","","","","","","","","","","","","","","","","","","","","","","","","","","","","","","","","","","","","","","","","","","","","","","","","","","","","","","","","","","","","",null,"","","","","","","","","","","","","","","","","","","","","","","","","","","","","","","","","","","","","","","","","","","","","","","","","","","","","","","","","","","","","","","","","","","","","","","","","","","","","","","","","","","","","","","","","","",""]
["","","","","","","","","","","","","","","","","","","","","","","","","","","","","","","","","","","","","","","","","","","","","","","","","","","","","","","","","","","","","","","","","","","","","","","","","","","","","","","","","","","","","","","","","","","","","","","","","","","","",null,"","","","","","","","","","","","","","","","","","","","","","","","","","","","","","","","","","","","","","","","","","","","","","","","","","","","","","","","","","","","","","","","","","","","","","","","","","","","","","","","","","","","","","","","","","",""]
["","","","","","","","","","","","","","","","","","","","","","","","","","","","","","","","","","","","","","","","","","","","","","","","","","","","","","","","","","","","","","","","","","","","","","","","","","","","","","","","","","","","","","","","","","","","","","","","","","","","",null,"","","","","","","","","","","","","","","","","","","","","","","","","","","","","","","","","","","","","","","","","","","","","","","","","","","","","","","","","","","","","","","","","","","","","","","","","","","","","","","","","","","","","","","","","","",""]
["","","","","","","","","","","","","","","","","","","","","","","","","","","","","","","","","","","","","","","","","","","","","","","","","","","","","","","","","","","","","","","","","","","","","","","","","","","","","","","","","","","","","","","","","","","","","","","","","","","","",null,"","","","","","","","","","","","","","","","","","","","","","","","","","","","","","","","","","","","","","","","","","","","","","","","","","","","","","","","","","","","","","","","","","","","","","","","","","","","","","","","","","","","","","","","","","",""]
["","","","","","","","","","","","","","","","","","","","","","","","","","","","","","","","","","","","","","","","","","","","","","","","","","","","","","","","","","","","","","","","","","","","","","","","","","","","","","","","","","","","","","","","","","","","","","","","","","","","",null,"","","","","","","","","","","","","","","","","","","","","","","","","","","","","","","","","","","","","","","","","","","","","","","","","","","","","",{"$f":"IFERROR($F120*BK120,\"\")","v":""},"","","","","","","","","","","","","","","","","","","","","","","","","","","","","","","","","","","","",""]
["","","","","","","","","","","","","","","","","","","","","","","","","","","","","","","","","","","","","","","","","","","","","","","","","","","","","","","","","","","","","","","","","","","","","","","","","","","","","","","","","","","","","","","","","","","","","","","","","","","","",null,"","","","","","","","","","","","","","","","","","","","","","","","","","","","","","","","","","","","","","","","","","","","","","","","","","","","","","","","","","","","","","","","","","","","","","","","","","","","","","","","","","","","","","","","","","",""]
["","","","","","","","","","","","","","","","","","","","","","","","","","","","","","","","","","","","","","","","","","","","","","","","","","","","","","","","","","","","","","","","","","","","","","","","","","","","","","","","","","","","","","","","","","","","","","","","","","","","",null,"","","","","","","","","","","",{"$f":"IFERROR($F122*U122,\"\")","v":""},"","","","","","","","","","","","","","","","","","","","","","","","","","","","","","","","","","","","","","","","","","","","","","","","","","","","","","","","","","","","","","","","","","","","","","","","","","","","","","",""]
["","","","","","","","","","","","","","","","","","","","","","","","","","","","","","","","","","","","","","","","","","","","","","","","","","","","","","","","","","","","","","","","","","","","","","","","","","","","","","","","","","","","","","","","","","","","","","","","","","","","",null,{"$f":"IFERROR($F123*J123,\"\")","v":""},"","","","","","","","","","","","","","","","","","","","","","","","","","","","","","","","","","","","","","","","","","","","","","","","","","","","","","","","","","","","","","","","","","","","","","","","","","","","","","","","","","","","","","","","","",""]
["","","","","","","","","","","","","","","","","","","","","","","","","","","","","","","","","","","","","","","","","","","","","","","","","","","","","","","","","","","","","","","","","","","","","","","","","","","","","","","","","","","","","","","","","","","","","","","","","","","","",null,"","","","","","","","","","","","","","","","","","","","","","","","","","","","","","","","","","","","","","","","","","","","","","","","","","","","","","","","","","","","","","","","","","","","","","","","","","","","",{"$f":"IFERROR($F124*CH124,\"\")","v":""},"","","","","","","","","","","","","",""]
["","","","","","","","","","","","","","","","","","","","","","","","","","","","","","","","","","","","","","","","","","","","","","","","","","","","","","","","","","","","","","","","","","","","","","","","","","","","","","","","","","","","","","","","","","","","","","","","","","","","",null,"","","","","","","","","","","","","","","","","","","","","","","","","","","","","","","","","","","","","","","","","","","","","","","","","","","","","","","","","","","","","","","","","","","","","","","","","","","","","","","","","","","","","","","","","","",""]
["","","","","","","","","","","","","","","","","","","","","","","","","","","","","","","","","","","","","","","","","","","","","","","","","","","","","","","","","","","","","","","","","","","","","","","","","","","","","","","","","","","","","","","","","","","","","","","","","","","","",null,"","","","","","","","","","","","","","","","","","","","","","","","","","","","",{"$f":"IFERROR($F126*AL126,\"\")","v":""},"","","","","","","","","","","","","","","","","","","","","","","","","","","","","","","","","","","","","","","","","","","","","","","","","","","","","","","","","","","","","",""]
["","","","","","","","","","","","","","","","","","","","","","","","","","","","","","","","","","","","","","","","","","","","","","","","","","","","","","","","","","","","","","","","","","","","","","","","","","","","","","","","","","","","","","","","","","","","","","","","","","","","",null,"","","","","","","","","","","","","","","","","","","","","","","","","","","","","","","","","","","","","","","","","","","","","","","","","","","","","","","","","","","","","","","","","","","","","","","","","","","","","","","","","","","","","","","","","","",""]
["","","","","","","","","","","","","","","","","","","","","","","","","","","","","","","","","","","","","","","","","","","","","","","","","","","","","","","","","","","","","","","","","","","","","","","","","","","","","","","","","","","","","","","","","","","","","","","","","","","","",null,"","","","","","","","","","","","","","","","","","","","","","","","","","","","","","","","","","","","","","","","","","","","","","","","","","","","","","","","","","","","","","","","","","","","","","","","","","","","","","","","","","","","","","","","","","",""]
["","","","","","","","","","","","","","","","","","","","","","","","","","","","","","","","","","","","","","","","","","","","","","","","","","","","","","","","","","","","","","","","","","","","","","","","","","","","","","","","","","","","","","","","","","","","","","","","","","","","",null,"","","","","","","","","","","","","","","","","","","","","","","","","","","","","","","","","","","","","","","","","","","","","","","","",{"$f":"IFERROR($F129*BF129,\"\")","v":""},"","","","","","","","","","","","","","","","","","","","","","","","","","","","","","","","","","","","","","","","","",""]
["","","","","","","","","","","","","","","","","","","","","","","","","","","","","","","","","","","","","","","","","","","","","","","","","","","","","","","","","","","","","","","","","","","","","","","","","","","","","","","","","","","","","","","","","","","","","","","","","","","","",null,"","","","","","","","","","","","","","","","","","","","","","","","","","","","","","","","","","","","","","","","","","","","","","","","","","","","","","","","","","","","","","","","","","","","","","","",{"$f":"IFERROR($F130*CC130,\"\")","v":""},"","","","","","","","","","","","","","","","","","",""]
["","","","","","","","","","","","","","","","","","","","","","","","","","","","","","","","","","","","","","","","","","","","","","","","","","","","","","","","","","","","","","","","","","","","","","","","","","","","","","","","","","","","","","","","","","","","","","","","","","","","",null,"","","","","","","","","","","","","","","","","","","","","","","","","","","","","","","","","","","","","","","","","","","","","","","","","","","","","","","","","","","","","","","","","","","","","","","","","","","","","","","","","","","","","","","","","","",""]
["","","","","","","","","","","","","","","","","","","","","","","","","","","","","","","","","","","","","","","","","","","","","","","","","","","","","","","","","","","","","","","","","","","","","","","","","","","","","","","","","","","","","","","","","","","","","","","","","","","","",null,"","","","","","","","","","","","","","","","","","","","","","","","","","","","","","","","","","","","","","","","","","","","","","","","","","","","","","","","","","","","","","","","","","","","","","","","","","","","","","","","","","","","","","","","","","",""]
["","","","","","","","","","","","","","","","","","","","","","","","","","","","","","","","","","","","","","","","","","","","","","","","","","","","","","","","","","","","","","","","","","","","","","","","","","","","","","","","","","","","","","","","","","","","","","","","","","","","",null,"","","","","","","","","","","","","","","","","","","","","","","","","","","","","","","","","","","","","","","","","","","","","","","","","","","","","","","","","","","","","","","","","","","","","","","","","","","","","","","","","","","","","","","","","","",""]
["","","","","","","","","","","","","","","","","","","","","","","","","","","","","","","","","","","","","","","","","","","","","","","","","","","","","","","","","","","","","","","","","","","","","","","","","","","","","","","","","","","","","","","","","","","","","","","","","","","","",null,"","","","","","","","","","","","","","","","","","","","","","","","","","","","","","","","","","","","","","","","","","","","","","","","","","","","","","","","","","","","","","","","","","","","","","","","","","","","","","","","","","","","","","","","","","",""]
["","","","","","","","","","","","","","","","","","","","","","","","","","","","","","","","","","","","","","","","","","","","","","","","","","","","","","","","","","","","","","","","","","","","","","","","","","","","","","","","","","","","","","","","","","","","","","","","","","","","",null,"","","","","","","","","","","","","","",{"$f":"IFERROR($F135*X135,\"\")","v":""},"","","","","","","","","","","","","","","","","","","","","","","","","","","","","","","","","","","","","","","","","","","","","","","","","","","","","","","","","","","","","","","","","","","","","","","","","","","",""]
["","","","","","","","","","","","","","","","","","","","","","","","","","","","","","","","","","","","","","","","","","","","","","","","","","","","","","","","","","","","","","","","","","","","","","","","","","","","","","","","","","","","","","","","","","","","","","","","","","","","",null,"","","","","","","","","","","","","","","","","","","","","","","","","","","","","","","","","","","","","","","","","","","","","","","","","","","","","","","","","","","","","","","","","","","","","","","","","","","","","","","","","","","","","","","","","","",""]
["","","","","","","","","","","","","","","","","","","","","","","","","","","","","","","","","","","","","","","","","","","","","","","","","","","","","","","","","","","","","","","","","","","","","","","","","","","","","","","","","","","","","","","","","","","","","","","","","","","","",null,"","","","","","","","","","","","","","","","","","","","","","","","","","","","","","","","","","","","","","","","","","","","","","","","","","","","","","","","","","","","","","","","","","","","","","","","","","","","","","","","","","","","","","","","","","",""]
["","","","","","","","","","","","","","","","","","","","","","","","","","","","","","","","","","","","","","","","","","","","","","","","","","","","","","","","","","","","","","","","","","","","","","","","","","","","","","","","","","","","","","","","","","","","","","","","","","","","",null,"","","","","","","","","","","","","","","","","","","","","","","","","","","","","","","","","","","","","","","","","","","","","","","","","","","","","","","","","","","","","","","","","","","","","","","","","","","","","","","","","","","","","","","","","","",""]
["","","","","","","","","","","","","","","","","","","","","","","","","","","","","","","","","","","","","","","","","","","","","","","","","","","","","","","","","","","","","","","","","","","","","","","","","","","","","","","","","","","","","","","","","","","","","","","","","","","","",null,"","","","","","","","","","","","","","","","","","","","","","","","","","","","","","","","","","","","","","","","","","","","","","","","","","","","","","","","","","","","","","","","","","","","","","","","","","","","","","","","","","","","","",{"$f":"IFERROR($F139*CQ139,\"\")","v":""},"","","","",""]
["","","","","","","","","","","","","","","","","","","","","","","","","","","","","","","","","","","","","","","","","","","","","","","","","","","","","","","","","","","","","","","","","","","","","","","","","","","","","","","","","","","","","","","","","","","","","","","","","","","","",null,"","","","","","","","","","","","","","","","","","","","","","","","","","","","","","","","","","","","","","","","","","","","","","","","","","","","","","","","","","","","","","","","","","","","","","","","","","","","","","","","","","","","","","","","","","",""]
["","","","","","","","","","","","","","","","","","","","","","","","","","","","","","","","","","","","","","","","","","","","","","","","","","","","","","","","","","","","","","","","","","","","","","","","","","","","","","","","","","","","","","","","","","","","","","","","","","","","",null,"","","","","","","","","","","","","","","","","","","","","","","","","","","","","","","","","","","","","","","","","","","","","","","","","","","","","","","","","","","","","","","","","","","","","","","","","","","","","","","","","","","","","","","","","","",""]
["","","","","","","","","","","","","","","","","","","","","","","","","","","","","","","","","","","","","","","","","","","","","","","","","","","","","","","","","","","","","","","","","","","","","","","","","","","","","","","","","","","","","","","","","","","","","","","","","","","","",null,"","","","","","","","","","","","","","","","","","","","","","","","","","","","","","","","","","","","","","","","","","","","","","","","","","","","","","","","","","","","","","","","","","","","","","","","","","","","","","","","","","","","","","","","","","",""]
["","","","","","","","","","","","","","","","","","","","","","","","","","","","","","","","","","","","","","","","","","","","","","","","","","","","","","","","","","","","","","","","","","","","","","","","","","","","","","","","","","","","","","","","","","","","","","","","","","","","",null,"","","","","","","","","","","","","","","","","","","","","","","","","","","","","","","","","","","","","","","","","","","","",{"$f":"IFERROR($F143*BB143,\"\")","v":""},"","","","","","","","","","","","","","","","","","","","","","","","","","","","","","","","","","","","","","","","","","","","","",""]
["","","","","","","","","","","","","","","","","","","","","","","","","","","","","","","","","","","","","","","","","","","","","","","","","","","","","","","","","","","","","","","","","","","","","","","","","","","","","","","","","","","","","","","","","","","","","","","","","","","","",null,"","","","","","","","","","","","","","","","","","","","","","","","","","","","","","","","","","","","","","","","","","","","","","","","","","","","","","","","","","","","","","","","","","","","","","","","","","","","","","","","","","","","","","","","","","",""]
["","","","","","","","","","","","","","","","","","","","","","","","","","","","","","","","","","","","","","","","","","","","","","","","","","","","","","","","","","","","","","","","","","","","","","","","","","","","","","","","","","","","","","","","","","","","","","","","","","","","",null,"","","","","","","","","","","","","","","","","","","","","","","","","","","","","","","","","","","","","","","","","","","","","","","","","","","","","","","","","","","","","","","","","","","","","","","","","","","","","","","","","","","","","","","","","","",""]
["","","","","","","","","","","","","","","","","","","","","","","","","","","","","","","","","","","","","","","","","","","","","","","","","","","","","","","","","","","","","","","","","","","","","","","","","","","","","","","","","","","","","","","","","","","","","","","","","","","","",null,"","",{"$f":"IFERROR($F146*L146,\"\")","v":""},"","","","","","","","","","","","","","","","","","","","","","","","","","","","","","","","","","","","","","","","","","","","","","","","","","","","","","","","","","","","","","","","","","","","","","","","","","","","","","","","","","","","","","","",""]
["","","","","","","","","","","","","","","","","","","","","","","","","","","","","","","","","","","","","","","","","","","","","","","","","","","","","","","","","","","","","","","","","","","","","","","","","","","","","","","","","","","","","","","","","","","","","","","","","","","","",null,{"$f":"IFERROR($F147*J147,\"\")","v":""},"","","","","","","","","","","","","","","","","","","","","","","","","","","","","","","","","","","","","","","","","","","","","","","","","","","","","","","","","","","","","","","","","","","","","","","","","","","","","","","","","","","","","","","","","",""]
["","","","","","","","","","","","","","","","","","","","","","","","","","","","","","","","","","","","","","","","","","","","","","","","","","","","","","","","","","","","","","","","","","","","","","","","","","","","","","","","","","","","","","","","","","","","","","","","","","","","",null,"","","","","","","","","","","","","","","","","","","","","","","","","","","","","","","","","","","","","","","","","","","","","","","","","","","","","","","","","","","","","","","","","","","","","","","","","","","","","","","","","","","","","","","","","","",""]
["","","","","","","","","","","","","","","","","","","","","","","","","","","","","","","","","","","","","","","","","","","","","","","","","","","","","","","","","","","","","","","","","","","","","","","","","","","","","","","","","","","","","","","","","","","","","","","","","","","","",null,"","","","","","","","","","","","","","","","","","","","","","","","","","","","","","","","","","","","","","","","","","","","","","","","","","","","","","","","","","","","","","","","","","","","","","","","","","","","","","","","","","","","","","","","","","",""]
["","","","","","","","","","","","","","","","","","","","","","","","","","","","","","","","","","","","","","","","","","","","","","","","","","","","","","","","","","","","","","","","","","","","","","","","","","","","","","","","","","","","","","","","","","","","","","","","","","","","",null,"","","","","","","","","","","","","","","","","","","","","","","","","","","","","","","","","","","","","","","","","","","","","","","","","","","","","","","","","","","","","","","","","","","","","","","","","","","","","","","","","","","","","","","","","","",""]
["","","","","","","","","","","","","","","","","","","","","","","","","","","","","","","","","","","","","","","","","","","","","","","","","","","","","","","","","","","","","","","","","","","","","","","","","","","","","","","","","","","","","","","","","","","","","","","","","","","","",null,"","","","","","","","","","","","","","","","","","","","","","","","","","","","","","","","","","","","","","","","","","","","","","","","","","","","","","","","","","","","",{"$f":"IFERROR($F151*BR151,\"\")","v":""},"","","","","","","","","","","","","","","","","","","","","","","","","","","","","",""]
["","","","","","","","","","","","","","","","","","","","","","","","","","","","","","","","","","","","","","","","","","","","","","","","","","","","","","","","","","","","","","","","","","","","","","","","","","","","","","","","","","","","","","","","","","","","","","","","","","","","",null,"","","","","","","","","","","","","","","","","","","","","","","","","","","","","","","","","","","","","","","","","","","","","","","","","","","","","","","","","","","","","","","","","","","","","","","","","","","","","","","","","","","","","","","","","","",""]
["","","","","","","","","","","","","","","","","","","","","","","","","","","","","","","","","","","","","","","","","","","","","","","","","","","","","","","","","","","","","","","","","","","","","","","","","","","","","","","","","","","","","","","","","","","","","","","","","","","","",null,"","","","","","","","","","","","","","","","","",{"$f":"IFERROR($F153*AA153,\"\")","v":""},"","","","","","","","","","","","","","","","","","","","",{"$f":"IFERROR($F153*AV153,\"\")","v":""},"","","","","","","","","","","","","","","","","","","","","","","","","","","","","","","","","","","","","","","","","","","","","","","","","","","",""]
["","","","","","","","","","","","","","","","","","","","","","","","","","","","","","","","","","","","","","","","","","","","","","","","","","","","","","","","","","","","","","","","","","","","","","","","","","","","","","","","","","","","","","","","","","","","","","","","","","","","",null,"","","","","","","","","","","","","","","","","","","","","","","","","","","","","","","","","",{"$f":"IFERROR($F154*AQ154,\"\")","v":""},"","","","","","","","","","","","","","","","","","","","","","","","","","","","","","","","","","","","","","","","","","","","","","","","","","","","","","","","",""]
["","","","","","","","","","","","","","","","","","","","","","","","","","","","","","","","","","","","","","","","","","","","","","","","","","","","","","","","","","","","","","","","","","","","","","","","","","","","","","","","","","","","","","","","","","","","","","","","","","","","",null,"","","","","","","","","","","","","","","","","","","","","","","","","","","","","","","","","","","","","","","","","","","","","","","","","","","","","","","","","","","","","","","","","","","","","","","","","","","","","","","","","","","","","","","","","","",""]
["","","","","","","","","","","","","","","","","","","","","","","","","","","","","","","","","","","","","","","","","","","","","","","","","","","","","","","","","","","","","","","","","","","","","","","","","","","","","","","","","","","","","","","","","","","","","","","","","","","","",null,"","","","","","","","","","","","","","","","","","","","","","","","","","","","","","","","","","","","","","","","","","","","","","","","","","","","","","","","","","","","","","","","","","","","","","","","","","","","","","","","","","","","","","","","","","",""]
["","","","","","","","","","","","","","","","","","","","","","","","","","","","","","","","","","","","","","","","","","","","","","","","","","","","","","","","","","","","","","","","","","","","","","","","","","","","","","","","","","","","","","","","","","","","","","","","","","","","",null,"","","","","","","","","","","","","","","","","","","","","","","","","","","","","","","","","","","","","","","","","","","","","","","","","","","","","","","","","","","","","","","","","","","","","","","","","","","","","","","","","","","","","","","","","","",""]
["","","","","","","","","","","","","","","","","","","","","","","","","","","","","","","","","","","","","","","","","","","","","","","","","","","","","","","","","","","","","","","","","","","","","","","","","","","","","","","","","","","","","","","","","","","","","","","","","","","","",null,"","","","","","","","","","","","","","","","","","","","","","","","","","","","","","","","","","","","","","","","","","","","","","","","","","","","","","","","","","","","","","","","","","","","","","","","","","","","","","","","","","","","","","","","","","",""]
["","","","","","","","","","","","","","","","","","","","","","","","","","","","","","","","","","","","","","","","","","","","","","","","","","","","","","","","","","","","","","","","","","","","","","","","","","","","","","","","","","","","","","","","","","","","","","","","","","","","",null,"","","","","","","","","","","","","","","","","","","","","","","","","","","","","","","","","","","","","","","","","","","","","","","","","","","","","","","","","","","","","","","","","","","","","","","","","","","","","","","","","","","","","","","","","","",""]
["","","","","","","","","","","","","","","","","","","","","","","","","","","","","","","","","","","","","","","","","","","","","","","","","","","","","","","","","","","","","","","","","","","","","","","","","","","","","","","","","","","","","","","","","","","","","","","","","","","","",null,"","","","","","","","","","","","","","","","","","","","","","","","","","","","","","","","","","","","","","","","","","","","","","","","","","","","","","","","","","","","","","","","","","","","","","","","","","","","","","","","","","","","","","","","","","",""]
["","","","","","","","","","","","","","","","","","","","","","","","","","","","","","","","","","","","","","","","","","","","","","","","","","","","","","","","","","","","","","","","","","","","","","","","","","","","","","","","","","","","","","","","","","","","","","","","","","","","",null,"","","","","","","","","","","","","","","","","","","","","","","","","","","","","","","","","","","","","","","","","","","","","","","","","","","","","","","","","","","","","","","","","","","","","","","","","","","","","","","","","","","","","","","","","","",""]
["","","","","","","","","","","","","","","","","","","","","","","","","","","","","","","","","","","","","","","","","","","","","","","","","","","","","","","","","","","","","","","","","","","","","","","","","","","","","","","","","","","","","","","","","","","","","","","","","","","","",null,"","","","","","","","","","","","","","","","","","","","","","","","","","","","","","","","","","","","","","","","","","","","","","","","","","","","","","","","","","","","","","","","","","","","","","","","","","","","","","","","","","","","","","","","","","",""]
["","","","","","","","","","","","","","","","","","","","","","","","","","","","","","","","","","","","","","","","","","","","","","","","","","","","","","","","","","","","","","","","","","","","","","","","","","","","","","","","","","","","","","","","","","","","","","","","","","","","",null,"","","","","","","","","","","","","","","","","","","","","","","","","","","","","","","","","","","","","","","","","","","","","","","","","","","","","","","","","","","","","","","","","","","","","","","","","","","","","","","","","","","","","","","","","","",""]
["","","","","","","","","","","","","","","","","","","","","","","","","","","","","","","","","","","","","","","","","","","","","","","","","","","","","","","","","","","","","","","","","","","","","","","","","","","","","","","","","","","","","","","","","","","","","","","","","","","","",null,"","","","","","","","","","","","","","","","","","","","","","","","","","","","","","","","","","","","","","","","","","","","","","","","","","","","","","","","","","","","","","","","","","","","","","","","","","","","","","","","","","","",{"$f":"IFERROR($F164*CO164,\"\")","v":""},"","","","","","",""]
["","","","","","","","","","","","","","","","","","","","","","","","","","","","","","","","","","","","","","","","","","","","","","","","","","","","","","","","","","","","","","","","","","","","","","","","","","","","","","","","","","","","","","","","","","","","","","","","","","","","",null,"","","","","","","","","","","","","","","","","","","","","","","","","","","","","","","","","","","","","","","","","","","","","","","","","","","","","","","","","","","","","","","","","","","","","","","","","","","","","","","","","","","","","","","","","","",""]
["","","","","","","","","","","","","","","","","","","","","","","","","","","","","","","","","","","","","","","","","","","","","","","","","","","","","","","","","","","","","","","","","","","","","","","","","","","","","","","","","","","","","","","","","","","","","","","","","","","","",null,"","","","","","","","","","","","","","","","","","","","","","","","","","","","","","","","","","","","","","","","","","","","","","","","","","","","","","","","","","","","","","","","","","","","","","","","","","","","","","","","","","","","","","","","","","",""]
["","","","","","","","","","","","","","","","","","","","","","","","","","","","","","","","","","","","","","","","","","","","","","","","","","","","","","","","","","","","","","","","","","","","","","","","","","","","","","","","","","","","","","","","","","","","","","","","","","","","",null,"","","","","","","","","","","","","","","","","","","","","","","","","","","","","","","","","","","","","","","","","","","","","","","","","","","","","","","","","","","","","","","","","","","","","","","","","","","","","","","","","","","","","","","","","","",""]
["","","","","","","","","","","","","","","","","","","","","","","","","","","","","","","","","","","","","","","","","","","","","","","","","","","","","","","","","","","","","","","","","","","","","","","","","","","","","","","","","","","","","","","","","","","","","","","","","","","","",null,"","","","","","","","","","","","","","","","","","","","","","","","","","","","","","","","","","","","","","","","","","","","","","","","","","","","","","","","","","","","","","","","","","","","","","","","","","","","","","","","","","","","","","","","","","",""]
["","","","","","","","","","","","","","","","","","","","","","","","","","","","","","","","","","","","","","","","","","","","","","","","","","","","","","","","","","","","","","","","","","","","","","","","","","","","","","","","","","","","","","","","","","","","","","","","","","","","",null,"","","","","","","","","","","","","","","","","","","","","",{"$f":"IFERROR($F169*AE169,\"\")","v":""},"","","","","","","","","","","","","","","","","","","","","","","","","","","","","","","","","","","","","","","","","","","","","","","","","","","","","","","","","","","","","","","","","","","","",""]
["","","","","","","","","","","","","","","","","","","","","","","","","","","","","","","","","","","","","","","","","","","","","","","","","","","","","","","","","","","","","","","","","","","","","","","","","","","","","","","","","","","","","","","","","","","","","","","","","","","","",null,"","","","","","","","","","","","","","","","","","","","","","","","","","","","","","","","","","","","","","","","","","","","","","","","","","","","","","",{"$f":"IFERROR($F170*BL170,\"\")","v":""},"","","","","","","","","","","","","","","","","","","","","","","","","","","","","","","","","","","",""]
["","","","","","","","","","","","","","","","","","","","","","","","","","","","","","","","","","","","","","","","","","","","","","","","","","","","","","","","","","","","","","","","","","","","","","","","","","","","","","","","","","","","","","","","","","","","","","","","","","","","",null,"","","","","","","","","","","","","","","","","","","","","","","","","","","","","","","","","","","","","","","","","","","","","","","","","","","","","","","","","","","","","","","","","","","","","","","","","","","","","","","",{"$f":"IFERROR($F171*CK171,\"\")","v":""},"","","","","","","","","","",""]
["","","","","","","","","","","","","","","","","","","","","","","","","","","","","","","","","","","","","","","","","","","","","","","","","","","","","","","","","","","","","","","","","","","","","","","","","","","","","","","","","","","","","","","","","","","","","","","","","","","","",null,"","","","","","","","","","","","","","","","","","","","","","","","","","","","","","","","","","","","","","","","","","","","","","","","","","","","","","","","","","","","","","","","","","","","","","","","","","","","",{"$f":"IFERROR($F172*CH172,\"\")","v":""},"","","","","","","","","","","","","",""]
["","","","","","","","","","","","","","","","","","","","","","","","","","","","","","","","","","","","","","","","","","","","","","","","","","","","","","","","","","","","","","","","","","","","","","","","","","","","","","","","","","","","","","","","","","","","","","","","","","","","",null,"","","","","","","","","","","","","","","","","","","","","","","","","","","","","","","","","","","","","","","","","","","","","","","","","","","","","","","","","","","","","","","","","","","","","","","","","","","","","","","","","","","","","","","","","","",""]
["","","","","","","","","","","","","","","","","","","","","","","","","","","","","","","","","","","","","","","","","","","","","","","","","","","","","","","","","","","","","","","","","","","","","","","","","","","","","","","","","","","","","","","","","","","","","","","","","","","","",null,"","","","","",{"$f":"IFERROR($F174*O174,\"\")","v":""},"","","","","","","","","","","","","","","","","","","","","","","","","","","","","","","","","","","","","","","","","","","","","","","","","","","","","","","","","","","","","","","","","","","","","","","","","","","","","","","","","","","","",""]
["","","","","","","","","","","","","","","","","","","","","","","","","","","","","","","","","","","","","","","","","","","","","","","","","","","","","","","","","","","","","","","","","","","","","","","","","","","","","","","","","","","","","","","","","","","","","","","","","","","","",null,"","","","","","","","","","","","","","","","","","","","","","","","","","","","","","","","","","","","","","","","","","","","","","","","","","","","","","","","","","","","","","","","","","","","","","","","","","","","","","","","","","","","","","","","","","",""]
["","","","","","","","","","","","","","","","","","","","","","","","","","","","","","","","","","","","","","","","","","","","","","","","","","","","","","","","","","","","","","","","","","","","","","","","","","","","","","","","","","","","","","","","","","","","","","","","","","","","",null,"","","","","","","","","","","","","","","","","","","","","","","","","","","","","","","","","","","","","","","","","","","","","","","","","","","","","","","","","","","","","","","","","","","","","","","","","","","","","","","","","","","","","","","","","","",""]
["","","","","","","","","","","","","","","","","","","","","","","","","","","","","","","","","","","","","","","","","","","","","","","","","","","","","","","","","","","","","","","","","","","","","","","","","","","","","","","","","","","","","","","","","","","","","","","","","","","","",null,"","","","","","","","","","","","","","","","","","","","","","","","","","","","","","","","","","","","","","","","","","","","","","","","","","","","","","","","","","","","","","","","","","","","","","",{"$f":"IFERROR($F177*CB177,\"\")","v":""},"","","","","","","","","","","","","","","","","","","",""]
["","","","","","","","","","","","","","","","","","","","","","","","","","","","","","","","","","","","","","","","","","","","","","","","","","","","","","","","","","","","","","","","","","","","","","","","","","","","","","","","","","","","","","","","","","","","","","","","","","","","",null,"","","","","","","","","","","","","","","","","","","","","","","","","","","","","","","","","","","","","","","","","","","","","","","","","","","",{"$f":"IFERROR($F178*BI178,\"\")","v":""},"","","","","","","","","","","","","","","","","","","","","","","","","","","","","","","","","","","","","","",""]
["","","","","","","","","","","","","","","","","","","","","","","","","","","","","","","","","","","","","","","","","","","","","","","","","","","","","","","","","","","","","","","","","","","","","","","","","","","","","","","","","","","","","","","","","","","","","","","","","","","","",null,"","","","","","","","","","","","",{"$f":"IFERROR($F179*V179,\"\")","v":""},"","","","","","","","","","","","","","","","","","","","","","","","","","","","","","","","","","","","","","","","","","","","","","","","","","","","","","","","","","","","","","","","","","","","","","","","","","","","","",""]
["","","","","","","","","","","","","","","","","","","","","","","","","","","","","","","","","","","","","","","","","","","","","","","","","","","","","","","","","","","","","","","","","","","","","","","","","","","","","","","","","","","","","","","","","","","","","","","","","","","","",null,"","","","","","","","","","","","","","","","","","","","","","","","","","","","","","","","","","","","","","","","","","","","","","","","","","","","","","","","","","","","","","","","","","","","","","","","","","","","","","","","","","","","","","","","","","",""]
["","","","","","","","","","","","","","","","","","","","","","","","","","","","","","","","","","","","","","","","","","","","","","","","","","","","","","","","","","","","","","","","","","","","","","","","","","","","","","","","","","","","","","","","","","","","","","","","","","","","",null,"","","","","","","","","","","","","","","","","","","","","","","","","","","","","","","","","","","","","","","","","","","","","","","","","","","","","","","","","","","","","","","","","","","","","","","","","","","","","","","","","","","","","","","","","","",""]
["","","","","","","","","","","","","","","","","","","","","","","","","","","","","","","","","","","","","","","","","","","","","","","","","","","","","","","","","","","","","","","","","","","","","","","","","","","","","","","","","","","","","","","","","","","","","","","","","","","","",null,"","","","","","","","","","","","","","","","","","","","","","","","","","","","","","","","","","","","","","","","","","","","","","","","","","","","","","","","","","","","","","","","","","","","","","","","","","","","","","","","","","","","","","","","","","",""]
["","","","","","","","","","","","","","","","","","","","","","","","","","","","","","","","","","","","","","","","","","","","","","","","","","","","","","","","","","","","","","","","","","","","","","","","","","","","","","","","","","","","","","","","","","","","","","","","","","","","",null,"","","","","","","","","","","","","","","","","","","","","","","","","","","","","","","","","","","","","","","","","","","","","","","","","","","","","","","","","","","","","","","","","","","","","","","","","","","","","","","","","","","","","","","","","","",""]
["","","","","","","","","","","","","","","","","","","","","","","","","","","","","","","","","","","","","","","","","","","","","","","","","","","","","","","","","","","","","","","","","","","","","","","","","","","","","","","","","","","","","","","","","","","","","","","","","","","","",null,"","","","","","","","","","","","","","","","","","","","","","","","","","","","","","","","","","","","","","","","","","","","","","","","","","","","","","","","","","","","","","","","","","","","","","","","","","","","","","","","","","","","","","","","","","",""]
["","","","","","","","","","","","","","","","","","","","","","","","","","","","","","","","","","","","","","","","","","","","","","","","","","","","","","","","","","","","","","","","","","","","","","","","","","","","","","","","","","","","","","","","","","","","","","","","","","","","",null,"","","","","","","","","","","","","","","","","","","","","","","","","","","","","","","","","","","","","","","","","","","","","","","","","","","","","","","","","","","","","","","","","","","","","","","","","","","","","","","","","","","","","","","","","","",""]
["","","","","","","","","","","","","","","","","","","","","","","","","","","","","","","","","","","","","","","","","","","","","","","","","","","","","","","","","","","","","","","","","","","","","","","","","","","","","","","","","","","","","","","","","","","","","","","","","","","","",null,"","","","","","","","","","","","","","","","","","","","","","","","","","","","","","","","","","","","","","","","","","","","","","","","","","","","","","","","","","","","","","","","","","","","","","","","","","","","","","","","","","","","","","","","","","",""]
["","","","","","","","","","","","","","","","","","","","","","","","","","","","","","","","","","","","","","","","","","","","","","","","","","","","","","","","","","","","","","","","","","","","","","","","","","","","","","","","","","","","","","","","","","","","","","","","","","","","",null,"","","","","","","","","","","","","","","","","","","","","","","","","","","","","","","","","","","","","","","","","","","","","","","","","","","","","","","","","","","","","","","","","","","","","","","","","","","","","","","","","","","","","","","","","","",""]
["","","","","","","","","","","","","","","","","","","","","","","","","","","","","","","","","","","","","","","","","","","","","","","","","","","","","","","","","","","","","","","","","","","","","","","","","","","","","","","","","","","","","","","","","","","","","","","","","","","","",null,"","","","","","","","","","","","","","","","","","","","","","","","","","","","","","","","","","","","","","","","","","","","","","","","","","","","","","","","","","","","","","","","","","","","","","","","","","","","","","","","","","","","","","","","","","",""]
["","","","","","","","","","","","","","","","","","","","","","","","","","","","","","","","","","","","","","","","","","","","","","","","","","","","","","","","","","","","","","","","","","","","","","","","","","","","","","","","","","","","","","","","","","","","","","","","","","","","",null,"","","","","","","","","","","","","","","","","","","","","","","","","","","","","","","","","","","","","","","","","","","","","","","","","","","","","","","","","","","","","","","","","","","","","","","","","","","","","","","","","","","","","","","","","","",""]
["","","","","","","","","","","","","","","","","","","","","","","","","","","","","","","","","","","","","","","","","","","","","","","","","","","","","","","","","","","","","","","","","","","","","","","","","","","","","","","","","","","","","","","","","","","","","","","","","","","","",null,"","","","","","","","","","","","","","","","","","","","","","","","",{"$f":"IFERROR($F190*AH190,\"\")","v":""},"","","","","","","","","","","","","","","","","","","","","","","","","","","","","","","","","","",{"$f":"IFERROR($F190*BQ190,\"\")","v":""},"","","","","","","","","","","","","","","","","","","","","","","","","","","","","","",""]

{"sheet":"Lives scenario - output","index":5,"n_rows":175,"n_cols":43,"rows_kept":175,"cut":false,"hidden":false,"merged":[]}
[null,null,null,"Replacement expenditure forecast ($,000)",null,null,null,null,null,null,null,null,null,null,null,null,null,null,null,null,null,null,null,"Replacement quantity forecast (#)"]
[null,null,null,1,2,3,4,5,6,7,8,9,10,11,12,13,14,15,16,17,18,19,20,1,2,3,4,5,6,7,8,9,10,11,12,13,14,15,16,17,18,19,20]
[]
[]
["ID","Asset group",null,2018,2019,2020,2021,2022,2023,2024,2025,2026,2027,2028,2029,2030,2031,2032,2033,2034,2035,2036,2037,2018,2019,2020,2021,2022,2023,2024,2025,2026,2027,2028,2029,2030,2031,2032,2033,2034,2035,2036,2037]
[{"$f":"IFERROR(IF('Historical scenario - output'!A6=\"\",\"\",'Historical scenario - output'!A6),\"\")","v":1},{"$f":"IFERROR(IF('Historical scenario - output'!B6=\"\",\"\",'Historical scenario - output'!B6),\"\")","v":"OVERHEAD CONDUCTORS"},null,{"$f":"IFERROR(IF($A6=\"\",\"\",SUMIFS(D$21:D$175,$A$21:$A$175,$A6)),\"\")","v":6111.75159434742},{"$f":"IFERROR(IF($A6=\"\",\"\",SUMIFS(E$21:E$175,$A$21:$A$175,$A6)),\"\")","v":6816.0450299256117},7659.3059902716723,8639.9963777780285,9753.0407828205607,10989.600059938841,12336.949794993274,13778.502666871944,15294.006546368302,16859.937944582714,18450.094352853564,20036.37085842669,21589.688234458168,23081.023601667246,24482.482646141805,25768.345715751188,26916.019749358114,{"$f":"IFERROR(IF($A6=\"\",\"\",SUMIFS(U$21:U$175,$A$21:$A$175,$A6)),\"\")","v":27906.834043397139},28726.6297275982,29366.109258836979,{"$f":"IFERROR(IF($A6=\"\",\"\",SUMIFS(X$21:X$175,$A$21:$A$175,$A6)),\"\")","v":124.74956611244646},{"$f":"IFERROR(IF($A6=\"\",\"\",SUMIFS(Y$21:Y$175,$A$21:$A$175,$A6)),\"\")","v":138.30071633187754},154.64273792601159,173.74313255701256,195.49924974143158,219.73360821916361,246.19106734480977,274.5386744512665,304.3689019448808,335.20676759190195,366.5210241034876,397.73924204684755,428.2662330736174,457.50491098455365,484.87840649438715,509.85207094326967,531.95394687375506,{"$f":"IFERROR(IF($A6=\"\",\"\",SUMIFS(AO$21:AO$175,$A$21:$A$175,$A6)),\"\")","v":550.7923580014326},566.06947168591967,577.58999372176197]
[{"$f":"IFERROR(IF('Historical scenario - output'!A7=\"\",\"\",'Historical scenario - output'!A7),\"\")","v":2},{"$f":"IFERROR(IF('Historical scenario - output'!B7=\"\",\"\",'Historical scenario - output'!B7),\"\")","v":"POLES"},null,{"$f":"IFERROR(IF($A7=\"\",\"\",SUMIFS(D$21:D$175,$A$21:$A$175,$A7)),\"\")","v":15214.38841226482},17413.055981865564,19959.315909313416,22877.659149221126,26185.714093732779,29890.849687135178,33986.441626210872,38448.169925532224,43230.838803078004,48266.28839037758,53462.974314250627,58707.701643934575,63869.801097289863,68807.735227657395,73377.755933529595,77443.865348170177,80888.039745136193,83619.534883327142,85582.145308426596,86758.536561541128,1846.2114188124849,2117.6893539221446,2431.1549913646254,2788.8716360038438,3192.2003558568349,3641.2556962910539,4134.5391295567488,4668.5879696174452,5237.6884507046425,5833.7081028854354,6446.1019059969522,7062.1368156646067,7667.3590667593144,8246.2990442569935,8783.3729609404636,9263.9051878608097,9675.1674426402569,10007.318181925411,10254.131592430354,10413.43017132036]
[{"$f":"IFERROR(IF('Historical scenario - output'!A8=\"\",\"\",'Historical scenario - output'!A8),\"\")","v":3},{"$f":"IFERROR(IF('Historical scenario - output'!B8=\"\",\"\",'Historical scenario - output'!B8),\"\")","v":"SERVICE LINES"},null,13098.626025341708,12922.100486504081,12903.472595652351,13008.663997187308,13215.749580885775,13510.860904824485,13885.214552081387,14332.952469586919,14849.571563700929,15430.796917131349,16071.810915716513,16766.787957113371,17508.703067536902,18289.386432122606,19099.789262044094,19930.414494917881,20771.853120174183,21615.357249446843,22453.377200359104,23279.993434404918,19653.739296418844,19046.377223524403,18560.249808956294,18104.612738543023,17626.631857551965,17100.195041537907,16517.676926293039,15883.841781613501,15211.27692983775,14516.931089649917,13819.476125874602,13137.314435410313,12487.121476841896,11882.850895693511,11335.146495652925,10851.108755229368,10434.360280523506,10085.349531381933,9801.8287347055375,9579.4419676964353]
[{"$f":"IFERROR(IF('Historical scenario - output'!A9=\"\",\"\",'Historical scenario - output'!A9),\"\")","v":4},{"$f":"IFERROR(IF('Historical scenario - output'!B9=\"\",\"\",'Historical scenario - output'!B9),\"\")","v":"SWITCHGEAR"},null,31141.20260364046,29401.643914244683,28273.56777135485,27619.03356074293,27330.130360561423,27322.33458576303,27529.133691501065,27897.77422760041,28385.989268489273,28959.563170084901,29590.595071199281,30256.325312995166,30938.392250555949,31622.392864138637,32297.630869289176,32956.951379591948,33596.58109815119,34215.915993406968,34817.222330793003,35405.239540146489,1114.2094260064798,1019.934882991995,965.08819504230996,939.0201576838125,934.14798728236019,945.03068404265696,967.70371959592114,999.20959299097569,1037.2733071540699,1080.0831492451712,1126.1466777632259,1174.1994297899853,1223.1497556865613,1272.047673245633,1320.0690242510866,1366.5087835284819,1410.779320062004,1452.4108880161054,1491.0527324158081,1526.4739983876339]
[{"$f":"IFERROR(IF('Historical scenario - output'!A10=\"\",\"\",'Historical scenario - output'!A10),\"\")","v":5},{"$f":"IFERROR(IF('Historical scenario - output'!B10=\"\",\"\",'Historical scenario - output'!B10),\"\")","v":"TRANSFORMERS"},null,15849.298881436562,16470.389357276581,17086.001133860111,17693.474238959316,18288.984578274238,18867.64786022012,19423.746191828799,19951.057282446131,20443.259187209489,20894.379688318531,21299.25870610082,21653.994006368899,21956.344019183554,22206.065792804395,22405.170138052767,22558.079441052243,22671.67650912148,22755.235675365253,22820.230954197279,22880.020968987643,164.38759865334129,177.5227852081139,191.26574594072542,205.5625126038862,220.33785730063485,235.49420655877279,250.91304207595596,266.45876248021136,281.98472627143178,297.34097808810361,312.3829994440058,326.98073350396436,341.0271144794965,354.44538053657607,367.19455304315028,379.27260931350708,390.71704493841628,401.60270151634609,412.03691590480059,422.15222173645685]
[{"$f":"IFERROR(IF('Historical scenario - output'!A11=\"\",\"\",'Historical scenario - output'!A11),\"\")","v":6},{"$f":"IFERROR(IF('Historical scenario - output'!B11=\"\",\"\",'Historical scenario - output'!B11),\"\")","v":"UNDERGROUND CABLES"},null,42681.638454735265,42859.535678852022,43423.067545460959,44323.225169853562,45514.419748910266,46956.448522597588,48615.891092117818,50466.968736008363,52491.904227237188,54680.817813749069,57031.190761877508,59546.925105432638,62237.030049627421,65113.973662110082,68191.75341302302,71483.759703740667,75000.530332826136,78747.517462057032,82723.008073383578,86916.350126385965,73.001766526613181,73.275725749069807,74.303780867097885,75.971073846622147,78.166510753746465,80.786557464720715,83.738141591811612,86.940743955074495,90.327752766056278,93.847132296173072,97.461434662755721,101.14716664530673,104.89351907136574,108.70047742036081,112.57635903241354,116.53486198103084,120.59175817661961,124.76141180470103,129.05334612920055,133.46910952125927]
[{"$f":"IFERROR(IF('Historical scenario - output'!A12=\"\",\"\",'Historical scenario - output'!A12),\"\")","v":""},{"$f":"IFERROR(IF('Historical scenario - output'!B12=\"\",\"\",'Historical scenario - output'!B12),\"\")","v":""},null,"","","","","","","","","","","","","","","","","","","","","","","","","","","","","","","","","","","","","","","",""]
[{"$f":"IFERROR(IF('Historical scenario - output'!A13=\"\",\"\",'Historical scenario - output'!A13),\"\")","v":""},{"$f":"IFERROR(IF('Historical scenario - output'!B13=\"\",\"\",'Historical scenario - output'!B13),\"\")","v":""},null,"","","","","","","","","","","","","","","","","","","","","","","","","","","","","","","","","","","","","","","",""]
[{"$f":"IFERROR(IF('Historical scenario - output'!A14=\"\",\"\",'Historical scenario - output'!A14),\"\")","v":""},{"$f":"IFERROR(IF('Historical scenario - output'!B14=\"\",\"\",'Historical scenario - output'!B14),\"\")","v":""},null,"","","","","","","","","","","","","","","","","","","","","","","","","","","","","","","","","","","","","","","",""]
[{"$f":"IFERROR(IF('Historical scenario - output'!A15=\"\",\"\",'Historical scenario - output'!A15),\"\")","v":""},{"$f":"IFERROR(IF('Historical scenario - output'!B15=\"\",\"\",'Historical scenario - output'!B15),\"\")","v":""},null,"","","","","","","","","","","","","","","","","","","","","","","","","","","","","","","","","","","","","","","",""]
[{"$f":"IFERROR(IF('Historical scenario - output'!A16=\"\",\"\",'Historical scenario - output'!A16),\"\")","v":""},{"$f":"IFERROR(IF('Historical scenario - output'!B16=\"\",\"\",'Historical scenario - output'!B16),\"\")","v":""},null,"","","","","","","","","","","","","","","","","","","","","","","","","","","","","","","","","","","","","","","",""]
[{"$f":"IFERROR(IF('Historical scenario - output'!A17=\"\",\"\",'Historical scenario - output'!A17),\"\")","v":""},{"$f":"IFERROR(IF('Historical scenario - output'!B17=\"\",\"\",'Historical scenario - output'!B17),\"\")","v":""},null,"","","","","","","","","","","","","","","","","","","","","","","","","","","","","","","","","","","","","","","",""]
[null,null,"Total",{"$f":"IFERROR(SUM(D$6:D$17),\"\")","v":124096.90597176625},{"$f":"IFERROR(SUM(E$6:E$17),\"\")","v":125882.77044866854},129304.73094591337,134162.05249374226,140288.03914518503,147537.74162047924,155777.37694873323,164875.42530804599,174695.56959608319,185091.78392424414,195905.92412199831,206968.10488427134,218099.95871865185,229120.57758050037,239854.58226208045,250141.41608322412,259844.70055476733,268860.39530700038,277122.6135947578,284606.24989030312]
[]
["ID","Asset group","Asset category"]
[{"$f":"IFERROR('Lives scenario - input'!A6,\"\")","v":1},{"$f":"IFERROR('Lives scenario - input'!B6,\"\")","v":"OVERHEAD CONDUCTORS"},{"$f":"IFERROR('Lives scenario - input'!C6,\"\")","v":"˂ = 1 kv"},{"$f":"IFERROR(repcalc('Lives scenario - input'!$CX6:$GJ6,'Lives scenario - input'!$I6,'Lives scenario - input'!$G6,'Lives scenario - input'!$H6,20,TRUE,TRUE),\"\")","v":4479.2953941978367},4847.4480379965489,5304.2731076923792,5846.2737057979084,6467.5803614388606,7159.9111034862335,7912.5889640061105,8712.6423037475251,9545.009810733558,10392.864608014068,11238.061408551092,12061.698270606528,12844.771689909261,13568.89205157731,14217.01729098193,14774.157143505283,15227.999354604926,15569.412930660819,15792.79166376009,15896.212986187702,{"$f":"IFERROR(IF(OR(D21=\"\",'Lives scenario - input'!$F6=\"\"),\"\",D21/'Lives scenario - input'!$F6),\"\")","v":97.585831394037001},{"$f":"IFERROR(IF(OR(E21=\"\",'Lives scenario - input'!$F6=\"\"),\"\",E21/'Lives scenario - input'!$F6),\"\")","v":105.60639683197323},{"$f":"IFERROR(IF(OR(F21=\"\",'Lives scenario - input'!$F6=\"\"),\"\",F21/'Lives scenario - input'!$F6),\"\")","v":115.55877779922352},{"$f":"IFERROR(IF(OR(G21=\"\",'Lives scenario - input'!$F6=\"\"),\"\",G21/'Lives scenario - input'!$F6),\"\")","v":127.36679096368358},{"$f":"IFERROR(IF(OR(H21=\"\",'Lives scenario - input'!$F6=\"\"),\"\",H21/'Lives scenario - input'!$F6),\"\")","v":140.9025641613851},{"$f":"IFERROR(IF(OR(I21=\"\",'Lives scenario - input'!$F6=\"\"),\"\",I21/'Lives scenario - input'!$F6),\"\")","v":155.98566655062652},{"$f":"IFERROR(IF(OR(J21=\"\",'Lives scenario - input'!$F6=\"\"),\"\",J21/'Lives scenario - input'!$F6),\"\")","v":172.3834899417474},{"$f":"IFERROR(IF(OR(K21=\"\",'Lives scenario - input'!$F6=\"\"),\"\",K21/'Lives scenario - input'!$F6),\"\")","v":189.81343448601058},{"$f":"IFERROR(IF(OR(L21=\"\",'Lives scenario - input'!$F6=\"\"),\"\",L21/'Lives scenario - input'!$F6),\"\")","v":207.94737477042005},{"$f":"IFERROR(IF(OR(M21=\"\",'Lives scenario - input'!$F6=\"\"),\"\",M21/'Lives scenario - input'!$F6),\"\")","v":226.41872082212609},{"$f":"IFERROR(IF(OR(N21=\"\",'Lives scenario - input'!$F6=\"\"),\"\",N21/'Lives scenario - input'!$F6),\"\")","v":244.83215981496932},{"$f":"IFERROR(IF(OR(O21=\"\",'Lives scenario - input'!$F6=\"\"),\"\",O21/'Lives scenario - input'!$F6),\"\")","v":262.7758944600584},{"$f":"IFERROR(IF(OR(P21=\"\",'Lives scenario - input'!$F6=\"\"),\"\",P21/'Lives scenario - input'!$F6),\"\")","v":279.83591482938107},{"$f":"IFERROR(IF(OR(Q21=\"\",'Lives scenario - input'!$F6=\"\"),\"\",Q21/'Lives scenario - input'!$F6),\"\")","v":295.61158517571732},{"$f":"IFERROR(IF(OR(R21=\"\",'Lives scenario - input'!$F6=\"\"),\"\",R21/'Lives scenario - input'!$F6),\"\")","v":309.7316274521624},{"$f":"IFERROR(IF(OR(S21=\"\",'Lives scenario - input'!$F6=\"\"),\"\",S21/'Lives scenario - input'!$F6),\"\")","v":321.86946408192972},{"$f":"IFERROR(IF(OR(T21=\"\",'Lives scenario - input'!$F6=\"\"),\"\",T21/'Lives scenario - input'!$F6),\"\")","v":331.75686055710639},{"$f":"IFERROR(IF(OR(U21=\"\",'Lives scenario - input'!$F6=\"\"),\"\",U21/'Lives scenario - input'!$F6),\"\")","v":339.19488925058846},{"$f":"IFERROR(IF(OR(V21=\"\",'Lives scenario - input'!$F6=\"\"),\"\",V21/'Lives scenario - input'!$F6),\"\")","v":344.06141343952123},{"$f":"IFERROR(IF(OR(W21=\"\",'Lives scenario - input'!$F6=\"\"),\"\",W21/'Lives scenario - input'!$F6),\"\")","v":346.31454810575519}]
[{"$f":"IFERROR('Lives scenario - input'!A7,\"\")","v":1},{"$f":"IFERROR('Lives scenario - input'!B7,\"\")","v":"OVERHEAD CONDUCTORS"},{"$f":"IFERROR('Lives scenario - input'!C7,\"\")","v":"˃ 11 kv & < = 22 kv ; multiple-phase"},{"$f":"IFERROR(repcalc('Lives scenario - input'!$CX7:$GJ7,'Lives scenario - input'!$I7,'Lives scenario - input'!$G7,'Lives scenario - input'!$H7,20,TRUE,TRUE),\"\")","v":10.923707510640982},14.157686680219495,18.12612458888853,22.926243458917678,28.648365488701021,35.369441519005925,43.145827145851051,52.005672498620839,61.941410656052589,72.902928068055942,84.792063460496678,97.459095518466356,110.70183301385138,124.26780760378546,137.85988942256017,151.14540665663824,163.76856844387726,175.36568903709608,185.58241928507073,194.09194106081839,{"$f":"IFERROR(IF(OR(D22=\"\",'Lives scenario - input'!$F7=\"\"),\"\",D22/'Lives scenario - input'!$F7),\"\")","v":9.5899204299659382E-2},{"$f":"IFERROR(IF(OR(E22=\"\",'Lives scenario - input'!$F7=\"\"),\"\",E22/'Lives scenario - input'!$F7),\"\")","v":0.12429030034302592},{"$f":"IFERROR(IF(OR(F22=\"\",'Lives scenario - input'!$F7=\"\"),\"\",F22/'Lives scenario - input'!$F7),\"\")","v":0.15912920804750671},{"$f":"IFERROR(IF(OR(G22=\"\",'Lives scenario - input'!$F7=\"\"),\"\",G22/'Lives scenario - input'!$F7),\"\")","v":0.20126944108937111},{"$f":"IFERROR(IF(OR(H22=\"\",'Lives scenario - input'!$F7=\"\"),\"\",H22/'Lives scenario - input'!$F7),\"\")","v":0.25150393785040487},{"$f":"IFERROR(IF(OR(I22=\"\",'Lives scenario - input'!$F7=\"\"),\"\",I22/'Lives scenario - input'!$F7),\"\")","v":0.31050824959308837},{"$f":"IFERROR(IF(OR(J22=\"\",'Lives scenario - input'!$F7=\"\"),\"\",J22/'Lives scenario - input'!$F7),\"\")","v":0.37877712197138186},{"$f":"IFERROR(IF(OR(K22=\"\",'Lives scenario - input'!$F7=\"\"),\"\",K22/'Lives scenario - input'!$F7),\"\")","v":0.45655768490946824},{"$f":"IFERROR(IF(OR(L22=\"\",'Lives scenario - input'!$F7=\"\"),\"\",L22/'Lives scenario - input'!$F7),\"\")","v":0.54378350842216294},{"$f":"IFERROR(IF(OR(M22=\"\",'Lives scenario - input'!$F7=\"\"),\"\",M22/'Lives scenario - input'!$F7),\"\")","v":0.6400146457630328},{"$f":"IFERROR(IF(OR(N22=\"\",'Lives scenario - input'!$F7=\"\"),\"\",N22/'Lives scenario - input'!$F7),\"\")","v":0.74438933932154627},{"$f":"IFERROR(IF(OR(O22=\"\",'Lives scenario - input'!$F7=\"\"),\"\",O22/'Lives scenario - input'!$F7),\"\")","v":0.85559318600219481},{"$f":"IFERROR(IF(OR(P22=\"\",'Lives scenario - input'!$F7=\"\"),\"\",P22/'Lives scenario - input'!$F7),\"\")","v":0.97185114945641493},{"$f":"IFERROR(IF(OR(Q22=\"\",'Lives scenario - input'!$F7=\"\"),\"\",Q22/'Lives scenario - input'!$F7),\"\")","v":1.090946810655397},{"$f":"IFERROR(IF(OR(R22=\"\",'Lives scenario - input'!$F7=\"\"),\"\",R22/'Lives scenario - input'!$F7),\"\")","v":1.2102716671591645},{"$f":"IFERROR(IF(OR(S22=\"\",'Lives scenario - input'!$F7=\"\"),\"\",S22/'Lives scenario - input'!$F7),\"\")","v":1.3269051938456309},{"$f":"IFERROR(IF(OR(T22=\"\",'Lives scenario - input'!$F7=\"\"),\"\",T22/'Lives scenario - input'!$F7),\"\")","v":1.4377239035156644},{"$f":"IFERROR(IF(OR(U22=\"\",'Lives scenario - input'!$F7=\"\"),\"\",U22/'Lives scenario - input'!$F7),\"\")","v":1.5395349997916778},{"$f":"IFERROR(IF(OR(V22=\"\",'Lives scenario - input'!$F7=\"\"),\"\",V22/'Lives scenario - input'!$F7),\"\")","v":1.6292276522515328},{"$f":"IFERROR(IF(OR(W22=\"\",'Lives scenario - input'!$F7=\"\"),\"\",W22/'Lives scenario - input'!$F7),\"\")","v":1.7039327252745784}]
[{"$f":"IFERROR('Lives scenario - input'!A8,\"\")","v":1},{"$f":"IFERROR('Lives scenario - input'!B8,\"\")","v":"OVERHEAD CONDUCTORS"},{"$f":"IFERROR('Lives scenario - input'!C8,\"\")","v":"˃ 11 kv & < = 22 kv ; single-phase"},{"$f":"IFERROR(repcalc('Lives scenario - input'!$CX8:$GJ8,'Lives scenario - input'!$I8,'Lives scenario - input'!$G8,'Lives scenario - input'!$H8,20,TRUE,TRUE),\"\")","v":2.4086786769861286},3.3509895026709566,4.5990166695793437,6.2267080913115693,8.3168319124249059,10.958926039097182,14.246035891368393,18.270145499991632,23.11631762151891,28.855701508246987,35.537732520637647,43.182019801071263,51.770575244803901,61.241154238062812,71.482531282135511,82.332500874141658,93.57926326433855,104.9666252028366,116.20313089433455,126.97486580300651,{"$f":"IFERROR(IF(OR(D23=\"\",'Lives scenario - input'!$F8=\"\"),\"\",D23/'Lives scenario - input'!$F8),\"\")","v":2.1145784827313812E-2},{"$f":"IFERROR(IF(OR(E23=\"\",'Lives scenario - input'!$F8=\"\"),\"\",E23/'Lives scenario - input'!$F8),\"\")","v":2.9418329501189604E-2},{"$f":"IFERROR(IF(OR(F23=\"\",'Lives scenario - input'!$F8=\"\"),\"\",F23/'Lives scenario - input'!$F8),\"\")","v":4.0374757264774935E-2},{"$f":"IFERROR(IF(OR(G23=\"\",'Lives scenario - input'!$F8=\"\"),\"\",G23/'Lives scenario - input'!$F8),\"\")","v":5.4664256689530448E-2},{"$f":"IFERROR(IF(OR(H23=\"\",'Lives scenario - input'!$F8=\"\"),\"\",H23/'Lives scenario - input'!$F8),\"\")","v":7.3013449135161126E-2},{"$f":"IFERROR(IF(OR(I23=\"\",'Lives scenario - input'!$F8=\"\"),\"\",I23/'Lives scenario - input'!$F8),\"\")","v":9.6208387683804783E-2},{"$f":"IFERROR(IF(OR(J23=\"\",'Lives scenario - input'!$F8=\"\"),\"\",J23/'Lives scenario - input'!$F8),\"\")","v":0.12506591787410945},{"$f":"IFERROR(IF(OR(K23=\"\",'Lives scenario - input'!$F8=\"\"),\"\",K23/'Lives scenario - input'!$F8),\"\")","v":0.1603935673104992},{"$f":"IFERROR(IF(OR(L23=\"\",'Lives scenario - input'!$F8=\"\"),\"\",L23/'Lives scenario - input'!$F8),\"\")","v":0.20293810174635282},{"$f":"IFERROR(IF(OR(M23=\"\",'Lives scenario - input'!$F8=\"\"),\"\",M23/'Lives scenario - input'!$F8),\"\")","v":0.25332414031167982},{"$f":"IFERROR(IF(OR(N23=\"\",'Lives scenario - input'!$F8=\"\"),\"\",N23/'Lives scenario - input'!$F8),\"\")","v":0.31198567592765047},{"$f":"IFERROR(IF(OR(O23=\"\",'Lives scenario - input'!$F8=\"\"),\"\",O23/'Lives scenario - input'!$F8),\"\")","v":0.379094857212254},{"$f":"IFERROR(IF(OR(P23=\"\",'Lives scenario - input'!$F8=\"\"),\"\",P23/'Lives scenario - input'!$F8),\"\")","v":0.45449376663335939},{"$f":"IFERROR(IF(OR(Q23=\"\",'Lives scenario - input'!$F8=\"\"),\"\",Q23/'Lives scenario - input'!$F8),\"\")","v":0.53763595886304738},{"$f":"IFERROR(IF(OR(R23=\"\",'Lives scenario - input'!$F8=\"\"),\"\",R23/'Lives scenario - input'!$F8),\"\")","v":0.62754498549184068},{"$f":"IFERROR(IF(OR(S23=\"\",'Lives scenario - input'!$F8=\"\"),\"\",S23/'Lives scenario - input'!$F8),\"\")","v":0.72279684476538086},{"$f":"IFERROR(IF(OR(T23=\"\",'Lives scenario - input'!$F8=\"\"),\"\",T23/'Lives scenario - input'!$F8),\"\")","v":0.82153214714477696},{"$f":"IFERROR(IF(OR(U23=\"\",'Lives scenario - input'!$F8=\"\"),\"\",U23/'Lives scenario - input'!$F8),\"\")","v":0.92150177265062416},{"$f":"IFERROR(IF(OR(V23=\"\",'Lives scenario - input'!$F8=\"\"),\"\",V23/'Lives scenario - input'!$F8),\"\")","v":1.0201470314946168},{"$f":"IFERROR(IF(OR(W23=\"\",'Lives scenario - input'!$F8=\"\"),\"\",W23/'Lives scenario - input'!$F8),\"\")","v":1.1147120686545957}]
[{"$f":"IFERROR('Lives scenario - input'!A9,\"\")","v":1},{"$f":"IFERROR('Lives scenario - input'!B9,\"\")","v":"OVERHEAD CONDUCTORS"},{"$f":"IFERROR('Lives scenario - input'!C9,\"\")","v":"˃ 11 kv & < = 22 kv ; swer"},{"$f":"IFERROR(repcalc('Lives scenario - input'!$CX9:$GJ9,'Lives scenario - input'!$I9,'Lives scenario - input'!$G9,'Lives scenario - input'!$H9,20,TRUE,TRUE),\"\")","v":122.2300880043303},142.58471655644539,164.19330873549387,186.66132856965734,209.50875797443064,232.18597631039378,254.09632789685077,274.62430969134385,293.16768498373239,309.17132555695605,322.16027285337299,331.7694360151699,337.76753009321857,340.07328722640756,338.76260141508436,334.06602230815321,326.35680859376254,316.13049799145688,303.97756976975319,290.55120981068831,{"$f":"IFERROR(IF(OR(D24=\"\",'Lives scenario - input'!$F9=\"\"),\"\",D24/'Lives scenario - input'!$F9),\"\")","v":1.0730576747568743},{"$f":"IFERROR(IF(OR(E24=\"\",'Lives scenario - input'!$F9=\"\"),\"\",E24/'Lives scenario - input'!$F9),\"\")","v":1.2517509142144021},{"$f":"IFERROR(IF(OR(F24=\"\",'Lives scenario - input'!$F9=\"\"),\"\",F24/'Lives scenario - input'!$F9),\"\")","v":1.4414526976050668},{"$f":"IFERROR(IF(OR(G24=\"\",'Lives scenario - input'!$F9=\"\"),\"\",G24/'Lives scenario - input'!$F9),\"\")","v":1.63869939449679},{"$f":"IFERROR(IF(OR(H24=\"\",'Lives scenario - input'!$F9=\"\"),\"\",H24/'Lives scenario - input'!$F9),\"\")","v":1.8392769271775267},{"$f":"IFERROR(IF(OR(I24=\"\",'Lives scenario - input'!$F9=\"\"),\"\",I24/'Lives scenario - input'!$F9),\"\")","v":2.038360177258149},{"$f":"IFERROR(IF(OR(J24=\"\",'Lives scenario - input'!$F9=\"\"),\"\",J24/'Lives scenario - input'!$F9),\"\")","v":2.2307111058252311},{"$f":"IFERROR(IF(OR(K24=\"\",'Lives scenario - input'!$F9=\"\"),\"\",K24/'Lives scenario - input'!$F9),\"\")","v":2.4109262130177402},{"$f":"IFERROR(IF(OR(L24=\"\",'Lives scenario - input'!$F9=\"\"),\"\",L24/'Lives scenario - input'!$F9),\"\")","v":2.5737184640769852},{"$f":"IFERROR(IF(OR(M24=\"\",'Lives scenario - input'!$F9=\"\"),\"\",M24/'Lives scenario - input'!$F9),\"\")","v":2.7142143896018016},{"$f":"IFERROR(IF(OR(N24=\"\",'Lives scenario - input'!$F9=\"\"),\"\",N24/'Lives scenario - input'!$F9),\"\")","v":2.8282443294553912},{"$f":"IFERROR(IF(OR(O24=\"\",'Lives scenario - input'!$F9=\"\"),\"\",O24/'Lives scenario - input'!$F9),\"\")","v":2.9126031517970059},{"$f":"IFERROR(IF(OR(P24=\"\",'Lives scenario - input'!$F9=\"\"),\"\",P24/'Lives scenario - input'!$F9),\"\")","v":2.965260406565045},{"$f":"IFERROR(IF(OR(Q24=\"\",'Lives scenario - input'!$F9=\"\"),\"\",Q24/'Lives scenario - input'!$F9),\"\")","v":2.9855026433848875},{"$f":"IFERROR(IF(OR(R24=\"\",'Lives scenario - input'!$F9=\"\"),\"\",R24/'Lives scenario - input'!$F9),\"\")","v":2.9739961355192834},{"$f":"IFERROR(IF(OR(S24=\"\",'Lives scenario - input'!$F9=\"\"),\"\",S24/'Lives scenario - input'!$F9),\"\")","v":2.932764877830778},{"$f":"IFERROR(IF(OR(T24=\"\",'Lives scenario - input'!$F9=\"\"),\"\",T24/'Lives scenario - input'!$F9),\"\")","v":2.8650857075247336},{"$f":"IFERROR(IF(OR(U24=\"\",'Lives scenario - input'!$F9=\"\"),\"\",U24/'Lives scenario - input'!$F9),\"\")","v":2.7753089491551992},{"$f":"IFERROR(IF(OR(V24=\"\",'Lives scenario - input'!$F9=\"\"),\"\",V24/'Lives scenario - input'!$F9),\"\")","v":2.6686184189266147},{"$f":"IFERROR(IF(OR(W24=\"\",'Lives scenario - input'!$F9=\"\"),\"\",W24/'Lives scenario - input'!$F9),\"\")","v":2.5507484342661066}]
[{"$f":"IFERROR('Lives scenario - input'!A10,\"\")","v":1},{"$f":"IFERROR('Lives scenario - input'!B10,\"\")","v":"OVERHEAD CONDUCTORS"},{"$f":"IFERROR('Lives scenario - input'!C10,\"\")","v":"> 1 kv & < = 11 kv"},{"$f":"IFERROR(repcalc('Lives scenario - input'!$CX10:$GJ10,'Lives scenario - input'!$I10,'Lives scenario - input'!$G10,'Lives scenario - input'!$H10,20,TRUE,TRUE),\"\")","v":925.31534323753147},1111.324785479384,1327.4402980619893,1575.5719200438309,1857.0356617089451,2172.3969205979206,2521.3270348234892,2902.4840254702922,3313.4283439944497,3750.5832519683104,4209.2473172933114,4683.6635123219658,5167.1457453903931,5652.2596362316199,6131.0503081702136,6595.3062930056203,7036.8456897719116,7447.8087896257994,7820.9406836085573,8149.8479926188875,{"$f":"IFERROR(IF(OR(D25=\"\",'Lives scenario - input'!$F10=\"\"),\"\",D25/'Lives scenario - input'!$F10),\"\")","v":20.955746685080488},{"$f":"IFERROR(IF(OR(E25=\"\",'Lives scenario - input'!$F10=\"\"),\"\",E25/'Lives scenario - input'!$F10),\"\")","v":25.168328677955483},{"$f":"IFERROR(IF(OR(F25=\"\",'Lives scenario - input'!$F10=\"\"),\"\",F25/'Lives scenario - input'!$F10),\"\")","v":30.062727078993159},{"$f":"IFERROR(IF(OR(G25=\"\",'Lives scenario - input'!$F10=\"\"),\"\",G25/'Lives scenario - input'!$F10),\"\")","v":35.682198811317846},{"$f":"IFERROR(IF(OR(H25=\"\",'Lives scenario - input'!$F10=\"\"),\"\",H25/'Lives scenario - input'!$F10),\"\")","v":42.05654774487374},{"$f":"IFERROR(IF(OR(I25=\"\",'Lives scenario - input'!$F10=\"\"),\"\",I25/'Lives scenario - input'!$F10),\"\")","v":49.198578517262},{"$f":"IFERROR(IF(OR(J25=\"\",'Lives scenario - input'!$F10=\"\"),\"\",J25/'Lives scenario - input'!$F10),\"\")","v":57.100847876509164},{"$f":"IFERROR(IF(OR(K25=\"\",'Lives scenario - input'!$F10=\"\"),\"\",K25/'Lives scenario - input'!$F10),\"\")","v":65.73296383742607},{"$f":"IFERROR(IF(OR(L25=\"\",'Lives scenario - input'!$F10=\"\"),\"\",L25/'Lives scenario - input'!$F10),\"\")","v":75.039677601119308},{"$f":"IFERROR(IF(OR(M25=\"\",'Lives scenario - input'!$F10=\"\"),\"\",M25/'Lives scenario - input'!$F10),\"\")","v":84.939986269499684},{"$f":"IFERROR(IF(OR(N25=\"\",'Lives scenario - input'!$F10=\"\"),\"\",N25/'Lives scenario - input'!$F10),\"\")","v":95.327415848771878},{"$f":"IFERROR(IF(OR(O25=\"\",'Lives scenario - input'!$F10=\"\"),\"\",O25/'Lives scenario - input'!$F10),\"\")","v":106.07158612431884},{"$f":"IFERROR(IF(OR(P25=\"\",'Lives scenario - input'!$F10=\"\"),\"\",P25/'Lives scenario - input'!$F10),\"\")","v":117.02107623811041},{"$f":"IFERROR(IF(OR(Q25=\"\",'Lives scenario - input'!$F10=\"\"),\"\",Q25/'Lives scenario - input'!$F10),\"\")","v":128.00751873490677},{"$f":"IFERROR(IF(OR(R25=\"\",'Lives scenario - input'!$F10=\"\"),\"\",R25/'Lives scenario - input'!$F10),\"\")","v":138.85075840411977},{"$f":"IFERROR(IF(OR(S25=\"\",'Lives scenario - input'!$F10=\"\"),\"\",S25/'Lives scenario - input'!$F10),\"\")","v":149.36482897081299},{"$f":"IFERROR(IF(OR(T25=\"\",'Lives scenario - input'!$F10=\"\"),\"\",T25/'Lives scenario - input'!$F10),\"\")","v":159.36443377336994},{"$f":"IFERROR(IF(OR(U25=\"\",'Lives scenario - input'!$F10=\"\"),\"\",U25/'Lives scenario - input'!$F10),\"\")","v":168.67157288047838},{"$f":"IFERROR(IF(OR(V25=\"\",'Lives scenario - input'!$F10=\"\"),\"\",V25/'Lives scenario - input'!$F10),\"\")","v":177.12194334885152},{"$f":"IFERROR(IF(OR(W25=\"\",'Lives scenario - input'!$F10=\"\"),\"\",W25/'Lives scenario - input'!$F10),\"\")","v":184.5707534230217}]
[{"$f":"IFERROR('Lives scenario - input'!A11,\"\")","v":1},{"$f":"IFERROR('Lives scenario - input'!B11,\"\")","v":"OVERHEAD CONDUCTORS"},{"$f":"IFERROR('Lives scenario - input'!C11,\"\")","v":"> 22 kv & < = 66 kv"},{"$f":"IFERROR(repcalc('Lives scenario - input'!$CX11:$GJ11,'Lives scenario - input'!$I11,'Lives scenario - input'!$G11,'Lives scenario - input'!$H11,20,TRUE,TRUE),\"\")","v":36.433226923405726},48.164286456552972,63.116622205903475,81.992622282100243,105.59324955979861,134.81630228404026,170.64935494618663,214.15619337072243,266.45566098982698,328.69206079403489,401.99662776205304,487.44010809792013,585.97714837182957,698.38398540222613,825.19179125777146,966.61890058893039,1122.5059442458219,1292.2585354040009,1474.8025000183161,1668.5566184819299,{"$f":"IFERROR(IF(OR(D26=\"\",'Lives scenario - input'!$F11=\"\"),\"\",D26/'Lives scenario - input'!$F11),\"\")","v":0.31984721932732524},{"$f":"IFERROR(IF(OR(E26=\"\",'Lives scenario - input'!$F11=\"\"),\"\",E26/'Lives scenario - input'!$F11),\"\")","v":0.42283416526348033},{"$f":"IFERROR(IF(OR(F26=\"\",'Lives scenario - input'!$F11=\"\"),\"\",F26/'Lives scenario - input'!$F11),\"\")","v":0.5541006880431556},{"$f":"IFERROR(IF(OR(G26=\"\",'Lives scenario - input'!$F11=\"\"),\"\",G26/'Lives scenario - input'!$F11),\"\")","v":0.71981305135059837},{"$f":"IFERROR(IF(OR(H26=\"\",'Lives scenario - input'!$F11=\"\"),\"\",H26/'Lives scenario - input'!$F11),\"\")","v":0.9270029065073212},{"$f":"IFERROR(IF(OR(I26=\"\",'Lives scenario - input'!$F11=\"\"),\"\",I26/'Lives scenario - input'!$F11),\"\")","v":1.1835520223392704},{"$f":"IFERROR(IF(OR(J26=\"\",'Lives scenario - input'!$F11=\"\"),\"\",J26/'Lives scenario - input'!$F11),\"\")","v":1.4981303131421142},{"$f":"IFERROR(IF(OR(K26=\"\",'Lives scenario - input'!$F11=\"\"),\"\",K26/'Lives scenario - input'!$F11),\"\")","v":1.880076752338014},{"$f":"IFERROR(IF(OR(L26=\"\",'Lives scenario - input'!$F11=\"\"),\"\",L26/'Lives scenario - input'!$F11),\"\")","v":2.3392136639664387},{"$f":"IFERROR(IF(OR(M26=\"\",'Lives scenario - input'!$F11=\"\"),\"\",M26/'Lives scenario - input'!$F11),\"\")","v":2.8855868814738708},{"$f":"IFERROR(IF(OR(N26=\"\",'Lives scenario - input'!$F11=\"\"),\"\",N26/'Lives scenario - input'!$F11),\"\")","v":3.5291275142595921},{"$f":"IFERROR(IF(OR(O26=\"\",'Lives scenario - input'!$F11=\"\"),\"\",O26/'Lives scenario - input'!$F11),\"\")","v":4.2792356409026171},{"$f":"IFERROR(IF(OR(P26=\"\",'Lives scenario - input'!$F11=\"\"),\"\",P26/'Lives scenario - input'!$F11),\"\")","v":5.1442921015508309},{"$f":"IFERROR(IF(OR(Q26=\"\",'Lives scenario - input'!$F11=\"\"),\"\",Q26/'Lives scenario - input'!$F11),\"\")","v":6.131111477532456},{"$f":"IFERROR(IF(OR(R26=\"\",'Lives scenario - input'!$F11=\"\"),\"\",R26/'Lives scenario - input'!$F11),\"\")","v":7.2443569272743549},{"$f":"IFERROR(IF(OR(S26=\"\",'Lives scenario - input'!$F11=\"\"),\"\",S26/'Lives scenario - input'!$F11),\"\")","v":8.4859452101945401},{"$f":"IFERROR(IF(OR(T26=\"\",'Lives scenario - input'!$F11=\"\"),\"\",T26/'Lives scenario - input'!$F11),\"\")","v":9.8544772248754207},{"$f":"IFERROR(IF(OR(U26=\"\",'Lives scenario - input'!$F11=\"\"),\"\",U26/'Lives scenario - input'!$F11),\"\")","v":11.344734850687622},{"$f":"IFERROR(IF(OR(V26=\"\",'Lives scenario - input'!$F11=\"\"),\"\",V26/'Lives scenario - input'!$F11),\"\")","v":12.947287916042519},{"$f":"IFERROR(IF(OR(W26=\"\",'Lives scenario - input'!$F11=\"\"),\"\",W26/'Lives scenario - input'!$F11),\"\")","v":14.648254897476482}]
[{"$f":"IFERROR('Lives scenario - input'!A12,\"\")","v":1},{"$f":"IFERROR('Lives scenario - input'!B12,\"\")","v":"OVERHEAD CONDUCTORS"},{"$f":"IFERROR('Lives scenario - input'!C12,\"\")","v":"> 66 kv & < = 132 kv"},{"$f":"IFERROR(repcalc('Lives scenario - input'!$CX12:$GJ12,'Lives scenario - input'!$I12,'Lives scenario - input'!$G12,'Lives scenario - input'!$H12,20,TRUE,TRUE),\"\")","v":535.14515579668955},649.01452725378977,777.55751231743875,920.34384953430254,1076.3575547374003,1243.9613897021495,1420.8962502834163,1604.3200165934495,1790.8873173891629,1976.8680686730406,2158.2989304126027,2331.1584160655702,2491.5537124348134,2635.9056793878344,2761.1182336121133,2864.7194488124173,2944.9641204334757,3000.8909754751312,3032.3317602620764,3039.8736448739478,{"$f":"IFERROR(IF(OR(D27=\"\",'Lives scenario - input'!$F12=\"\"),\"\",D27/'Lives scenario - input'!$F12),\"\")","v":4.6980381501178092},{"$f":"IFERROR(IF(OR(E27=\"\",'Lives scenario - input'!$F12=\"\"),\"\",E27/'Lives scenario - input'!$F12),\"\")","v":5.6976971126267282},{"$f":"IFERROR(IF(OR(F27=\"\",'Lives scenario - input'!$F12=\"\"),\"\",F27/'Lives scenario - input'!$F12),\"\")","v":6.8261756968344089},{"$f":"IFERROR(IF(OR(G27=\"\",'Lives scenario - input'!$F12=\"\"),\"\",G27/'Lives scenario - input'!$F12),\"\")","v":8.0796966383848279},{"$f":"IFERROR(IF(OR(H27=\"\",'Lives scenario - input'!$F12=\"\"),\"\",H27/'Lives scenario - input'!$F12),\"\")","v":9.4493406145023098},{"$f":"IFERROR(IF(OR(I27=\"\",'Lives scenario - input'!$F12=\"\"),\"\",I27/'Lives scenario - input'!$F12),\"\")","v":10.920734314400793},{"$f":"IFERROR(IF(OR(J27=\"\",'Lives scenario - input'!$F12=\"\"),\"\",J27/'Lives scenario - input'!$F12),\"\")","v":12.474045067740343},{"$f":"IFERROR(IF(OR(K27=\"\",'Lives scenario - input'!$F12=\"\"),\"\",K27/'Lives scenario - input'!$F12),\"\")","v":14.084321910254108},{"$f":"IFERROR(IF(OR(L27=\"\",'Lives scenario - input'!$F12=\"\"),\"\",L27/'Lives scenario - input'!$F12),\"\")","v":15.722195835129479},{"$f":"IFERROR(IF(OR(M27=\"\",'Lives scenario - input'!$F12=\"\"),\"\",M27/'Lives scenario - input'!$F12),\"\")","v":17.354920443125703},{"$f":"IFERROR(IF(OR(N27=\"\",'Lives scenario - input'!$F12=\"\"),\"\",N27/'Lives scenario - input'!$F12),\"\")","v":18.947701580782198},{"$f":"IFERROR(IF(OR(O27=\"\",'Lives scenario - input'!$F12=\"\"),\"\",O27/'Lives scenario - input'!$F12),\"\")","v":20.465234626556256},{"$f":"IFERROR(IF(OR(P27=\"\",'Lives scenario - input'!$F12=\"\"),\"\",P27/'Lives scenario - input'!$F12),\"\")","v":21.873344581920293},{"$f":"IFERROR(IF(OR(Q27=\"\",'Lives scenario - input'!$F12=\"\"),\"\",Q27/'Lives scenario - input'!$F12),\"\")","v":23.140610183493795},{"$f":"IFERROR(IF(OR(R27=\"\",'Lives scenario - input'!$F12=\"\"),\"\",R27/'Lives scenario - input'!$F12),\"\")","v":24.239850922660356},{"$f":"IFERROR(IF(OR(S27=\"\",'Lives scenario - input'!$F12=\"\"),\"\",S27/'Lives scenario - input'!$F12),\"\")","v":25.149365763890664},{"$f":"IFERROR(IF(OR(T27=\"\",'Lives scenario - input'!$F12=\"\"),\"\",T27/'Lives scenario - input'!$F12),\"\")","v":25.853833560218121},{"$f":"IFERROR(IF(OR(U27=\"\",'Lives scenario - input'!$F12=\"\"),\"\",U27/'Lives scenario - input'!$F12),\"\")","v":26.344815298080711},{"$f":"IFERROR(IF(OR(V27=\"\",'Lives scenario - input'!$F12=\"\"),\"\",V27/'Lives scenario - input'!$F12),\"\")","v":26.620833878831593},{"$f":"IFERROR(IF(OR(W27=\"\",'Lives scenario - input'!$F12=\"\"),\"\",W27/'Lives scenario - input'!$F12),\"\")","v":26.687044067313277}]
[{"$f":"IFERROR('Lives scenario - input'!A13,\"\")","v":2},{"$f":"IFERROR('Lives scenario - input'!B13,\"\")","v":"POLES"},{"$f":"IFERROR('Lives scenario - input'!C13,\"\")","v":"˂ = 1 kv ; concrete"},{"$f":"IFERROR(repcalc('Lives scenario - input'!$CX13:$GJ13,'Lives scenario - input'!$I13,'Lives scenario - input'!$G13,'Lives scenario - input'!$H13,20,TRUE,TRUE),\"\")","v":37.01316222259161},38.809364531658325,40.253278109321997,41.335724959299966,42.066256708876736,42.472331427609355,42.597644716949006,42.499983716203431,42.248974641678544,41.924018556112308,41.612571382140906,41.40875088928366,41.412081331834401,41.726052184020233,42.456101351659541,43.706653758465727,45.57695650689449,48.15563939858999,51.514168480037682,55.699615211559426,{"$f":"IFERROR(IF(OR(D28=\"\",'Lives scenario - input'!$F13=\"\"),\"\",D28/'Lives scenario - input'!$F13),\"\")","v":3.4533985178443665},{"$f":"IFERROR(IF(OR(E28=\"\",'Lives scenario - input'!$F13=\"\"),\"\",E28/'Lives scenario - input'!$F13),\"\")","v":3.6209876137064194},{"$f":"IFERROR(IF(OR(F28=\"\",'Lives scenario - input'!$F13=\"\"),\"\",F28/'Lives scenario - input'!$F13),\"\")","v":3.7557075000812059},{"$f":"IFERROR(IF(OR(G28=\"\",'Lives scenario - input'!$F13=\"\"),\"\",G28/'Lives scenario - input'!$F13),\"\")","v":3.8567018524383143},{"$f":"IFERROR(IF(OR(H28=\"\",'Lives scenario - input'!$F13=\"\"),\"\",H28/'Lives scenario - input'!$F13),\"\")","v":3.9248618557921162},{"$f":"IFERROR(IF(OR(I28=\"\",'Lives scenario - input'!$F13=\"\"),\"\",I28/'Lives scenario - input'!$F13),\"\")","v":3.9627494003194346},{"$f":"IFERROR(IF(OR(J28=\"\",'Lives scenario - input'!$F13=\"\"),\"\",J28/'Lives scenario - input'!$F13),\"\")","v":3.974441368843205},{"$f":"IFERROR(IF(OR(K28=\"\",'Lives scenario - input'!$F13=\"\"),\"\",K28/'Lives scenario - input'!$F13),\"\")","v":3.9653294115022537},{"$f":"IFERROR(IF(OR(L28=\"\",'Lives scenario - input'!$F13=\"\"),\"\",L28/'Lives scenario - input'!$F13),\"\")","v":3.9419097868639503},{"$f":"IFERROR(IF(OR(M28=\"\",'Lives scenario - input'!$F13=\"\"),\"\",M28/'Lives scenario - input'!$F13),\"\")","v":3.9115907652815687},{"$f":"IFERROR(IF(OR(N28=\"\",'Lives scenario - input'!$F13=\"\"),\"\",N28/'Lives scenario - input'!$F13),\"\")","v":3.8825321508753894},{"$f":"IFERROR(IF(OR(O28=\"\",'Lives scenario - input'!$F13=\"\"),\"\",O28/'Lives scenario - input'!$F13),\"\")","v":3.8635153107657403},{"$f":"IFERROR(IF(OR(P28=\"\",'Lives scenario - input'!$F13=\"\"),\"\",P28/'Lives scenario - input'!$F13),\"\")","v":3.8638260473977342},{"$f":"IFERROR(IF(OR(Q28=\"\",'Lives scenario - input'!$F13=\"\"),\"\",Q28/'Lives scenario - input'!$F13),\"\")","v":3.8931201257870454},{"$f":"IFERROR(IF(OR(R28=\"\",'Lives scenario - input'!$F13=\"\"),\"\",R28/'Lives scenario - input'!$F13),\"\")","v":3.9612351033271236},{"$f":"IFERROR(IF(OR(S28=\"\",'Lives scenario - input'!$F13=\"\"),\"\",S28/'Lives scenario - input'!$F13),\"\")","v":4.0779140242520482},{"$f":"IFERROR(IF(OR(T28=\"\",'Lives scenario - input'!$F13=\"\"),\"\",T28/'Lives scenario - input'!$F13),\"\")","v":4.252416832212667},{"$f":"IFERROR(IF(OR(U28=\"\",'Lives scenario - input'!$F13=\"\"),\"\",U28/'Lives scenario - input'!$F13),\"\")","v":4.493012856476069},{"$f":"IFERROR(IF(OR(V28=\"\",'Lives scenario - input'!$F13=\"\"),\"\",V28/'Lives scenario - input'!$F13),\"\")","v":4.8063700152688789},{"$f":"IFERROR(IF(OR(W28=\"\",'Lives scenario - input'!$F13=\"\"),\"\",W28/'Lives scenario - input'!$F13),\"\")","v":5.1968801654751609}]
[{"$f":"IFERROR('Lives scenario - input'!A14,\"\")","v":2},{"$f":"IFERROR('Lives scenario - input'!B14,\"\")","v":"POLES"},{"$f":"IFERROR('Lives scenario - input'!C14,\"\")","v":"˂ = 1 kv ; steel"},{"$f":"IFERROR(repcalc('Lives scenario - input'!$CX14:$GJ14,'Lives scenario - input'!$I14,'Lives scenario - input'!$G14,'Lives scenario - input'!$H14,20,TRUE,TRUE),\"\")","v":347.29433534560599},379.27730298341163,412.93381495871427,448.25200437773134,485.34516492712362,524.47379390047945,566.05108356771041,610.62740289515261,658.85095610900976,711.40419531686075,768.91855577001058,831.87339379992306,900.48823333144696,974.6200745758041,1053.679075018674,1136.5759326028954,1221.7125013553821,1307.0235143107145,1390.072038490915,1468.1950013972748,{"$f":"IFERROR(IF(OR(D29=\"\",'Lives scenario - input'!$F14=\"\"),\"\",D29/'Lives scenario - input'!$F14),\"\")","v":32.459091873818934},{"$f":"IFERROR(IF(OR(E29=\"\",'Lives scenario - input'!$F14=\"\"),\"\",E29/'Lives scenario - input'!$F14),\"\")","v":35.448308740600879},{"$f":"IFERROR(IF(OR(F29=\"\",'Lives scenario - input'!$F14=\"\"),\"\",F29/'Lives scenario - input'!$F14),\"\")","v":38.593939703085447},{"$f":"IFERROR(IF(OR(G29=\"\",'Lives scenario - input'!$F14=\"\"),\"\",G29/'Lives scenario - input'!$F14),\"\")","v":41.894875648464428},{"$f":"IFERROR(IF(OR(H29=\"\",'Lives scenario - input'!$F14=\"\"),\"\",H29/'Lives scenario - input'!$F14),\"\")","v":45.361705318936551},{"$f":"IFERROR(IF(OR(I29=\"\",'Lives scenario - input'!$F14=\"\"),\"\",I29/'Lives scenario - input'!$F14),\"\")","v":49.018775514103496},{"$f":"IFERROR(IF(OR(J29=\"\",'Lives scenario - input'!$F14=\"\"),\"\",J29/'Lives scenario - input'!$F14),\"\")","v":52.90470432958513},{"$f":"IFERROR(IF(OR(K29=\"\",'Lives scenario - input'!$F14=\"\"),\"\",K29/'Lives scenario - input'!$F14),\"\")","v":57.070930775536986},{"$f":"IFERROR(IF(OR(L29=\"\",'Lives scenario - input'!$F14=\"\"),\"\",L29/'Lives scenario - input'!$F14),\"\")","v":61.57803781686809},{"$f":"IFERROR(IF(OR(M29=\"\",'Lives scenario - input'!$F14=\"\"),\"\",M29/'Lives scenario - input'!$F14),\"\")","v":66.489809320474336},{"$f":"IFERROR(IF(OR(N29=\"\",'Lives scenario - input'!$F14=\"\"),\"\",N29/'Lives scenario - input'!$F14),\"\")","v":71.865260976358499},{"$f":"IFERROR(IF(OR(O29=\"\",'Lives scenario - input'!$F14=\"\"),\"\",O29/'Lives scenario - input'!$F14),\"\")","v":77.749194756852773},{"$f":"IFERROR(IF(OR(P29=\"\",'Lives scenario - input'!$F14=\"\"),\"\",P29/'Lives scenario - input'!$F14),\"\")","v":84.162127976868391},{"$f":"IFERROR(IF(OR(Q29=\"\",'Lives scenario - input'!$F14=\"\"),\"\",Q29/'Lives scenario - input'!$F14),\"\")","v":91.090695479506735},{"$f":"IFERROR(IF(OR(R29=\"\",'Lives scenario - input'!$F14=\"\"),\"\",R29/'Lives scenario - input'!$F14),\"\")","v":98.479768947329632},{"$f":"IFERROR(IF(OR(S29=\"\",'Lives scenario - input'!$F14=\"\"),\"\",S29/'Lives scenario - input'!$F14),\"\")","v":106.22753918867102},{"$f":"IFERROR(IF(OR(T29=\"\",'Lives scenario - input'!$F14=\"\"),\"\",T29/'Lives scenario - input'!$F14),\"\")","v":114.18463904809904},{"$f":"IFERROR(IF(OR(U29=\"\",'Lives scenario - input'!$F14=\"\"),\"\",U29/'Lives scenario - input'!$F14),\"\")","v":122.15804294658197},{"$f":"IFERROR(IF(OR(V29=\"\",'Lives scenario - input'!$F14=\"\"),\"\",V29/'Lives scenario - input'!$F14),\"\")","v":129.91998836866213},{"$f":"IFERROR(IF(OR(W29=\"\",'Lives scenario - input'!$F14=\"\"),\"\",W29/'Lives scenario - input'!$F14),\"\")","v":137.22157717202978}]
[{"$f":"IFERROR('Lives scenario - input'!A15,\"\")","v":2},{"$f":"IFERROR('Lives scenario - input'!B15,\"\")","v":"POLES"},{"$f":"IFERROR('Lives scenario - input'!C15,\"\")","v":"˂ = 1 kv ; wood"},{"$f":"IFERROR(repcalc('Lives scenario - input'!$CX15:$GJ15,'Lives scenario - input'!$I15,'Lives scenario - input'!$G15,'Lives scenario - input'!$H15,20,TRUE,TRUE),\"\")","v":12175.8237984835},13819.614979304797,15671.652565235758,17726.498789702306,19971.838986548853,22387.921255442187,24947.289304180096,27614.888977600061,30348.609684415587,33100.292802365759,35817.202301139499,38443.911549648888,40924.518700725363,43205.065720648687,45236.007492665696,46974.561249267776,48386.76548015116,49449.092456011909,50149.488853309776,50487.762133061355,{"$f":"IFERROR(IF(OR(D30=\"\",'Lives scenario - input'!$F15=\"\"),\"\",D30/'Lives scenario - input'!$F15),\"\")","v":1617.5131550663777},{"$f":"IFERROR(IF(OR(E30=\"\",'Lives scenario - input'!$F15=\"\"),\"\",E30/'Lives scenario - input'!$F15),\"\")","v":1835.8847332992777},{"$f":"IFERROR(IF(OR(F30=\"\",'Lives scenario - input'!$F15=\"\"),\"\",F30/'Lives scenario - input'!$F15),\"\")","v":2081.9210761785021},{"$f":"IFERROR(IF(OR(G30=\"\",'Lives scenario - input'!$F15=\"\"),\"\",G30/'Lives scenario - input'!$F15),\"\")","v":2354.8997965281751},{"$f":"IFERROR(IF(OR(H30=\"\",'Lives scenario - input'!$F15=\"\"),\"\",H30/'Lives scenario - input'!$F15),\"\")","v":2653.1849364996465},{"$f":"IFERROR(IF(OR(I30=\"\",'Lives scenario - input'!$F15=\"\"),\"\",I30/'Lives scenario - input'!$F15),\"\")","v":2974.1525291929911},{"$f":"IFERROR(IF(OR(J30=\"\",'Lives scenario - input'!$F15=\"\"),\"\",J30/'Lives scenario - input'!$F15),\"\")","v":3314.1551077458898},{"$f":"IFERROR(IF(OR(K30=\"\",'Lives scenario - input'!$F15=\"\"),\"\",K30/'Lives scenario - input'!$F15),\"\")","v":3668.5358573051094},{"$f":"IFERROR(IF(OR(L30=\"\",'Lives scenario - input'!$F15=\"\"),\"\",L30/'Lives scenario - input'!$F15),\"\")","v":4031.7005415790563},{"$f":"IFERROR(IF(OR(M30=\"\",'Lives scenario - input'!$F15=\"\"),\"\",M30/'Lives scenario - input'!$F15),\"\")","v":4397.2514657319525},{"$f":"IFERROR(IF(OR(N30=\"\",'Lives scenario - input'!$F15=\"\"),\"\",N30/'Lives scenario - input'!$F15),\"\")","v":4758.1828431997073},{"$f":"IFERROR(IF(OR(O30=\"\",'Lives scenario - input'!$F15=\"\"),\"\",O30/'Lives scenario - input'!$F15),\"\")","v":5107.1314510571601},{"$f":"IFERROR(IF(OR(P30=\"\",'Lives scenario - input'!$F15=\"\"),\"\",P30/'Lives scenario - input'!$F15),\"\")","v":5436.6709356805886},{"$f":"IFERROR(IF(OR(Q30=\"\",'Lives scenario - input'!$F15=\"\"),\"\",Q30/'Lives scenario - input'!$F15),\"\")","v":5739.6331718730044},{"$f":"IFERROR(IF(OR(R30=\"\",'Lives scenario - input'!$F15=\"\"),\"\",R30/'Lives scenario - input'!$F15),\"\")","v":6009.4362741337727},{"$f":"IFERROR(IF(OR(S30=\"\",'Lives scenario - input'!$F15=\"\"),\"\",S30/'Lives scenario - input'!$F15),\"\")","v":6240.3967100464688},{"$f":"IFERROR(IF(OR(T30=\"\",'Lives scenario - input'!$F15=\"\"),\"\",T30/'Lives scenario - input'!$F15),\"\")","v":6428.0028185858173},{"$f":"IFERROR(IF(OR(U30=\"\",'Lives scenario - input'!$F15=\"\"),\"\",U30/'Lives scenario - input'!$F15),\"\")","v":6569.1290279393606},{"$f":"IFERROR(IF(OR(V30=\"\",'Lives scenario - input'!$F15=\"\"),\"\",V30/'Lives scenario - input'!$F15),\"\")","v":6662.1740986582308},{"$f":"IFERROR(IF(OR(W30=\"\",'Lives scenario - input'!$F15=\"\"),\"\",W30/'Lives scenario - input'!$F15),\"\")","v":6707.1124526506546}]
[{"$f":"IFERROR('Lives scenario - input'!A16,\"\")","v":2},{"$f":"IFERROR('Lives scenario - input'!B16,\"\")","v":"POLES"},{"$f":"IFERROR('Lives scenario - input'!C16,\"\")","v":"˃ 11 kv & < = 22 kv ; concrete"},{"$f":"IFERROR(repcalc('Lives scenario - input'!$CX16:$GJ16,'Lives scenario - input'!$I16,'Lives scenario - input'!$G16,'Lives scenario - input'!$H16,20,TRUE,TRUE),\"\")","v":5.3130890534290199E-11},1.3829616197712695E-10,3.5329333466093065E-10,8.8577480121745343E-10,2.179586119487761E-9,5.2636602836312042E-9,1.2475703526052892E-8,2.9020566033720954E-8,6.6253772795133054E-8,1.4844976330321145E-7,3.2644710394520363E-7,7.0454834218161372E-7,1.4923603039957423E-6,3.102428184793688E-6,6.3298757149984595E-6,1.2675183656971733E-5,2.4910313990458715E-5,4.8047437708748955E-5,9.0955208658811555E-5,1.6898627982984019E-4,{"$f":"IFERROR(IF(OR(D31=\"\",'Lives scenario - input'!$F16=\"\"),\"\",D31/'Lives scenario - input'!$F16),\"\")","v":4.9659608219320506E-12},{"$f":"IFERROR(IF(OR(E31=\"\",'Lives scenario - input'!$F16=\"\"),\"\",E31/'Lives scenario - input'!$F16),\"\")","v":1.2926064579300512E-11},{"$f":"IFERROR(IF(OR(F31=\"\",'Lives scenario - input'!$F16=\"\"),\"\",F31/'Lives scenario - input'!$F16),\"\")","v":3.3021107700869608E-11},{"$f":"IFERROR(IF(OR(G31=\"\",'Lives scenario - input'!$F16=\"\"),\"\",G31/'Lives scenario - input'!$F16),\"\")","v":8.2790311166751997E-11},{"$f":"IFERROR(IF(OR(H31=\"\",'Lives scenario - input'!$F16=\"\"),\"\",H31/'Lives scenario - input'!$F16),\"\")","v":2.0371838620731543E-10},{"$f":"IFERROR(IF(OR(I31=\"\",'Lives scenario - input'!$F16=\"\"),\"\",I31/'Lives scenario - input'!$F16),\"\")","v":4.9197614580923212E-10},{"$f":"IFERROR(IF(OR(J31=\"\",'Lives scenario - input'!$F16=\"\"),\"\",J31/'Lives scenario - input'!$F16),\"\")","v":1.1660609169807485E-9},{"$f":"IFERROR(IF(OR(K31=\"\",'Lives scenario - input'!$F16=\"\"),\"\",K31/'Lives scenario - input'!$F16),\"\")","v":2.7124520689285215E-9},{"$f":"IFERROR(IF(OR(L31=\"\",'Lives scenario - input'!$F16=\"\"),\"\",L31/'Lives scenario - input'!$F16),\"\")","v":6.1925112998713215E-9},{"$f":"IFERROR(IF(OR(M31=\"\",'Lives scenario - input'!$F16=\"\"),\"\",M31/'Lives scenario - input'!$F16),\"\")","v":1.3875086624287895E-8},{"$f":"IFERROR(IF(OR(N31=\"\",'Lives scenario - input'!$F16=\"\"),\"\",N31/'Lives scenario - input'!$F16),\"\")","v":3.0511883243869257E-8},{"$f":"IFERROR(IF(OR(O31=\"\",'Lives scenario - input'!$F16=\"\"),\"\",O31/'Lives scenario - input'!$F16),\"\")","v":6.5851700004407083E-8},{"$f":"IFERROR(IF(OR(P31=\"\",'Lives scenario - input'!$F16=\"\"),\"\",P31/'Lives scenario - input'!$F16),\"\")","v":1.3948576293985637E-7},{"$f":"IFERROR(IF(OR(Q31=\"\",'Lives scenario - input'!$F16=\"\"),\"\",Q31/'Lives scenario - input'!$F16),\"\")","v":2.8997324651654358E-7},{"$f":"IFERROR(IF(OR(R31=\"\",'Lives scenario - input'!$F16=\"\"),\"\",R31/'Lives scenario - input'!$F16),\"\")","v":5.9163161942663674E-7},{"$f":"IFERROR(IF(OR(S31=\"\",'Lives scenario - input'!$F16=\"\"),\"\",S31/'Lives scenario - input'!$F16),\"\")","v":1.1847056358050549E-6},{"$f":"IFERROR(IF(OR(T31=\"\",'Lives scenario - input'!$F16=\"\"),\"\",T31/'Lives scenario - input'!$F16),\"\")","v":2.3282810074264913E-6},{"$f":"IFERROR(IF(OR(U31=\"\",'Lives scenario - input'!$F16=\"\"),\"\",U31/'Lives scenario - input'!$F16),\"\")","v":4.4908280447864234E-6},{"$f":"IFERROR(IF(OR(V31=\"\",'Lives scenario - input'!$F16=\"\"),\"\",V31/'Lives scenario - input'!$F16),\"\")","v":8.5012691902614127E-6},{"$f":"IFERROR(IF(OR(W31=\"\",'Lives scenario - input'!$F16=\"\"),\"\",W31/'Lives scenario - input'!$F16),\"\")","v":1.5794563890048745E-5}]
[{"$f":"IFERROR('Lives scenario - input'!A17,\"\")","v":2},{"$f":"IFERROR('Lives scenario - input'!B17,\"\")","v":"POLES"},{"$f":"IFERROR('Lives scenario - input'!C17,\"\")","v":"˃ 11 kv & < = 22 kv ; steel"},{"$f":"IFERROR(repcalc('Lives scenario - input'!$CX17:$GJ17,'Lives scenario - input'!$I17,'Lives scenario - input'!$G17,'Lives scenario - input'!$H17,20,TRUE,TRUE),\"\")","v":7.3000382921860384E-3},1.2795452378215041E-2,2.1873608014007589E-2,3.6469233328665369E-2,5.9303742406367571E-2,9.4057938162553825E-2,0.1455044489079699,0.219550928428076,0.32313543752318258,0.46391459487988573,0.64969806426409105,0.8876132997787094,1.1830324080238392,1.5383536994139209,1.9517934993847066,2.416393881090606,2.9194722169432001,3.4427146958640207,3.9630420176797112,4.4542571181647723,{"$f":"IFERROR(IF(OR(D32=\"\",'Lives scenario - input'!$F17=\"\"),\"\",D32/'Lives scenario - input'!$F17),\"\")","v":5.0655350620887535E-4},{"$f":"IFERROR(IF(OR(E32=\"\",'Lives scenario - input'!$F17=\"\"),\"\",E32/'Lives scenario - input'!$F17),\"\")","v":8.8788318722264874E-4},{"$f":"IFERROR(IF(OR(F32=\"\",'Lives scenario - input'!$F17=\"\"),\"\",F32/'Lives scenario - input'!$F17),\"\")","v":1.5178211934578883E-3},{"$f":"IFERROR(IF(OR(G32=\"\",'Lives scenario - input'!$F17=\"\"),\"\",G32/'Lives scenario - input'!$F17),\"\")","v":2.5306193299231292E-3},{"$f":"IFERROR(IF(OR(H32=\"\",'Lives scenario - input'!$F17=\"\"),\"\",H32/'Lives scenario - input'!$F17),\"\")","v":4.115117954848104E-3},{"$f":"IFERROR(IF(OR(I32=\"\",'Lives scenario - input'!$F17=\"\"),\"\",I32/'Lives scenario - input'!$F17),\"\")","v":6.5267299233236677E-3},{"$f":"IFERROR(IF(OR(J32=\"\",'Lives scenario - input'!$F17=\"\"),\"\",J32/'Lives scenario - input'!$F17),\"\")","v":1.0096630430311166E-2},{"$f":"IFERROR(IF(OR(K32=\"\",'Lives scenario - input'!$F17=\"\"),\"\",K32/'Lives scenario - input'!$F17),\"\")","v":1.5234754686930824E-2},{"$f":"IFERROR(IF(OR(L32=\"\",'Lives scenario - input'!$F17=\"\"),\"\",L32/'Lives scenario - input'!$F17),\"\")","v":2.242253839036926E-2},{"$f":"IFERROR(IF(OR(M32=\"\",'Lives scenario - input'!$F17=\"\"),\"\",M32/'Lives scenario - input'!$F17),\"\")","v":3.2191278348418735E-2},{"$f":"IFERROR(IF(OR(N32=\"\",'Lives scenario - input'!$F17=\"\"),\"\",N32/'Lives scenario - input'!$F17),\"\")","v":4.5082891247621333E-2},{"$f":"IFERROR(IF(OR(O32=\"\",'Lives scenario - input'!$F17=\"\"),\"\",O32/'Lives scenario - input'!$F17),\"\")","v":6.1591954886293127E-2},{"$f":"IFERROR(IF(OR(P32=\"\",'Lives scenario - input'!$F17=\"\"),\"\",P32/'Lives scenario - input'!$F17),\"\")","v":8.209124257398244E-2},{"$f":"IFERROR(IF(OR(Q32=\"\",'Lives scenario - input'!$F17=\"\"),\"\",Q32/'Lives scenario - input'!$F17),\"\")","v":0.10674717433491195},{"$f":"IFERROR(IF(OR(R32=\"\",'Lives scenario - input'!$F17=\"\"),\"\",R32/'Lives scenario - input'!$F17),\"\")","v":0.1354359800505848},{"$f":"IFERROR(IF(OR(S32=\"\",'Lives scenario - input'!$F17=\"\"),\"\",S32/'Lives scenario - input'!$F17),\"\")","v":0.1676748455084576},{"$f":"IFERROR(IF(OR(T32=\"\",'Lives scenario - input'!$F17=\"\"),\"\",T32/'Lives scenario - input'!$F17),\"\")","v":0.20258371649296109},{"$f":"IFERROR(IF(OR(U32=\"\",'Lives scenario - input'!$F17=\"\"),\"\",U32/'Lives scenario - input'!$F17),\"\")","v":0.2388917879969798},{"$f":"IFERROR(IF(OR(V32=\"\",'Lives scenario - input'!$F17=\"\"),\"\",V32/'Lives scenario - input'!$F17),\"\")","v":0.27499757521238949},{"$f":"IFERROR(IF(OR(W32=\"\",'Lives scenario - input'!$F17=\"\"),\"\",W32/'Lives scenario - input'!$F17),\"\")","v":0.30908325003957454}]
[{"$f":"IFERROR('Lives scenario - input'!A18,\"\")","v":2},{"$f":"IFERROR('Lives scenario - input'!B18,\"\")","v":"POLES"},{"$f":"IFERROR('Lives scenario - input'!C18,\"\")","v":"˃ 11 kv & < = 22 kv ; wood"},{"$f":"IFERROR(repcalc('Lives scenario - input'!$CX18:$GJ18,'Lives scenario - input'!$I18,'Lives scenario - input'!$G18,'Lives scenario - input'!$H18,20,TRUE,TRUE),\"\")","v":5.4495443301514719},6.816510904341615,8.4376223163074666,10.337772360044209,12.539314009355003,15.060799727885003,17.915634071031668,21.110674043042387,24.644822976860468,28.507677121932566,32.67830057288009,37.124222414300363,41.800767391702806,46.650844148685266,51.605318333091105,56.584086823157541,61.497940068253151,66.251250263449009,70.745455004289695,74.883224004032428,{"$f":"IFERROR(IF(OR(D33=\"\",'Lives scenario - input'!$F18=\"\"),\"\",D33/'Lives scenario - input'!$F18),\"\")","v":1.1853785266305492},{"$f":"IFERROR(IF(OR(E33=\"\",'Lives scenario - input'!$F18=\"\"),\"\",E33/'Lives scenario - input'!$F18),\"\")","v":1.482719501489943},{"$f":"IFERROR(IF(OR(F33=\"\",'Lives scenario - input'!$F18=\"\"),\"\",F33/'Lives scenario - input'!$F18),\"\")","v":1.8353417650410384},{"$f":"IFERROR(IF(OR(G33=\"\",'Lives scenario - input'!$F18=\"\"),\"\",G33/'Lives scenario - input'!$F18),\"\")","v":2.2486601863188458},{"$f":"IFERROR(IF(OR(H33=\"\",'Lives scenario - input'!$F18=\"\"),\"\",H33/'Lives scenario - input'!$F18),\"\")","v":2.7275369581136872},{"$f":"IFERROR(IF(OR(I33=\"\",'Lives scenario - input'!$F18=\"\"),\"\",I33/'Lives scenario - input'!$F18),\"\")","v":3.2760075906790318},{"$f":"IFERROR(IF(OR(J33=\"\",'Lives scenario - input'!$F18=\"\"),\"\",J33/'Lives scenario - input'!$F18),\"\")","v":3.8969878272705607},{"$f":"IFERROR(IF(OR(K33=\"\",'Lives scenario - input'!$F18=\"\"),\"\",K33/'Lives scenario - input'!$F18),\"\")","v":4.5919691954545137},{"$f":"IFERROR(IF(OR(L33=\"\",'Lives scenario - input'!$F18=\"\"),\"\",L33/'Lives scenario - input'!$F18),\"\")","v":5.3607131494918159},{"$f":"IFERROR(IF(OR(M33=\"\",'Lives scenario - input'!$F18=\"\"),\"\",M33/'Lives scenario - input'!$F18),\"\")","v":6.2009566776964942},{"$f":"IFERROR(IF(OR(N33=\"\",'Lives scenario - input'!$F18=\"\"),\"\",N33/'Lives scenario - input'!$F18),\"\")","v":7.108145826349145},{"$f":"IFERROR(IF(OR(O33=\"\",'Lives scenario - input'!$F18=\"\"),\"\",O33/'Lives scenario - input'!$F18),\"\")","v":8.0752175598037574},{"$f":"IFERROR(IF(OR(P33=\"\",'Lives scenario - input'!$F18=\"\"),\"\",P33/'Lives scenario - input'!$F18),\"\")","v":9.092454168810427},{"$f":"IFERROR(IF(OR(Q33=\"\",'Lives scenario - input'!$F18=\"\"),\"\",Q33/'Lives scenario - input'!$F18),\"\")","v":10.147437208112933},{"$f":"IFERROR(IF(OR(R33=\"\",'Lives scenario - input'!$F18=\"\"),\"\",R33/'Lives scenario - input'!$F18),\"\")","v":11.225128654064864},{"$f":"IFERROR(IF(OR(S33=\"\",'Lives scenario - input'!$F18=\"\"),\"\",S33/'Lives scenario - input'!$F18),\"\")","v":12.308104569048478},{"$f":"IFERROR(IF(OR(T33=\"\",'Lives scenario - input'!$F18=\"\"),\"\",T33/'Lives scenario - input'!$F18),\"\")","v":13.376960195659791},{"$f":"IFERROR(IF(OR(U33=\"\",'Lives scenario - input'!$F18=\"\"),\"\",U33/'Lives scenario - input'!$F18),\"\")","v":14.410894685305941},{"$f":"IFERROR(IF(OR(V33=\"\",'Lives scenario - input'!$F18=\"\"),\"\",V33/'Lives scenario - input'!$F18),\"\")","v":15.388468858727828},{"$f":"IFERROR(IF(OR(W33=\"\",'Lives scenario - input'!$F18=\"\"),\"\",W33/'Lives scenario - input'!$F18),\"\")","v":16.28851154547413}]
[{"$f":"IFERROR('Lives scenario - input'!A19,\"\")","v":2},{"$f":"IFERROR('Lives scenario - input'!B19,\"\")","v":"POLES"},{"$f":"IFERROR('Lives scenario - input'!C19,\"\")","v":"> 1 kv & < = 11 kv ; concrete"},{"$f":"IFERROR(repcalc('Lives scenario - input'!$CX19:$GJ19,'Lives scenario - input'!$I19,'Lives scenario - input'!$G19,'Lives scenario - input'!$H19,20,TRUE,TRUE),\"\")","v":2.9100503766111481},2.9023299281513144,2.8762671019069113,2.8426858148833145,2.81677592985708,2.8190222303172283,2.8762723013707543,3.0228696092447374,3.3017225696051744,3.7651199213190276,4.4750450172455389,5.5026980124868166,6.9269197286680297,8.8312398769747169,11.299359267910923,14.40902868389511,18.224503955306208,22.788021139836982,28.11101563962637,34.166058841949457,{"$f":"IFERROR(IF(OR(D34=\"\",'Lives scenario - input'!$F19=\"\"),\"\",D34/'Lives scenario - input'!$F19),\"\")","v":0.27199235726668081},{"$f":"IFERROR(IF(OR(E34=\"\",'Lives scenario - input'!$F19=\"\"),\"\",E34/'Lives scenario - input'!$F19),\"\")","v":0.27127075361589059},{"$f":"IFERROR(IF(OR(F34=\"\",'Lives scenario - input'!$F19=\"\"),\"\",F34/'Lives scenario - input'!$F19),\"\")","v":0.26883475126891321},{"$f":"IFERROR(IF(OR(G34=\"\",'Lives scenario - input'!$F19=\"\"),\"\",G34/'Lives scenario - input'!$F19),\"\")","v":0.2656960243619812},{"$f":"IFERROR(IF(OR(H34=\"\",'Lives scenario - input'!$F19=\"\"),\"\",H34/'Lives scenario - input'!$F19),\"\")","v":0.26327431690240072},{"$f":"IFERROR(IF(OR(I34=\"\",'Lives scenario - input'!$F19=\"\"),\"\",I34/'Lives scenario - input'!$F19),\"\")","v":0.26348427084759546},{"$f":"IFERROR(IF(OR(J34=\"\",'Lives scenario - input'!$F19=\"\"),\"\",J34/'Lives scenario - input'!$F19),\"\")","v":0.26883523724483949},{"$f":"IFERROR(IF(OR(K34=\"\",'Lives scenario - input'!$F19=\"\"),\"\",K34/'Lives scenario - input'!$F19),\"\")","v":0.2825371812586156},{"$f":"IFERROR(IF(OR(L34=\"\",'Lives scenario - input'!$F19=\"\"),\"\",L34/'Lives scenario - input'!$F19),\"\")","v":0.30860060429377029},{"$f":"IFERROR(IF(OR(M34=\"\",'Lives scenario - input'!$F19=\"\"),\"\",M34/'Lives scenario - input'!$F19),\"\")","v":0.3519127541647174},{"$f":"IFERROR(IF(OR(N34=\"\",'Lives scenario - input'!$F19=\"\"),\"\",N34/'Lives scenario - input'!$F19),\"\")","v":0.41826700077012874},{"$f":"IFERROR(IF(OR(O34=\"\",'Lives scenario - input'!$F19=\"\"),\"\",O34/'Lives scenario - input'!$F19),\"\")","v":0.51431817667909818},{"$f":"IFERROR(IF(OR(P34=\"\",'Lives scenario - input'!$F19=\"\"),\"\",P34/'Lives scenario - input'!$F19),\"\")","v":0.64743526116944983},{"$f":"IFERROR(IF(OR(Q34=\"\",'Lives scenario - input'!$F19=\"\"),\"\",Q34/'Lives scenario - input'!$F19),\"\")","v":0.82542548783059566},{"$f":"IFERROR(IF(OR(R34=\"\",'Lives scenario - input'!$F19=\"\"),\"\",R34/'Lives scenario - input'!$F19),\"\")","v":1.0561120823142645},{"$f":"IFERROR(IF(OR(S34=\"\",'Lives scenario - input'!$F19=\"\"),\"\",S34/'Lives scenario - input'!$F19),\"\")","v":1.3467621416986699},{"$f":"IFERROR(IF(OR(T34=\"\",'Lives scenario - input'!$F19=\"\"),\"\",T34/'Lives scenario - input'!$F19),\"\")","v":1.7033814365070172},{"$f":"IFERROR(IF(OR(U34=\"\",'Lives scenario - input'!$F19=\"\"),\"\",U34/'Lives scenario - input'!$F19),\"\")","v":2.1299176251667475},{"$f":"IFERROR(IF(OR(V34=\"\",'Lives scenario - input'!$F19=\"\"),\"\",V34/'Lives scenario - input'!$F19),\"\")","v":2.627439535217432},{"$f":"IFERROR(IF(OR(W34=\"\",'Lives scenario - input'!$F19=\"\"),\"\",W34/'Lives scenario - input'!$F19),\"\")","v":3.1933835089672433}]
[{"$f":"IFERROR('Lives scenario - input'!A20,\"\")","v":2},{"$f":"IFERROR('Lives scenario - input'!B20,\"\")","v":"POLES"},{"$f":"IFERROR('Lives scenario - input'!C20,\"\")","v":"> 1 kv & < = 11 kv ; steel"},{"$f":"IFERROR(repcalc('Lives scenario - input'!$CX20:$GJ20,'Lives scenario - input'!$I20,'Lives scenario - input'!$G20,'Lives scenario - input'!$H20,20,TRUE,TRUE),\"\")","v":3.4363269663541267},3.9014504130700676,4.3962172939217288,4.9180014263321814,5.4627397719153779,6.0244588837189168,6.5948488383533306,7.1629797811970004,7.7152554954297603,8.2356797921591625,8.706475667761806,9.1090483891607974,9.4252294142355488,9.6386877061827061,9.736358034154355,9.7097198786118799,9.5557696388367432,9.2775624892270354,8.8842533792835319,8.3906305952434366,{"$f":"IFERROR(IF(OR(D35=\"\",'Lives scenario - input'!$F20=\"\"),\"\",D35/'Lives scenario - input'!$F20),\"\")","v":0.31787654338045807},{"$f":"IFERROR(IF(OR(E35=\"\",'Lives scenario - input'!$F20=\"\"),\"\",E35/'Lives scenario - input'!$F20),\"\")","v":0.36090266834904211},{"$f":"IFERROR(IF(OR(F35=\"\",'Lives scenario - input'!$F20=\"\"),\"\",F35/'Lives scenario - input'!$F20),\"\")","v":0.40667095157824901},{"$f":"IFERROR(IF(OR(G35=\"\",'Lives scenario - input'!$F20=\"\"),\"\",G35/'Lives scenario - input'!$F20),\"\")","v":0.45493845872335142},{"$f":"IFERROR(IF(OR(H35=\"\",'Lives scenario - input'!$F20=\"\"),\"\",H35/'Lives scenario - input'!$F20),\"\")","v":0.50532933946206493},{"$f":"IFERROR(IF(OR(I35=\"\",'Lives scenario - input'!$F20=\"\"),\"\",I35/'Lives scenario - input'!$F20),\"\")","v":0.55729102161837485},{"$f":"IFERROR(IF(OR(J35=\"\",'Lives scenario - input'!$F20=\"\"),\"\",J35/'Lives scenario - input'!$F20),\"\")","v":0.61005479786359462},{"$f":"IFERROR(IF(OR(K35=\"\",'Lives scenario - input'!$F20=\"\"),\"\",K35/'Lives scenario - input'!$F20),\"\")","v":0.66260960480335285},{"$f":"IFERROR(IF(OR(L35=\"\",'Lives scenario - input'!$F20=\"\"),\"\",L35/'Lives scenario - input'!$F20),\"\")","v":0.71369772789297381},{"$f":"IFERROR(IF(OR(M35=\"\",'Lives scenario - input'!$F20=\"\"),\"\",M35/'Lives scenario - input'!$F20),\"\")","v":0.76183944378768298},{"$f":"IFERROR(IF(OR(N35=\"\",'Lives scenario - input'!$F20=\"\"),\"\",N35/'Lives scenario - input'!$F20),\"\")","v":0.80539029533343254},{"$f":"IFERROR(IF(OR(O35=\"\",'Lives scenario - input'!$F20=\"\"),\"\",O35/'Lives scenario - input'!$F20),\"\")","v":0.84263018152311819},{"$f":"IFERROR(IF(OR(P35=\"\",'Lives scenario - input'!$F20=\"\"),\"\",P35/'Lives scenario - input'!$F20),\"\")","v":0.87187842603457899},{"$f":"IFERROR(IF(OR(Q35=\"\",'Lives scenario - input'!$F20=\"\"),\"\",Q35/'Lives scenario - input'!$F20),\"\")","v":0.8916243305030499},{"$f":"IFERROR(IF(OR(R35=\"\",'Lives scenario - input'!$F20=\"\"),\"\",R35/'Lives scenario - input'!$F20),\"\")","v":0.90065929910483111},{"$f":"IFERROR(IF(OR(S35=\"\",'Lives scenario - input'!$F20=\"\"),\"\",S35/'Lives scenario - input'!$F20),\"\")","v":0.89819514336855177},{"$f":"IFERROR(IF(OR(T35=\"\",'Lives scenario - input'!$F20=\"\"),\"\",T35/'Lives scenario - input'!$F20),\"\")","v":0.88395401598123724},{"$f":"IFERROR(IF(OR(U35=\"\",'Lives scenario - input'!$F20=\"\"),\"\",U35/'Lives scenario - input'!$F20),\"\")","v":0.85821853506584223},{"$f":"IFERROR(IF(OR(V35=\"\",'Lives scenario - input'!$F20=\"\"),\"\",V35/'Lives scenario - input'!$F20),\"\")","v":0.82183557687442976},{"$f":"IFERROR(IF(OR(W35=\"\",'Lives scenario - input'!$F20=\"\"),\"\",W35/'Lives scenario - input'!$F20),\"\")","v":0.7761731280269083}]
[{"$f":"IFERROR('Lives scenario - input'!A21,\"\")","v":2},{"$f":"IFERROR('Lives scenario - input'!B21,\"\")","v":"POLES"},{"$f":"IFERROR('Lives scenario - input'!C21,\"\")","v":"> 1 kv & < = 11 kv ; wood"},{"$f":"IFERROR(repcalc('Lives scenario - input'!$CX21:$GJ21,'Lives scenario - input'!$I21,'Lives scenario - input'!$G21,'Lives scenario - input'!$H21,20,TRUE,TRUE),\"\")","v":433.63035002964261},555.90495143514374,705.84204849351443,887.58353742874419,1105.3097555737629,1363.0732133094559,1664.6027109366064,2013.0846864589321,2410.9318925947123,2859.5524896020615,3359.1350023583786,3908.4659650871909,4504.7971522643466,5143.7778517710631,5819.4645963085486,6524.4162200639803,7249.8763194816866,7986.0386109970059,8722.3838735715672,9448.0708005564138,{"$f":"IFERROR(IF(OR(D36=\"\",'Lives scenario - input'!$F21=\"\"),\"\",D36/'Lives scenario - input'!$F21),\"\")","v":69.037628436529332},{"$f":"IFERROR(IF(OR(E36=\"\",'Lives scenario - input'!$F21=\"\"),\"\",E36/'Lives scenario - input'!$F21),\"\")","v":88.504781735371665},{"$f":"IFERROR(IF(OR(F36=\"\",'Lives scenario - input'!$F21=\"\"),\"\",F36/'Lives scenario - input'!$F21),\"\")","v":112.37603888990438},{"$f":"IFERROR(IF(OR(G36=\"\",'Lives scenario - input'!$F21=\"\"),\"\",G36/'Lives scenario - input'!$F21),\"\")","v":141.31082489774332},{"$f":"IFERROR(IF(OR(H36=\"\",'Lives scenario - input'!$F21=\"\"),\"\",H36/'Lives scenario - input'!$F21),\"\")","v":175.9746849069862},{"$f":"IFERROR(IF(OR(I36=\"\",'Lives scenario - input'!$F21=\"\"),\"\",I36/'Lives scenario - input'!$F21),\"\")","v":217.01281293113243},{"$f":"IFERROR(IF(OR(J36=\"\",'Lives scenario - input'!$F21=\"\"),\"\",J36/'Lives scenario - input'!$F21),\"\")","v":265.01886559422104},{"$f":"IFERROR(IF(OR(K36=\"\",'Lives scenario - input'!$F21=\"\"),\"\",K36/'Lives scenario - input'!$F21),\"\")","v":320.50015084395829},{"$f":"IFERROR(IF(OR(L36=\"\",'Lives scenario - input'!$F21=\"\"),\"\",L36/'Lives scenario - input'!$F21),\"\")","v":383.8407993706025},{"$f":"IFERROR(IF(OR(M36=\"\",'Lives scenario - input'!$F21=\"\"),\"\",M36/'Lives scenario - input'!$F21),\"\")","v":455.26500222690657},{"$f":"IFERROR(IF(OR(N36=\"\",'Lives scenario - input'!$F21=\"\"),\"\",N36/'Lives scenario - input'!$F21),\"\")","v":534.80277417183754},{"$f":"IFERROR(IF(OR(O36=\"\",'Lives scenario - input'!$F21=\"\"),\"\",O36/'Lives scenario - input'!$F21),\"\")","v":622.26092116491634},{"$f":"IFERROR(IF(OR(P36=\"\",'Lives scenario - input'!$F21=\"\"),\"\",P36/'Lives scenario - input'!$F21),\"\")","v":717.2019024007468},{"$f":"IFERROR(IF(OR(Q36=\"\",'Lives scenario - input'!$F21=\"\"),\"\",Q36/'Lives scenario - input'!$F21),\"\")","v":818.93304762073126},{"$f":"IFERROR(IF(OR(R36=\"\",'Lives scenario - input'!$F21=\"\"),\"\",R36/'Lives scenario - input'!$F21),\"\")","v":926.50810643679029},{"$f":"IFERROR(IF(OR(S36=\"\",'Lives scenario - input'!$F21=\"\"),\"\",S36/'Lives scenario - input'!$F21),\"\")","v":1038.7423821585626},{"$f":"IFERROR(IF(OR(T36=\"\",'Lives scenario - input'!$F21=\"\"),\"\",T36/'Lives scenario - input'!$F21),\"\")","v":1154.2417810952456},{"$f":"IFERROR(IF(OR(U36=\"\",'Lives scenario - input'!$F21=\"\"),\"\",U36/'Lives scenario - input'!$F21),\"\")","v":1271.4450597567702},{"$f":"IFERROR(IF(OR(V36=\"\",'Lives scenario - input'!$F21=\"\"),\"\",V36/'Lives scenario - input'!$F21),\"\")","v":1388.6774689623207},{"$f":"IFERROR(IF(OR(W36=\"\",'Lives scenario - input'!$F21=\"\"),\"\",W36/'Lives scenario - input'!$F21),\"\")","v":1504.2129807709425}]
[{"$f":"IFERROR('Lives scenario - input'!A22,\"\")","v":2},{"$f":"IFERROR('Lives scenario - input'!B22,\"\")","v":"POLES"},{"$f":"IFERROR('Lives scenario - input'!C22,\"\")","v":"> 22 kv & < = 66 kv ; concrete"},{"$f":"IFERROR(repcalc('Lives scenario - input'!$CX22:$GJ22,'Lives scenario - input'!$I22,'Lives scenario - input'!$G22,'Lives scenario - input'!$H22,20,TRUE,TRUE),\"\")","v":313.39114122295183},302.12144090288905,288.82223651708881,274.49184897133267,260.1948717690031,247.00694944474452,235.96245856364442,228.00861649497696,223.96870210585402,224.51617327670235,230.16065480334277,241.24614316614955,257.96135747683763,280.3619086805698,308.4037485782992,341.9870475788166,381.00908865103668,425.42385189387301,475.30467863501377,530.90483498536116,{"$f":"IFERROR(IF(OR(D37=\"\",'Lives scenario - input'!$F22=\"\"),\"\",D37/'Lives scenario - input'!$F22),\"\")","v":14.107090698966488},{"$f":"IFERROR(IF(OR(E37=\"\",'Lives scenario - input'!$F22=\"\"),\"\",E37/'Lives scenario - input'!$F22),\"\")","v":13.599792745537119},{"$f":"IFERROR(IF(OR(F37=\"\",'Lives scenario - input'!$F22=\"\"),\"\",F37/'Lives scenario - input'!$F22),\"\")","v":13.001138036401274},{"$f":"IFERROR(IF(OR(G37=\"\",'Lives scenario - input'!$F22=\"\"),\"\",G37/'Lives scenario - input'!$F22),\"\")","v":12.356065313316542},{"$f":"IFERROR(IF(OR(H37=\"\",'Lives scenario - input'!$F22=\"\"),\"\",H37/'Lives scenario - input'!$F22),\"\")","v":11.712496534290862},{"$f":"IFERROR(IF(OR(I37=\"\",'Lives scenario - input'!$F22=\"\"),\"\",I37/'Lives scenario - input'!$F22),\"\")","v":11.118851112045546},{"$f":"IFERROR(IF(OR(J37=\"\",'Lives scenario - input'!$F22=\"\"),\"\",J37/'Lives scenario - input'!$F22),\"\")","v":10.621690809506092},{"$f":"IFERROR(IF(OR(K37=\"\",'Lives scenario - input'!$F22=\"\"),\"\",K37/'Lives scenario - input'!$F22),\"\")","v":10.263653977226516},{"$f":"IFERROR(IF(OR(L37=\"\",'Lives scenario - input'!$F22=\"\"),\"\",L37/'Lives scenario - input'!$F22),\"\")","v":10.081799957738223},{"$f":"IFERROR(IF(OR(M37=\"\",'Lives scenario - input'!$F22=\"\"),\"\",M37/'Lives scenario - input'!$F22),\"\")","v":10.106444002978582},{"$f":"IFERROR(IF(OR(N37=\"\",'Lives scenario - input'!$F22=\"\"),\"\",N37/'Lives scenario - input'!$F22),\"\")","v":10.360526529160486},{"$f":"IFERROR(IF(OR(O37=\"\",'Lives scenario - input'!$F22=\"\"),\"\",O37/'Lives scenario - input'!$F22),\"\")","v":10.859532305667738},{"$f":"IFERROR(IF(OR(P37=\"\",'Lives scenario - input'!$F22=\"\"),\"\",P37/'Lives scenario - input'!$F22),\"\")","v":11.611956395938321},{"$f":"IFERROR(IF(OR(Q37=\"\",'Lives scenario - input'!$F22=\"\"),\"\",Q37/'Lives scenario - input'!$F22),\"\")","v":12.62030208913416},{"$f":"IFERROR(IF(OR(R37=\"\",'Lives scenario - input'!$F22=\"\"),\"\",R37/'Lives scenario - input'!$F22),\"\")","v":13.882586585305472},{"$f":"IFERROR(IF(OR(S37=\"\",'Lives scenario - input'!$F22=\"\"),\"\",S37/'Lives scenario - input'!$F22),\"\")","v":15.394316122783898},{"$f":"IFERROR(IF(OR(T37=\"\",'Lives scenario - input'!$F22=\"\"),\"\",T37/'Lives scenario - input'!$F22),\"\")","v":17.150866963743944},{"$f":"IFERROR(IF(OR(U37=\"\",'Lives scenario - input'!$F22=\"\"),\"\",U37/'Lives scenario - input'!$F22),\"\")","v":19.150167553399307},{"$f":"IFERROR(IF(OR(V37=\"\",'Lives scenario - input'!$F22=\"\"),\"\",V37/'Lives scenario - input'!$F22),\"\")","v":21.395519302114185},{"$f":"IFERROR(IF(OR(W37=\"\",'Lives scenario - input'!$F22=\"\"),\"\",W37/'Lives scenario - input'!$F22),\"\")","v":23.898322812929006}]
[{"$f":"IFERROR('Lives scenario - input'!A23,\"\")","v":2},{"$f":"IFERROR('Lives scenario - input'!B23,\"\")","v":"POLES"},{"$f":"IFERROR('Lives scenario - input'!C23,\"\")","v":"> 22 kv & < = 66 kv ; steel"},{"$f":"IFERROR(repcalc('Lives scenario - input'!$CX23:$GJ23,'Lives scenario - input'!$I23,'Lives scenario - input'!$G23,'Lives scenario - input'!$H23,20,TRUE,TRUE),\"\")","v":32.262469392962011},35.601509108397735,38.821919459290015,41.847086180306071,44.605518975079541,47.034765214902379,49.08486798727354,50.721092315067523,51.925690718495858,52.698546260775451,53.056613709905967,53.032172771757573,52.670006092530159,52.02371246427353,51.151454732552622,50.111513534398838,48.958063000392002,47.737594588142642,46.486384416063153,45.229326136172212,{"$f":"IFERROR(IF(OR(D38=\"\",'Lives scenario - input'!$F23=\"\"),\"\",D38/'Lives scenario - input'!$F23),\"\")","v":1.4389619796732971},{"$f":"IFERROR(IF(OR(E38=\"\",'Lives scenario - input'!$F23=\"\"),\"\",E38/'Lives scenario - input'!$F23),\"\")","v":1.5878889306951955},{"$f":"IFERROR(IF(OR(F38=\"\",'Lives scenario - input'!$F23=\"\"),\"\",F38/'Lives scenario - input'!$F23),\"\")","v":1.7315248067168629},{"$f":"IFERROR(IF(OR(G38=\"\",'Lives scenario - input'!$F23=\"\"),\"\",G38/'Lives scenario - input'!$F23),\"\")","v":1.8664524788889336},{"$f":"IFERROR(IF(OR(H38=\"\",'Lives scenario - input'!$F23=\"\"),\"\",H38/'Lives scenario - input'!$F23),\"\")","v":1.989483356247282},{"$f":"IFERROR(IF(OR(I38=\"\",'Lives scenario - input'!$F23=\"\"),\"\",I38/'Lives scenario - input'!$F23),\"\")","v":2.0978319434491017},{"$f":"IFERROR(IF(OR(J38=\"\",'Lives scenario - input'!$F23=\"\"),\"\",J38/'Lives scenario - input'!$F23),\"\")","v":2.1892700757238885},{"$f":"IFERROR(IF(OR(K38=\"\",'Lives scenario - input'!$F23=\"\"),\"\",K38/'Lives scenario - input'!$F23),\"\")","v":2.2622485129673087},{"$f":"IFERROR(IF(OR(L38=\"\",'Lives scenario - input'!$F23=\"\"),\"\",L38/'Lives scenario - input'!$F23),\"\")","v":2.3159756868607819},{"$f":"IFERROR(IF(OR(M38=\"\",'Lives scenario - input'!$F23=\"\"),\"\",M38/'Lives scenario - input'!$F23),\"\")","v":2.3504463818213703},{"$f":"IFERROR(IF(OR(N38=\"\",'Lives scenario - input'!$F23=\"\"),\"\",N38/'Lives scenario - input'!$F23),\"\")","v":2.3664168098497291},{"$f":"IFERROR(IF(OR(O38=\"\",'Lives scenario - input'!$F23=\"\"),\"\",O38/'Lives scenario - input'!$F23),\"\")","v":2.3653267017022492},{"$f":"IFERROR(IF(OR(P38=\"\",'Lives scenario - input'!$F23=\"\"),\"\",P38/'Lives scenario - input'!$F23),\"\")","v":2.3491734409160032},{"$f":"IFERROR(IF(OR(Q38=\"\",'Lives scenario - input'!$F23=\"\"),\"\",Q38/'Lives scenario - input'!$F23),\"\")","v":2.3203476263932852},{"$f":"IFERROR(IF(OR(R38=\"\",'Lives scenario - input'!$F23=\"\"),\"\",R38/'Lives scenario - input'!$F23),\"\")","v":2.2814434217233148},{"$f":"IFERROR(IF(OR(S38=\"\",'Lives scenario - input'!$F23=\"\"),\"\",S38/'Lives scenario - input'!$F23),\"\")","v":2.2350602441986074},{"$f":"IFERROR(IF(OR(T38=\"\",'Lives scenario - input'!$F23=\"\"),\"\",T38/'Lives scenario - input'!$F23),\"\")","v":2.1836143538157784},{"$f":"IFERROR(IF(OR(U38=\"\",'Lives scenario - input'!$F23=\"\"),\"\",U38/'Lives scenario - input'!$F23),\"\")","v":2.1291793500586831},{"$f":"IFERROR(IF(OR(V38=\"\",'Lives scenario - input'!$F23=\"\"),\"\",V38/'Lives scenario - input'!$F23),\"\")","v":2.0733732106006899},{"$f":"IFERROR(IF(OR(W38=\"\",'Lives scenario - input'!$F23=\"\"),\"\",W38/'Lives scenario - input'!$F23),\"\")","v":2.0173062354115192}]
[{"$f":"IFERROR('Lives scenario - input'!A24,\"\")","v":2},{"$f":"IFERROR('Lives scenario - input'!B24,\"\")","v":"POLES"},{"$f":"IFERROR('Lives scenario - input'!C24,\"\")","v":"> 22 kv & < = 66 kv ; wood"},{"$f":"IFERROR(repcalc('Lives scenario - input'!$CX24:$GJ24,'Lives scenario - input'!$I24,'Lives scenario - input'!$G24,'Lives scenario - input'!$H24,20,TRUE,TRUE),\"\")","v":459.10286045431161},547.48058966412145,652.21303766231858,775.15025997464898,917.89225994486571,1081.6522297668275,1267.1190445740635,1474.329385712854,1702.5607567447685,1950.2565946063814,2214.9935173761742,2493.4984410925663,2781.7199211484003,3074.9538491564904,3368.0189179778413,3655.4725173365232,3931.8534625739712,4191.9347109215669,4430.9674330738271,4644.8977929826597,{"$f":"IFERROR(IF(OR(D39=\"\",'Lives scenario - input'!$F24=\"\"),\"\",D39/'Lives scenario - input'!$F24),\"\")","v":30.339496324816828},{"$f":"IFERROR(IF(OR(E39=\"\",'Lives scenario - input'!$F24=\"\"),\"\",E39/'Lives scenario - input'!$F24),\"\")","v":36.179877689252955},{"$f":"IFERROR(IF(OR(F39=\"\",'Lives scenario - input'!$F24=\"\"),\"\",F39/'Lives scenario - input'!$F24),\"\")","v":43.101049380463948},{"$f":"IFERROR(IF(OR(G39=\"\",'Lives scenario - input'!$F24=\"\"),\"\",G39/'Lives scenario - input'!$F24),\"\")","v":51.225271043638095},{"$f":"IFERROR(IF(OR(H39=\"\",'Lives scenario - input'!$F24=\"\"),\"\",H39/'Lives scenario - input'!$F24),\"\")","v":60.658277797740801},{"$f":"IFERROR(IF(OR(I39=\"\",'Lives scenario - input'!$F24=\"\"),\"\",I39/'Lives scenario - input'!$F24),\"\")","v":71.480242613313905},{"$f":"IFERROR(IF(OR(J39=\"\",'Lives scenario - input'!$F24=\"\"),\"\",J39/'Lives scenario - input'!$F24),\"\")","v":83.736689329092087},{"$f":"IFERROR(IF(OR(K39=\"\",'Lives scenario - input'!$F24=\"\"),\"\",K39/'Lives scenario - input'!$F24),\"\")","v":97.430042006579924},{"$f":"IFERROR(IF(OR(L39=\"\",'Lives scenario - input'!$F24=\"\"),\"\",L39/'Lives scenario - input'!$F24),\"\")","v":112.51255496626507},{"$f":"IFERROR(IF(OR(M39=\"\",'Lives scenario - input'!$F24=\"\"),\"\",M39/'Lives scenario - input'!$F24),\"\")","v":128.88136381018796},{"$f":"IFERROR(IF(OR(N39=\"\",'Lives scenario - input'!$F24=\"\"),\"\",N39/'Lives scenario - input'!$F24),\"\")","v":146.37632101317573},{"$f":"IFERROR(IF(OR(O39=\"\",'Lives scenario - input'!$F24=\"\"),\"\",O39/'Lives scenario - input'!$F24),\"\")","v":164.78112707597253},{"$f":"IFERROR(IF(OR(P39=\"\",'Lives scenario - input'!$F24=\"\"),\"\",P39/'Lives scenario - input'!$F24),\"\")","v":183.82804507215752},{"$f":"IFERROR(IF(OR(Q39=\"\",'Lives scenario - input'!$F24=\"\"),\"\",Q39/'Lives scenario - input'!$F24),\"\")","v":203.20620723893063},{"$f":"IFERROR(IF(OR(R39=\"\",'Lives scenario - input'!$F24=\"\"),\"\",R39/'Lives scenario - input'!$F24),\"\")","v":222.57321046265028},{"$f":"IFERROR(IF(OR(S39=\"\",'Lives scenario - input'!$F24=\"\"),\"\",S39/'Lives scenario - input'!$F24),\"\")","v":241.56938359184386},{"$f":"IFERROR(IF(OR(T39=\"\",'Lives scenario - input'!$F24=\"\"),\"\",T39/'Lives scenario - input'!$F24),\"\")","v":259.83382799975544},{"$f":"IFERROR(IF(OR(U39=\"\",'Lives scenario - input'!$F24=\"\"),\"\",U39/'Lives scenario - input'!$F24),\"\")","v":277.02111816516032},{"$f":"IFERROR(IF(OR(V39=\"\",'Lives scenario - input'!$F24=\"\"),\"\",V39/'Lives scenario - input'!$F24),\"\")","v":292.81743097417444},{"$f":"IFERROR(IF(OR(W39=\"\",'Lives scenario - input'!$F24=\"\"),\"\",W39/'Lives scenario - input'!$F24),\"\")","v":306.95487146364985}]
[{"$f":"IFERROR('Lives scenario - input'!A25,\"\")","v":2},{"$f":"IFERROR('Lives scenario - input'!B25,\"\")","v":"POLES"},{"$f":"IFERROR('Lives scenario - input'!C25,\"\")","v":"> 66 kv & < = 132 kv ; concrete"},{"$f":"IFERROR(repcalc('Lives scenario - input'!$CX25:$GJ25,'Lives scenario - input'!$I25,'Lives scenario - input'!$G25,'Lives scenario - input'!$H25,20,TRUE,TRUE),\"\")","v":221.33230451652616},210.58783368946774,199.61006670031725,189.29648732517623,180.53265747222449,174.15139807450529,170.89530208741306,171.38330101812201,176.08205452699082,185.28330385666391,199.08888317574318,217.40560671854368,239.95250736585083,266.28268481577464,295.82119563706306,327.91896316864643,361.92071334243383,397.24269010586977,433.45370578957824,470.35132022417361,{"$f":"IFERROR(IF(OR(D40=\"\",'Lives scenario - input'!$F25=\"\"),\"\",D40/'Lives scenario - input'!$F25),\"\")","v":9.9654821845419637},{"$f":"IFERROR(IF(OR(E40=\"\",'Lives scenario - input'!$F25=\"\"),\"\",E40/'Lives scenario - input'!$F25),\"\")","v":9.4817126198447923},{"$f":"IFERROR(IF(OR(F40=\"\",'Lives scenario - input'!$F25=\"\"),\"\",F40/'Lives scenario - input'!$F25),\"\")","v":8.9874389005366222},{"$f":"IFERROR(IF(OR(G40=\"\",'Lives scenario - input'!$F25=\"\"),\"\",G40/'Lives scenario - input'!$F25),\"\")","v":8.5230702140661254},{"$f":"IFERROR(IF(OR(H40=\"\",'Lives scenario - input'!$F25=\"\"),\"\",H40/'Lives scenario - input'!$F25),\"\")","v":8.1284789660387649},{"$f":"IFERROR(IF(OR(I40=\"\",'Lives scenario - input'!$F25=\"\"),\"\",I40/'Lives scenario - input'!$F25),\"\")","v":7.8411629008045409},{"$f":"IFERROR(IF(OR(J40=\"\",'Lives scenario - input'!$F25=\"\"),\"\",J40/'Lives scenario - input'!$F25),\"\")","v":7.6945572499872945},{"$f":"IFERROR(IF(OR(K40=\"\",'Lives scenario - input'!$F25=\"\"),\"\",K40/'Lives scenario - input'!$F25),\"\")","v":7.7165293912012869},{"$f":"IFERROR(IF(OR(L40=\"\",'Lives scenario - input'!$F25=\"\"),\"\",L40/'Lives scenario - input'!$F25),\"\")","v":7.928090665478309},{"$f":"IFERROR(IF(OR(M40=\"\",'Lives scenario - input'!$F25=\"\"),\"\",M40/'Lives scenario - input'!$F25),\"\")","v":8.3423767159067914},{"$f":"IFERROR(IF(OR(N40=\"\",'Lives scenario - input'!$F25=\"\"),\"\",N40/'Lives scenario - input'!$F25),\"\")","v":8.9639726237074662},{"$f":"IFERROR(IF(OR(O40=\"\",'Lives scenario - input'!$F25=\"\"),\"\",O40/'Lives scenario - input'!$F25),\"\")","v":9.7886827018123537},{"$f":"IFERROR(IF(OR(P40=\"\",'Lives scenario - input'!$F25=\"\"),\"\",P40/'Lives scenario - input'!$F25),\"\")","v":10.80385641180551},{"$f":"IFERROR(IF(OR(Q40=\"\",'Lives scenario - input'!$F25=\"\"),\"\",Q40/'Lives scenario - input'!$F25),\"\")","v":11.989372077339333},{"$f":"IFERROR(IF(OR(R40=\"\",'Lives scenario - input'!$F25=\"\"),\"\",R40/'Lives scenario - input'!$F25),\"\")","v":13.319342882958765},{"$f":"IFERROR(IF(OR(S40=\"\",'Lives scenario - input'!$F25=\"\"),\"\",S40/'Lives scenario - input'!$F25),\"\")","v":14.764544166152742},{"$f":"IFERROR(IF(OR(T40=\"\",'Lives scenario - input'!$F25=\"\"),\"\",T40/'Lives scenario - input'!$F25),\"\")","v":16.295472226294205},{"$f":"IFERROR(IF(OR(U40=\"\",'Lives scenario - input'!$F25=\"\"),\"\",U40/'Lives scenario - input'!$F25),\"\")","v":17.885843459846075},{"$f":"IFERROR(IF(OR(V40=\"\",'Lives scenario - input'!$F25=\"\"),\"\",V40/'Lives scenario - input'!$F25),\"\")","v":19.516243651397065},{"$f":"IFERROR(IF(OR(W40=\"\",'Lives scenario - input'!$F25=\"\"),\"\",W40/'Lives scenario - input'!$F25),\"\")","v":21.177557936734946}]
[{"$f":"IFERROR('Lives scenario - input'!A26,\"\")","v":2},{"$f":"IFERROR('Lives scenario - input'!B26,\"\")","v":"POLES"},{"$f":"IFERROR('Lives scenario - input'!C26,\"\")","v":"> 66 kv & < = 132 kv ; steel"},{"$f":"IFERROR(repcalc('Lives scenario - input'!$CX26:$GJ26,'Lives scenario - input'!$I26,'Lives scenario - input'!$G26,'Lives scenario - input'!$H26,20,TRUE,TRUE),\"\")","v":389.20121700182108},429.1586770509868,469.27373642612861,509.10616669097368,548.25779704700847,586.39080690598109,623.24158930763326,658.62866114857979,692.45334723711744,724.69236889128626,755.38204482865615,784.594564116416,812.40768731070636,838.87020042181666,863.96637221835022,887.5834011947029,909.48622541662508,929.30396602343251,946.53159447148175,960.54914605974989,{"$f":"IFERROR(IF(OR(D41=\"\",'Lives scenario - input'!$F26=\"\"),\"\",D41/'Lives scenario - input'!$F26),\"\")","v":2.7016985101561217},{"$f":"IFERROR(IF(OR(E41=\"\",'Lives scenario - input'!$F26=\"\"),\"\",E41/'Lives scenario - input'!$F26),\"\")","v":2.979069200607865},{"$f":"IFERROR(IF(OR(F41=\"\",'Lives scenario - input'!$F26=\"\"),\"\",F41/'Lives scenario - input'!$F26),\"\")","v":3.2575338903730509},{"$f":"IFERROR(IF(OR(G41=\"\",'Lives scenario - input'!$F26=\"\"),\"\",G41/'Lives scenario - input'!$F26),\"\")","v":3.5340366678603217},{"$f":"IFERROR(IF(OR(H41=\"\",'Lives scenario - input'!$F26=\"\"),\"\",H41/'Lives scenario - input'!$F26),\"\")","v":3.8058135708667362},{"$f":"IFERROR(IF(OR(I41=\"\",'Lives scenario - input'!$F26=\"\"),\"\",I41/'Lives scenario - input'!$F26),\"\")","v":4.0705195672081427},{"$f":"IFERROR(IF(OR(J41=\"\",'Lives scenario - input'!$F26=\"\"),\"\",J41/'Lives scenario - input'!$F26),\"\")","v":4.3263247897086812},{"$f":"IFERROR(IF(OR(K41=\"\",'Lives scenario - input'!$F26=\"\"),\"\",K41/'Lives scenario - input'!$F26),\"\")","v":4.571969446238688},{"$f":"IFERROR(IF(OR(L41=\"\",'Lives scenario - input'!$F26=\"\"),\"\",L41/'Lives scenario - input'!$F26),\"\")","v":4.8067685681835535},{"$f":"IFERROR(IF(OR(M41=\"\",'Lives scenario - input'!$F26=\"\"),\"\",M41/'Lives scenario - input'!$F26),\"\")","v":5.0305605630876986},{"$f":"IFERROR(IF(OR(N41=\"\",'Lives scenario - input'!$F26=\"\"),\"\",N41/'Lives scenario - input'!$F26),\"\")","v":5.2435975427659471},{"$f":"IFERROR(IF(OR(O41=\"\",'Lives scenario - input'!$F26=\"\"),\"\",O41/'Lives scenario - input'!$F26),\"\")","v":5.4463806184346915},{"$f":"IFERROR(IF(OR(P41=\"\",'Lives scenario - input'!$F26=\"\"),\"\",P41/'Lives scenario - input'!$F26),\"\")","v":5.6394495766349211},{"$f":"IFERROR(IF(OR(Q41=\"\",'Lives scenario - input'!$F26=\"\"),\"\",Q41/'Lives scenario - input'!$F26),\"\")","v":5.8231430727601889},{"$f":"IFERROR(IF(OR(R41=\"\",'Lives scenario - input'!$F26=\"\"),\"\",R41/'Lives scenario - input'!$F26),\"\")","v":5.9973519061128338},{"$f":"IFERROR(IF(OR(S41=\"\",'Lives scenario - input'!$F26=\"\"),\"\",S41/'Lives scenario - input'!$F26),\"\")","v":6.1612930481556329},{"$f":"IFERROR(IF(OR(T41=\"\",'Lives scenario - input'!$F26=\"\"),\"\",T41/'Lives scenario - input'!$F26),\"\")","v":6.3133347812838769},{"$f":"IFERROR(IF(OR(U41=\"\",'Lives scenario - input'!$F26=\"\"),\"\",U41/'Lives scenario - input'!$F26),\"\")","v":6.4509025943665925},{"$f":"IFERROR(IF(OR(V41=\"\",'Lives scenario - input'!$F26=\"\"),\"\",V41/'Lives scenario - input'!$F26),\"\")","v":6.5704907561667136},{"$f":"IFERROR(IF(OR(W41=\"\",'Lives scenario - input'!$F26=\"\"),\"\",W41/'Lives scenario - input'!$F26),\"\")","v":6.6677956889051009}]
[{"$f":"IFERROR('Lives scenario - input'!A27,\"\")","v":2},{"$f":"IFERROR('Lives scenario - input'!B27,\"\")","v":"POLES"},{"$f":"IFERROR('Lives scenario - input'!C27,\"\")","v":"> 66 kv & < = 132 kv ; wood"},{"$f":"IFERROR(repcalc('Lives scenario - input'!$CX27:$GJ27,'Lives scenario - input'!$I27,'Lives scenario - input'!$G27,'Lives scenario - input'!$H27,20,TRUE,TRUE),\"\")","v":396.20487928380481},470.6723036034179,553.36481548559436,643.97009508471842,741.90449391621087,846.30214901076897,956.01698782112271,1069.638875321303,1185.5242070550144,1301.8401624142207,1416.6207028802482,1527.8313544421621,1633.4389833905527,1731.4822794124375,1820.1385852337992,1897.7830917035637,1963.0372207932005,2014.8041502214376,2052.2907404731004,2075.0164223616148,{"$f":"IFERROR(IF(OR(D42=\"\",'Lives scenario - input'!$F27=\"\"),\"\",D42/'Lives scenario - input'!$F27),\"\")","v":26.193322359347377},{"$f":"IFERROR(IF(OR(E42=\"\",'Lives scenario - input'!$F27=\"\"),\"\",E42/'Lives scenario - input'!$F27),\"\")","v":31.116404715122041},{"$f":"IFERROR(IF(OR(F42=\"\",'Lives scenario - input'!$F27=\"\"),\"\",F42/'Lives scenario - input'!$F27),\"\")","v":36.583252130906878},{"$f":"IFERROR(IF(OR(G42=\"\",'Lives scenario - input'!$F27=\"\"),\"\",G42/'Lives scenario - input'!$F27),\"\")","v":42.573216970029108},{"$f":"IFERROR(IF(OR(H42=\"\",'Lives scenario - input'!$F27=\"\"),\"\",H42/'Lives scenario - input'!$F27),\"\")","v":49.047713910347404},{"$f":"IFERROR(IF(OR(I42=\"\",'Lives scenario - input'!$F27=\"\"),\"\",I42/'Lives scenario - input'!$F27),\"\")","v":55.949500275004873},{"$f":"IFERROR(IF(OR(J42=\"\",'Lives scenario - input'!$F27=\"\"),\"\",J42/'Lives scenario - input'!$F27),\"\")","v":63.202808577916784},{"$f":"IFERROR(IF(OR(K42=\"\",'Lives scenario - input'!$F27=\"\"),\"\",K42/'Lives scenario - input'!$F27),\"\")","v":70.71441401737907},{"$f":"IFERROR(IF(OR(L42=\"\",'Lives scenario - input'!$F27=\"\"),\"\",L42/'Lives scenario - input'!$F27),\"\")","v":78.375656999312952},{"$f":"IFERROR(IF(OR(M42=\"\",'Lives scenario - input'!$F27=\"\"),\"\",M42/'Lives scenario - input'!$F27),\"\")","v":86.065368745837844},{"$f":"IFERROR(IF(OR(N42=\"\",'Lives scenario - input'!$F27=\"\"),\"\",N42/'Lives scenario - input'!$F27),\"\")","v":93.653573369772332},{"$f":"IFERROR(IF(OR(O42=\"\",'Lives scenario - input'!$F27=\"\"),\"\",O42/'Lives scenario - input'!$F27),\"\")","v":101.00577067592333},{"$f":"IFERROR(IF(OR(P42=\"\",'Lives scenario - input'!$F27=\"\"),\"\",P42/'Lives scenario - input'!$F27),\"\")","v":107.9875490771683},{"$f":"IFERROR(IF(OR(Q42=\"\",'Lives scenario - input'!$F27=\"\"),\"\",Q42/'Lives scenario - input'!$F27),\"\")","v":114.46924527060314},{"$f":"IFERROR(IF(OR(R42=\"\",'Lives scenario - input'!$F27=\"\"),\"\",R42/'Lives scenario - input'!$F27),\"\")","v":120.33036238194593},{"$f":"IFERROR(IF(OR(S42=\"\",'Lives scenario - input'!$F27=\"\"),\"\",S42/'Lives scenario - input'!$F27),\"\")","v":125.46348338507768},{"$f":"IFERROR(IF(OR(T42=\"\",'Lives scenario - input'!$F27=\"\"),\"\",T42/'Lives scenario - input'!$F27),\"\")","v":129.77746972874152},{"$f":"IFERROR(IF(OR(U42=\"\",'Lives scenario - input'!$F27=\"\"),\"\",U42/'Lives scenario - input'!$F27),\"\")","v":133.19980988901028},{"$f":"IFERROR(IF(OR(V42=\"\",'Lives scenario - input'!$F27=\"\"),\"\",V42/'Lives scenario - input'!$F27),\"\")","v":135.67806897655481},{"$f":"IFERROR(IF(OR(W42=\"\",'Lives scenario - input'!$F27=\"\"),\"\",W42/'Lives scenario - input'!$F27),\"\")","v":137.18047629828658}]
[{"$f":"IFERROR('Lives scenario - input'!A28,\"\")","v":2},{"$f":"IFERROR('Lives scenario - input'!B28,\"\")","v":"POLES"},{"$f":"IFERROR('Lives scenario - input'!C28,\"\")","v":"staked wooden pole"},{"$f":"IFERROR(repcalc('Lives scenario - input'!$CX28:$GJ28,'Lives scenario - input'!$I28,'Lives scenario - input'!$G28,'Lives scenario - input'!$H28,20,TRUE,TRUE),\"\")","v":397.32867259964246},610.19394289319428,910.79640994487454,1321.9922196904147,1866.8881973940568,2566.3724558523668,3436.0483727962146,4482.842868460034,5701.6976003830896,7072.8553436520106,8560.2939471779264,10111.81011938142,11661.098516417002,13131.911764992778,14444.055558342703,15520.629516018455,16295.64600307376,16721.01810221879,16771.947980719153,16449.965829019111,{"$f":"IFERROR(IF(OR(D43=\"\",'Lives scenario - input'!$F28=\"\"),\"\",D43/'Lives scenario - input'!$F28),\"\")","v":37.226338879623739},{"$f":"IFERROR(IF(OR(E43=\"\",'Lives scenario - input'!$F28=\"\"),\"\",E43/'Lives scenario - input'!$F28),\"\")","v":57.170015825473222},{"$f":"IFERROR(IF(OR(F43=\"\",'Lives scenario - input'!$F28=\"\"),\"\",F43/'Lives scenario - input'!$F28),\"\")","v":85.333926658539156},{"$f":"IFERROR(IF(OR(G43=\"\",'Lives scenario - input'!$F28=\"\"),\"\",G43/'Lives scenario - input'!$F28),\"\")","v":123.85949910040713},{"$f":"IFERROR(IF(OR(H43=\"\",'Lives scenario - input'!$F28=\"\"),\"\",H43/'Lives scenario - input'!$F28),\"\")","v":174.91164740730466},{"$f":"IFERROR(IF(OR(I43=\"\",'Lives scenario - input'!$F28=\"\"),\"\",I43/'Lives scenario - input'!$F28),\"\")","v":240.44741122712119},{"$f":"IFERROR(IF(OR(J43=\"\",'Lives scenario - input'!$F28=\"\"),\"\",J43/'Lives scenario - input'!$F28),\"\")","v":321.92869519230038},{"$f":"IFERROR(IF(OR(K43=\"\",'Lives scenario - input'!$F28=\"\"),\"\",K43/'Lives scenario - input'!$F28),\"\")","v":420.00449319082929},{"$f":"IFERROR(IF(OR(L43=\"\",'Lives scenario - input'!$F28=\"\"),\"\",L43/'Lives scenario - input'!$F28),\"\")","v":534.20088128114969},{"$f":"IFERROR(IF(OR(M43=\"\",'Lives scenario - input'!$F28=\"\"),\"\",M43/'Lives scenario - input'!$F28),\"\")","v":662.66677445312644},{"$f":"IFERROR(IF(OR(N43=\"\",'Lives scenario - input'!$F28=\"\"),\"\",N43/'Lives scenario - input'!$F28),\"\")","v":802.0272015655288},{"$f":"IFERROR(IF(OR(O43=\"\",'Lives scenario - input'!$F28=\"\"),\"\",O43/'Lives scenario - input'!$F28),\"\")","v":947.39115535665496},{"$f":"IFERROR(IF(OR(P43=\"\",'Lives scenario - input'!$F28=\"\"),\"\",P43/'Lives scenario - input'!$F28),\"\")","v":1092.5463854410179},{"$f":"IFERROR(IF(OR(Q43=\"\",'Lives scenario - input'!$F28=\"\"),\"\",Q43/'Lives scenario - input'!$F28),\"\")","v":1230.3491572920502},{"$f":"IFERROR(IF(OR(R43=\"\",'Lives scenario - input'!$F28=\"\"),\"\",R43/'Lives scenario - input'!$F28),\"\")","v":1353.2859420713808},{"$f":"IFERROR(IF(OR(S43=\"\",'Lives scenario - input'!$F28=\"\"),\"\",S43/'Lives scenario - input'!$F28),\"\")","v":1454.1518240003138},{"$f":"IFERROR(IF(OR(T43=\"\",'Lives scenario - input'!$F28=\"\"),\"\",T43/'Lives scenario - input'!$F28),\"\")","v":1526.7643193323265},{"$f":"IFERROR(IF(OR(U43=\"\",'Lives scenario - input'!$F28=\"\"),\"\",U43/'Lives scenario - input'!$F28),\"\")","v":1566.6180902900182},{"$f":"IFERROR(IF(OR(V43=\"\",'Lives scenario - input'!$F28=\"\"),\"\",V43/'Lives scenario - input'!$F28),\"\")","v":1571.3897895075647},{"$f":"IFERROR(IF(OR(W43=\"\",'Lives scenario - input'!$F28=\"\"),\"\",W43/'Lives scenario - input'!$F28),\"\")","v":1541.2227828982689}]
[{"$f":"IFERROR('Lives scenario - input'!A29,\"\")","v":3},{"$f":"IFERROR('Lives scenario - input'!B29,\"\")","v":"SERVICE LINES"},{"$f":"IFERROR('Lives scenario - input'!C29,\"\")","v":"˂ = 11 kv ; commercial and industrial ; complex type"},{"$f":"IFERROR(repcalc('Lives scenario - input'!$CX29:$GJ29,'Lives scenario - input'!$I29,'Lives scenario - input'!$G29,'Lives scenario - input'!$H29,20,TRUE,TRUE),\"\")","v":416.66474042068103},387.28011411164618,362.34951026189839,339.58124966118294,317.7320642305703,296.22962293304323,274.91495624138588,253.86910557922479,233.29778248220333,213.45551857213235,194.59665580768234,176.94475953523019,160.67493861624149,145.90544883637031,132.69612726042575,121.05189214826594,110.92992593753127,102.24936805877796,94.902469418912474,88.766258945943349,{"$f":"IFERROR(IF(OR(D44=\"\",'Lives scenario - input'!$F29=\"\"),\"\",D44/'Lives scenario - input'!$F29),\"\")","v":1111.0324265496954},{"$f":"IFERROR(IF(OR(E44=\"\",'Lives scenario - input'!$F29=\"\"),\"\",E44/'Lives scenario - input'!$F29),\"\")","v":1032.6786099094368},{"$f":"IFERROR(IF(OR(F44=\"\",'Lives scenario - input'!$F29=\"\"),\"\",F44/'Lives scenario - input'!$F29),\"\")","v":966.20140028865433},{"$f":"IFERROR(IF(OR(G44=\"\",'Lives scenario - input'!$F29=\"\"),\"\",G44/'Lives scenario - input'!$F29),\"\")","v":905.49005764423339},{"$f":"IFERROR(IF(OR(H44=\"\",'Lives scenario - input'!$F29=\"\"),\"\",H44/'Lives scenario - input'!$F29),\"\")","v":847.22941988880757},{"$f":"IFERROR(IF(OR(I44=\"\",'Lives scenario - input'!$F29=\"\"),\"\",I44/'Lives scenario - input'!$F29),\"\")","v":789.893371949129},{"$f":"IFERROR(IF(OR(J44=\"\",'Lives scenario - input'!$F29=\"\"),\"\",J44/'Lives scenario - input'!$F29),\"\")","v":733.05802314658706},{"$f":"IFERROR(IF(OR(K44=\"\",'Lives scenario - input'!$F29=\"\"),\"\",K44/'Lives scenario - input'!$F29),\"\")","v":676.9394696390948},{"$f":"IFERROR(IF(OR(L44=\"\",'Lives scenario - input'!$F29=\"\"),\"\",L44/'Lives scenario - input'!$F29),\"\")","v":622.08623921036724},{"$f":"IFERROR(IF(OR(M44=\"\",'Lives scenario - input'!$F29=\"\"),\"\",M44/'Lives scenario - input'!$F29),\"\")","v":569.17703792305008},{"$f":"IFERROR(IF(OR(N44=\"\",'Lives scenario - input'!$F29=\"\"),\"\",N44/'Lives scenario - input'!$F29),\"\")","v":518.89006610489275},{"$f":"IFERROR(IF(OR(O44=\"\",'Lives scenario - input'!$F29=\"\"),\"\",O44/'Lives scenario - input'!$F29),\"\")","v":471.82145855008707},{"$f":"IFERROR(IF(OR(P44=\"\",'Lives scenario - input'!$F29=\"\"),\"\",P44/'Lives scenario - input'!$F29),\"\")","v":428.4381413130622},{"$f":"IFERROR(IF(OR(Q44=\"\",'Lives scenario - input'!$F29=\"\"),\"\",Q44/'Lives scenario - input'!$F29),\"\")","v":389.05544228154918},{"$f":"IFERROR(IF(OR(R44=\"\",'Lives scenario - input'!$F29=\"\"),\"\",R44/'Lives scenario - input'!$F29),\"\")","v":353.83291639951875},{"$f":"IFERROR(IF(OR(S44=\"\",'Lives scenario - input'!$F29=\"\"),\"\",S44/'Lives scenario - input'!$F29),\"\")","v":322.78367815844206},{"$f":"IFERROR(IF(OR(T44=\"\",'Lives scenario - input'!$F29=\"\"),\"\",T44/'Lives scenario - input'!$F29),\"\")","v":295.79355495000277},{"$f":"IFERROR(IF(OR(U44=\"\",'Lives scenario - input'!$F29=\"\"),\"\",U44/'Lives scenario - input'!$F29),\"\")","v":272.6469328621846},{"$f":"IFERROR(IF(OR(V44=\"\",'Lives scenario - input'!$F29=\"\"),\"\",V44/'Lives scenario - input'!$F29),\"\")","v":253.05649999948764},{"$f":"IFERROR(IF(OR(W44=\"\",'Lives scenario - input'!$F29=\"\"),\"\",W44/'Lives scenario - input'!$F29),\"\")","v":236.6943552096038}]
[{"$f":"IFERROR('Lives scenario - input'!A30,\"\")","v":3},{"$f":"IFERROR('Lives scenario - input'!B30,\"\")","v":"SERVICE LINES"},{"$f":"IFERROR('Lives scenario - input'!C30,\"\")","v":"˂ = 11 kv ; commercial and industrial ; simple type"},{"$f":"IFERROR(repcalc('Lives scenario - input'!$CX30:$GJ30,'Lives scenario - input'!$I30,'Lives scenario - input'!$G30,'Lives scenario - input'!$H30,20,TRUE,TRUE),\"\")","v":452.81061138841244},440.06600646109274,427.78626911969911,414.64577425814383,400.01365154366874,383.73552567859059,365.97351977528285,347.08746508578156,327.54551137088396,307.85639878288089,288.51853149397476,269.98284143612045,252.62747460000224,236.74281097466832,222.52545719445439,210.07980129007245,199.42561787327165,190.51014122539698,183.2230265983124,177.41271038966815,{"$f":"IFERROR(IF(OR(D45=\"\",'Lives scenario - input'!$F30=\"\"),\"\",D45/'Lives scenario - input'!$F30),\"\")","v":1207.4150354800418},{"$f":"IFERROR(IF(OR(E45=\"\",'Lives scenario - input'!$F30=\"\"),\"\",E45/'Lives scenario - input'!$F30),\"\")","v":1173.4316719645183},{"$f":"IFERROR(IF(OR(F45=\"\",'Lives scenario - input'!$F30=\"\"),\"\",F45/'Lives scenario - input'!$F30),\"\")","v":1140.687873288329},{"$f":"IFERROR(IF(OR(G45=\"\",'Lives scenario - input'!$F30=\"\"),\"\",G45/'Lives scenario - input'!$F30),\"\")","v":1105.6488731623349},{"$f":"IFERROR(IF(OR(H45=\"\",'Lives scenario - input'!$F30=\"\"),\"\",H45/'Lives scenario - input'!$F30),\"\")","v":1066.6324620577554},{"$f":"IFERROR(IF(OR(I45=\"\",'Lives scenario - input'!$F30=\"\"),\"\",I45/'Lives scenario - input'!$F30),\"\")","v":1023.2269997637795},{"$f":"IFERROR(IF(OR(J45=\"\",'Lives scenario - input'!$F30=\"\"),\"\",J45/'Lives scenario - input'!$F30),\"\")","v":975.86478596278062},{"$f":"IFERROR(IF(OR(K45=\"\",'Lives scenario - input'!$F30=\"\"),\"\",K45/'Lives scenario - input'!$F30),\"\")","v":925.50530714429067},{"$f":"IFERROR(IF(OR(L45=\"\",'Lives scenario - input'!$F30=\"\"),\"\",L45/'Lives scenario - input'!$F30),\"\")","v":873.3968800346114},{"$f":"IFERROR(IF(OR(M45=\"\",'Lives scenario - input'!$F30=\"\"),\"\",M45/'Lives scenario - input'!$F30),\"\")","v":820.89605523918203},{"$f":"IFERROR(IF(OR(N45=\"\",'Lives scenario - input'!$F30=\"\"),\"\",N45/'Lives scenario - input'!$F30),\"\")","v":769.3318225743368},{"$f":"IFERROR(IF(OR(O45=\"\",'Lives scenario - input'!$F30=\"\"),\"\",O45/'Lives scenario - input'!$F30),\"\")","v":719.90658759534938},{"$f":"IFERROR(IF(OR(P45=\"\",'Lives scenario - input'!$F30=\"\"),\"\",P45/'Lives scenario - input'!$F30),\"\")","v":673.62867286197343},{"$f":"IFERROR(IF(OR(Q45=\"\",'Lives scenario - input'!$F30=\"\"),\"\",Q45/'Lives scenario - input'!$F30),\"\")","v":631.27237375501772},{"$f":"IFERROR(IF(OR(R45=\"\",'Lives scenario - input'!$F30=\"\"),\"\",R45/'Lives scenario - input'!$F30),\"\")","v":593.36193992853566},{"$f":"IFERROR(IF(OR(S45=\"\",'Lives scenario - input'!$F30=\"\"),\"\",S45/'Lives scenario - input'!$F30),\"\")","v":560.17572103829025},{"$f":"IFERROR(IF(OR(T45=\"\",'Lives scenario - input'!$F30=\"\"),\"\",T45/'Lives scenario - input'!$F30),\"\")","v":531.76644589174794},{"$f":"IFERROR(IF(OR(U45=\"\",'Lives scenario - input'!$F30=\"\"),\"\",U45/'Lives scenario - input'!$F30),\"\")","v":507.99341521981142},{"$f":"IFERROR(IF(OR(V45=\"\",'Lives scenario - input'!$F30=\"\"),\"\",V45/'Lives scenario - input'!$F30),\"\")","v":488.5623958383747},{"$f":"IFERROR(IF(OR(W45=\"\",'Lives scenario - input'!$F30=\"\"),\"\",W45/'Lives scenario - input'!$F30),\"\")","v":473.06924489454059}]
[{"$f":"IFERROR('Lives scenario - input'!A31,\"\")","v":3},{"$f":"IFERROR('Lives scenario - input'!B31,\"\")","v":"SERVICE LINES"},{"$f":"IFERROR('Lives scenario - input'!C31,\"\")","v":"˂ = 11 kv ; residential ; complex type"},{"$f":"IFERROR(repcalc('Lives scenario - input'!$CX31:$GJ31,'Lives scenario - input'!$I31,'Lives scenario - input'!$G31,'Lives scenario - input'!$H31,20,TRUE,TRUE),\"\")","v":5734.9033673915073},5794.2034690624087,5968.9232902238282,6260.0104713848341,6665.8607284739446,7182.5388589953627,7803.9875161544342,8522.2243357056195,9327.5389718174065,10208.708930420837,11153.255636406679,12147.759511901137,13178.245316434159,14230.637655534829,15291.273023643949,16347.440998076843,17387.915346552578,18403.427802401449,19387.034641455979,20334.329882567807,{"$f":"IFERROR(IF(OR(D46=\"\",'Lives scenario - input'!$F31=\"\"),\"\",D46/'Lives scenario - input'!$F31),\"\")","v":548.09524689282762},{"$f":"IFERROR(IF(OR(E46=\"\",'Lives scenario - input'!$F31=\"\"),\"\",E46/'Lives scenario - input'!$F31),\"\")","v":553.76266651333742},{"$f":"IFERROR(IF(OR(F46=\"\",'Lives scenario - input'!$F31=\"\"),\"\",F46/'Lives scenario - input'!$F31),\"\")","v":570.46096069228474},{"$f":"IFERROR(IF(OR(G46=\"\",'Lives scenario - input'!$F31=\"\"),\"\",G46/'Lives scenario - input'!$F31),\"\")","v":598.28069717344988},{"$f":"IFERROR(IF(OR(H46=\"\",'Lives scenario - input'!$F31=\"\"),\"\",H46/'Lives scenario - input'!$F31),\"\")","v":637.06855158187591},{"$f":"IFERROR(IF(OR(I46=\"\",'Lives scenario - input'!$F31=\"\"),\"\",I46/'Lives scenario - input'!$F31),\"\")","v":686.44842938809393},{"$f":"IFERROR(IF(OR(J46=\"\",'Lives scenario - input'!$F31=\"\"),\"\",J46/'Lives scenario - input'!$F31),\"\")","v":745.84141883470488},{"$f":"IFERROR(IF(OR(K46=\"\",'Lives scenario - input'!$F31=\"\"),\"\",K46/'Lives scenario - input'!$F31),\"\")","v":814.48463071126025},{"$f":"IFERROR(IF(OR(L46=\"\",'Lives scenario - input'!$F31=\"\"),\"\",L46/'Lives scenario - input'!$F31),\"\")","v":891.45002943372583},{"$f":"IFERROR(IF(OR(M46=\"\",'Lives scenario - input'!$F31=\"\"),\"\",M46/'Lives scenario - input'!$F31),\"\")","v":975.66506063397492},{"$f":"IFERROR(IF(OR(N46=\"\",'Lives scenario - input'!$F31=\"\"),\"\",N46/'Lives scenario - input'!$F31),\"\")","v":1065.9371239720867},{"$f":"IFERROR(IF(OR(O46=\"\",'Lives scenario - input'!$F31=\"\"),\"\",O46/'Lives scenario - input'!$F31),\"\")","v":1160.9836857457924},{"$f":"IFERROR(IF(OR(P46=\"\",'Lives scenario - input'!$F31=\"\"),\"\",P46/'Lives scenario - input'!$F31),\"\")","v":1259.4691065580316},{"$f":"IFERROR(IF(OR(Q46=\"\",'Lives scenario - input'!$F31=\"\"),\"\",Q46/'Lives scenario - input'!$F31),\"\")","v":1360.0481751099508},{"$f":"IFERROR(IF(OR(R46=\"\",'Lives scenario - input'!$F31=\"\"),\"\",R46/'Lives scenario - input'!$F31),\"\")","v":1461.415045082417},{"$f":"IFERROR(IF(OR(S46=\"\",'Lives scenario - input'!$F31=\"\"),\"\",S46/'Lives scenario - input'!$F31),\"\")","v":1562.354958036939},{"$f":"IFERROR(IF(OR(T46=\"\",'Lives scenario - input'!$F31=\"\"),\"\",T46/'Lives scenario - input'!$F31),\"\")","v":1661.795002337607},{"$f":"IFERROR(IF(OR(U46=\"\",'Lives scenario - input'!$F31=\"\"),\"\",U46/'Lives scenario - input'!$F31),\"\")","v":1758.8493927177531},{"$f":"IFERROR(IF(OR(V46=\"\",'Lives scenario - input'!$F31=\"\"),\"\",V46/'Lives scenario - input'!$F31),\"\")","v":1852.8545047066368},{"$f":"IFERROR(IF(OR(W46=\"\",'Lives scenario - input'!$F31=\"\"),\"\",W46/'Lives scenario - input'!$F31),\"\")","v":1943.3892505943861}]
[{"$f":"IFERROR('Lives scenario - input'!A32,\"\")","v":3},{"$f":"IFERROR('Lives scenario - input'!B32,\"\")","v":"SERVICE LINES"},{"$f":"IFERROR('Lives scenario - input'!C32,\"\")","v":"˂ = 11 kv ; residential ; simple type"},{"$f":"IFERROR(repcalc('Lives scenario - input'!$CX32:$GJ32,'Lives scenario - input'!$I32,'Lives scenario - input'!$G32,'Lives scenario - input'!$H32,20,TRUE,TRUE),\"\")","v":6494.2473061411065},6300.5508968689337,6144.4135260469257,5994.4265018831466,5832.1431366375909,5648.3568972174889,5440.338559910283,5209.7715632162926,4961.1892980304347,4700.7760693554983,4435.4400920081762,4172.1008442408838,3917.1553378864978,3676.100516776738,3453.2946539452628,3251.8418034026995,3073.5822298108023,2919.1699377612176,2788.217062885898,2679.4845825015018,{"$f":"IFERROR(IF(OR(D47=\"\",'Lives scenario - input'!$F32=\"\"),\"\",D47/'Lives scenario - input'!$F32),\"\")","v":16787.196587496281},{"$f":"IFERROR(IF(OR(E47=\"\",'Lives scenario - input'!$F32=\"\"),\"\",E47/'Lives scenario - input'!$F32),\"\")","v":16286.504275137111},{"$f":"IFERROR(IF(OR(F47=\"\",'Lives scenario - input'!$F32=\"\"),\"\",F47/'Lives scenario - input'!$F32),\"\")","v":15882.899574687026},{"$f":"IFERROR(IF(OR(G47=\"\",'Lives scenario - input'!$F32=\"\"),\"\",G47/'Lives scenario - input'!$F32),\"\")","v":15495.193110563005},{"$f":"IFERROR(IF(OR(H47=\"\",'Lives scenario - input'!$F32=\"\"),\"\",H47/'Lives scenario - input'!$F32),\"\")","v":15075.701424023526},{"$f":"IFERROR(IF(OR(I47=\"\",'Lives scenario - input'!$F32=\"\"),\"\",I47/'Lives scenario - input'!$F32),\"\")","v":14600.626240436904},{"$f":"IFERROR(IF(OR(J47=\"\",'Lives scenario - input'!$F32=\"\"),\"\",J47/'Lives scenario - input'!$F32),\"\")","v":14062.912698348966},{"$f":"IFERROR(IF(OR(K47=\"\",'Lives scenario - input'!$F32=\"\"),\"\",K47/'Lives scenario - input'!$F32),\"\")","v":13466.912374118856},{"$f":"IFERROR(IF(OR(L47=\"\",'Lives scenario - input'!$F32=\"\"),\"\",L47/'Lives scenario - input'!$F32),\"\")","v":12824.343781159045},{"$f":"IFERROR(IF(OR(M47=\"\",'Lives scenario - input'!$F32=\"\"),\"\",M47/'Lives scenario - input'!$F32),\"\")","v":12151.192935853711},{"$f":"IFERROR(IF(OR(N47=\"\",'Lives scenario - input'!$F32=\"\"),\"\",N47/'Lives scenario - input'!$F32),\"\")","v":11465.317113223286},{"$f":"IFERROR(IF(OR(O47=\"\",'Lives scenario - input'!$F32=\"\"),\"\",O47/'Lives scenario - input'!$F32),\"\")","v":10784.602703519085},{"$f":"IFERROR(IF(OR(P47=\"\",'Lives scenario - input'!$F32=\"\"),\"\",P47/'Lives scenario - input'!$F32),\"\")","v":10125.585556108828},{"$f":"IFERROR(IF(OR(Q47=\"\",'Lives scenario - input'!$F32=\"\"),\"\",Q47/'Lives scenario - input'!$F32),\"\")","v":9502.4749045469925},{"$f":"IFERROR(IF(OR(R47=\"\",'Lives scenario - input'!$F32=\"\"),\"\",R47/'Lives scenario - input'!$F32),\"\")","v":8926.5365942424542},{"$f":"IFERROR(IF(OR(S47=\"\",'Lives scenario - input'!$F32=\"\"),\"\",S47/'Lives scenario - input'!$F32),\"\")","v":8405.7943979956963},{"$f":"IFERROR(IF(OR(T47=\"\",'Lives scenario - input'!$F32=\"\"),\"\",T47/'Lives scenario - input'!$F32),\"\")","v":7945.0052773441485},{"$f":"IFERROR(IF(OR(U47=\"\",'Lives scenario - input'!$F32=\"\"),\"\",U47/'Lives scenario - input'!$F32),\"\")","v":7545.8597905821844},{"$f":"IFERROR(IF(OR(V47=\"\",'Lives scenario - input'!$F32=\"\"),\"\",V47/'Lives scenario - input'!$F32),\"\")","v":7207.3553341610377},{"$f":"IFERROR(IF(OR(W47=\"\",'Lives scenario - input'!$F32=\"\"),\"\",W47/'Lives scenario - input'!$F32),\"\")","v":6926.2891169979048}]
[{"$f":"IFERROR('Lives scenario - input'!A33,\"\")","v":4},{"$f":"IFERROR('Lives scenario - input'!B33,\"\")","v":"SWITCHGEAR"},{"$f":"IFERROR('Lives scenario - input'!C33,\"\")","v":"˂ = 11 kv ; circuit breaker"},{"$f":"IFERROR(repcalc('Lives scenario - input'!$CX33:$GJ33,'Lives scenario - input'!$I33,'Lives scenario - input'!$G33,'Lives scenario - input'!$H33,20,TRUE,TRUE),\"\")","v":9976.5564731179966},8760.3629538789537,7824.6038921356558,7112.342142440044,6576.6494238779806,6179.1933341286358,5888.8304537521344,5680.3038682598153,5533.1073551318541,5430.54698270684,5359.0050293249433,5307.3915265225469,5266.7554422269723,5230.0201900721404,5191.8060590813402,5148.3043274013235,5097.1731340954957,5037.4324757797594,4969.3438622446711,4894.2682185204894,{"$f":"IFERROR(IF(OR(D48=\"\",'Lives scenario - input'!$F33=\"\"),\"\",D48/'Lives scenario - input'!$F33),\"\")","v":125.87990891315556},{"$f":"IFERROR(IF(OR(E48=\"\",'Lives scenario - input'!$F33=\"\"),\"\",E48/'Lives scenario - input'!$F33),\"\")","v":110.53450092242286},{"$f":"IFERROR(IF(OR(F48=\"\",'Lives scenario - input'!$F33=\"\"),\"\",F48/'Lives scenario - input'!$F33),\"\")","v":98.727494589696519},{"$f":"IFERROR(IF(OR(G48=\"\",'Lives scenario - input'!$F33=\"\"),\"\",G48/'Lives scenario - input'!$F33),\"\")","v":89.740481443868362},{"$f":"IFERROR(IF(OR(H48=\"\",'Lives scenario - input'!$F33=\"\"),\"\",H48/'Lives scenario - input'!$F33),\"\")","v":82.981340571992135},{"$f":"IFERROR(IF(OR(I48=\"\",'Lives scenario - input'!$F33=\"\"),\"\",I48/'Lives scenario - input'!$F33),\"\")","v":77.966410168957992},{"$f":"IFERROR(IF(OR(J48=\"\",'Lives scenario - input'!$F33=\"\"),\"\",J48/'Lives scenario - input'!$F33),\"\")","v":74.30273593105413},{"$f":"IFERROR(IF(OR(K48=\"\",'Lives scenario - input'!$F33=\"\"),\"\",K48/'Lives scenario - input'!$F33),\"\")","v":71.671636948306556},{"$f":"IFERROR(IF(OR(L48=\"\",'Lives scenario - input'!$F33=\"\"),\"\",L48/'Lives scenario - input'!$F33),\"\")","v":69.81437450361345},{"$f":"IFERROR(IF(OR(M48=\"\",'Lives scenario - input'!$F33=\"\"),\"\",M48/'Lives scenario - input'!$F33),\"\")","v":68.520311730175834},{"$f":"IFERROR(IF(OR(N48=\"\",'Lives scenario - input'!$F33=\"\"),\"\",N48/'Lives scenario - input'!$F33),\"\")","v":67.617626059077963},{"$f":"IFERROR(IF(OR(O48=\"\",'Lives scenario - input'!$F33=\"\"),\"\",O48/'Lives scenario - input'!$F33),\"\")","v":66.966389026644862},{"$f":"IFERROR(IF(OR(P48=\"\",'Lives scenario - input'!$F33=\"\"),\"\",P48/'Lives scenario - input'!$F33),\"\")","v":66.453660350823966},{"$f":"IFERROR(IF(OR(Q48=\"\",'Lives scenario - input'!$F33=\"\"),\"\",Q48/'Lives scenario - input'!$F33),\"\")","v":65.990150701215697},{"$f":"IFERROR(IF(OR(R48=\"\",'Lives scenario - input'!$F33=\"\"),\"\",R48/'Lives scenario - input'!$F33),\"\")","v":65.507981193001214},{"$f":"IFERROR(IF(OR(S48=\"\",'Lives scenario - input'!$F33=\"\"),\"\",S48/'Lives scenario - input'!$F33),\"\")","v":64.959095008053509},{"$f":"IFERROR(IF(OR(T48=\"\",'Lives scenario - input'!$F33=\"\"),\"\",T48/'Lives scenario - input'!$F33),\"\")","v":64.313943549902447},{"$f":"IFERROR(IF(OR(U48=\"\",'Lives scenario - input'!$F33=\"\"),\"\",U48/'Lives scenario - input'!$F33),\"\")","v":63.560161556339835},{"$f":"IFERROR(IF(OR(V48=\"\",'Lives scenario - input'!$F33=\"\"),\"\",V48/'Lives scenario - input'!$F33),\"\")","v":62.701048645696304},{"$f":"IFERROR(IF(OR(W48=\"\",'Lives scenario - input'!$F33=\"\"),\"\",W48/'Lives scenario - input'!$F33),\"\")","v":61.753776386068338}]
[{"$f":"IFERROR('Lives scenario - input'!A34,\"\")","v":4},{"$f":"IFERROR('Lives scenario - input'!B34,\"\")","v":"SWITCHGEAR"},{"$f":"IFERROR('Lives scenario - input'!C34,\"\")","v":"˂ = 11 kv ; fuse"},{"$f":"IFERROR(repcalc('Lives scenario - input'!$CX34:$GJ34,'Lives scenario - input'!$I34,'Lives scenario - input'!$G34,'Lives scenario - input'!$H34,20,TRUE,TRUE),\"\")","v":1880.7446640183541},1586.2999329625659,1383.560860250446,1241.1069036402225,1138.1529273729495,1061.180861532793,1001.5576031042699,953.88321949328656,914.86516661302949,882.56189676657334,855.87997389864131,834.24179220016026,817.36656351893566,805.12632623358184,797.4524404711284,794.27745241937544,795.50329969743734,800.99042427683173,810.56417163547212,824.03548942833061,{"$f":"IFERROR(IF(OR(D49=\"\",'Lives scenario - input'!$F34=\"\"),\"\",D49/'Lives scenario - input'!$F34),\"\")","v":505.29101076845632},{"$f":"IFERROR(IF(OR(E49=\"\",'Lives scenario - input'!$F34=\"\"),\"\",E49/'Lives scenario - input'!$F34),\"\")","v":426.18390036850172},{"$f":"IFERROR(IF(OR(F49=\"\",'Lives scenario - input'!$F34=\"\"),\"\",F49/'Lives scenario - input'!$F34),\"\")","v":371.71492702360808},{"$f":"IFERROR(IF(OR(G49=\"\",'Lives scenario - input'!$F34=\"\"),\"\",G49/'Lives scenario - input'!$F34),\"\")","v":333.44247829590392},{"$f":"IFERROR(IF(OR(H49=\"\",'Lives scenario - input'!$F34=\"\"),\"\",H49/'Lives scenario - input'!$F34),\"\")","v":305.78230744656935},{"$f":"IFERROR(IF(OR(I49=\"\",'Lives scenario - input'!$F34=\"\"),\"\",I49/'Lives scenario - input'!$F34),\"\")","v":285.1025768625089},{"$f":"IFERROR(IF(OR(J49=\"\",'Lives scenario - input'!$F34=\"\"),\"\",J49/'Lives scenario - input'!$F34),\"\")","v":269.0838704995258},{"$f":"IFERROR(IF(OR(K49=\"\",'Lives scenario - input'!$F34=\"\"),\"\",K49/'Lives scenario - input'!$F34),\"\")","v":256.27541332645694},{"$f":"IFERROR(IF(OR(L49=\"\",'Lives scenario - input'!$F34=\"\"),\"\",L49/'Lives scenario - input'!$F34),\"\")","v":245.79261268090912},{"$f":"IFERROR(IF(OR(M49=\"\",'Lives scenario - input'!$F34=\"\"),\"\",M49/'Lives scenario - input'!$F34),\"\")","v":237.11384188117302},{"$f":"IFERROR(IF(OR(N49=\"\",'Lives scenario - input'!$F34=\"\"),\"\",N49/'Lives scenario - input'!$F34),\"\")","v":229.94533249597143},{"$f":"IFERROR(IF(OR(O49=\"\",'Lives scenario - input'!$F34=\"\"),\"\",O49/'Lives scenario - input'!$F34),\"\")","v":224.13190183162138},{"$f":"IFERROR(IF(OR(P49=\"\",'Lives scenario - input'!$F34=\"\"),\"\",P49/'Lives scenario - input'!$F34),\"\")","v":219.59811182789679},{"$f":"IFERROR(IF(OR(Q49=\"\",'Lives scenario - input'!$F34=\"\"),\"\",Q49/'Lives scenario - input'!$F34),\"\")","v":216.30958362505837},{"$f":"IFERROR(IF(OR(R49=\"\",'Lives scenario - input'!$F34=\"\"),\"\",R49/'Lives scenario - input'!$F34),\"\")","v":214.24787606442274},{"$f":"IFERROR(IF(OR(S49=\"\",'Lives scenario - input'!$F34=\"\"),\"\",S49/'Lives scenario - input'!$F34),\"\")","v":213.39486664079354},{"$f":"IFERROR(IF(OR(T49=\"\",'Lives scenario - input'!$F34=\"\"),\"\",T49/'Lives scenario - input'!$F34),\"\")","v":213.72420938573384},{"$f":"IFERROR(IF(OR(U49=\"\",'Lives scenario - input'!$F34=\"\"),\"\",U49/'Lives scenario - input'!$F34),\"\")","v":215.19840988619453},{"$f":"IFERROR(IF(OR(V49=\"\",'Lives scenario - input'!$F34=\"\"),\"\",V49/'Lives scenario - input'!$F34),\"\")","v":217.7705445157585},{"$f":"IFERROR(IF(OR(W49=\"\",'Lives scenario - input'!$F34=\"\"),\"\",W49/'Lives scenario - input'!$F34),\"\")","v":221.38982145120013}]
[{"$f":"IFERROR('Lives scenario - input'!A35,\"\")","v":4},{"$f":"IFERROR('Lives scenario - input'!B35,\"\")","v":"SWITCHGEAR"},{"$f":"IFERROR('Lives scenario - input'!C35,\"\")","v":"˂ = 11 kv ; switch"},{"$f":"IFERROR(repcalc('Lives scenario - input'!$CX35:$GJ35,'Lives scenario - input'!$I35,'Lives scenario - input'!$G35,'Lives scenario - input'!$H35,20,TRUE,TRUE),\"\")","v":7520.7033083719643},7465.0047252240338,7618.4423621771612,7955.656506429993,8452.5199361724244,9086.1605126744125,9834.8433318217449,10677.79417302091,11595.030634520053,12567.248159736517,13575.787857035722,14602.693890103214,15630.852039989348,16644.18901666515,17627.90485336032,18568.708321564216,19455.027326260537,20277.17182937586,21027.434851007478,21700.126196579658,{"$f":"IFERROR(IF(OR(D50=\"\",'Lives scenario - input'!$F35=\"\"),\"\",D50/'Lives scenario - input'!$F35),\"\")","v":403.41954619507459},{"$f":"IFERROR(IF(OR(E50=\"\",'Lives scenario - input'!$F35=\"\"),\"\",E50/'Lives scenario - input'!$F35),\"\")","v":400.43180738715836},{"$f":"IFERROR(IF(OR(F50=\"\",'Lives scenario - input'!$F35=\"\"),\"\",F50/'Lives scenario - input'!$F35),\"\")","v":408.66238627463679},{"$f":"IFERROR(IF(OR(G50=\"\",'Lives scenario - input'!$F35=\"\"),\"\",G50/'Lives scenario - input'!$F35),\"\")","v":426.75095744504858},{"$f":"IFERROR(IF(OR(H50=\"\",'Lives scenario - input'!$F35=\"\"),\"\",H50/'Lives scenario - input'!$F35),\"\")","v":453.40330778101878},{"$f":"IFERROR(IF(OR(I50=\"\",'Lives scenario - input'!$F35=\"\"),\"\",I50/'Lives scenario - input'!$F35),\"\")","v":487.39254832700084},{"$f":"IFERROR(IF(OR(J50=\"\",'Lives scenario - input'!$F35=\"\"),\"\",J50/'Lives scenario - input'!$F35),\"\")","v":527.55279275630119},{"$f":"IFERROR(IF(OR(K50=\"\",'Lives scenario - input'!$F35=\"\"),\"\",K50/'Lives scenario - input'!$F35),\"\")","v":572.76968695857204},{"$f":"IFERROR(IF(OR(L50=\"\",'Lives scenario - input'!$F35=\"\"),\"\",L50/'Lives scenario - input'!$F35),\"\")","v":621.9713509358819},{"$f":"IFERROR(IF(OR(M50=\"\",'Lives scenario - input'!$F35=\"\"),\"\",M50/'Lives scenario - input'!$F35),\"\")","v":674.12226511821893},{"$f":"IFERROR(IF(OR(N50=\"\",'Lives scenario - input'!$F35=\"\"),\"\",N50/'Lives scenario - input'!$F35),\"\")","v":728.22154417783111},{"$f":"IFERROR(IF(OR(O50=\"\",'Lives scenario - input'!$F35=\"\"),\"\",O50/'Lives scenario - input'!$F35),\"\")","v":783.30601551762004},{"$f":"IFERROR(IF(OR(P50=\"\",'Lives scenario - input'!$F35=\"\"),\"\",P50/'Lives scenario - input'!$F35),\"\")","v":838.45765190541692},{"$f":"IFERROR(IF(OR(Q50=\"\",'Lives scenario - input'!$F35=\"\"),\"\",Q50/'Lives scenario - input'!$F35),\"\")","v":892.81426278490335},{"$f":"IFERROR(IF(OR(R50=\"\",'Lives scenario - input'!$F35=\"\"),\"\",R50/'Lives scenario - input'!$F35),\"\")","v":945.5819601866483},{"$f":"IFERROR(IF(OR(S50=\"\",'Lives scenario - input'!$F35=\"\"),\"\",S50/'Lives scenario - input'!$F35),\"\")","v":996.0477866711301},{"$f":"IFERROR(IF(OR(T50=\"\",'Lives scenario - input'!$F35=\"\"),\"\",T50/'Lives scenario - input'!$F35),\"\")","v":1043.5910011814844},{"$f":"IFERROR(IF(OR(U50=\"\",'Lives scenario - input'!$F35=\"\"),\"\",U50/'Lives scenario - input'!$F35),\"\")","v":1087.6918184527028},{"$f":"IFERROR(IF(OR(V50=\"\",'Lives scenario - input'!$F35=\"\"),\"\",V50/'Lives scenario - input'!$F35),\"\")","v":1127.9368268386395},{"$f":"IFERROR(IF(OR(W50=\"\",'Lives scenario - input'!$F35=\"\"),\"\",W50/'Lives scenario - input'!$F35),\"\")","v":1164.0207974771288}]
[{"$f":"IFERROR('Lives scenario - input'!A36,\"\")","v":4},{"$f":"IFERROR('Lives scenario - input'!B36,\"\")","v":"SWITCHGEAR"},{"$f":"IFERROR('Lives scenario - input'!C36,\"\")","v":"> 11 kv & < = 22 kv ; circuit breaker"},{"$f":"IFERROR(repcalc('Lives scenario - input'!$CX36:$GJ36,'Lives scenario - input'!$I36,'Lives scenario - input'!$G36,'Lives scenario - input'!$H36,20,TRUE,TRUE),\"\")","v":6.4428266147966871E-4},1.1796893980773806E-3,2.121477095043615E-3,3.7472798196869182E-3,6.5017843662269108E-3,1.1082139617646607E-2,1.8557959428361508E-2,3.0535068544282801E-2,4.9372196259631983E-2,7.8458615451464195E-2,0.12255780695148809,0.18821726208129044,0.28423741749535414,0.42218370458127358,0.61691548910362826,0.88709540376825735,1.2556336561918759,1.7500157612198337,2.4024598707292557,3.2498517794715509,{"$f":"IFERROR(IF(OR(D51=\"\",'Lives scenario - input'!$F36=\"\"),\"\",D51/'Lives scenario - input'!$F36),\"\")","v":2.2792558225642374E-6},{"$f":"IFERROR(IF(OR(E51=\"\",'Lives scenario - input'!$F36=\"\"),\"\",E51/'Lives scenario - input'!$F36),\"\")","v":4.1733451637670993E-6},{"$f":"IFERROR(IF(OR(F51=\"\",'Lives scenario - input'!$F36=\"\"),\"\",F51/'Lives scenario - input'!$F36),\"\")","v":7.5050739534256605E-6},{"$f":"IFERROR(IF(OR(G51=\"\",'Lives scenario - input'!$F36=\"\"),\"\",G51/'Lives scenario - input'!$F36),\"\")","v":1.325661834230254E-5},{"$f":"IFERROR(IF(OR(H51=\"\",'Lives scenario - input'!$F36=\"\"),\"\",H51/'Lives scenario - input'!$F36),\"\")","v":2.3001130962838212E-5},{"$f":"IFERROR(IF(OR(I51=\"\",'Lives scenario - input'!$F36=\"\"),\"\",I51/'Lives scenario - input'!$F36),\"\")","v":3.9204890586346978E-5},{"$f":"IFERROR(IF(OR(J51=\"\",'Lives scenario - input'!$F36=\"\"),\"\",J51/'Lives scenario - input'!$F36),\"\")","v":6.5651832046606526E-5},{"$f":"IFERROR(IF(OR(K51=\"\",'Lives scenario - input'!$F36=\"\"),\"\",K51/'Lives scenario - input'!$F36),\"\")","v":1.0802282434873644E-4},{"$f":"IFERROR(IF(OR(L51=\"\",'Lives scenario - input'!$F36=\"\"),\"\",L51/'Lives scenario - input'!$F36),\"\")","v":1.7466226010041645E-4},{"$f":"IFERROR(IF(OR(M51=\"\",'Lives scenario - input'!$F36=\"\"),\"\",M51/'Lives scenario - input'!$F36),\"\")","v":2.7756024923498795E-4},{"$f":"IFERROR(IF(OR(N51=\"\",'Lives scenario - input'!$F36=\"\"),\"\",N51/'Lives scenario - input'!$F36),\"\")","v":4.3356838821852732E-4},{"$f":"IFERROR(IF(OR(O51=\"\",'Lives scenario - input'!$F36=\"\"),\"\",O51/'Lives scenario - input'!$F36),\"\")","v":6.658495038817957E-4},{"$f":"IFERROR(IF(OR(P51=\"\",'Lives scenario - input'!$F36=\"\"),\"\",P51/'Lives scenario - input'!$F36),\"\")","v":1.0055365875112129E-3},{"$f":"IFERROR(IF(OR(Q51=\"\",'Lives scenario - input'!$F36=\"\"),\"\",Q51/'Lives scenario - input'!$F36),\"\")","v":1.4935442537731141E-3},{"$f":"IFERROR(IF(OR(R51=\"\",'Lives scenario - input'!$F36=\"\"),\"\",R51/'Lives scenario - input'!$F36),\"\")","v":2.1824399516513779E-3},{"$f":"IFERROR(IF(OR(S51=\"\",'Lives scenario - input'!$F36=\"\"),\"\",S51/'Lives scenario - input'!$F36),\"\")","v":3.138245812117945E-3},{"$f":"IFERROR(IF(OR(T51=\"\",'Lives scenario - input'!$F36=\"\"),\"\",T51/'Lives scenario - input'!$F36),\"\")","v":4.4420104606109553E-3},{"$f":"IFERROR(IF(OR(U51=\"\",'Lives scenario - input'!$F36=\"\"),\"\",U51/'Lives scenario - input'!$F36),\"\")","v":6.1909684239816578E-3},{"$f":"IFERROR(IF(OR(V51=\"\",'Lives scenario - input'!$F36=\"\"),\"\",V51/'Lives scenario - input'!$F36),\"\")","v":8.4990967105349913E-3},{"$f":"IFERROR(IF(OR(W51=\"\",'Lives scenario - input'!$F36=\"\"),\"\",W51/'Lives scenario - input'!$F36),\"\")","v":1.1496884882513679E-2}]
[{"$f":"IFERROR('Lives scenario - input'!A37,\"\")","v":4},{"$f":"IFERROR('Lives scenario - input'!B37,\"\")","v":"SWITCHGEAR"},{"$f":"IFERROR('Lives scenario - input'!C37,\"\")","v":"> 11 kv & < = 22 kv ; switch"},{"$f":"IFERROR(repcalc('Lives scenario - input'!$CX37:$GJ37,'Lives scenario - input'!$I37,'Lives scenario - input'!$G37,'Lives scenario - input'!$H37,20,TRUE,TRUE),\"\")","v":1.2372731828107499},1.6192381015421164,2.0885094475618184,2.654951661116344,3.3264987597845863,4.1081632459484609,5.0010389920206855,6.0013961219816911,7.0999799196803792,8.281629159888201,9.5253192657930015,10.804711126880134,12.089248004207063,13.345793592202956,14.540748853178822,15.642529965725089,16.624241459990845,17.466343708197574,18.159097278299583,18.704570866042321,{"$f":"IFERROR(IF(OR(D52=\"\",'Lives scenario - input'!$F37=\"\"),\"\",D52/'Lives scenario - input'!$F37),\"\")","v":2.2422796353528847E-2},{"$f":"IFERROR(IF(OR(E52=\"\",'Lives scenario - input'!$F37=\"\"),\"\",E52/'Lives scenario - input'!$F37),\"\")","v":2.9345052251332191E-2},{"$f":"IFERROR(IF(OR(F52=\"\",'Lives scenario - input'!$F37=\"\"),\"\",F52/'Lives scenario - input'!$F37),\"\")","v":3.7849540970987583E-2},{"$f":"IFERROR(IF(OR(G52=\"\",'Lives scenario - input'!$F37=\"\"),\"\",G52/'Lives scenario - input'!$F37),\"\")","v":4.811503332710694E-2},{"$f":"IFERROR(IF(OR(H52=\"\",'Lives scenario - input'!$F37=\"\"),\"\",H52/'Lives scenario - input'!$F37),\"\")","v":6.0285315561005783E-2},{"$f":"IFERROR(IF(OR(I52=\"\",'Lives scenario - input'!$F37=\"\"),\"\",I52/'Lives scenario - input'!$F37),\"\")","v":7.4451228015538648E-2},{"$f":"IFERROR(IF(OR(J52=\"\",'Lives scenario - input'!$F37=\"\"),\"\",J52/'Lives scenario - input'!$F37),\"\")","v":9.0632594670314801E-2},{"$f":"IFERROR(IF(OR(K52=\"\",'Lives scenario - input'!$F37=\"\"),\"\",K52/'Lives scenario - input'!$F37),\"\")","v":0.10876181990330619},{"$f":"IFERROR(IF(OR(L52=\"\",'Lives scenario - input'!$F37=\"\"),\"\",L52/'Lives scenario - input'!$F37),\"\")","v":0.12867118277911327},{"$f":"IFERROR(IF(OR(M52=\"\",'Lives scenario - input'!$F37=\"\"),\"\",M52/'Lives scenario - input'!$F37),\"\")","v":0.15008592015690936},{"$f":"IFERROR(IF(OR(N52=\"\",'Lives scenario - input'!$F37=\"\"),\"\",N52/'Lives scenario - input'!$F37),\"\")","v":0.17262500882304396},{"$f":"IFERROR(IF(OR(O52=\"\",'Lives scenario - input'!$F37=\"\"),\"\",O52/'Lives scenario - input'!$F37),\"\")","v":0.19581111158197445},{"$f":"IFERROR(IF(OR(P52=\"\",'Lives scenario - input'!$F37=\"\"),\"\",P52/'Lives scenario - input'!$F37),\"\")","v":0.2190904561996822},{"$f":"IFERROR(IF(OR(Q52=\"\",'Lives scenario - input'!$F37=\"\"),\"\",Q52/'Lives scenario - input'!$F37),\"\")","v":0.24186252159315538},{"$f":"IFERROR(IF(OR(R52=\"\",'Lives scenario - input'!$F37=\"\"),\"\",R52/'Lives scenario - input'!$F37),\"\")","v":0.26351840069947408},{"$f":"IFERROR(IF(OR(S52=\"\",'Lives scenario - input'!$F37=\"\"),\"\",S52/'Lives scenario - input'!$F37),\"\")","v":0.2834857077227026},{"$f":"IFERROR(IF(OR(T52=\"\",'Lives scenario - input'!$F37=\"\"),\"\",T52/'Lives scenario - input'!$F37),\"\")","v":0.30127702270443735},{"$f":"IFERROR(IF(OR(U52=\"\",'Lives scenario - input'!$F37=\"\"),\"\",U52/'Lives scenario - input'!$F37),\"\")","v":0.31653823379566365},{"$f":"IFERROR(IF(OR(V52=\"\",'Lives scenario - input'!$F37=\"\"),\"\",V52/'Lives scenario - input'!$F37),\"\")","v":0.32909283567452247},{"$f":"IFERROR(IF(OR(W52=\"\",'Lives scenario - input'!$F37=\"\"),\"\",W52/'Lives scenario - input'!$F37),\"\")","v":0.33897831880315421}]
[{"$f":"IFERROR('Lives scenario - input'!A38,\"\")","v":4},{"$f":"IFERROR('Lives scenario - input'!B38,\"\")","v":"SWITCHGEAR"},{"$f":"IFERROR('Lives scenario - input'!C38,\"\")","v":"> 22 kv & < = 33 kv ; circuit breaker"},{"$f":"IFERROR(repcalc('Lives scenario - input'!$CX38:$GJ38,'Lives scenario - input'!$I38,'Lives scenario - input'!$G38,'Lives scenario - input'!$H38,20,TRUE,TRUE),\"\")","v":6390.6046515590833},6160.887695708253,5887.5503396723971,5576.4235003817184,5234.1919133556921,4868.231205841199,4486.3802387627275,4096.6648503939577,3706.9984667451486,3324.8896714030498,2957.1861055618751,2609.878433096816,2287.9788827848311,1995.4779447926287,1735.3721666792926,1509.7474403549124,1319.8969434833564,1166.4515625319814,1049.5030460855978,968.70558045602218,{"$f":"IFERROR(IF(OR(D53=\"\",'Lives scenario - input'!$F38=\"\"),\"\",D53/'Lives scenario - input'!$F38),\"\")","v":22.607814446410938},{"$f":"IFERROR(IF(OR(E53=\"\",'Lives scenario - input'!$F38=\"\"),\"\",E53/'Lives scenario - input'!$F38),\"\")","v":21.795152954074222},{"$f":"IFERROR(IF(OR(F53=\"\",'Lives scenario - input'!$F38=\"\"),\"\",F53/'Lives scenario - input'!$F38),\"\")","v":20.828177125734786},{"$f":"IFERROR(IF(OR(G53=\"\",'Lives scenario - input'!$F38=\"\"),\"\",G53/'Lives scenario - input'!$F38),\"\")","v":19.727514788522932},{"$f":"IFERROR(IF(OR(H53=\"\",'Lives scenario - input'!$F38=\"\"),\"\",H53/'Lives scenario - input'!$F38),\"\")","v":18.516814293179731},{"$f":"IFERROR(IF(OR(I53=\"\",'Lives scenario - input'!$F38=\"\"),\"\",I53/'Lives scenario - input'!$F38),\"\")","v":17.222168133501171},{"$f":"IFERROR(IF(OR(J53=\"\",'Lives scenario - input'!$F38=\"\"),\"\",J53/'Lives scenario - input'!$F38),\"\")","v":15.871307568564399},{"$f":"IFERROR(IF(OR(K53=\"\",'Lives scenario - input'!$F38=\"\"),\"\",K53/'Lives scenario - input'!$F38),\"\")","v":14.492625320554794},{"$f":"IFERROR(IF(OR(L53=\"\",'Lives scenario - input'!$F38=\"\"),\"\",L53/'Lives scenario - input'!$F38),\"\")","v":13.114116434797474},{"$f":"IFERROR(IF(OR(M53=\"\",'Lives scenario - input'!$F38=\"\"),\"\",M53/'Lives scenario - input'!$F38),\"\")","v":11.762343759996154},{"$f":"IFERROR(IF(OR(N53=\"\",'Lives scenario - input'!$F38=\"\"),\"\",N53/'Lives scenario - input'!$F38),\"\")","v":10.461531952494832},{"$f":"IFERROR(IF(OR(O53=\"\",'Lives scenario - input'!$F38=\"\"),\"\",O53/'Lives scenario - input'!$F38),\"\")","v":9.232873970501009},{"$f":"IFERROR(IF(OR(P53=\"\",'Lives scenario - input'!$F38=\"\"),\"\",P53/'Lives scenario - input'!$F38),\"\")","v":8.0941013972264244},{"$f":"IFERROR(IF(OR(Q53=\"\",'Lives scenario - input'!$F38=\"\"),\"\",Q53/'Lives scenario - input'!$F38),\"\")","v":7.0593312475950318},{"$f":"IFERROR(IF(OR(R53=\"\",'Lives scenario - input'!$F38=\"\"),\"\",R53/'Lives scenario - input'!$F38),\"\")","v":6.1391643011714221},{"$f":"IFERROR(IF(OR(S53=\"\",'Lives scenario - input'!$F38=\"\"),\"\",S53/'Lives scenario - input'!$F38),\"\")","v":5.3409797434677317},{"$f":"IFERROR(IF(OR(T53=\"\",'Lives scenario - input'!$F38=\"\"),\"\",T53/'Lives scenario - input'!$F38),\"\")","v":4.6693524030432325},{"$f":"IFERROR(IF(OR(U53=\"\",'Lives scenario - input'!$F38=\"\"),\"\",U53/'Lives scenario - input'!$F38),\"\")","v":4.1265141444817059},{"$f":"IFERROR(IF(OR(V53=\"\",'Lives scenario - input'!$F38=\"\"),\"\",V53/'Lives scenario - input'!$F38),\"\")","v":3.7127895434836065},{"$f":"IFERROR(IF(OR(W53=\"\",'Lives scenario - input'!$F38=\"\"),\"\",W53/'Lives scenario - input'!$F38),\"\")","v":3.4269552272819195}]
[{"$f":"IFERROR('Lives scenario - input'!A39,\"\")","v":4},{"$f":"IFERROR('Lives scenario - input'!B39,\"\")","v":"SWITCHGEAR"},{"$f":"IFERROR('Lives scenario - input'!C39,\"\")","v":"> 22 kv & < = 33 kv ; switch"},{"$f":"IFERROR(repcalc('Lives scenario - input'!$CX39:$GJ39,'Lives scenario - input'!$I39,'Lives scenario - input'!$G39,'Lives scenario - input'!$H39,20,TRUE,TRUE),\"\")","v":1809.3489380281103},2023.6790992561821,2241.6748616684176,2459.0191444948823,2670.8644119289979,2871.9897168347275,3057.0043456404678,3220.5889988942217,3357.7603773546743,3464.1408666266834,3536.2124035100842,3571.5330949663048,3568.8970242712098,3528.4218757474064,3451.5551571316551,3340.9972143158261,3200.5470261376427,3034.8839697250455,2849.3044630947347,2649.4359328859696,{"$f":"IFERROR(IF(OR(D54=\"\",'Lives scenario - input'!$F39=\"\"),\"\",D54/'Lives scenario - input'!$F39),\"\")","v":32.790383994028247},{"$f":"IFERROR(IF(OR(E54=\"\",'Lives scenario - input'!$F39=\"\"),\"\",E54/'Lives scenario - input'!$F39),\"\")","v":36.674636578181406},{"$f":"IFERROR(IF(OR(F54=\"\",'Lives scenario - input'!$F39=\"\"),\"\",F54/'Lives scenario - input'!$F39),\"\")","v":40.62531994739291},{"$f":"IFERROR(IF(OR(G54=\"\",'Lives scenario - input'!$F39=\"\"),\"\",G54/'Lives scenario - input'!$F39),\"\")","v":44.564196712951187},{"$f":"IFERROR(IF(OR(H54=\"\",'Lives scenario - input'!$F39=\"\"),\"\",H54/'Lives scenario - input'!$F39),\"\")","v":48.40341618050882},{"$f":"IFERROR(IF(OR(I54=\"\",'Lives scenario - input'!$F39=\"\"),\"\",I54/'Lives scenario - input'!$F39),\"\")","v":52.048360414406744},{"$f":"IFERROR(IF(OR(J54=\"\",'Lives scenario - input'!$F39=\"\"),\"\",J54/'Lives scenario - input'!$F39),\"\")","v":55.401334843797088},{"$f":"IFERROR(IF(OR(K54=\"\",'Lives scenario - input'!$F39=\"\"),\"\",K54/'Lives scenario - input'!$F39),\"\")","v":58.365939118286242},{"$f":"IFERROR(IF(OR(L54=\"\",'Lives scenario - input'!$F39=\"\"),\"\",L54/'Lives scenario - input'!$F39),\"\")","v":60.851862136325195},{"$f":"IFERROR(IF(OR(M54=\"\",'Lives scenario - input'!$F39=\"\"),\"\",M54/'Lives scenario - input'!$F39),\"\")","v":62.779769473261211},{"$f":"IFERROR(IF(OR(N54=\"\",'Lives scenario - input'!$F39=\"\"),\"\",N54/'Lives scenario - input'!$F39),\"\")","v":64.085904138486171},{"$f":"IFERROR(IF(OR(O54=\"\",'Lives scenario - input'!$F39=\"\"),\"\",O54/'Lives scenario - input'!$F39),\"\")","v":64.726012307475557},{"$f":"IFERROR(IF(OR(P54=\"\",'Lives scenario - input'!$F39=\"\"),\"\",P54/'Lives scenario - input'!$F39),\"\")","v":64.678239449233089},{"$f":"IFERROR(IF(OR(Q54=\"\",'Lives scenario - input'!$F39=\"\"),\"\",Q54/'Lives scenario - input'!$F39),\"\")","v":63.944718327675822},{"$f":"IFERROR(IF(OR(R54=\"\",'Lives scenario - input'!$F39=\"\"),\"\",R54/'Lives scenario - input'!$F39),\"\")","v":62.55168176806211},{"$f":"IFERROR(IF(OR(S54=\"\",'Lives scenario - input'!$F39=\"\"),\"\",S54/'Lives scenario - input'!$F39),\"\")","v":60.548067472153129},{"$f":"IFERROR(IF(OR(T54=\"\",'Lives scenario - input'!$F39=\"\"),\"\",T54/'Lives scenario - input'!$F39),\"\")","v":58.002723395285734},{"$f":"IFERROR(IF(OR(U54=\"\",'Lives scenario - input'!$F39=\"\"),\"\",U54/'Lives scenario - input'!$F39),\"\")","v":55.000452733600341},{"$f":"IFERROR(IF(OR(V54=\"\",'Lives scenario - input'!$F39=\"\"),\"\",V54/'Lives scenario - input'!$F39),\"\")","v":51.637241162889119},{"$f":"IFERROR(IF(OR(W54=\"\",'Lives scenario - input'!$F39=\"\"),\"\",W54/'Lives scenario - input'!$F39),\"\")","v":48.015073146469931}]
[{"$f":"IFERROR('Lives scenario - input'!A40,\"\")","v":4},{"$f":"IFERROR('Lives scenario - input'!B40,\"\")","v":"SWITCHGEAR"},{"$f":"IFERROR('Lives scenario - input'!C40,\"\")","v":"> 33 kv & < = 66 kv ; circuit breaker"},{"$f":"IFERROR(repcalc('Lives scenario - input'!$CX40:$GJ40,'Lives scenario - input'!$I40,'Lives scenario - input'!$G40,'Lives scenario - input'!$H40,20,TRUE,TRUE),\"\")","v":4.0826881288099859},5.2714964736181695,6.673952872118023,8.286223307741917,10.09131507932204,12.058554835918283,14.145064454514213,16.299756325998693,18.470190166781215,20.612372325382051,22.703261399066147,24.755406975524888,26.832831387590375,29.067003756626267,31.671577850626381,34.95448436840276,39.325986414892455,45.301418342619023,53.497523455476326,64.621575387732818,{"$f":"IFERROR(IF(OR(D55=\"\",'Lives scenario - input'!$F40=\"\"),\"\",D55/'Lives scenario - input'!$F40),\"\")","v":1.9958549060144305E-2},{"$f":"IFERROR(IF(OR(E55=\"\",'Lives scenario - input'!$F40=\"\"),\"\",E55/'Lives scenario - input'!$F40),\"\")","v":2.5770134203161085E-2},{"$f":"IFERROR(IF(OR(F55=\"\",'Lives scenario - input'!$F40=\"\"),\"\",F55/'Lives scenario - input'!$F40),\"\")","v":3.2626155028423427E-2},{"$f":"IFERROR(IF(OR(G55=\"\",'Lives scenario - input'!$F40=\"\"),\"\",G55/'Lives scenario - input'!$F40),\"\")","v":4.0507868637784786E-2},{"$f":"IFERROR(IF(OR(H55=\"\",'Lives scenario - input'!$F40=\"\"),\"\",H55/'Lives scenario - input'!$F40),\"\")","v":4.9332204845812945E-2},{"$f":"IFERROR(IF(OR(I55=\"\",'Lives scenario - input'!$F40=\"\"),\"\",I55/'Lives scenario - input'!$F40),\"\")","v":5.894921451109366E-2},{"$f":"IFERROR(IF(OR(J55=\"\",'Lives scenario - input'!$F40=\"\"),\"\",J55/'Lives scenario - input'!$F40),\"\")","v":6.9149284482969781E-2},{"$f":"IFERROR(IF(OR(K55=\"\",'Lives scenario - input'!$F40=\"\"),\"\",K55/'Lives scenario - input'!$F40),\"\")","v":7.9682668878180013E-2},{"$f":"IFERROR(IF(OR(L55=\"\",'Lives scenario - input'!$F40=\"\"),\"\",L55/'Lives scenario - input'!$F40),\"\")","v":9.0293009155550608E-2},{"$f":"IFERROR(IF(OR(M55=\"\",'Lives scenario - input'!$F40=\"\"),\"\",M55/'Lives scenario - input'!$F40),\"\")","v":0.100765238813872},{"$f":"IFERROR(IF(OR(N55=\"\",'Lives scenario - input'!$F40=\"\"),\"\",N55/'Lives scenario - input'!$F40),\"\")","v":0.11098671810394146},{"$f":"IFERROR(IF(OR(O55=\"\",'Lives scenario - input'!$F40=\"\"),\"\",O55/'Lives scenario - input'!$F40),\"\")","v":0.12101879669385036},{"$f":"IFERROR(IF(OR(P55=\"\",'Lives scenario - input'!$F40=\"\"),\"\",P55/'Lives scenario - input'!$F40),\"\")","v":0.13117445290338695},{"$f":"IFERROR(IF(OR(Q55=\"\",'Lives scenario - input'!$F40=\"\"),\"\",Q55/'Lives scenario - input'!$F40),\"\")","v":0.14209638409905215},{"$f":"IFERROR(IF(OR(R55=\"\",'Lives scenario - input'!$F40=\"\"),\"\",R55/'Lives scenario - input'!$F40),\"\")","v":0.15482905389791679},{"$f":"IFERROR(IF(OR(S55=\"\",'Lives scenario - input'!$F40=\"\"),\"\",S55/'Lives scenario - input'!$F40),\"\")","v":0.17087780627078189},{"$f":"IFERROR(IF(OR(T55=\"\",'Lives scenario - input'!$F40=\"\"),\"\",T55/'Lives scenario - input'!$F40),\"\")","v":0.19224824538066729},{"$f":"IFERROR(IF(OR(U55=\"\",'Lives scenario - input'!$F40=\"\"),\"\",U55/'Lives scenario - input'!$F40),\"\")","v":0.22145962462942842},{"$f":"IFERROR(IF(OR(V55=\"\",'Lives scenario - input'!$F40=\"\"),\"\",V55/'Lives scenario - input'!$F40),\"\")","v":0.26152694322834935},{"$f":"IFERROR(IF(OR(W55=\"\",'Lives scenario - input'!$F40=\"\"),\"\",W55/'Lives scenario - input'!$F40),\"\")","v":0.31590776518504587}]
[{"$f":"IFERROR('Lives scenario - input'!A41,\"\")","v":4},{"$f":"IFERROR('Lives scenario - input'!B41,\"\")","v":"SWITCHGEAR"},{"$f":"IFERROR('Lives scenario - input'!C41,\"\")","v":"> 33 kv & < = 66 kv ; switch"},{"$f":"IFERROR(repcalc('Lives scenario - input'!$CX41:$GJ41,'Lives scenario - input'!$I41,'Lives scenario - input'!$G41,'Lives scenario - input'!$H41,20,TRUE,TRUE),\"\")","v":310.82798661013618},332.42151818606931,352.82029277266815,372.13573960392699,390.63914931445169,408.74961542102039,427.00801255519019,446.03827466204297,466.49829130183031,489.02359475729088,514.16762913870707,542.34276996914593,573.76641045422616,608.41636123771298,645.99952466798186,685.93728691887998,727.37029532495058,769.18423120696093,810.05685072294523,848.52499059809134,{"$f":"IFERROR(IF(OR(D56=\"\",'Lives scenario - input'!$F41=\"\"),\"\",D56/'Lives scenario - input'!$F41),\"\")","v":2.5497983345681372},{"$f":"IFERROR(IF(OR(E56=\"\",'Lives scenario - input'!$F41=\"\"),\"\",E56/'Lives scenario - input'!$F41),\"\")","v":2.7269353789193529},{"$f":"IFERROR(IF(OR(F56=\"\",'Lives scenario - input'!$F41=\"\"),\"\",F56/'Lives scenario - input'!$F41),\"\")","v":2.8942715381738244},{"$f":"IFERROR(IF(OR(G56=\"\",'Lives scenario - input'!$F41=\"\"),\"\",G56/'Lives scenario - input'!$F41),\"\")","v":3.0527208937125745},{"$f":"IFERROR(IF(OR(H56=\"\",'Lives scenario - input'!$F41=\"\"),\"\",H56/'Lives scenario - input'!$F41),\"\")","v":3.2045089092586276},{"$f":"IFERROR(IF(OR(I56=\"\",'Lives scenario - input'!$F41=\"\"),\"\",I56/'Lives scenario - input'!$F41),\"\")","v":3.3530735118878674},{"$f":"IFERROR(IF(OR(J56=\"\",'Lives scenario - input'!$F41=\"\"),\"\",J56/'Lives scenario - input'!$F41),\"\")","v":3.5028516290783984},{"$f":"IFERROR(IF(OR(K56=\"\",'Lives scenario - input'!$F41=\"\"),\"\",K56/'Lives scenario - input'!$F41),\"\")","v":3.6589615442621621},{"$f":"IFERROR(IF(OR(L56=\"\",'Lives scenario - input'!$F41=\"\"),\"\",L56/'Lives scenario - input'!$F41),\"\")","v":3.826800087124135},{"$f":"IFERROR(IF(OR(M56=\"\",'Lives scenario - input'!$F41=\"\"),\"\",M56/'Lives scenario - input'!$F41),\"\")","v":4.0115806851093945},{"$f":"IFERROR(IF(OR(N56=\"\",'Lives scenario - input'!$F41=\"\"),\"\",N56/'Lives scenario - input'!$F41),\"\")","v":4.217843376217945},{"$f":"IFERROR(IF(OR(O56=\"\",'Lives scenario - input'!$F41=\"\"),\"\",O56/'Lives scenario - input'!$F41),\"\")","v":4.448970978172861},{"$f":"IFERROR(IF(OR(P56=\"\",'Lives scenario - input'!$F41=\"\"),\"\",P56/'Lives scenario - input'!$F41),\"\")","v":4.7067468208463294},{"$f":"IFERROR(IF(OR(Q56=\"\",'Lives scenario - input'!$F41=\"\"),\"\",Q56/'Lives scenario - input'!$F41),\"\")","v":4.990988879497948},{"$f":"IFERROR(IF(OR(R56=\"\",'Lives scenario - input'!$F41=\"\"),\"\",R56/'Lives scenario - input'!$F41),\"\")","v":5.2992928020868044},{"$f":"IFERROR(IF(OR(S56=\"\",'Lives scenario - input'!$F41=\"\"),\"\",S56/'Lives scenario - input'!$F41),\"\")","v":5.6269120772502257},{"$f":"IFERROR(IF(OR(T56=\"\",'Lives scenario - input'!$F41=\"\"),\"\",T56/'Lives scenario - input'!$F41),\"\")","v":5.9667972239582516},{"$f":"IFERROR(IF(OR(U56=\"\",'Lives scenario - input'!$F41=\"\"),\"\",U56/'Lives scenario - input'!$F41),\"\")","v":6.3098072123329985},{"$f":"IFERROR(IF(OR(V56=\"\",'Lives scenario - input'!$F41=\"\"),\"\",V56/'Lives scenario - input'!$F41),\"\")","v":6.645095351306181},{"$f":"IFERROR(IF(OR(W56=\"\",'Lives scenario - input'!$F41=\"\"),\"\",W56/'Lives scenario - input'!$F41),\"\")","v":6.9606589530825183}]
[{"$f":"IFERROR('Lives scenario - input'!A42,\"\")","v":4},{"$f":"IFERROR('Lives scenario - input'!B42,\"\")","v":"SWITCHGEAR"},{"$f":"IFERROR('Lives scenario - input'!C42,\"\")","v":"> 66 kv & < = 132 kv ; circuit breaker"},{"$f":"IFERROR(repcalc('Lives scenario - input'!$CX42:$GJ42,'Lives scenario - input'!$I42,'Lives scenario - input'!$G42,'Lives scenario - input'!$H42,20,TRUE,TRUE),\"\")","v":920.2404611242398},665.00669718514655,493.34584885889848,379.57545161661682,305.54737771937454,258.79592152344111,231.11637443344327,217.50303323368524,215.36978370347671,223.98268879019969,244.04553978069222,277.39187028107739,326.74824885875881,395.54283094106063,487.73999534452071,607.68663077603151,759.95865920531992,949.19814652497587,1179.9323634956791,1456.366976763823,{"$f":"IFERROR(IF(OR(D57=\"\",'Lives scenario - input'!$F42=\"\"),\"\",D57/'Lives scenario - input'!$F42),\"\")","v":2.5408123054901495},{"$f":"IFERROR(IF(OR(E57=\"\",'Lives scenario - input'!$F42=\"\"),\"\",E57/'Lives scenario - input'!$F42),\"\")","v":1.8361040084861742},{"$f":"IFERROR(IF(OR(F57=\"\",'Lives scenario - input'!$F42=\"\"),\"\",F57/'Lives scenario - input'!$F42),\"\")","v":1.3621431099777956},{"$f":"IFERROR(IF(OR(G57=\"\",'Lives scenario - input'!$F42=\"\"),\"\",G57/'Lives scenario - input'!$F42),\"\")","v":1.0480195330155941},{"$f":"IFERROR(IF(OR(H57=\"\",'Lives scenario - input'!$F42=\"\"),\"\",H57/'Lives scenario - input'!$F42),\"\")","v":0.84362573698530485},{"$f":"IFERROR(IF(OR(I57=\"\",'Lives scenario - input'!$F42=\"\"),\"\",I57/'Lives scenario - input'!$F42),\"\")","v":0.71454352399817755},{"$f":"IFERROR(IF(OR(J57=\"\",'Lives scenario - input'!$F42=\"\"),\"\",J57/'Lives scenario - input'!$F42),\"\")","v":0.63811944048120028},{"$f":"IFERROR(IF(OR(K57=\"\",'Lives scenario - input'!$F42=\"\"),\"\",K57/'Lives scenario - input'!$F42),\"\")","v":0.60053258541407517},{"$f":"IFERROR(IF(OR(L57=\"\",'Lives scenario - input'!$F42=\"\"),\"\",L57/'Lives scenario - input'!$F42),\"\")","v":0.59464261764368043},{"$f":"IFERROR(IF(OR(M57=\"\",'Lives scenario - input'!$F42=\"\"),\"\",M57/'Lives scenario - input'!$F42),\"\")","v":0.61842311432346075},{"$f":"IFERROR(IF(OR(N57=\"\",'Lives scenario - input'!$F42=\"\"),\"\",N57/'Lives scenario - input'!$F42),\"\")","v":0.67381726491056093},{"$f":"IFERROR(IF(OR(O57=\"\",'Lives scenario - input'!$F42=\"\"),\"\",O57/'Lives scenario - input'!$F42),\"\")","v":0.76588751226179241},{"$f":"IFERROR(IF(OR(P57=\"\",'Lives scenario - input'!$F42=\"\"),\"\",P57/'Lives scenario - input'!$F42),\"\")","v":0.90216199631501282},{"$f":"IFERROR(IF(OR(Q57=\"\",'Lives scenario - input'!$F42=\"\"),\"\",Q57/'Lives scenario - input'!$F42),\"\")","v":1.0921059599744916},{"$f":"IFERROR(IF(OR(R57=\"\",'Lives scenario - input'!$F42=\"\"),\"\",R57/'Lives scenario - input'!$F42),\"\")","v":1.3466651754663035},{"$f":"IFERROR(IF(OR(S57=\"\",'Lives scenario - input'!$F42=\"\"),\"\",S57/'Lives scenario - input'!$F42),\"\")","v":1.6778415366254311},{"$f":"IFERROR(IF(OR(T57=\"\",'Lives scenario - input'!$F42=\"\"),\"\",T57/'Lives scenario - input'!$F42),\"\")","v":2.098269305191943},{"$f":"IFERROR(IF(OR(U57=\"\",'Lives scenario - input'!$F42=\"\"),\"\",U57/'Lives scenario - input'!$F42),\"\")","v":2.6207653683176808},{"$f":"IFERROR(IF(OR(V57=\"\",'Lives scenario - input'!$F42=\"\"),\"\",V57/'Lives scenario - input'!$F42),\"\")","v":3.2578296602534902},{"$f":"IFERROR(IF(OR(W57=\"\",'Lives scenario - input'!$F42=\"\"),\"\",W57/'Lives scenario - input'!$F42),\"\")","v":4.0210741563681696}]
[{"$f":"IFERROR('Lives scenario - input'!A43,\"\")","v":4},{"$f":"IFERROR('Lives scenario - input'!B43,\"\")","v":"SWITCHGEAR"},{"$f":"IFERROR('Lives scenario - input'!C43,\"\")","v":"> 66 kv & < = 132 kv ; switch"},{"$f":"IFERROR(repcalc('Lives scenario - input'!$CX43:$GJ43,'Lives scenario - input'!$I43,'Lives scenario - input'!$G43,'Lives scenario - input'!$H43,20,TRUE,TRUE),\"\")","v":2326.855515216299},2401.089377578915,2462.8047300224266,2511.8292498868454,2548.1409051960854,2571.8556175853205,2583.2286700251238,2582.6661221259674,2570.7396508364805,2548.1968491970315,2515.9593944768017,2475.1036004914158,2426.8213216423756,2372.3633373955486,2312.9714303600331,2249.8085961034863,2183.8985524153741,2116.0855761735215,2047.02364190192,1977.2001568808655,{"$f":"IFERROR(IF(OR(D58=\"\",'Lives scenario - input'!$F43=\"\"),\"\",D58/'Lives scenario - input'!$F43),\"\")","v":19.087767424626513},{"$f":"IFERROR(IF(OR(E58=\"\",'Lives scenario - input'!$F43=\"\"),\"\",E58/'Lives scenario - input'!$F43),\"\")","v":19.696726034451341},{"$f":"IFERROR(IF(OR(F58=\"\",'Lives scenario - input'!$F43=\"\"),\"\",F58/'Lives scenario - input'!$F43),\"\")","v":20.20299223201587},{"$f":"IFERROR(IF(OR(G58=\"\",'Lives scenario - input'!$F43=\"\"),\"\",G58/'Lives scenario - input'!$F43),\"\")","v":20.605152412206095},{"$f":"IFERROR(IF(OR(H58=\"\",'Lives scenario - input'!$F43=\"\"),\"\",H58/'Lives scenario - input'!$F43),\"\")","v":20.903025841309642},{"$f":"IFERROR(IF(OR(I58=\"\",'Lives scenario - input'!$F43=\"\"),\"\",I58/'Lives scenario - input'!$F43),\"\")","v":21.097563452978044},{"$f":"IFERROR(IF(OR(J58=\"\",'Lives scenario - input'!$F43=\"\"),\"\",J58/'Lives scenario - input'!$F43),\"\")","v":21.1908593961337},{"$f":"IFERROR(IF(OR(K58=\"\",'Lives scenario - input'!$F43=\"\"),\"\",K58/'Lives scenario - input'!$F43),\"\")","v":21.186244677517056},{"$f":"IFERROR(IF(OR(L58=\"\",'Lives scenario - input'!$F43=\"\"),\"\",L58/'Lives scenario - input'!$F43),\"\")","v":21.088408903580294},{"$f":"IFERROR(IF(OR(M58=\"\",'Lives scenario - input'!$F43=\"\"),\"\",M58/'Lives scenario - input'!$F43),\"\")","v":20.903484763693037},{"$f":"IFERROR(IF(OR(N58=\"\",'Lives scenario - input'!$F43=\"\"),\"\",N58/'Lives scenario - input'!$F43),\"\")","v":20.639033002920744},{"$f":"IFERROR(IF(OR(O58=\"\",'Lives scenario - input'!$F43=\"\"),\"\",O58/'Lives scenario - input'!$F43),\"\")","v":20.30388288790855},{"$f":"IFERROR(IF(OR(P58=\"\",'Lives scenario - input'!$F43=\"\"),\"\",P58/'Lives scenario - input'!$F43),\"\")","v":19.907811493112138},{"$f":"IFERROR(IF(OR(Q58=\"\",'Lives scenario - input'!$F43=\"\"),\"\",Q58/'Lives scenario - input'!$F43),\"\")","v":19.461079269766167},{"$f":"IFERROR(IF(OR(R58=\"\",'Lives scenario - input'!$F43=\"\"),\"\",R58/'Lives scenario - input'!$F43),\"\")","v":18.973872865678988},{"$f":"IFERROR(IF(OR(S58=\"\",'Lives scenario - input'!$F43=\"\"),\"\",S58/'Lives scenario - input'!$F43),\"\")","v":18.455732619202564},{"$f":"IFERROR(IF(OR(T58=\"\",'Lives scenario - input'!$F43=\"\"),\"\",T58/'Lives scenario - input'!$F43),\"\")","v":17.91505633885831},{"$f":"IFERROR(IF(OR(U58=\"\",'Lives scenario - input'!$F43=\"\"),\"\",U58/'Lives scenario - input'!$F43),\"\")","v":17.358769835286608},{"$f":"IFERROR(IF(OR(V58=\"\",'Lives scenario - input'!$F43=\"\"),\"\",V58/'Lives scenario - input'!$F43),\"\")","v":16.792237822168197},{"$f":"IFERROR(IF(OR(W58=\"\",'Lives scenario - input'!$F43=\"\"),\"\",W58/'Lives scenario - input'!$F43),\"\")","v":16.219458621163579}]
[{"$f":"IFERROR('Lives scenario - input'!A44,\"\")","v":5},{"$f":"IFERROR('Lives scenario - input'!B44,\"\")","v":"TRANSFORMERS"},{"$f":"IFERROR('Lives scenario - input'!C44,\"\")","v":"ground outdoor / indoor chamber mounted ; ˂ 22 kv ; < = 60 kva ; multiple phase"},{"$f":"IFERROR(repcalc('Lives scenario - input'!$CX44:$GJ44,'Lives scenario - input'!$I44,'Lives scenario - input'!$G44,'Lives scenario - input'!$H44,20,TRUE,TRUE),\"\")","v":5.2904067650206459E-3},8.0609456341294711E-3,1.2136914866795774E-2,1.805743283021681E-2,2.6547834513751093E-2,3.8568041805496438E-2,5.5367061224719315E-2,7.8541782661706569E-2,0.11009698758549347,0.15250199346500629,0.20873775574892067,0.28232666996663808,0.3773359731167375,0.49834479455227459,0.65036484163563602,0.83870571235201308,1.0687781481913947,1.3458323212679488,1.6746334851847859,2.0590838092859243,{"$f":"IFERROR(IF(OR(D59=\"\",'Lives scenario - input'!$F44=\"\"),\"\",D59/'Lives scenario - input'!$F44),\"\")","v":4.127075842431512E-5},{"$f":"IFERROR(IF(OR(E59=\"\",'Lives scenario - input'!$F44=\"\"),\"\",E59/'Lives scenario - input'!$F44),\"\")","v":6.2883886762230243E-5},{"$f":"IFERROR(IF(OR(F59=\"\",'Lives scenario - input'!$F44=\"\"),\"\",F59/'Lives scenario - input'!$F44),\"\")","v":9.4680750220546109E-5},{"$f":"IFERROR(IF(OR(G59=\"\",'Lives scenario - input'!$F44=\"\"),\"\",G59/'Lives scenario - input'!$F44),\"\")","v":1.4086704126922963E-4},{"$f":"IFERROR(IF(OR(H59=\"\",'Lives scenario - input'!$F44=\"\"),\"\",H59/'Lives scenario - input'!$F44),\"\")","v":2.0710113864022344E-4},{"$f":"IFERROR(IF(OR(I59=\"\",'Lives scenario - input'!$F44=\"\"),\"\",I59/'Lives scenario - input'!$F44),\"\")","v":3.0087144655451046E-4},{"$f":"IFERROR(IF(OR(J59=\"\",'Lives scenario - input'!$F44=\"\"),\"\",J59/'Lives scenario - input'!$F44),\"\")","v":4.3192153457423957E-4},{"$f":"IFERROR(IF(OR(K59=\"\",'Lives scenario - input'!$F44=\"\"),\"\",K59/'Lives scenario - input'!$F44),\"\")","v":6.1270882985378606E-4},{"$f":"IFERROR(IF(OR(L59=\"\",'Lives scenario - input'!$F44=\"\"),\"\",L59/'Lives scenario - input'!$F44),\"\")","v":8.5887274451721481E-4},{"$f":"IFERROR(IF(OR(M59=\"\",'Lives scenario - input'!$F44=\"\"),\"\",M59/'Lives scenario - input'!$F44),\"\")","v":1.1896765619488611E-3},{"$f":"IFERROR(IF(OR(N59=\"\",'Lives scenario - input'!$F44=\"\"),\"\",N59/'Lives scenario - input'!$F44),\"\")","v":1.6283748819669033E-3},{"$f":"IFERROR(IF(OR(O59=\"\",'Lives scenario - input'!$F44=\"\"),\"\",O59/'Lives scenario - input'!$F44),\"\")","v":2.2024461086762944E-3},{"$f":"IFERROR(IF(OR(P59=\"\",'Lives scenario - input'!$F44=\"\"),\"\",P59/'Lives scenario - input'!$F44),\"\")","v":2.9436189848899012E-3},{"$f":"IFERROR(IF(OR(Q59=\"\",'Lives scenario - input'!$F44=\"\"),\"\",Q59/'Lives scenario - input'!$F44),\"\")","v":3.8876155542458771E-3},{"$f":"IFERROR(IF(OR(R59=\"\",'Lives scenario - input'!$F44=\"\"),\"\",R59/'Lives scenario - input'!$F44),\"\")","v":5.0735324255747564E-3},{"$f":"IFERROR(IF(OR(S59=\"\",'Lives scenario - input'!$F44=\"\"),\"\",S59/'Lives scenario - input'!$F44),\"\")","v":6.5427900690804407E-3},{"$f":"IFERROR(IF(OR(T59=\"\",'Lives scenario - input'!$F44=\"\"),\"\",T59/'Lives scenario - input'!$F44),\"\")","v":8.3375979810924403E-3},{"$f":"IFERROR(IF(OR(U59=\"\",'Lives scenario - input'!$F44=\"\"),\"\",U59/'Lives scenario - input'!$F44),\"\")","v":1.0498913047278326E-2},{"$f":"IFERROR(IF(OR(V59=\"\",'Lives scenario - input'!$F44=\"\"),\"\",V59/'Lives scenario - input'!$F44),\"\")","v":1.3063909276938271E-2},{"$f":"IFERROR(IF(OR(W59=\"\",'Lives scenario - input'!$F44=\"\"),\"\",W59/'Lives scenario - input'!$F44),\"\")","v":1.6063027710899711E-2}]
[{"$f":"IFERROR('Lives scenario - input'!A45,\"\")","v":5},{"$f":"IFERROR('Lives scenario - input'!B45,\"\")","v":"TRANSFORMERS"},{"$f":"IFERROR('Lives scenario - input'!C45,\"\")","v":"ground outdoor / indoor chamber mounted ; ˂ 22 kv ; > 60 kva and < = 600 kva ; multiple phase"},{"$f":"IFERROR(repcalc('Lives scenario - input'!$CX45:$GJ45,'Lives scenario - input'!$I45,'Lives scenario - input'!$G45,'Lives scenario - input'!$H45,20,TRUE,TRUE),\"\")","v":583.13700810937576},638.27975173950483,697.78597370921455,761.5892584469924,829.47646696340064,901.08252464320196,975.8951858754848,1053.2701359290522,1132.4558813597866,1212.626951214668,1292.9230749151959,1372.4913115786637,1450.5276620980073,1526.3145617365167,1599.2508607020311,1668.87145195835,1734.8545615740873,1797.0158049431636,1855.289332048194,1909.6976185807368,{"$f":"IFERROR(IF(OR(D60=\"\",'Lives scenario - input'!$F45=\"\"),\"\",D60/'Lives scenario - input'!$F45),\"\")","v":4.5490843443426634},{"$f":"IFERROR(IF(OR(E60=\"\",'Lives scenario - input'!$F45=\"\"),\"\",E60/'Lives scenario - input'!$F45),\"\")","v":4.9792559648426451},{"$f":"IFERROR(IF(OR(F60=\"\",'Lives scenario - input'!$F45=\"\"),\"\",F60/'Lives scenario - input'!$F45),\"\")","v":5.4434673233894735},{"$f":"IFERROR(IF(OR(G60=\"\",'Lives scenario - input'!$F45=\"\"),\"\",G60/'Lives scenario - input'!$F45),\"\")","v":5.9412003084032152},{"$f":"IFERROR(IF(OR(H60=\"\",'Lives scenario - input'!$F45=\"\"),\"\",H60/'Lives scenario - input'!$F45),\"\")","v":6.470792210732272},{"$f":"IFERROR(IF(OR(I60=\"\",'Lives scenario - input'!$F45=\"\"),\"\",I60/'Lives scenario - input'!$F45),\"\")","v":7.0293950629288595},{"$f":"IFERROR(IF(OR(J60=\"\",'Lives scenario - input'!$F45=\"\"),\"\",J60/'Lives scenario - input'!$F45),\"\")","v":7.6130128083945285},{"$f":"IFERROR(IF(OR(K60=\"\",'Lives scenario - input'!$F45=\"\"),\"\",K60/'Lives scenario - input'!$F45),\"\")","v":8.216619111952884},{"$f":"IFERROR(IF(OR(L60=\"\",'Lives scenario - input'!$F45=\"\"),\"\",L60/'Lives scenario - input'!$F45),\"\")","v":8.8343515313065399},{"$f":"IFERROR(IF(OR(M60=\"\",'Lives scenario - input'!$F45=\"\"),\"\",M60/'Lives scenario - input'!$F45),\"\")","v":9.4597705214825805},{"$f":"IFERROR(IF(OR(N60=\"\",'Lives scenario - input'!$F45=\"\"),\"\",N60/'Lives scenario - input'!$F45),\"\")","v":10.086165063687593},{"$f":"IFERROR(IF(OR(O60=\"\",'Lives scenario - input'!$F45=\"\"),\"\",O60/'Lives scenario - input'!$F45),\"\")","v":10.706881318494117},{"$f":"IFERROR(IF(OR(P60=\"\",'Lives scenario - input'!$F45=\"\"),\"\",P60/'Lives scenario - input'!$F45),\"\")","v":11.315647243997851},{"$f":"IFERROR(IF(OR(Q60=\"\",'Lives scenario - input'!$F45=\"\"),\"\",Q60/'Lives scenario - input'!$F45),\"\")","v":11.90686507764141},{"$f":"IFERROR(IF(OR(R60=\"\",'Lives scenario - input'!$F45=\"\"),\"\",R60/'Lives scenario - input'!$F45),\"\")","v":12.475845216346798},{"$f":"IFERROR(IF(OR(S60=\"\",'Lives scenario - input'!$F45=\"\"),\"\",S60/'Lives scenario - input'!$F45),\"\")","v":13.018959334167624},{"$f":"IFERROR(IF(OR(T60=\"\",'Lives scenario - input'!$F45=\"\"),\"\",T60/'Lives scenario - input'!$F45),\"\")","v":13.533697254707382},{"$f":"IFERROR(IF(OR(U60=\"\",'Lives scenario - input'!$F45=\"\"),\"\",U60/'Lives scenario - input'!$F45),\"\")","v":14.018620583363795},{"$f":"IFERROR(IF(OR(V60=\"\",'Lives scenario - input'!$F45=\"\"),\"\",V60/'Lives scenario - input'!$F45),\"\")","v":14.473215620476239},{"$f":"IFERROR(IF(OR(W60=\"\",'Lives scenario - input'!$F45=\"\"),\"\",W60/'Lives scenario - input'!$F45),\"\")","v":14.897657700168901}]
[{"$f":"IFERROR('Lives scenario - input'!A46,\"\")","v":5},{"$f":"IFERROR('Lives scenario - input'!B46,\"\")","v":"TRANSFORMERS"},{"$f":"IFERROR('Lives scenario - input'!C46,\"\")","v":"ground outdoor / indoor chamber mounted ; ˂ 22 kv ; > 600 kva ; multiple phase"},{"$f":"IFERROR(repcalc('Lives scenario - input'!$CX46:$GJ46,'Lives scenario - input'!$I46,'Lives scenario - input'!$G46,'Lives scenario - input'!$H46,20,TRUE,TRUE),\"\")","v":1316.4023831935258},1509.0181726114893,1709.5745354761268,1914.5856521609016,2120.1706560582675,2322.2345407955295,2516.6835587703126,2699.663093751476,2867.8027628371542,3018.4511687185568,3149.881598894804,3261.4503071079953,3353.6909630384848,3428.3324277365905,3488.232046625054,3537.2228198724847,3579.8796312596101,3621.2166067406902,3666.3340096949796,3720.0382728843865,{"$f":"IFERROR(IF(OR(D61=\"\",'Lives scenario - input'!$F46=\"\"),\"\",D61/'Lives scenario - input'!$F46),\"\")","v":22.449013774018933},{"$f":"IFERROR(IF(OR(E61=\"\",'Lives scenario - input'!$F46=\"\"),\"\",E61/'Lives scenario - input'!$F46),\"\")","v":25.733749934437835},{"$f":"IFERROR(IF(OR(F61=\"\",'Lives scenario - input'!$F46=\"\"),\"\",F61/'Lives scenario - input'!$F46),\"\")","v":29.153899130379774},{"$f":"IFERROR(IF(OR(G61=\"\",'Lives scenario - input'!$F46=\"\"),\"\",G61/'Lives scenario - input'!$F46),\"\")","v":32.650016610141982},{"$f":"IFERROR(IF(OR(H61=\"\",'Lives scenario - input'!$F46=\"\"),\"\",H61/'Lives scenario - input'!$F46),\"\")","v":36.155920764635766},{"$f":"IFERROR(IF(OR(I61=\"\",'Lives scenario - input'!$F46=\"\"),\"\",I61/'Lives scenario - input'!$F46),\"\")","v":39.601778193649331},{"$f":"IFERROR(IF(OR(J61=\"\",'Lives scenario - input'!$F46=\"\"),\"\",J61/'Lives scenario - input'!$F46),\"\")","v":42.917776963167377},{"$f":"IFERROR(IF(OR(K61=\"\",'Lives scenario - input'!$F46=\"\"),\"\",K61/'Lives scenario - input'!$F46),\"\")","v":46.038183119824907},{"$f":"IFERROR(IF(OR(L61=\"\",'Lives scenario - input'!$F46=\"\"),\"\",L61/'Lives scenario - input'!$F46),\"\")","v":48.905520489806307},{"$f":"IFERROR(IF(OR(M61=\"\",'Lives scenario - input'!$F46=\"\"),\"\",M61/'Lives scenario - input'!$F46),\"\")","v":51.474573981232894},{"$f":"IFERROR(IF(OR(N61=\"\",'Lives scenario - input'!$F46=\"\"),\"\",N61/'Lives scenario - input'!$F46),\"\")","v":53.715897435991522},{"$f":"IFERROR(IF(OR(O61=\"\",'Lives scenario - input'!$F46=\"\"),\"\",O61/'Lives scenario - input'!$F46),\"\")","v":55.618512851614959},{"$f":"IFERROR(IF(OR(P61=\"\",'Lives scenario - input'!$F46=\"\"),\"\",P61/'Lives scenario - input'!$F46),\"\")","v":57.191521060916934},{"$f":"IFERROR(IF(OR(Q61=\"\",'Lives scenario - input'!$F46=\"\"),\"\",Q61/'Lives scenario - input'!$F46),\"\")","v":58.464404861883423},{"$f":"IFERROR(IF(OR(R61=\"\",'Lives scenario - input'!$F46=\"\"),\"\",R61/'Lives scenario - input'!$F46),\"\")","v":59.485891442774786},{"$f":"IFERROR(IF(OR(S61=\"\",'Lives scenario - input'!$F46=\"\"),\"\",S61/'Lives scenario - input'!$F46),\"\")","v":60.321346131608884},{"$f":"IFERROR(IF(OR(T61=\"\",'Lives scenario - input'!$F46=\"\"),\"\",T61/'Lives scenario - input'!$F46),\"\")","v":61.048785825285378},{"$f":"IFERROR(IF(OR(U61=\"\",'Lives scenario - input'!$F46=\"\"),\"\",U61/'Lives scenario - input'!$F46),\"\")","v":61.753717952269099},{"$f":"IFERROR(IF(OR(V61=\"\",'Lives scenario - input'!$F46=\"\"),\"\",V61/'Lives scenario - input'!$F46),\"\")","v":62.523118868964275},{"$f":"IFERROR(IF(OR(W61=\"\",'Lives scenario - input'!$F46=\"\"),\"\",W61/'Lives scenario - input'!$F46),\"\")","v":63.43895414809662}]
[{"$f":"IFERROR('Lives scenario - input'!A47,\"\")","v":5},{"$f":"IFERROR('Lives scenario - input'!B47,\"\")","v":"TRANSFORMERS"},{"$f":"IFERROR('Lives scenario - input'!C47,\"\")","v":"ground outdoor / indoor chamber mounted ; > = 22 kv & < = 33 kv ; < = 15 mva"},{"$f":"IFERROR(repcalc('Lives scenario - input'!$CX47:$GJ47,'Lives scenario - input'!$I47,'Lives scenario - input'!$G47,'Lives scenario - input'!$H47,20,TRUE,TRUE),\"\")","v":306.41507424000969},349.90233293450029,397.0599790104593,447.65839297831531,501.31269323274779,557.4653010780313,615.37593068544493,674.12159764772389,732.60877222230988,789.59899422913895,843.74815964140794,893.65837783194024,937.93992000575452,975.27949852653717,1004.5101051554839,1024.6770465135446,1035.0947567374681,1035.3894862968166,1025.5240335878259,1005.8021988804451,{"$f":"IFERROR(IF(OR(D62=\"\",'Lives scenario - input'!$F47=\"\"),\"\",D62/'Lives scenario - input'!$F47),\"\")","v":0.66911741199111752},{"$f":"IFERROR(IF(OR(E62=\"\",'Lives scenario - input'!$F47=\"\"),\"\",E62/'Lives scenario - input'!$F47),\"\")","v":0.76408037053490552},{"$f":"IFERROR(IF(OR(F62=\"\",'Lives scenario - input'!$F47=\"\"),\"\",F62/'Lives scenario - input'!$F47),\"\")","v":0.8670583398015973},{"$f":"IFERROR(IF(OR(G62=\"\",'Lives scenario - input'!$F47=\"\"),\"\",G62/'Lives scenario - input'!$F47),\"\")","v":0.97754990060029345},{"$f":"IFERROR(IF(OR(H62=\"\",'Lives scenario - input'!$F47=\"\"),\"\",H62/'Lives scenario - input'!$F47),\"\")","v":1.0947145884586968},{"$f":"IFERROR(IF(OR(I62=\"\",'Lives scenario - input'!$F47=\"\"),\"\",I62/'Lives scenario - input'!$F47),\"\")","v":1.2173348209364181},{"$f":"IFERROR(IF(OR(J62=\"\",'Lives scenario - input'!$F47=\"\"),\"\",J62/'Lives scenario - input'!$F47),\"\")","v":1.3437940387337035},{"$f":"IFERROR(IF(OR(K62=\"\",'Lives scenario - input'!$F47=\"\"),\"\",K62/'Lives scenario - input'!$F47),\"\")","v":1.4720767243717576},{"$f":"IFERROR(IF(OR(L62=\"\",'Lives scenario - input'!$F47=\"\"),\"\",L62/'Lives scenario - input'!$F47),\"\")","v":1.5997949411830039},{"$f":"IFERROR(IF(OR(M62=\"\",'Lives scenario - input'!$F47=\"\"),\"\",M62/'Lives scenario - input'!$F47),\"\")","v":1.7242442684642709},{"$f":"IFERROR(IF(OR(N62=\"\",'Lives scenario - input'!$F47=\"\"),\"\",N62/'Lives scenario - input'!$F47),\"\")","v":1.8424895914530359},{"$f":"IFERROR(IF(OR(O62=\"\",'Lives scenario - input'!$F47=\"\"),\"\",O62/'Lives scenario - input'!$F47),\"\")","v":1.9514783417956598},{"$f":"IFERROR(IF(OR(P62=\"\",'Lives scenario - input'!$F47=\"\"),\"\",P62/'Lives scenario - input'!$F47),\"\")","v":2.0481757740998874},{"$f":"IFERROR(IF(OR(Q62=\"\",'Lives scenario - input'!$F47=\"\"),\"\",Q62/'Lives scenario - input'!$F47),\"\")","v":2.1297140672358679},{"$f":"IFERROR(IF(OR(R62=\"\",'Lives scenario - input'!$F47=\"\"),\"\",R62/'Lives scenario - input'!$F47),\"\")","v":2.1935448298280869},{"$f":"IFERROR(IF(OR(S62=\"\",'Lives scenario - input'!$F47=\"\"),\"\",S62/'Lives scenario - input'!$F47),\"\")","v":2.2375833016387543},{"$f":"IFERROR(IF(OR(T62=\"\",'Lives scenario - input'!$F47=\"\"),\"\",T62/'Lives scenario - input'!$F47),\"\")","v":2.260332415144982},{"$f":"IFERROR(IF(OR(U62=\"\",'Lives scenario - input'!$F47=\"\"),\"\",U62/'Lives scenario - input'!$F47),\"\")","v":2.2609760149433198},{"$f":"IFERROR(IF(OR(V62=\"\",'Lives scenario - input'!$F47=\"\"),\"\",V62/'Lives scenario - input'!$F47),\"\")","v":2.2394328640355741},{"$f":"IFERROR(IF(OR(W62=\"\",'Lives scenario - input'!$F47=\"\"),\"\",W62/'Lives scenario - input'!$F47),\"\")","v":2.1963663698957236}]
[{"$f":"IFERROR('Lives scenario - input'!A48,\"\")","v":5},{"$f":"IFERROR('Lives scenario - input'!B48,\"\")","v":"TRANSFORMERS"},{"$f":"IFERROR('Lives scenario - input'!C48,\"\")","v":"ground outdoor / indoor chamber mounted ; > = 22 kv & < = 33 kv ; > 15 mva and < = 40 mva"},{"$f":"IFERROR(repcalc('Lives scenario - input'!$CX48:$GJ48,'Lives scenario - input'!$I48,'Lives scenario - input'!$G48,'Lives scenario - input'!$H48,20,TRUE,TRUE),\"\")","v":3064.9978872550278},3181.5227027145133,3262.1195665216651,3304.6320712196516,3308.2972589326287,3273.76049511671,3203.0110666289302,3099.2460007068835,2966.6742351162388,2810.2767594551906,2635.5405991582384,2448.1855020204403,2253.9019260061878,2058.1174578041882,1865.8061884971557,1681.3519605549586,1508.4719708937696,1350.2022336275045,1208.941204763782,1086.5428243344822,{"$f":"IFERROR(IF(OR(D63=\"\",'Lives scenario - input'!$F48=\"\"),\"\",D63/'Lives scenario - input'!$F48),\"\")","v":4.206634112608242},{"$f":"IFERROR(IF(OR(E63=\"\",'Lives scenario - input'!$F48=\"\"),\"\",E63/'Lives scenario - input'!$F48),\"\")","v":4.3665615519436898},{"$f":"IFERROR(IF(OR(F63=\"\",'Lives scenario - input'!$F48=\"\"),\"\",F63/'Lives scenario - input'!$F48),\"\")","v":4.4771787625036765},{"$f":"IFERROR(IF(OR(G63=\"\",'Lives scenario - input'!$F48=\"\"),\"\",G63/'Lives scenario - input'!$F48),\"\")","v":4.5355261281637329},{"$f":"IFERROR(IF(OR(H63=\"\",'Lives scenario - input'!$F48=\"\"),\"\",H63/'Lives scenario - input'!$F48),\"\")","v":4.5405565080301047},{"$f":"IFERROR(IF(OR(I63=\"\",'Lives scenario - input'!$F48=\"\"),\"\",I63/'Lives scenario - input'!$F48),\"\")","v":4.493155650296643},{"$f":"IFERROR(IF(OR(J63=\"\",'Lives scenario - input'!$F48=\"\"),\"\",J63/'Lives scenario - input'!$F48),\"\")","v":4.3960538021805995},{"$f":"IFERROR(IF(OR(K63=\"\",'Lives scenario - input'!$F48=\"\"),\"\",K63/'Lives scenario - input'!$F48),\"\")","v":4.2536388048261804},{"$f":"IFERROR(IF(OR(L63=\"\",'Lives scenario - input'!$F48=\"\"),\"\",L63/'Lives scenario - input'!$F48),\"\")","v":4.0716873216550908},{"$f":"IFERROR(IF(OR(M63=\"\",'Lives scenario - input'!$F48=\"\"),\"\",M63/'Lives scenario - input'!$F48),\"\")","v":3.8570356382143571},{"$f":"IFERROR(IF(OR(N63=\"\",'Lives scenario - input'!$F48=\"\"),\"\",N63/'Lives scenario - input'!$F48),\"\")","v":3.6172145617732103},{"$f":"IFERROR(IF(OR(O63=\"\",'Lives scenario - input'!$F48=\"\"),\"\",O63/'Lives scenario - input'!$F48),\"\")","v":3.3600743053090421},{"$f":"IFERROR(IF(OR(P63=\"\",'Lives scenario - input'!$F48=\"\"),\"\",P63/'Lives scenario - input'!$F48),\"\")","v":3.0934248822280308},{"$f":"IFERROR(IF(OR(Q63=\"\",'Lives scenario - input'!$F48=\"\"),\"\",Q63/'Lives scenario - input'!$F48),\"\")","v":2.8247155215847206},{"$f":"IFERROR(IF(OR(R63=\"\",'Lives scenario - input'!$F48=\"\"),\"\",R63/'Lives scenario - input'!$F48),\"\")","v":2.5607730408835456},{"$f":"IFERROR(IF(OR(S63=\"\",'Lives scenario - input'!$F48=\"\"),\"\",S63/'Lives scenario - input'!$F48),\"\")","v":2.3076141559450059},{"$f":"IFERROR(IF(OR(T63=\"\",'Lives scenario - input'!$F48=\"\"),\"\",T63/'Lives scenario - input'!$F48),\"\")","v":2.0703406279859284},{"$f":"IFERROR(IF(OR(U63=\"\",'Lives scenario - input'!$F48=\"\"),\"\",U63/'Lives scenario - input'!$F48),\"\")","v":1.853119311603854},{"$f":"IFERROR(IF(OR(V63=\"\",'Lives scenario - input'!$F48=\"\"),\"\",V63/'Lives scenario - input'!$F48),\"\")","v":1.6592420285978091},{"$f":"IFERROR(IF(OR(W63=\"\",'Lives scenario - input'!$F48=\"\"),\"\",W63/'Lives scenario - input'!$F48),\"\")","v":1.4912532660009716}]
[{"$f":"IFERROR('Lives scenario - input'!A49,\"\")","v":5},{"$f":"IFERROR('Lives scenario - input'!B49,\"\")","v":"TRANSFORMERS"},{"$f":"IFERROR('Lives scenario - input'!C49,\"\")","v":"ground outdoor / indoor chamber mounted ; > 33 kv & < = 66 kv ; < = 15 mva"},{"$f":"IFERROR(repcalc('Lives scenario - input'!$CX49:$GJ49,'Lives scenario - input'!$I49,'Lives scenario - input'!$G49,'Lives scenario - input'!$H49,20,TRUE,TRUE),\"\")","v":20.714042961874839},24.90813822250146,29.639890555914214,34.910312353122031,40.705807154670765,46.996810828419214,53.736973843009338,60.862962199540938,68.294923030583291,75.937626960513597,83.682265613005882,91.408851314944926,98.989138660855843,106.28996513175726,113.17689085491691,119.51800595683378,125.18776776122456,130.07072925618246,134.06502474985606,137.08548834408623,{"$f":"IFERROR(IF(OR(D64=\"\",'Lives scenario - input'!$F49=\"\"),\"\",D64/'Lives scenario - input'!$F49),\"\")","v":4.967725650465734E-2},{"$f":"IFERROR(IF(OR(E64=\"\",'Lives scenario - input'!$F49=\"\"),\"\",E64/'Lives scenario - input'!$F49),\"\")","v":5.9735705569892758E-2},{"$f":"IFERROR(IF(OR(F64=\"\",'Lives scenario - input'!$F49=\"\"),\"\",F64/'Lives scenario - input'!$F49),\"\")","v":7.1083585595829557E-2},{"$f":"IFERROR(IF(OR(G64=\"\",'Lives scenario - input'!$F49=\"\"),\"\",G64/'Lives scenario - input'!$F49),\"\")","v":8.3723324539575206E-2},{"$f":"IFERROR(IF(OR(H64=\"\",'Lives scenario - input'!$F49=\"\"),\"\",H64/'Lives scenario - input'!$F49),\"\")","v":9.7622314821571146E-2},{"$f":"IFERROR(IF(OR(I64=\"\",'Lives scenario - input'!$F49=\"\"),\"\",I64/'Lives scenario - input'!$F49),\"\")","v":0.11270965454311901},{"$f":"IFERROR(IF(OR(J64=\"\",'Lives scenario - input'!$F49=\"\"),\"\",J64/'Lives scenario - input'!$F49),\"\")","v":0.12887418638150872},{"$f":"IFERROR(IF(OR(K64=\"\",'Lives scenario - input'!$F49=\"\"),\"\",K64/'Lives scenario - input'!$F49),\"\")","v":0.14596402017630072},{"$f":"IFERROR(IF(OR(L64=\"\",'Lives scenario - input'!$F49=\"\"),\"\",L64/'Lives scenario - input'!$F49),\"\")","v":0.16378764954772695},{"$f":"IFERROR(IF(OR(M64=\"\",'Lives scenario - input'!$F49=\"\"),\"\",M64/'Lives scenario - input'!$F49),\"\")","v":0.18211669155150662},{"$f":"IFERROR(IF(OR(N64=\"\",'Lives scenario - input'!$F49=\"\"),\"\",N64/'Lives scenario - input'!$F49),\"\")","v":0.20069019753408379},{"$f":"IFERROR(IF(OR(O64=\"\",'Lives scenario - input'!$F49=\"\"),\"\",O64/'Lives scenario - input'!$F49),\"\")","v":0.21922040819971342},{"$f":"IFERROR(IF(OR(P64=\"\",'Lives scenario - input'!$F49=\"\"),\"\",P64/'Lives scenario - input'!$F49),\"\")","v":0.23739976022456516},{"$f":"IFERROR(IF(OR(Q64=\"\",'Lives scenario - input'!$F49=\"\"),\"\",Q64/'Lives scenario - input'!$F49),\"\")","v":0.25490889786411242},{"$f":"IFERROR(IF(OR(R64=\"\",'Lives scenario - input'!$F49=\"\"),\"\",R64/'Lives scenario - input'!$F49),\"\")","v":0.2714254019723456},{"$f":"IFERROR(IF(OR(S64=\"\",'Lives scenario - input'!$F49=\"\"),\"\",S64/'Lives scenario - input'!$F49),\"\")","v":0.28663292094984649},{"$f":"IFERROR(IF(OR(T64=\"\",'Lives scenario - input'!$F49=\"\"),\"\",T64/'Lives scenario - input'!$F49),\"\")","v":0.30023037326736052},{"$f":"IFERROR(IF(OR(U64=\"\",'Lives scenario - input'!$F49=\"\"),\"\",U64/'Lives scenario - input'!$F49),\"\")","v":0.31194088922669566},{"$f":"IFERROR(IF(OR(V64=\"\",'Lives scenario - input'!$F49=\"\"),\"\",V64/'Lives scenario - input'!$F49),\"\")","v":0.32152017040129938},{"$f":"IFERROR(IF(OR(W64=\"\",'Lives scenario - input'!$F49=\"\"),\"\",W64/'Lives scenario - input'!$F49),\"\")","v":0.32876396848599593}]
[{"$f":"IFERROR('Lives scenario - input'!A50,\"\")","v":5},{"$f":"IFERROR('Lives scenario - input'!B50,\"\")","v":"TRANSFORMERS"},{"$f":"IFERROR('Lives scenario - input'!C50,\"\")","v":"ground outdoor / indoor chamber mounted ; > 33 kv & < = 66 kv ; > 15 mva and < = 40 mva"},{"$f":"IFERROR(repcalc('Lives scenario - input'!$CX50:$GJ50,'Lives scenario - input'!$I50,'Lives scenario - input'!$G50,'Lives scenario - input'!$H50,20,TRUE,TRUE),\"\")","v":151.80628789671056},165.75936920135362,179.07687391623043,191.52406232742896,202.90624240134804,213.07618164159524,221.93681214629456,229.43891594631714,235.57408183709143,240.36384226239454,243.84644959929793,246.06315509819544,247.04604121168467,246.80938229161609,245.34615609055717,242.6307256136559,238.62792478393169,233.30791324344153,226.66533636890441,218.74065726466463,{"$f":"IFERROR(IF(OR(D65=\"\",'Lives scenario - input'!$F50=\"\"),\"\",D65/'Lives scenario - input'!$F50),\"\")","v":0.34316368150761162},{"$f":"IFERROR(IF(OR(E65=\"\",'Lives scenario - input'!$F50=\"\"),\"\",E65/'Lives scenario - input'!$F50),\"\")","v":0.37470513354637197},{"$f":"IFERROR(IF(OR(F65=\"\",'Lives scenario - input'!$F50=\"\"),\"\",F65/'Lives scenario - input'!$F50),\"\")","v":0.40480984139326698},{"$f":"IFERROR(IF(OR(G65=\"\",'Lives scenario - input'!$F50=\"\"),\"\",G65/'Lives scenario - input'!$F50),\"\")","v":0.43294716731557698},{"$f":"IFERROR(IF(OR(H65=\"\",'Lives scenario - input'!$F50=\"\"),\"\",H65/'Lives scenario - input'!$F50),\"\")","v":0.45867700283073209},{"$f":"IFERROR(IF(OR(I65=\"\",'Lives scenario - input'!$F50=\"\"),\"\",I65/'Lives scenario - input'!$F50),\"\")","v":0.48166652348067068},{"$f":"IFERROR(IF(OR(J65=\"\",'Lives scenario - input'!$F50=\"\"),\"\",J65/'Lives scenario - input'!$F50),\"\")","v":0.50169630371309515},{"$f":"IFERROR(IF(OR(K65=\"\",'Lives scenario - input'!$F50=\"\"),\"\",K65/'Lives scenario - input'!$F50),\"\")","v":0.51865508450364872},{"$f":"IFERROR(IF(OR(L65=\"\",'Lives scenario - input'!$F50=\"\"),\"\",L65/'Lives scenario - input'!$F50),\"\")","v":0.53252385201590446},{"$f":"IFERROR(IF(OR(M65=\"\",'Lives scenario - input'!$F50=\"\"),\"\",M65/'Lives scenario - input'!$F50),\"\")","v":0.54335128112875408},{"$f":"IFERROR(IF(OR(N65=\"\",'Lives scenario - input'!$F50=\"\"),\"\",N65/'Lives scenario - input'!$F50),\"\")","v":0.55122384274352954},{"$f":"IFERROR(IF(OR(O65=\"\",'Lives scenario - input'!$F50=\"\"),\"\",O65/'Lives scenario - input'!$F50),\"\")","v":0.55623478682469574},{"$f":"IFERROR(IF(OR(P65=\"\",'Lives scenario - input'!$F50=\"\"),\"\",P65/'Lives scenario - input'!$F50),\"\")","v":0.55845663693302039},{"$f":"IFERROR(IF(OR(Q65=\"\",'Lives scenario - input'!$F50=\"\"),\"\",Q65/'Lives scenario - input'!$F50),\"\")","v":0.5579216607643942},{"$f":"IFERROR(IF(OR(R65=\"\",'Lives scenario - input'!$F50=\"\"),\"\",R65/'Lives scenario - input'!$F50),\"\")","v":0.55461398427094466},{"$f":"IFERROR(IF(OR(S65=\"\",'Lives scenario - input'!$F50=\"\"),\"\",S65/'Lives scenario - input'!$F50),\"\")","v":0.54847565408553478},{"$f":"IFERROR(IF(OR(T65=\"\",'Lives scenario - input'!$F50=\"\"),\"\",T65/'Lives scenario - input'!$F50),\"\")","v":0.53942717600138257},{"$f":"IFERROR(IF(OR(U65=\"\",'Lives scenario - input'!$F50=\"\"),\"\",U65/'Lives scenario - input'!$F50),\"\")","v":0.52740109479491926},{"$f":"IFERROR(IF(OR(V65=\"\",'Lives scenario - input'!$F50=\"\"),\"\",V65/'Lives scenario - input'!$F50),\"\")","v":0.5123853061438296},{"$f":"IFERROR(IF(OR(W65=\"\",'Lives scenario - input'!$F50=\"\"),\"\",W65/'Lives scenario - input'!$F50),\"\")","v":0.49447127837952715}]
[{"$f":"IFERROR('Lives scenario - input'!A51,\"\")","v":5},{"$f":"IFERROR('Lives scenario - input'!B51,\"\")","v":"TRANSFORMERS"},{"$f":"IFERROR('Lives scenario - input'!C51,\"\")","v":"ground outdoor / indoor chamber mounted ; > 66 kv & < = 132 kv ; < = 100 mva"},{"$f":"IFERROR(repcalc('Lives scenario - input'!$CX51:$GJ51,'Lives scenario - input'!$I51,'Lives scenario - input'!$G51,'Lives scenario - input'!$H51,20,TRUE,TRUE),\"\")","v":6223.4567737113812},6080.1373053892376,5936.9374209051848,5798.6514078467399,5668.3051485852757,5547.1564494277545,5434.8385565232611,5329.6254683586421,5228.7892281758077,5129.0143796249413,5026.8334437855947,4919.0493660645834,4803.1156914912817,4677.4517918867487,4541.6777721981443,4396.7608614612427,4245.0715639731807,4090.3533340766303,3937.6140038456483,3792.9506977013812,{"$f":"IFERROR(IF(OR(D66=\"\",'Lives scenario - input'!$F51=\"\"),\"\",D66/'Lives scenario - input'!$F51),\"\")","v":3.1840614261830611},{"$f":"IFERROR(IF(OR(E66=\"\",'Lives scenario - input'!$F51=\"\"),\"\",E66/'Lives scenario - input'!$F51),\"\")","v":3.1107359404765917},{"$f":"IFERROR(IF(OR(F66=\"\",'Lives scenario - input'!$F51=\"\"),\"\",F66/'Lives scenario - input'!$F51),\"\")","v":3.0374716365698693},{"$f":"IFERROR(IF(OR(G66=\"\",'Lives scenario - input'!$F51=\"\"),\"\",G66/'Lives scenario - input'!$F51),\"\")","v":2.9667213805674546},{"$f":"IFERROR(IF(OR(H66=\"\",'Lives scenario - input'!$F51=\"\"),\"\",H66/'Lives scenario - input'!$F51),\"\")","v":2.9000332824167896},{"$f":"IFERROR(IF(OR(I66=\"\",'Lives scenario - input'!$F51=\"\"),\"\",I66/'Lives scenario - input'!$F51),\"\")","v":2.8380508643096771},{"$f":"IFERROR(IF(OR(J66=\"\",'Lives scenario - input'!$F51=\"\"),\"\",J66/'Lives scenario - input'!$F51),\"\")","v":2.780586486670225},{"$f":"IFERROR(IF(OR(K66=\"\",'Lives scenario - input'!$F51=\"\"),\"\",K66/'Lives scenario - input'!$F51),\"\")","v":2.726757088036067},{"$f":"IFERROR(IF(OR(L66=\"\",'Lives scenario - input'!$F51=\"\"),\"\",L66/'Lives scenario - input'!$F51),\"\")","v":2.675166983950549},{"$f":"IFERROR(IF(OR(M66=\"\",'Lives scenario - input'!$F51=\"\"),\"\",M66/'Lives scenario - input'!$F51),\"\")","v":2.6241199118609622},{"$f":"IFERROR(IF(OR(N66=\"\",'Lives scenario - input'!$F51=\"\"),\"\",N66/'Lives scenario - input'!$F51),\"\")","v":2.5718418310246549},{"$f":"IFERROR(IF(OR(O66=\"\",'Lives scenario - input'!$F51=\"\"),\"\",O66/'Lives scenario - input'!$F51),\"\")","v":2.5166970559090198},{"$f":"IFERROR(IF(OR(P66=\"\",'Lives scenario - input'!$F51=\"\"),\"\",P66/'Lives scenario - input'!$F51),\"\")","v":2.4573827624822862},{"$f":"IFERROR(IF(OR(Q66=\"\",'Lives scenario - input'!$F51=\"\"),\"\",Q66/'Lives scenario - input'!$F51),\"\")","v":2.3930902655720971},{"$f":"IFERROR(IF(OR(R66=\"\",'Lives scenario - input'!$F51=\"\"),\"\",R66/'Lives scenario - input'!$F51),\"\")","v":2.3236252022660504},{"$f":"IFERROR(IF(OR(S66=\"\",'Lives scenario - input'!$F51=\"\"),\"\",S66/'Lives scenario - input'!$F51),\"\")","v":2.2494824288433937},{"$f":"IFERROR(IF(OR(T66=\"\",'Lives scenario - input'!$F51=\"\"),\"\",T66/'Lives scenario - input'!$F51),\"\")","v":2.1718747489866388},{"$f":"IFERROR(IF(OR(U66=\"\",'Lives scenario - input'!$F51=\"\"),\"\",U66/'Lives scenario - input'!$F51),\"\")","v":2.0927173987143806},{"$f":"IFERROR(IF(OR(V66=\"\",'Lives scenario - input'!$F51=\"\"),\"\",V66/'Lives scenario - input'!$F51),\"\")","v":2.0145724983265727},{"$f":"IFERROR(IF(OR(W66=\"\",'Lives scenario - input'!$F51=\"\"),\"\",W66/'Lives scenario - input'!$F51),\"\")","v":1.9405594747568142}]
[{"$f":"IFERROR('Lives scenario - input'!A52,\"\")","v":5},{"$f":"IFERROR('Lives scenario - input'!B52,\"\")","v":"TRANSFORMERS"},{"$f":"IFERROR('Lives scenario - input'!C52,\"\")","v":"ground outdoor / indoor chamber mounted ; > 66 kv & < = 132 kv ; > 100 mva"},{"$f":"IFERROR(repcalc('Lives scenario - input'!$CX52:$GJ52,'Lives scenario - input'!$I52,'Lives scenario - input'!$G52,'Lives scenario - input'!$H52,20,TRUE,TRUE),\"\")","v":1021.3816453940022},1100.1052841066105,1170.5793120404928,1231.172442916951,1280.7032638895828,1318.4971402654301,1344.3985243902914,1358.737805481609,1362.2574621650635,1356.0074139023216,1341.2233143816331,1319.2034616415021,1291.199679016938,1258.3349762655403,1221.556435287594,1181.6262970600455,1139.1485608613066,1094.6234697634682,1048.5188208890943,1001.3455804768549,{"$f":"IFERROR(IF(OR(D67=\"\",'Lives scenario - input'!$F52=\"\"),\"\",D67/'Lives scenario - input'!$F52),\"\")","v":0.63965619962672049},{"$f":"IFERROR(IF(OR(E67=\"\",'Lives scenario - input'!$F52=\"\"),\"\",E67/'Lives scenario - input'!$F52),\"\")","v":0.68895810727972995},{"$f":"IFERROR(IF(OR(F67=\"\",'Lives scenario - input'!$F52=\"\"),\"\",F67/'Lives scenario - input'!$F52),\"\")","v":0.73309356740265497},{"$f":"IFERROR(IF(OR(G67=\"\",'Lives scenario - input'!$F52=\"\"),\"\",G67/'Lives scenario - input'!$F52),\"\")","v":0.77104096149839318},{"$f":"IFERROR(IF(OR(H67=\"\",'Lives scenario - input'!$F52=\"\"),\"\",H67/'Lives scenario - input'!$F52),\"\")","v":0.80206041132953187},{"$f":"IFERROR(IF(OR(I67=\"\",'Lives scenario - input'!$F52=\"\"),\"\",I67/'Lives scenario - input'!$F52),\"\")","v":0.82572941638827357},{"$f":"IFERROR(IF(OR(J67=\"\",'Lives scenario - input'!$F52=\"\"),\"\",J67/'Lives scenario - input'!$F52),\"\")","v":0.84195056252801015},{"$f":"IFERROR(IF(OR(K67=\"\",'Lives scenario - input'!$F52=\"\"),\"\",K67/'Lives scenario - input'!$F52),\"\")","v":0.85093076115367983},{"$f":"IFERROR(IF(OR(L67=\"\",'Lives scenario - input'!$F52=\"\"),\"\",L67/'Lives scenario - input'!$F52),\"\")","v":0.85313500109502016},{"$f":"IFERROR(IF(OR(M67=\"\",'Lives scenario - input'!$F52=\"\"),\"\",M67/'Lives scenario - input'!$F52),\"\")","v":0.84922081080458567},{"$f":"IFERROR(IF(OR(N67=\"\",'Lives scenario - input'!$F52=\"\"),\"\",N67/'Lives scenario - input'!$F52),\"\")","v":0.83996203769371902},{"$f":"IFERROR(IF(OR(O67=\"\",'Lives scenario - input'!$F52=\"\"),\"\",O67/'Lives scenario - input'!$F52),\"\")","v":0.82617176117601354},{"$f":"IFERROR(IF(OR(P67=\"\",'Lives scenario - input'!$F52=\"\"),\"\",P67/'Lives scenario - input'!$F52),\"\")","v":0.80863395515650993},{"$f":"IFERROR(IF(OR(Q67=\"\",'Lives scenario - input'!$F52=\"\"),\"\",Q67/'Lives scenario - input'!$F52),\"\")","v":0.78805192202656116},{"$f":"IFERROR(IF(OR(R67=\"\",'Lives scenario - input'!$F52=\"\"),\"\",R67/'Lives scenario - input'!$F52),\"\")","v":0.76501878661056921},{"$f":"IFERROR(IF(OR(S67=\"\",'Lives scenario - input'!$F52=\"\"),\"\",S67/'Lives scenario - input'!$F52),\"\")","v":0.74001191421925028},{"$f":"IFERROR(IF(OR(T67=\"\",'Lives scenario - input'!$F52=\"\"),\"\",T67/'Lives scenario - input'!$F52),\"\")","v":0.71340956882939321},{"$f":"IFERROR(IF(OR(U67=\"\",'Lives scenario - input'!$F52=\"\"),\"\",U67/'Lives scenario - input'!$F52),\"\")","v":0.68552503547390065},{"$f":"IFERROR(IF(OR(V67=\"\",'Lives scenario - input'!$F52=\"\"),\"\",V67/'Lives scenario - input'!$F52),\"\")","v":0.65665127940328905},{"$f":"IFERROR(IF(OR(W67=\"\",'Lives scenario - input'!$F52=\"\"),\"\",W67/'Lives scenario - input'!$F52),\"\")","v":0.62710830120092409}]
[{"$f":"IFERROR('Lives scenario - input'!A53,\"\")","v":5},{"$f":"IFERROR('Lives scenario - input'!B53,\"\")","v":"TRANSFORMERS"},{"$f":"IFERROR('Lives scenario - input'!C53,\"\")","v":"kiosk mounted ; < = 22 kv ; < = 60 kva ; multiple phase"},{"$f":"IFERROR(repcalc('Lives scenario - input'!$CX53:$GJ53,'Lives scenario - input'!$I53,'Lives scenario - input'!$G53,'Lives scenario - input'!$H53,20,TRUE,TRUE),\"\")","v":4.4809538560351281E-5},7.974952347018583E-5,1.396903058038162E-4,2.4081580897893987E-4,4.0858675292400223E-4,6.8228235502764941E-4,1.121307107359225E-3,1.8137005903588815E-3,2.8872687151502282E-3,4.5236543557196458E-3,6.9754499531625817E-3,1.0586091687741836E-2,1.5811741004876034E-2,2.3243651511989857E-2,3.3628666574094607E-2,4.7884567875762243E-2,6.7106121162219215E-2,9.2557015932511713E-2,0.12564268259787273,0.16785941657872935,{"$f":"IFERROR(IF(OR(D68=\"\",'Lives scenario - input'!$F53=\"\"),\"\",D68/'Lives scenario - input'!$F53),\"\")","v":1.1137219079293791E-6},{"$f":"IFERROR(IF(OR(E68=\"\",'Lives scenario - input'!$F53=\"\"),\"\",E68/'Lives scenario - input'!$F53),\"\")","v":1.9821402828339652E-6},{"$f":"IFERROR(IF(OR(F68=\"\",'Lives scenario - input'!$F53=\"\"),\"\",F68/'Lives scenario - input'!$F53),\"\")","v":3.4719427804311888E-6},{"$f":"IFERROR(IF(OR(G68=\"\",'Lives scenario - input'!$F53=\"\"),\"\",G68/'Lives scenario - input'!$F53),\"\")","v":5.9853738925331006E-6},{"$f":"IFERROR(IF(OR(H68=\"\",'Lives scenario - input'!$F53=\"\"),\"\",H68/'Lives scenario - input'!$F53),\"\")","v":1.0155248918894965E-5},{"$f":"IFERROR(IF(OR(I68=\"\",'Lives scenario - input'!$F53=\"\"),\"\",I68/'Lives scenario - input'!$F53),\"\")","v":1.6957836001022786E-5},{"$f":"IFERROR(IF(OR(J68=\"\",'Lives scenario - input'!$F53=\"\"),\"\",J68/'Lives scenario - input'!$F53),\"\")","v":2.7869608371461417E-5},{"$f":"IFERROR(IF(OR(K68=\"\",'Lives scenario - input'!$F53=\"\"),\"\",K68/'Lives scenario - input'!$F53),\"\")","v":4.5078752131905447E-5},{"$f":"IFERROR(IF(OR(L68=\"\",'Lives scenario - input'!$F53=\"\"),\"\",L68/'Lives scenario - input'!$F53),\"\")","v":7.1761828518073246E-5},{"$f":"IFERROR(IF(OR(M68=\"\",'Lives scenario - input'!$F53=\"\"),\"\",M68/'Lives scenario - input'!$F53),\"\")","v":1.1243349344201849E-4},{"$f":"IFERROR(IF(OR(N68=\"\",'Lives scenario - input'!$F53=\"\"),\"\",N68/'Lives scenario - input'!$F53),\"\")","v":1.7337182394857551E-4},{"$f":"IFERROR(IF(OR(O68=\"\",'Lives scenario - input'!$F53=\"\"),\"\",O68/'Lives scenario - input'!$F53),\"\")","v":2.6311277934960175E-4},{"$f":"IFERROR(IF(OR(P68=\"\",'Lives scenario - input'!$F53=\"\"),\"\",P68/'Lives scenario - input'!$F53),\"\")","v":3.9299405718981102E-4},{"$f":"IFERROR(IF(OR(Q68=\"\",'Lives scenario - input'!$F53=\"\"),\"\",Q68/'Lives scenario - input'!$F53),\"\")","v":5.7771101289769676E-4},{"$f":"IFERROR(IF(OR(R68=\"\",'Lives scenario - input'!$F53=\"\"),\"\",R68/'Lives scenario - input'!$F53),\"\")","v":8.3582611875322938E-4},{"$f":"IFERROR(IF(OR(S68=\"\",'Lives scenario - input'!$F53=\"\"),\"\",S68/'Lives scenario - input'!$F53),\"\")","v":1.1901504458284183E-3},{"$f":"IFERROR(IF(OR(T68=\"\",'Lives scenario - input'!$F53=\"\"),\"\",T68/'Lives scenario - input'!$F53),\"\")","v":1.6678939282953635E-3},{"$f":"IFERROR(IF(OR(U68=\"\",'Lives scenario - input'!$F53=\"\"),\"\",U68/'Lives scenario - input'!$F53),\"\")","v":2.3004650279487004E-3},{"$f":"IFERROR(IF(OR(V68=\"\",'Lives scenario - input'!$F53=\"\"),\"\",V68/'Lives scenario - input'!$F53),\"\")","v":3.1227951163077371E-3},{"$f":"IFERROR(IF(OR(W68=\"\",'Lives scenario - input'!$F53=\"\"),\"\",W68/'Lives scenario - input'!$F53),\"\")","v":4.1720739758162179E-3}]
[{"$f":"IFERROR('Lives scenario - input'!A54,\"\")","v":5},{"$f":"IFERROR('Lives scenario - input'!B54,\"\")","v":"TRANSFORMERS"},{"$f":"IFERROR('Lives scenario - input'!C54,\"\")","v":"kiosk mounted ; < = 22 kv ; < = 60 kva ; single phase"},{"$f":"IFERROR(repcalc('Lives scenario - input'!$CX54:$GJ54,'Lives scenario - input'!$I54,'Lives scenario - input'!$G54,'Lives scenario - input'!$H54,20,TRUE,TRUE),\"\")","v":1.9760125226401055E-6},3.8084189168939749E-6,7.2240415935591851E-6,1.3486407377679097E-5,2.4779516680643902E-5,4.4809481454932858E-5,7.9749421837140236E-5,1.396901277820493E-4,2.4081550208251664E-4,4.0858623221977179E-4,6.8228148552491657E-4,1.1213056783620568E-3,1.8136982789735035E-3,2.8872650356067853E-3,4.5236485907624137E-3,6.9754410636320508E-3,1.0586078196804068E-2,1.5811720854367075E-2,2.3243621890257499E-2,3.3628623717721462E-2,{"$f":"IFERROR(IF(OR(D69=\"\",'Lives scenario - input'!$F54=\"\"),\"\",D69/'Lives scenario - input'!$F54),\"\")","v":4.9112945759150238E-8},{"$f":"IFERROR(IF(OR(E69=\"\",'Lives scenario - input'!$F54=\"\"),\"\",E69/'Lives scenario - input'!$F54),\"\")","v":9.4656622643075173E-8},{"$f":"IFERROR(IF(OR(F69=\"\",'Lives scenario - input'!$F54=\"\"),\"\",F69/'Lives scenario - input'!$F54),\"\")","v":1.7955046280389223E-7},{"$f":"IFERROR(IF(OR(G69=\"\",'Lives scenario - input'!$F54=\"\"),\"\",G69/'Lives scenario - input'!$F54),\"\")","v":3.3519888484350126E-7},{"$f":"IFERROR(IF(OR(H69=\"\",'Lives scenario - input'!$F54=\"\"),\"\",H69/'Lives scenario - input'!$F54),\"\")","v":6.15884284502622E-7},{"$f":"IFERROR(IF(OR(I69=\"\",'Lives scenario - input'!$F54=\"\"),\"\",I69/'Lives scenario - input'!$F54),\"\")","v":1.1137204885986382E-6},{"$f":"IFERROR(IF(OR(J69=\"\",'Lives scenario - input'!$F54=\"\"),\"\",J69/'Lives scenario - input'!$F54),\"\")","v":1.9821377567881034E-6},{"$f":"IFERROR(IF(OR(K69=\"\",'Lives scenario - input'!$F54=\"\"),\"\",K69/'Lives scenario - input'!$F54),\"\")","v":3.4719383557763439E-6},{"$f":"IFERROR(IF(OR(L69=\"\",'Lives scenario - input'!$F54=\"\"),\"\",L69/'Lives scenario - input'!$F54),\"\")","v":5.9853662647538152E-6},{"$f":"IFERROR(IF(OR(M69=\"\",'Lives scenario - input'!$F54=\"\"),\"\",M69/'Lives scenario - input'!$F54),\"\")","v":1.0155235977014115E-5},{"$f":"IFERROR(IF(OR(N69=\"\",'Lives scenario - input'!$F54=\"\"),\"\",N69/'Lives scenario - input'!$F54),\"\")","v":1.6957814389904401E-5},{"$f":"IFERROR(IF(OR(O69=\"\",'Lives scenario - input'!$F54=\"\"),\"\",O69/'Lives scenario - input'!$F54),\"\")","v":2.7869572854348237E-5},{"$f":"IFERROR(IF(OR(P69=\"\",'Lives scenario - input'!$F54=\"\"),\"\",P69/'Lives scenario - input'!$F54),\"\")","v":4.5078694683410864E-5},{"$f":"IFERROR(IF(OR(Q69=\"\",'Lives scenario - input'!$F54=\"\"),\"\",Q69/'Lives scenario - input'!$F54),\"\")","v":7.1761737064595358E-5},{"$f":"IFERROR(IF(OR(R69=\"\",'Lives scenario - input'!$F54=\"\"),\"\",R69/'Lives scenario - input'!$F54),\"\")","v":1.1243335015647318E-4},{"$f":"IFERROR(IF(OR(S69=\"\",'Lives scenario - input'!$F54=\"\"),\"\",S69/'Lives scenario - input'!$F54),\"\")","v":1.733716030030978E-4},{"$f":"IFERROR(IF(OR(T69=\"\",'Lives scenario - input'!$F54=\"\"),\"\",T69/'Lives scenario - input'!$F54),\"\")","v":2.6311244403811603E-4},{"$f":"IFERROR(IF(OR(U69=\"\",'Lives scenario - input'!$F54=\"\"),\"\",U69/'Lives scenario - input'!$F54),\"\")","v":3.9299355635753281E-4},{"$f":"IFERROR(IF(OR(V69=\"\",'Lives scenario - input'!$F54=\"\"),\"\",V69/'Lives scenario - input'!$F54),\"\")","v":5.7771027666221348E-4},{"$f":"IFERROR(IF(OR(W69=\"\",'Lives scenario - input'!$F54=\"\"),\"\",W69/'Lives scenario - input'!$F54),\"\")","v":8.3582505357641219E-4}]
[{"$f":"IFERROR('Lives scenario - input'!A55,\"\")","v":5},{"$f":"IFERROR('Lives scenario - input'!B55,\"\")","v":"TRANSFORMERS"},{"$f":"IFERROR('Lives scenario - input'!C55,\"\")","v":"kiosk mounted ; < = 22 kv ; > 60 kva and < = 600 kva ; multiple phase"},{"$f":"IFERROR(repcalc('Lives scenario - input'!$CX55:$GJ55,'Lives scenario - input'!$I55,'Lives scenario - input'!$G55,'Lives scenario - input'!$H55,20,TRUE,TRUE),\"\")","v":927.82398570920509},1070.2085486904198,1234.6963024439276,1421.2922193029542,1629.6976706468049,1859.2238722852621,2108.7187146511978,2376.5088631018475,2660.3592902369951,2957.4531308523983,3264.3956296931965,3577.2466030107516,3891.5858613868945,4202.6151069673251,4505.2977231937548,4794.534620621419,5065.3701287978311,5313.2173099198917,5534.0876855858933,5724.8069860850273,{"$f":"IFERROR(IF(OR(D70=\"\",'Lives scenario - input'!$F55=\"\"),\"\",D70/'Lives scenario - input'!$F55),\"\")","v":23.060668169902172},{"$f":"IFERROR(IF(OR(E70=\"\",'Lives scenario - input'!$F55=\"\"),\"\",E70/'Lives scenario - input'!$F55),\"\")","v":26.599575559665887},{"$f":"IFERROR(IF(OR(F70=\"\",'Lives scenario - input'!$F55=\"\"),\"\",F70/'Lives scenario - input'!$F55),\"\")","v":30.687848298619496},{"$f":"IFERROR(IF(OR(G70=\"\",'Lives scenario - input'!$F55=\"\"),\"\",G70/'Lives scenario - input'!$F55),\"\")","v":35.325609971977769},{"$f":"IFERROR(IF(OR(H70=\"\",'Lives scenario - input'!$F55=\"\"),\"\",H70/'Lives scenario - input'!$F55),\"\")","v":40.50543829314978},{"$f":"IFERROR(IF(OR(I70=\"\",'Lives scenario - input'!$F55=\"\"),\"\",I70/'Lives scenario - input'!$F55),\"\")","v":46.210213825802846},{"$f":"IFERROR(IF(OR(J70=\"\",'Lives scenario - input'!$F55=\"\"),\"\",J70/'Lives scenario - input'!$F55),\"\")","v":52.411301379607622},{"$f":"IFERROR(IF(OR(K70=\"\",'Lives scenario - input'!$F55=\"\"),\"\",K70/'Lives scenario - input'!$F55),\"\")","v":59.067110938000248},{"$f":"IFERROR(IF(OR(L70=\"\",'Lives scenario - input'!$F55=\"\"),\"\",L70/'Lives scenario - input'!$F55),\"\")","v":66.122091851266049},{"$f":"IFERROR(IF(OR(M70=\"\",'Lives scenario - input'!$F55=\"\"),\"\",M70/'Lives scenario - input'!$F55),\"\")","v":73.506232140026469},{"$f":"IFERROR(IF(OR(N70=\"\",'Lives scenario - input'!$F55=\"\"),\"\",N70/'Lives scenario - input'!$F55),\"\")","v":81.135156614960962},{"$f":"IFERROR(IF(OR(O70=\"\",'Lives scenario - input'!$F55=\"\"),\"\",O70/'Lives scenario - input'!$F55),\"\")","v":88.910933694912657},{"$f":"IFERROR(IF(OR(P70=\"\",'Lives scenario - input'!$F55=\"\"),\"\",P70/'Lives scenario - input'!$F55),\"\")","v":96.723701463192015},{"$f":"IFERROR(IF(OR(Q70=\"\",'Lives scenario - input'!$F55=\"\"),\"\",Q70/'Lives scenario - input'!$F55),\"\")","v":104.45420027971358},{"$f":"IFERROR(IF(OR(R70=\"\",'Lives scenario - input'!$F55=\"\"),\"\",R70/'Lives scenario - input'!$F55),\"\")","v":111.97724719497538},{"$f":"IFERROR(IF(OR(S70=\"\",'Lives scenario - input'!$F55=\"\"),\"\",S70/'Lives scenario - input'!$F55),\"\")","v":119.16610652261284},{"$f":"IFERROR(IF(OR(T70=\"\",'Lives scenario - input'!$F55=\"\"),\"\",T70/'Lives scenario - input'!$F55),\"\")","v":125.89760719394874},{"$f":"IFERROR(IF(OR(U70=\"\",'Lives scenario - input'!$F55=\"\"),\"\",U70/'Lives scenario - input'!$F55),\"\")","v":132.05774283253399},{"$f":"IFERROR(IF(OR(V70=\"\",'Lives scenario - input'!$F55=\"\"),\"\",V70/'Lives scenario - input'!$F55),\"\")","v":137.54738151427384},{"$f":"IFERROR(IF(OR(W70=\"\",'Lives scenario - input'!$F55=\"\"),\"\",W70/'Lives scenario - input'!$F55),\"\")","v":142.28762812370439}]
[{"$f":"IFERROR('Lives scenario - input'!A56,\"\")","v":5},{"$f":"IFERROR('Lives scenario - input'!B56,\"\")","v":"TRANSFORMERS"},{"$f":"IFERROR('Lives scenario - input'!C56,\"\")","v":"kiosk mounted ; < = 22 kv ; > 600 kva ; multiple phase"},{"$f":"IFERROR(repcalc('Lives scenario - input'!$CX56:$GJ56,'Lives scenario - input'!$I56,'Lives scenario - input'!$G56,'Lives scenario - input'!$H56,20,TRUE,TRUE),\"\")","v":72.055363122779127},68.582155192709251,65.99097632596964,64.543189683558069,64.47887205785311,66.021550173005934,69.386154785352645,74.789283942092069,82.460843470678768,92.656212253276422,105.66820777823995,121.83824419469329,141.56612878762863,165.31790168009766,193.63098559164845,227.11571064225146,266.45208122071074,312.38055300906512,365.68569607863884,427.1720326858902,{"$f":"IFERROR(IF(OR(D71=\"\",'Lives scenario - input'!$F56=\"\"),\"\",D71/'Lives scenario - input'!$F56),\"\")","v":2.0101643139559577},{"$f":"IFERROR(IF(OR(E71=\"\",'Lives scenario - input'!$F56=\"\"),\"\",E71/'Lives scenario - input'!$F56),\"\")","v":1.9132705043434968},{"$f":"IFERROR(IF(OR(F71=\"\",'Lives scenario - input'!$F56=\"\"),\"\",F71/'Lives scenario - input'!$F56),\"\")","v":1.8409830983370705},{"$f":"IFERROR(IF(OR(G71=\"\",'Lives scenario - input'!$F56=\"\"),\"\",G71/'Lives scenario - input'!$F56),\"\")","v":1.8005934740722001},{"$f":"IFERROR(IF(OR(H71=\"\",'Lives scenario - input'!$F56=\"\"),\"\",H71/'Lives scenario - input'!$F56),\"\")","v":1.7987991732686612},{"$f":"IFERROR(IF(OR(I71=\"\",'Lives scenario - input'!$F56=\"\"),\"\",I71/'Lives scenario - input'!$F56),\"\")","v":1.8418360321589151},{"$f":"IFERROR(IF(OR(J71=\"\",'Lives scenario - input'!$F56=\"\"),\"\",J71/'Lives scenario - input'!$F56),\"\")","v":1.9357000809846274},{"$f":"IFERROR(IF(OR(K71=\"\",'Lives scenario - input'!$F56=\"\"),\"\",K71/'Lives scenario - input'!$F56),\"\")","v":2.0864338632301709},{"$f":"IFERROR(IF(OR(L71=\"\",'Lives scenario - input'!$F56=\"\"),\"\",L71/'Lives scenario - input'!$F56),\"\")","v":2.3004511761465865},{"$f":"IFERROR(IF(OR(M71=\"\",'Lives scenario - input'!$F56=\"\"),\"\",M71/'Lives scenario - input'!$F56),\"\")","v":2.5848764514654672},{"$f":"IFERROR(IF(OR(N71=\"\",'Lives scenario - input'!$F56=\"\"),\"\",N71/'Lives scenario - input'!$F56),\"\")","v":2.9478785643417456},{"$f":"IFERROR(IF(OR(O71=\"\",'Lives scenario - input'!$F56=\"\"),\"\",O71/'Lives scenario - input'!$F56),\"\")","v":3.3989821151535944},{"$f":"IFERROR(IF(OR(P71=\"\",'Lives scenario - input'!$F56=\"\"),\"\",P71/'Lives scenario - input'!$F56),\"\")","v":3.9493407266422023},{"$f":"IFERROR(IF(OR(Q71=\"\",'Lives scenario - input'!$F56=\"\"),\"\",Q71/'Lives scenario - input'!$F56),\"\")","v":4.6119557519842083},{"$f":"IFERROR(IF(OR(R71=\"\",'Lives scenario - input'!$F56=\"\"),\"\",R71/'Lives scenario - input'!$F56),\"\")","v":5.4018199401649145},{"$f":"IFERROR(IF(OR(S71=\"\",'Lives scenario - input'!$F56=\"\"),\"\",S71/'Lives scenario - input'!$F56),\"\")","v":6.3359599741920327},{"$f":"IFERROR(IF(OR(T71=\"\",'Lives scenario - input'!$F56=\"\"),\"\",T71/'Lives scenario - input'!$F56),\"\")","v":7.4333462748152055},{"$f":"IFERROR(IF(OR(U71=\"\",'Lives scenario - input'!$F56=\"\"),\"\",U71/'Lives scenario - input'!$F56),\"\")","v":8.7146357025871168},{"$f":"IFERROR(IF(OR(V71=\"\",'Lives scenario - input'!$F56=\"\"),\"\",V71/'Lives scenario - input'!$F56),\"\")","v":10.201715799126099},{"$f":"IFERROR(IF(OR(W71=\"\",'Lives scenario - input'!$F56=\"\"),\"\",W71/'Lives scenario - input'!$F56),\"\")","v":11.917030722085764}]
[{"$f":"IFERROR('Lives scenario - input'!A57,\"\")","v":5},{"$f":"IFERROR('Lives scenario - input'!B57,\"\")","v":"TRANSFORMERS"},{"$f":"IFERROR('Lives scenario - input'!C57,\"\")","v":"pole mounted ; < = 22 kv ; < = 60 kva ; multiple phase"},{"$f":"IFERROR(repcalc('Lives scenario - input'!$CX57:$GJ57,'Lives scenario - input'!$I57,'Lives scenario - input'!$G57,'Lives scenario - input'!$H57,20,TRUE,TRUE),\"\")","v":332.5323969582592},343.39137273305732,352.60700428925742,360.44586892944051,367.25041750204713,373.41835436522069,379.38140297861804,385.58564440206015,392.47520604554001,400.4804657063101,410.01121489786067,421.45449739787381,435.17619807292931,451.52497761498182,470.83687702290155,493.43886674215514,519.64977568061477,549.77736804021822,584.1107891503159,622.9081171390028,{"$f":"IFERROR(IF(OR(D72=\"\",'Lives scenario - input'!$F57=\"\"),\"\",D72/'Lives scenario - input'!$F57),\"\")","v":22.123335644644822},{"$f":"IFERROR(IF(OR(E72=\"\",'Lives scenario - input'!$F57=\"\"),\"\",E72/'Lives scenario - input'!$F57),\"\")","v":22.845781842430121},{"$f":"IFERROR(IF(OR(F72=\"\",'Lives scenario - input'!$F57=\"\"),\"\",F72/'Lives scenario - input'!$F57),\"\")","v":23.45889657037883},{"$f":"IFERROR(IF(OR(G72=\"\",'Lives scenario - input'!$F57=\"\"),\"\",G72/'Lives scenario - input'!$F57),\"\")","v":23.980415180577513},{"$f":"IFERROR(IF(OR(H72=\"\",'Lives scenario - input'!$F57=\"\"),\"\",H72/'Lives scenario - input'!$F57),\"\")","v":24.433120881913919},{"$f":"IFERROR(IF(OR(I72=\"\",'Lives scenario - input'!$F57=\"\"),\"\",I72/'Lives scenario - input'!$F57),\"\")","v":24.843472891844833},{"$f":"IFERROR(IF(OR(J72=\"\",'Lives scenario - input'!$F57=\"\"),\"\",J72/'Lives scenario - input'!$F57),\"\")","v":25.240193714075225},{"$f":"IFERROR(IF(OR(K72=\"\",'Lives scenario - input'!$F57=\"\"),\"\",K72/'Lives scenario - input'!$F57),\"\")","v":25.65296106151791},{"$f":"IFERROR(IF(OR(L72=\"\",'Lives scenario - input'!$F57=\"\"),\"\",L72/'Lives scenario - input'!$F57),\"\")","v":26.111322671025412},{"$f":"IFERROR(IF(OR(M72=\"\",'Lives scenario - input'!$F57=\"\"),\"\",M72/'Lives scenario - input'!$F57),\"\")","v":26.643911519563929},{"$f":"IFERROR(IF(OR(N72=\"\",'Lives scenario - input'!$F57=\"\"),\"\",N72/'Lives scenario - input'!$F57),\"\")","v":27.277990981409772},{"$f":"IFERROR(IF(OR(O72=\"\",'Lives scenario - input'!$F57=\"\"),\"\",O72/'Lives scenario - input'!$F57),\"\")","v":28.03931102703546},{"$f":"IFERROR(IF(OR(P72=\"\",'Lives scenario - input'!$F57=\"\"),\"\",P72/'Lives scenario - input'!$F57),\"\")","v":28.952213927403712},{"$f":"IFERROR(IF(OR(Q72=\"\",'Lives scenario - input'!$F57=\"\"),\"\",Q72/'Lives scenario - input'!$F57),\"\")","v":30.03989603145606},{"$f":"IFERROR(IF(OR(R72=\"\",'Lives scenario - input'!$F57=\"\"),\"\",R72/'Lives scenario - input'!$F57),\"\")","v":31.324714101650454},{"$f":"IFERROR(IF(OR(S72=\"\",'Lives scenario - input'!$F57=\"\"),\"\",S72/'Lives scenario - input'!$F57),\"\")","v":32.828421437746861},{"$f":"IFERROR(IF(OR(T72=\"\",'Lives scenario - input'!$F57=\"\"),\"\",T72/'Lives scenario - input'!$F57),\"\")","v":34.572229684104137},{"$f":"IFERROR(IF(OR(U72=\"\",'Lives scenario - input'!$F57=\"\"),\"\",U72/'Lives scenario - input'!$F57),\"\")","v":36.576614351683489},{"$f":"IFERROR(IF(OR(V72=\"\",'Lives scenario - input'!$F57=\"\"),\"\",V72/'Lives scenario - input'!$F57),\"\")","v":38.860812240357085},{"$f":"IFERROR(IF(OR(W72=\"\",'Lives scenario - input'!$F57=\"\"),\"\",W72/'Lives scenario - input'!$F57),\"\")","v":41.441993253276053}]
[{"$f":"IFERROR('Lives scenario - input'!A58,\"\")","v":5},{"$f":"IFERROR('Lives scenario - input'!B58,\"\")","v":"TRANSFORMERS"},{"$f":"IFERROR('Lives scenario - input'!C58,\"\")","v":"pole mounted ; < = 22 kv ; < = 60 kva ; single phase"},{"$f":"IFERROR(repcalc('Lives scenario - input'!$CX58:$GJ58,'Lives scenario - input'!$I58,'Lives scenario - input'!$G58,'Lives scenario - input'!$H58,20,TRUE,TRUE),\"\")","v":212.88501631291194},230.00598466414687,245.71795660148018,259.66151090595201,271.55174240288551,281.19738147988483,288.51417402567114,293.53135291649926,296.39065204074097,297.33798558714216,296.70855765047804,294.90670452038938,292.38214560626176,289.60449526485667,287.03786235305245,285.11716070046032,284.22741798838587,284.68696248639202,286.73494965543478,290.52331967937999,{"$f":"IFERROR(IF(OR(D73=\"\",'Lives scenario - input'!$F58=\"\"),\"\",D73/'Lives scenario - input'!$F58),\"\")","v":14.177401606685308},{"$f":"IFERROR(IF(OR(E73=\"\",'Lives scenario - input'!$F58=\"\"),\"\",E73/'Lives scenario - input'!$F58),\"\")","v":15.317598546868384},{"$f":"IFERROR(IF(OR(F73=\"\",'Lives scenario - input'!$F58=\"\"),\"\",F73/'Lives scenario - input'!$F58),\"\")","v":16.363961226809767},{"$f":"IFERROR(IF(OR(G73=\"\",'Lives scenario - input'!$F58=\"\"),\"\",G73/'Lives scenario - input'!$F58),\"\")","v":17.292553443504602},{"$f":"IFERROR(IF(OR(H73=\"\",'Lives scenario - input'!$F58=\"\"),\"\",H73/'Lives scenario - input'!$F58),\"\")","v":18.08440150330749},{"$f":"IFERROR(IF(OR(I73=\"\",'Lives scenario - input'!$F58=\"\"),\"\",I73/'Lives scenario - input'!$F58),\"\")","v":18.726767515327577},{"$f":"IFERROR(IF(OR(J73=\"\",'Lives scenario - input'!$F58=\"\"),\"\",J73/'Lives scenario - input'!$F58),\"\")","v":19.214040448815485},{"$f":"IFERROR(IF(OR(K73=\"\",'Lives scenario - input'!$F58=\"\"),\"\",K73/'Lives scenario - input'!$F58),\"\")","v":19.548167111648826},{"$f":"IFERROR(IF(OR(L73=\"\",'Lives scenario - input'!$F58=\"\"),\"\",L73/'Lives scenario - input'!$F58),\"\")","v":19.738586487798973},{"$f":"IFERROR(IF(OR(M73=\"\",'Lives scenario - input'!$F58=\"\"),\"\",M73/'Lives scenario - input'!$F58),\"\")","v":19.801675606870994},{"$f":"IFERROR(IF(OR(N73=\"\",'Lives scenario - input'!$F58=\"\"),\"\",N73/'Lives scenario - input'!$F58),\"\")","v":19.759757895633687},{"$f":"IFERROR(IF(OR(O73=\"\",'Lives scenario - input'!$F58=\"\"),\"\",O73/'Lives scenario - input'!$F58),\"\")","v":19.639760744570779},{"$f":"IFERROR(IF(OR(P73=\"\",'Lives scenario - input'!$F58=\"\"),\"\",P73/'Lives scenario - input'!$F58),\"\")","v":19.471633902084523},{"$f":"IFERROR(IF(OR(Q73=\"\",'Lives scenario - input'!$F58=\"\"),\"\",Q73/'Lives scenario - input'!$F58),\"\")","v":19.286652050871645},{"$f":"IFERROR(IF(OR(R73=\"\",'Lives scenario - input'!$F58=\"\"),\"\",R73/'Lives scenario - input'!$F58),\"\")","v":19.11572322648647},{"$f":"IFERROR(IF(OR(S73=\"\",'Lives scenario - input'!$F58=\"\"),\"\",S73/'Lives scenario - input'!$F58),\"\")","v":18.987811177216656},{"$f":"IFERROR(IF(OR(T73=\"\",'Lives scenario - input'!$F58=\"\"),\"\",T73/'Lives scenario - input'!$F58),\"\")","v":18.928557407392105},{"$f":"IFERROR(IF(OR(U73=\"\",'Lives scenario - input'!$F58=\"\"),\"\",U73/'Lives scenario - input'!$F58),\"\")","v":18.959161472521796},{"$f":"IFERROR(IF(OR(V73=\"\",'Lives scenario - input'!$F58=\"\"),\"\",V73/'Lives scenario - input'!$F58),\"\")","v":19.095550294448934},{"$f":"IFERROR(IF(OR(W73=\"\",'Lives scenario - input'!$F58=\"\"),\"\",W73/'Lives scenario - input'!$F58),\"\")","v":19.347842560924157}]
[{"$f":"IFERROR('Lives scenario - input'!A59,\"\")","v":5},{"$f":"IFERROR('Lives scenario - input'!B59,\"\")","v":"TRANSFORMERS"},{"$f":"IFERROR('Lives scenario - input'!C59,\"\")","v":"pole mounted ; < = 22 kv ; > 60 kva and < = 600 kva ; multiple phase"},{"$f":"IFERROR(repcalc('Lives scenario - input'!$CX59:$GJ59,'Lives scenario - input'!$I59,'Lives scenario - input'!$G59,'Lives scenario - input'!$H59,20,TRUE,TRUE),\"\")","v":1585.1821500792112},1678.889206767268,1775.7235970421723,1875.8004766885624,1978.8305878326917,2084.0755788368224,2190.3488737436187,2296.0636820613759,2399.3245253619434,2498.0539075638221,2590.1420238858891,2673.6050907139834,2746.7371956074685,2808.2415221038868,2857.3292191981604,2893.7777287287749,2917.9446183368168,2930.73740499317,2933.5440104405025,2928.1319376096721,{"$f":"IFERROR(IF(OR(D74=\"\",'Lives scenario - input'!$F59=\"\"),\"\",D74/'Lives scenario - input'!$F59),\"\")","v":65.616356107639049},{"$f":"IFERROR(IF(OR(E74=\"\",'Lives scenario - input'!$F59=\"\"),\"\",E74/'Lives scenario - input'!$F59),\"\")","v":69.495226180163527},{"$f":"IFERROR(IF(OR(F74=\"\",'Lives scenario - input'!$F59=\"\"),\"\",F74/'Lives scenario - input'!$F59),\"\")","v":73.503547769847543},{"$f":"IFERROR(IF(OR(G74=\"\",'Lives scenario - input'!$F59=\"\"),\"\",G74/'Lives scenario - input'!$F59),\"\")","v":77.646087586291173},{"$f":"IFERROR(IF(OR(H74=\"\",'Lives scenario - input'!$F59=\"\"),\"\",H74/'Lives scenario - input'!$F59),\"\")","v":81.910872212023307},{"$f":"IFERROR(IF(OR(I74=\"\",'Lives scenario - input'!$F59=\"\"),\"\",I74/'Lives scenario - input'!$F59),\"\")","v":86.267338633202243},{"$f":"IFERROR(IF(OR(J74=\"\",'Lives scenario - input'!$F59=\"\"),\"\",J74/'Lives scenario - input'!$F59),\"\")","v":90.666370229027393},{"$f":"IFERROR(IF(OR(K74=\"\",'Lives scenario - input'!$F59=\"\"),\"\",K74/'Lives scenario - input'!$F59),\"\")","v":95.04228406838152},{"$f":"IFERROR(IF(OR(L74=\"\",'Lives scenario - input'!$F59=\"\"),\"\",L74/'Lives scenario - input'!$F59),\"\")","v":99.316619522920021},{"$f":"IFERROR(IF(OR(M74=\"\",'Lives scenario - input'!$F59=\"\"),\"\",M74/'Lives scenario - input'!$F59),\"\")","v":103.40338160292576},{"$f":"IFERROR(IF(OR(N74=\"\",'Lives scenario - input'!$F59=\"\"),\"\",N74/'Lives scenario - input'!$F59),\"\")","v":107.21523794610277},{"$f":"IFERROR(IF(OR(O74=\"\",'Lives scenario - input'!$F59=\"\"),\"\",O74/'Lives scenario - input'!$F59),\"\")","v":110.67007265677262},{"$f":"IFERROR(IF(OR(P74=\"\",'Lives scenario - input'!$F59=\"\"),\"\",P74/'Lives scenario - input'!$F59),\"\")","v":113.69727192049909},{"$f":"IFERROR(IF(OR(Q74=\"\",'Lives scenario - input'!$F59=\"\"),\"\",Q74/'Lives scenario - input'!$F59),\"\")","v":116.24315586787247},{"$f":"IFERROR(IF(OR(R74=\"\",'Lives scenario - input'!$F59=\"\"),\"\",R74/'Lives scenario - input'!$F59),\"\")","v":118.27507113570515},{"$f":"IFERROR(IF(OR(S74=\"\",'Lives scenario - input'!$F59=\"\"),\"\",S74/'Lives scenario - input'!$F59),\"\")","v":119.7838052460621},{"$f":"IFERROR(IF(OR(T74=\"\",'Lives scenario - input'!$F59=\"\"),\"\",T74/'Lives scenario - input'!$F59),\"\")","v":120.78415920188733},{"$f":"IFERROR(IF(OR(U74=\"\",'Lives scenario - input'!$F59=\"\"),\"\",U74/'Lives scenario - input'!$F59),\"\")","v":121.31369837491573},{"$f":"IFERROR(IF(OR(V74=\"\",'Lives scenario - input'!$F59=\"\"),\"\",V74/'Lives scenario - input'!$F59),\"\")","v":121.42987380779995},{"$f":"IFERROR(IF(OR(W74=\"\",'Lives scenario - input'!$F59=\"\"),\"\",W74/'Lives scenario - input'!$F59),\"\")","v":121.2058487655482}]
[{"$f":"IFERROR('Lives scenario - input'!A60,\"\")","v":5},{"$f":"IFERROR('Lives scenario - input'!B60,\"\")","v":"TRANSFORMERS"},{"$f":"IFERROR('Lives scenario - input'!C60,\"\")","v":"pole mounted ; < = 22 kv ; > 60 kva and < = 600 kva ; single phase"},{"$f":"IFERROR(repcalc('Lives scenario - input'!$CX60:$GJ60,'Lives scenario - input'!$I60,'Lives scenario - input'!$G60,'Lives scenario - input'!$H60,20,TRUE,TRUE),\"\")","v":30.503529297103874},29.670887799467572,28.479461179498411,26.989061435699025,25.270769355229469,23.402384031212378,21.463694425646658,19.531980356898032,17.67809732062824,15.963413994322632,14.437767394982606,13.138493622791637,12.090495455844755,11.30723165666102,10.792461848709408,10.54255546331844,10.549169656441006,10.802112661268877,11.292228237203183,12.014156922264236,{"$f":"IFERROR(IF(OR(D75=\"\",'Lives scenario - input'!$F60=\"\"),\"\",D75/'Lives scenario - input'!$F60),\"\")","v":1.3092221700189548},{"$f":"IFERROR(IF(OR(E75=\"\",'Lives scenario - input'!$F60=\"\"),\"\",E75/'Lives scenario - input'!$F60),\"\")","v":1.2734849050695272},{"$f":"IFERROR(IF(OR(F75=\"\",'Lives scenario - input'!$F60=\"\"),\"\",F75/'Lives scenario - input'!$F60),\"\")","v":1.2223484569024465},{"$f":"IFERROR(IF(OR(G75=\"\",'Lives scenario - input'!$F60=\"\"),\"\",G75/'Lives scenario - input'!$F60),\"\")","v":1.1583799774597092},{"$f":"IFERROR(IF(OR(H75=\"\",'Lives scenario - input'!$F60=\"\"),\"\",H75/'Lives scenario - input'!$F60),\"\")","v":1.0846302790426043},{"$f":"IFERROR(IF(OR(I75=\"\",'Lives scenario - input'!$F60=\"\"),\"\",I75/'Lives scenario - input'!$F60),\"\")","v":1.0044385259993436},{"$f":"IFERROR(IF(OR(J75=\"\",'Lives scenario - input'!$F60=\"\"),\"\",J75/'Lives scenario - input'!$F60),\"\")","v":0.92122928854782904},{"$f":"IFERROR(IF(OR(K75=\"\",'Lives scenario - input'!$F60=\"\"),\"\",K75/'Lives scenario - input'!$F60),\"\")","v":0.83831944358168153},{"$f":"IFERROR(IF(OR(L75=\"\",'Lives scenario - input'!$F60=\"\"),\"\",L75/'Lives scenario - input'!$F60),\"\")","v":0.75875013381210976},{"$f":"IFERROR(IF(OR(M75=\"\",'Lives scenario - input'!$F60=\"\"),\"\",M75/'Lives scenario - input'!$F60),\"\")","v":0.68515532438871996},{"$f":"IFERROR(IF(OR(N75=\"\",'Lives scenario - input'!$F60=\"\"),\"\",N75/'Lives scenario - input'!$F60),\"\")","v":0.61967403755088413},{"$f":"IFERROR(IF(OR(O75=\"\",'Lives scenario - input'!$F60=\"\"),\"\",O75/'Lives scenario - input'!$F60),\"\")","v":0.56390875180612687},{"$f":"IFERROR(IF(OR(P75=\"\",'Lives scenario - input'!$F60=\"\"),\"\",P75/'Lives scenario - input'!$F60),\"\")","v":0.51892830311960869},{"$f":"IFERROR(IF(OR(Q75=\"\",'Lives scenario - input'!$F60=\"\"),\"\",Q75/'Lives scenario - input'!$F60),\"\")","v":0.48531034629642944},{"$f":"IFERROR(IF(OR(R75=\"\",'Lives scenario - input'!$F60=\"\"),\"\",R75/'Lives scenario - input'!$F60),\"\")","v":0.46321624569376124},{"$f":"IFERROR(IF(OR(S75=\"\",'Lives scenario - input'!$F60=\"\"),\"\",S75/'Lives scenario - input'!$F60),\"\")","v":0.45249017603157887},{"$f":"IFERROR(IF(OR(T75=\"\",'Lives scenario - input'!$F60=\"\"),\"\",T75/'Lives scenario - input'!$F60),\"\")","v":0.45277405951891264},{"$f":"IFERROR(IF(OR(U75=\"\",'Lives scenario - input'!$F60=\"\"),\"\",U75/'Lives scenario - input'!$F60),\"\")","v":0.46363046195177154},{"$f":"IFERROR(IF(OR(V75=\"\",'Lives scenario - input'!$F60=\"\"),\"\",V75/'Lives scenario - input'!$F60),\"\")","v":0.48466639427405939},{"$f":"IFERROR(IF(OR(W75=\"\",'Lives scenario - input'!$F60=\"\"),\"\",W75/'Lives scenario - input'!$F60),\"\")","v":0.51565182649892327}]
[{"$f":"IFERROR('Lives scenario - input'!A61,\"\")","v":5},{"$f":"IFERROR('Lives scenario - input'!B61,\"\")","v":"TRANSFORMERS"},{"$f":"IFERROR('Lives scenario - input'!C61,\"\")","v":"pole mounted ; < = 22 kv ; > 600 kva ; multiple phase"},{"$f":"IFERROR(repcalc('Lives scenario - input'!$CX61:$GJ61,'Lives scenario - input'!$I61,'Lives scenario - input'!$G61,'Lives scenario - input'!$H61,20,TRUE,TRUE),\"\")","v":2.8677024294085805E-9},6.224465443171535E-9,1.330357238185606E-8,2.7998369711215614E-8,5.8022370920647589E-8,1.1840129906954165E-7,2.3791166815845621E-7,4.7073154686485534E-7,9.1712633135876354E-7,1.7594759121124224E-6,3.3238070276502825E-6,6.182819945841563E-6,1.1324935214504333E-5,2.0425993552853659E-5,3.6276802418986633E-5,6.3441458857543248E-5,1.0924855021440717E-4,1.8524929774695403E-4,3.0931133248912363E-4,5.0854978357050781E-4,{"$f":"IFERROR(IF(OR(D76=\"\",'Lives scenario - input'!$F61=\"\"),\"\",D76/'Lives scenario - input'!$F61),\"\")","v":1.1870445538981898E-10},{"$f":"IFERROR(IF(OR(E76=\"\",'Lives scenario - input'!$F61=\"\"),\"\",E76/'Lives scenario - input'!$F61),\"\")","v":2.5765287672361679E-10},{"$f":"IFERROR(IF(OR(F76=\"\",'Lives scenario - input'!$F61=\"\"),\"\",F76/'Lives scenario - input'!$F61),\"\")","v":5.50682420230381E-10},{"$f":"IFERROR(IF(OR(G76=\"\",'Lives scenario - input'!$F61=\"\"),\"\",G76/'Lives scenario - input'!$F61),\"\")","v":1.1589526145702921E-9},{"$f":"IFERROR(IF(OR(H76=\"\",'Lives scenario - input'!$F61=\"\"),\"\",H76/'Lives scenario - input'!$F61),\"\")","v":2.4017533583433847E-9},{"$f":"IFERROR(IF(OR(I76=\"\",'Lives scenario - input'!$F61=\"\"),\"\",I76/'Lives scenario - input'!$F61),\"\")","v":4.9010530448919693E-9},{"$f":"IFERROR(IF(OR(J76=\"\",'Lives scenario - input'!$F61=\"\"),\"\",J76/'Lives scenario - input'!$F61),\"\")","v":9.8480144627339132E-9},{"$f":"IFERROR(IF(OR(K76=\"\",'Lives scenario - input'!$F61=\"\"),\"\",K76/'Lives scenario - input'!$F61),\"\")","v":1.9485261557254273E-8},{"$f":"IFERROR(IF(OR(L76=\"\",'Lives scenario - input'!$F61=\"\"),\"\",L76/'Lives scenario - input'!$F61),\"\")","v":3.7963137517743371E-8},{"$f":"IFERROR(IF(OR(M76=\"\",'Lives scenario - input'!$F61=\"\"),\"\",M76/'Lives scenario - input'!$F61),\"\")","v":7.2830998006262371E-8},{"$f":"IFERROR(IF(OR(N76=\"\",'Lives scenario - input'!$F61=\"\"),\"\",N76/'Lives scenario - input'!$F61),\"\")","v":1.3758425525323762E-7},{"$f":"IFERROR(IF(OR(O76=\"\",'Lives scenario - input'!$F61=\"\"),\"\",O76/'Lives scenario - input'!$F61),\"\")","v":2.5592902070937472E-7},{"$f":"IFERROR(IF(OR(P76=\"\",'Lives scenario - input'!$F61=\"\"),\"\",P76/'Lives scenario - input'!$F61),\"\")","v":4.687795543835296E-7},{"$f":"IFERROR(IF(OR(Q76=\"\",'Lives scenario - input'!$F61=\"\"),\"\",Q76/'Lives scenario - input'!$F61),\"\")","v":8.4550489465794932E-7},{"$f":"IFERROR(IF(OR(R76=\"\",'Lives scenario - input'!$F61=\"\"),\"\",R76/'Lives scenario - input'!$F61),\"\")","v":1.5016265391656997E-6},{"$f":"IFERROR(IF(OR(S76=\"\",'Lives scenario - input'!$F61=\"\"),\"\",S76/'Lives scenario - input'!$F61),\"\")","v":2.6260687809137109E-6},{"$f":"IFERROR(IF(OR(T76=\"\",'Lives scenario - input'!$F61=\"\"),\"\",T76/'Lives scenario - input'!$F61),\"\")","v":4.5221880493378127E-6},{"$f":"IFERROR(IF(OR(U76=\"\",'Lives scenario - input'!$F61=\"\"),\"\",U76/'Lives scenario - input'!$F61),\"\")","v":7.6681306870928309E-6},{"$f":"IFERROR(IF(OR(V76=\"\",'Lives scenario - input'!$F61=\"\"),\"\",V76/'Lives scenario - input'!$F61),\"\")","v":1.2803501818210923E-5},{"$f":"IFERROR(IF(OR(W76=\"\",'Lives scenario - input'!$F61=\"\"),\"\",W76/'Lives scenario - input'!$F61),\"\")","v":2.1050693572065367E-5}]
[{"$f":"IFERROR('Lives scenario - input'!A62,\"\")","v":6},{"$f":"IFERROR('Lives scenario - input'!B62,\"\")","v":"UNDERGROUND CABLES"},{"$f":"IFERROR('Lives scenario - input'!C62,\"\")","v":"˂ = 1 kv"},{"$f":"IFERROR(repcalc('Lives scenario - input'!$CX62:$GJ62,'Lives scenario - input'!$I62,'Lives scenario - input'!$G62,'Lives scenario - input'!$H62,20,TRUE,TRUE),\"\")","v":19304.580688605474},19880.009929958869,20733.906081143105,21810.613953219785,23055.596436170716,24416.527210176799,25844.219523064272,27293.448982817648,28723.698529794376,30099.823147697789,31392.605963412836,32579.160235794647,33643.12566135142,34574.612956098637,35369.866686684698,36030.640347996261,36563.306291412162,36977.752367252862,37286.143092092927,37501.642236291387,{"$f":"IFERROR(IF(OR(D77=\"\",'Lives scenario - input'!$F62=\"\"),\"\",D77/'Lives scenario - input'!$F62),\"\")","v":40.677382733185006},{"$f":"IFERROR(IF(OR(E77=\"\",'Lives scenario - input'!$F62=\"\"),\"\",E77/'Lives scenario - input'!$F62),\"\")","v":41.889890575959043},{"$f":"IFERROR(IF(OR(F77=\"\",'Lives scenario - input'!$F62=\"\"),\"\",F77/'Lives scenario - input'!$F62),\"\")","v":43.68916615290108},{"$f":"IFERROR(IF(OR(G77=\"\",'Lives scenario - input'!$F62=\"\"),\"\",G77/'Lives scenario - input'!$F62),\"\")","v":45.957936395092759},{"$f":"IFERROR(IF(OR(H77=\"\",'Lives scenario - input'!$F62=\"\"),\"\",H77/'Lives scenario - input'!$F62),\"\")","v":48.581284178295213},{"$f":"IFERROR(IF(OR(I77=\"\",'Lives scenario - input'!$F62=\"\"),\"\",I77/'Lives scenario - input'!$F62),\"\")","v":51.448950814550656},{"$f":"IFERROR(IF(OR(J77=\"\",'Lives scenario - input'!$F62=\"\"),\"\",J77/'Lives scenario - input'!$F62),\"\")","v":54.457293112854423},{"$f":"IFERROR(IF(OR(K77=\"\",'Lives scenario - input'!$F62=\"\"),\"\",K77/'Lives scenario - input'!$F62),\"\")","v":57.511017115126627},{"$f":"IFERROR(IF(OR(L77=\"\",'Lives scenario - input'!$F62=\"\"),\"\",L77/'Lives scenario - input'!$F62),\"\")","v":60.524747854208513},{"$f":"IFERROR(IF(OR(M77=\"\",'Lives scenario - input'!$F62=\"\"),\"\",M77/'Lives scenario - input'!$F62),\"\")","v":63.424429990482814},{"$f":"IFERROR(IF(OR(N77=\"\",'Lives scenario - input'!$F62=\"\"),\"\",N77/'Lives scenario - input'!$F62),\"\")","v":66.148499590024286},{"$f":"IFERROR(IF(OR(O77=\"\",'Lives scenario - input'!$F62=\"\"),\"\",O77/'Lives scenario - input'!$F62),\"\")","v":68.648731169768453},{"$f":"IFERROR(IF(OR(P77=\"\",'Lives scenario - input'!$F62=\"\"),\"\",P77/'Lives scenario - input'!$F62),\"\")","v":70.890651340341975},{"$f":"IFERROR(IF(OR(Q77=\"\",'Lives scenario - input'!$F62=\"\"),\"\",Q77/'Lives scenario - input'!$F62),\"\")","v":72.853422032476033},{"$f":"IFERROR(IF(OR(R77=\"\",'Lives scenario - input'!$F62=\"\"),\"\",R77/'Lives scenario - input'!$F62),\"\")","v":74.529130036231649},{"$f":"IFERROR(IF(OR(S77=\"\",'Lives scenario - input'!$F62=\"\"),\"\",S77/'Lives scenario - input'!$F62),\"\")","v":75.921470204337112},{"$f":"IFERROR(IF(OR(T77=\"\",'Lives scenario - input'!$F62=\"\"),\"\",T77/'Lives scenario - input'!$F62),\"\")","v":77.04386994970173},{"$f":"IFERROR(IF(OR(U77=\"\",'Lives scenario - input'!$F62=\"\"),\"\",U77/'Lives scenario - input'!$F62),\"\")","v":77.917164320668803},{"$f":"IFERROR(IF(OR(V77=\"\",'Lives scenario - input'!$F62=\"\"),\"\",V77/'Lives scenario - input'!$F62),\"\")","v":78.566985611689546},{"$f":"IFERROR(IF(OR(W77=\"\",'Lives scenario - input'!$F62=\"\"),\"\",W77/'Lives scenario - input'!$F62),\"\")","v":79.021071681137755}]
[{"$f":"IFERROR('Lives scenario - input'!A63,\"\")","v":6},{"$f":"IFERROR('Lives scenario - input'!B63,\"\")","v":"UNDERGROUND CABLES"},{"$f":"IFERROR('Lives scenario - input'!C63,\"\")","v":"> 1 kv & < = 11 kv"},{"$f":"IFERROR(repcalc('Lives scenario - input'!$CX63:$GJ63,'Lives scenario - input'!$I63,'Lives scenario - input'!$G63,'Lives scenario - input'!$H63,20,TRUE,TRUE),\"\")","v":9288.8224735923068},9801.583749061152,10323.909646089345,10870.126788860238,11458.537892113178,12111.275896124567,12853.975096675533,13715.255738029222,14726.024215604953,15918.596734304267,17325.660242024715,18979.091014256926,20908.658660275571,23140.651641754568,25696.469459952375,28591.235965593569,31832.496922990325,35419.071877197246,39340.134222038236,43574.592841229787,{"$f":"IFERROR(IF(OR(D78=\"\",'Lives scenario - input'!$F63=\"\"),\"\",D78/'Lives scenario - input'!$F63),\"\")","v":9.5984932500857294},{"$f":"IFERROR(IF(OR(E78=\"\",'Lives scenario - input'!$F63=\"\"),\"\",E78/'Lives scenario - input'!$F63),\"\")","v":10.128348961666537},{"$f":"IFERROR(IF(OR(F78=\"\",'Lives scenario - input'!$F63=\"\"),\"\",F78/'Lives scenario - input'!$F63),\"\")","v":10.668088160173491},{"$f":"IFERROR(IF(OR(G78=\"\",'Lives scenario - input'!$F63=\"\"),\"\",G78/'Lives scenario - input'!$F63),\"\")","v":11.232515090806814},{"$f":"IFERROR(IF(OR(H78=\"\",'Lives scenario - input'!$F63=\"\"),\"\",H78/'Lives scenario - input'!$F63),\"\")","v":11.840542644235189},{"$f":"IFERROR(IF(OR(I78=\"\",'Lives scenario - input'!$F63=\"\"),\"\",I78/'Lives scenario - input'!$F63),\"\")","v":12.515041628728618},{"$f":"IFERROR(IF(OR(J78=\"\",'Lives scenario - input'!$F63=\"\"),\"\",J78/'Lives scenario - input'!$F63),\"\")","v":13.282500936256492},{"$f":"IFERROR(IF(OR(K78=\"\",'Lives scenario - input'!$F63=\"\"),\"\",K78/'Lives scenario - input'!$F63),\"\")","v":14.172494952824856},{"$f":"IFERROR(IF(OR(L78=\"\",'Lives scenario - input'!$F63=\"\"),\"\",L78/'Lives scenario - input'!$F63),\"\")","v":15.216960431306333},{"$f":"IFERROR(IF(OR(M78=\"\",'Lives scenario - input'!$F63=\"\"),\"\",M78/'Lives scenario - input'!$F63),\"\")","v":16.449290934286243},{"$f":"IFERROR(IF(OR(N78=\"\",'Lives scenario - input'!$F63=\"\"),\"\",N78/'Lives scenario - input'!$F63),\"\")","v":17.90326312717643},{"$f":"IFERROR(IF(OR(O78=\"\",'Lives scenario - input'!$F63=\"\"),\"\",O78/'Lives scenario - input'!$F63),\"\")","v":19.611815976783994},{"$f":"IFERROR(IF(OR(P78=\"\",'Lives scenario - input'!$F63=\"\"),\"\",P78/'Lives scenario - input'!$F63),\"\")","v":21.605711551658846},{"$f":"IFERROR(IF(OR(Q78=\"\",'Lives scenario - input'!$F63=\"\"),\"\",Q78/'Lives scenario - input'!$F63),\"\")","v":23.91211471824661},{"$f":"IFERROR(IF(OR(R78=\"\",'Lives scenario - input'!$F63=\"\"),\"\",R78/'Lives scenario - input'!$F63),\"\")","v":26.553138394408343},{"$f":"IFERROR(IF(OR(S78=\"\",'Lives scenario - input'!$F63=\"\"),\"\",S78/'Lives scenario - input'!$F63),\"\")","v":29.544410629825034},{"$f":"IFERROR(IF(OR(T78=\"\",'Lives scenario - input'!$F63=\"\"),\"\",T78/'Lives scenario - input'!$F63),\"\")","v":32.893728749509947},{"$f":"IFERROR(IF(OR(U78=\"\",'Lives scenario - input'!$F63=\"\"),\"\",U78/'Lives scenario - input'!$F63),\"\")","v":36.599872944509087},{"$f":"IFERROR(IF(OR(V78=\"\",'Lives scenario - input'!$F63=\"\"),\"\",V78/'Lives scenario - input'!$F63),\"\")","v":40.651655671234657},{"$f":"IFERROR(IF(OR(W78=\"\",'Lives scenario - input'!$F63=\"\"),\"\",W78/'Lives scenario - input'!$F63),\"\")","v":45.027282677739265}]
[{"$f":"IFERROR('Lives scenario - input'!A64,\"\")","v":6},{"$f":"IFERROR('Lives scenario - input'!B64,\"\")","v":"UNDERGROUND CABLES"},{"$f":"IFERROR('Lives scenario - input'!C64,\"\")","v":"> 22 kv & < = 33 kv"},{"$f":"IFERROR(repcalc('Lives scenario - input'!$CX64:$GJ64,'Lives scenario - input'!$I64,'Lives scenario - input'!$G64,'Lives scenario - input'!$H64,20,TRUE,TRUE),\"\")","v":14088.235292537454},13177.941999831934,12365.251818228351,11642.48442777315,11000.285420625469,10428.64541629413,9917.6964723732272,9458.2640151506876,9042.1814818138209,8662.397931694255,8312.9245563257136,7988.6738551370281,7685.2457274861472,7398.7090631876254,7125.417264192788,6861.883385712862,6604.7271095638989,6350.6932001575196,6096.7307253473618,5840.114983870797,{"$f":"IFERROR(IF(OR(D79=\"\",'Lives scenario - input'!$F64=\"\"),\"\",D79/'Lives scenario - input'!$F64),\"\")","v":22.725890543342402},{"$f":"IFERROR(IF(OR(E79=\"\",'Lives scenario - input'!$F64=\"\"),\"\",E79/'Lives scenario - input'!$F64),\"\")","v":21.257486211444107},{"$f":"IFERROR(IF(OR(F79=\"\",'Lives scenario - input'!$F64=\"\"),\"\",F79/'Lives scenario - input'!$F64),\"\")","v":19.946526554023055},{"$f":"IFERROR(IF(OR(G79=\"\",'Lives scenario - input'!$F64=\"\"),\"\",G79/'Lives scenario - input'!$F64),\"\")","v":18.780622360721946},{"$f":"IFERROR(IF(OR(H79=\"\",'Lives scenario - input'!$F64=\"\"),\"\",H79/'Lives scenario - input'!$F64),\"\")","v":17.744683931214588},{"$f":"IFERROR(IF(OR(I79=\"\",'Lives scenario - input'!$F64=\"\"),\"\",I79/'Lives scenario - input'!$F64),\"\")","v":16.822565021438066},{"$f":"IFERROR(IF(OR(J79=\"\",'Lives scenario - input'!$F64=\"\"),\"\",J79/'Lives scenario - input'!$F64),\"\")","v":15.998347542692974},{"$f":"IFERROR(IF(OR(K79=\"\",'Lives scenario - input'!$F64=\"\"),\"\",K79/'Lives scenario - input'!$F64),\"\")","v":15.257231887105586},{"$f":"IFERROR(IF(OR(L79=\"\",'Lives scenario - input'!$F64=\"\"),\"\",L79/'Lives scenario - input'!$F64),\"\")","v":14.586044480502645},{"$f":"IFERROR(IF(OR(M79=\"\",'Lives scenario - input'!$F64=\"\"),\"\",M79/'Lives scenario - input'!$F64),\"\")","v":13.973411371318909},{"$f":"IFERROR(IF(OR(N79=\"\",'Lives scenario - input'!$F64=\"\"),\"\",N79/'Lives scenario - input'!$F64),\"\")","v":13.409671945370734},{"$f":"IFERROR(IF(OR(O79=\"\",'Lives scenario - input'!$F64=\"\"),\"\",O79/'Lives scenario - input'!$F64),\"\")","v":12.886619498360611},{"$f":"IFERROR(IF(OR(P79=\"\",'Lives scenario - input'!$F64=\"\"),\"\",P79/'Lives scenario - input'!$F64),\"\")","v":12.397156178535319},{"$f":"IFERROR(IF(OR(Q79=\"\",'Lives scenario - input'!$F64=\"\"),\"\",Q79/'Lives scenario - input'!$F64),\"\")","v":11.934940667913349},{"$f":"IFERROR(IF(OR(R79=\"\",'Lives scenario - input'!$F64=\"\"),\"\",R79/'Lives scenario - input'!$F64),\"\")","v":11.494090598235731},{"$f":"IFERROR(IF(OR(S79=\"\",'Lives scenario - input'!$F64=\"\"),\"\",S79/'Lives scenario - input'!$F64),\"\")","v":11.068981139709743},{"$f":"IFERROR(IF(OR(T79=\"\",'Lives scenario - input'!$F64=\"\"),\"\",T79/'Lives scenario - input'!$F64),\"\")","v":10.654159463116191},{"$f":"IFERROR(IF(OR(U79=\"\",'Lives scenario - input'!$F64=\"\"),\"\",U79/'Lives scenario - input'!$F64),\"\")","v":10.244374511375302},{"$f":"IFERROR(IF(OR(V79=\"\",'Lives scenario - input'!$F64=\"\"),\"\",V79/'Lives scenario - input'!$F64),\"\")","v":9.8347047915836985},{"$f":"IFERROR(IF(OR(W79=\"\",'Lives scenario - input'!$F64=\"\"),\"\",W79/'Lives scenario - input'!$F64),\"\")","v":9.4207550575397061}]
[{"$f":"IFERROR('Lives scenario - input'!A65,\"\")","v":6},{"$f":"IFERROR('Lives scenario - input'!B65,\"\")","v":"UNDERGROUND CABLES"},{"$f":"IFERROR('Lives scenario - input'!C65,\"\")","v":"> 33 kv & < = 66 kv"},{"$f":"IFERROR(repcalc('Lives scenario - input'!$CX65:$GJ65,'Lives scenario - input'!$I65,'Lives scenario - input'!$G65,'Lives scenario - input'!$H65,20,TRUE,TRUE),\"\")","v":2.7385202238337616E-11},6.7000020703633291E-11,1.617086632928181E-10,3.8502864367152935E-10,9.0439089878468897E-10,2.0956784975725978E-9,4.7907151155169387E-9,1.0804012390623235E-8,2.40370187477352E-8,5.2758036761851688E-8,1.1423804669909452E-7,2.4403301070161741E-7,5.1428460404454435E-7,1.0692444167850168E-6,2.1931598305427628E-6,4.4379725300616579E-6,8.8597423262481557E-6,1.7449410168260076E-5,3.3905059937235657E-5,6.4993991983255093E-5,{"$f":"IFERROR(IF(OR(D80=\"\",'Lives scenario - input'!$F65=\"\"),\"\",D80/'Lives scenario - input'!$F65),\"\")","v":4.41753772316265E-14},{"$f":"IFERROR(IF(OR(E80=\"\",'Lives scenario - input'!$F65=\"\"),\"\",E80/'Lives scenario - input'!$F65),\"\")","v":1.080784857219829E-13},{"$f":"IFERROR(IF(OR(F80=\"\",'Lives scenario - input'!$F65=\"\"),\"\",F80/'Lives scenario - input'!$F65),\"\")","v":2.6085406054010405E-13},{"$f":"IFERROR(IF(OR(G80=\"\",'Lives scenario - input'!$F65=\"\"),\"\",G80/'Lives scenario - input'!$F65),\"\")","v":6.2109402848813172E-13},{"$f":"IFERROR(IF(OR(H80=\"\",'Lives scenario - input'!$F65=\"\"),\"\",H80/'Lives scenario - input'!$F65),\"\")","v":1.4588831139882281E-12},{"$f":"IFERROR(IF(OR(I80=\"\",'Lives scenario - input'!$F65=\"\"),\"\",I80/'Lives scenario - input'!$F65),\"\")","v":3.380562516236417E-12},{"$f":"IFERROR(IF(OR(J80=\"\",'Lives scenario - input'!$F65=\"\"),\"\",J80/'Lives scenario - input'!$F65),\"\")","v":7.7279563464732961E-12},{"$f":"IFERROR(IF(OR(K80=\"\",'Lives scenario - input'!$F65=\"\"),\"\",K80/'Lives scenario - input'!$F65),\"\")","v":1.7428073702621685E-11},{"$f":"IFERROR(IF(OR(L80=\"\",'Lives scenario - input'!$F65=\"\"),\"\",L80/'Lives scenario - input'!$F65),\"\")","v":3.8774384847096856E-11},{"$f":"IFERROR(IF(OR(M80=\"\",'Lives scenario - input'!$F65=\"\"),\"\",M80/'Lives scenario - input'!$F65),\"\")","v":8.5104581506143128E-11},{"$f":"IFERROR(IF(OR(N80=\"\",'Lives scenario - input'!$F65=\"\"),\"\",N80/'Lives scenario - input'!$F65),\"\")","v":1.8427867587816678E-10},{"$f":"IFERROR(IF(OR(O80=\"\",'Lives scenario - input'!$F65=\"\"),\"\",O80/'Lives scenario - input'!$F65),\"\")","v":3.9365238974287367E-10},{"$f":"IFERROR(IF(OR(P80=\"\",'Lives scenario - input'!$F65=\"\"),\"\",P80/'Lives scenario - input'!$F65),\"\")","v":8.2959826954575476E-10},{"$f":"IFERROR(IF(OR(Q80=\"\",'Lives scenario - input'!$F65=\"\"),\"\",Q80/'Lives scenario - input'!$F65),\"\")","v":1.7248101749697316E-9},{"$f":"IFERROR(IF(OR(R80=\"\",'Lives scenario - input'!$F65=\"\"),\"\",R80/'Lives scenario - input'!$F65),\"\")","v":3.5378107490418813E-9},{"$f":"IFERROR(IF(OR(S80=\"\",'Lives scenario - input'!$F65=\"\"),\"\",S80/'Lives scenario - input'!$F65),\"\")","v":7.1589433210251336E-9},{"$f":"IFERROR(IF(OR(T80=\"\",'Lives scenario - input'!$F65=\"\"),\"\",T80/'Lives scenario - input'!$F65),\"\")","v":1.4291749830100169E-8},{"$f":"IFERROR(IF(OR(U80=\"\",'Lives scenario - input'!$F65=\"\"),\"\",U80/'Lives scenario - input'!$F65),\"\")","v":2.8147839477086172E-8},{"$f":"IFERROR(IF(OR(V80=\"\",'Lives scenario - input'!$F65=\"\"),\"\",V80/'Lives scenario - input'!$F65),\"\")","v":5.469263289542214E-8},{"$f":"IFERROR(IF(OR(W80=\"\",'Lives scenario - input'!$F65=\"\"),\"\",W80/'Lives scenario - input'!$F65),\"\")","v":1.0484253826799167E-7}]
[{"$f":"IFERROR('Lives scenario - input'!A66,\"\")","v":""},{"$f":"IFERROR('Lives scenario - input'!B66,\"\")","v":""},{"$f":"IFERROR('Lives scenario - input'!C66,\"\")","v":""},{"$f":"IFERROR(repcalc('Lives scenario - input'!$CX66:$GJ66,'Lives scenario - input'!$I66,'Lives scenario - input'!$G66,'Lives scenario - input'!$H66,20,TRUE,TRUE),\"\")","v":""},"","","","","","","","","","","","","","","","","","","",{"$f":"IFERROR(IF(OR(D81=\"\",'Lives scenario - input'!$F66=\"\"),\"\",D81/'Lives scenario - input'!$F66),\"\")","v":""},{"$f":"IFERROR(IF(OR(E81=\"\",'Lives scenario - input'!$F66=\"\"),\"\",E81/'Lives scenario - input'!$F66),\"\")","v":""},{"$f":"IFERROR(IF(OR(F81=\"\",'Lives scenario - input'!$F66=\"\"),\"\",F81/'Lives scenario - input'!$F66),\"\")","v":""},{"$f":"IFERROR(IF(OR(G81=\"\",'Lives scenario - input'!$F66=\"\"),\"\",G81/'Lives scenario - input'!$F66),\"\")","v":""},{"$f":"IFERROR(IF(OR(H81=\"\",'Lives scenario - input'!$F66=\"\"),\"\",H81/'Lives scenario - input'!$F66),\"\")","v":""},{"$f":"IFERROR(IF(OR(I81=\"\",'Lives scenario - input'!$F66=\"\"),\"\",I81/'Lives scenario - input'!$F66),\"\")","v":""},{"$f":"IFERROR(IF(OR(J81=\"\",'Lives scenario - input'!$F66=\"\"),\"\",J81/'Lives scenario - input'!$F66),\"\")","v":""},{"$f":"IFERROR(IF(OR(K81=\"\",'Lives scenario - input'!$F66=\"\"),\"\",K81/'Lives scenario - input'!$F66),\"\")","v":""},{"$f":"IFERROR(IF(OR(L81=\"\",'Lives scenario - input'!$F66=\"\"),\"\",L81/'Lives scenario - input'!$F66),\"\")","v":""},{"$f":"IFERROR(IF(OR(M81=\"\",'Lives scenario - input'!$F66=\"\"),\"\",M81/'Lives scenario - input'!$F66),\"\")","v":""},{"$f":"IFERROR(IF(OR(N81=\"\",'Lives scenario - input'!$F66=\"\"),\"\",N81/'Lives scenario - input'!$F66),\"\")","v":""},{"$f":"IFERROR(IF(OR(O81=\"\",'Lives scenario - input'!$F66=\"\"),\"\",O81/'Lives scenario - input'!$F66),\"\")","v":""},{"$f":"IFERROR(IF(OR(P81=\"\",'Lives scenario - input'!$F66=\"\"),\"\",P81/'Lives scenario - input'!$F66),\"\")","v":""},{"$f":"IFERROR(IF(OR(Q81=\"\",'Lives scenario - input'!$F66=\"\"),\"\",Q81/'Lives scenario - input'!$F66),\"\")","v":""},{"$f":"IFERROR(IF(OR(R81=\"\",'Lives scenario - input'!$F66=\"\"),\"\",R81/'Lives scenario - input'!$F66),\"\")","v":""},{"$f":"IFERROR(IF(OR(S81=\"\",'Lives scenario - input'!$F66=\"\"),\"\",S81/'Lives scenario - input'!$F66),\"\")","v":""},{"$f":"IFERROR(IF(OR(T81=\"\",'Lives scenario - input'!$F66=\"\"),\"\",T81/'Lives scenario - input'!$F66),\"\")","v":""},{"$f":"IFERROR(IF(OR(U81=\"\",'Lives scenario - input'!$F66=\"\"),\"\",U81/'Lives scenario - input'!$F66),\"\")","v":""},{"$f":"IFERROR(IF(OR(V81=\"\",'Lives scenario - input'!$F66=\"\"),\"\",V81/'Lives scenario - input'!$F66),\"\")","v":""},{"$f":"IFERROR(IF(OR(W81=\"\",'Lives scenario - input'!$F66=\"\"),\"\",W81/'Lives scenario - input'!$F66),\"\")","v":""}]
[{"$f":"IFERROR('Lives scenario - input'!A67,\"\")","v":""},{"$f":"IFERROR('Lives scenario - input'!B67,\"\")","v":""},{"$f":"IFERROR('Lives scenario - input'!C67,\"\")","v":""},{"$f":"IFERROR(repcalc('Lives scenario - input'!$CX67:$GJ67,'Lives scenario - input'!$I67,'Lives scenario - input'!$G67,'Lives scenario - input'!$H67,20,TRUE,TRUE),\"\")","v":""},"","","","","","","","","","","","","","","","","","","",{"$f":"IFERROR(IF(OR(D82=\"\",'Lives scenario - input'!$F67=\"\"),\"\",D82/'Lives scenario - input'!$F67),\"\")","v":""},{"$f":"IFERROR(IF(OR(E82=\"\",'Lives scenario - input'!$F67=\"\"),\"\",E82/'Lives scenario - input'!$F67),\"\")","v":""},{"$f":"IFERROR(IF(OR(F82=\"\",'Lives scenario - input'!$F67=\"\"),\"\",F82/'Lives scenario - input'!$F67),\"\")","v":""},{"$f":"IFERROR(IF(OR(G82=\"\",'Lives scenario - input'!$F67=\"\"),\"\",G82/'Lives scenario - input'!$F67),\"\")","v":""},{"$f":"IFERROR(IF(OR(H82=\"\",'Lives scenario - input'!$F67=\"\"),\"\",H82/'Lives scenario - input'!$F67),\"\")","v":""},{"$f":"IFERROR(IF(OR(I82=\"\",'Lives scenario - input'!$F67=\"\"),\"\",I82/'Lives scenario - input'!$F67),\"\")","v":""},{"$f":"IFERROR(IF(OR(J82=\"\",'Lives scenario - input'!$F67=\"\"),\"\",J82/'Lives scenario - input'!$F67),\"\")","v":""},{"$f":"IFERROR(IF(OR(K82=\"\",'Lives scenario - input'!$F67=\"\"),\"\",K82/'Lives scenario - input'!$F67),\"\")","v":""},{"$f":"IFERROR(IF(OR(L82=\"\",'Lives scenario - input'!$F67=\"\"),\"\",L82/'Lives scenario - input'!$F67),\"\")","v":""},{"$f":"IFERROR(IF(OR(M82=\"\",'Lives scenario - input'!$F67=\"\"),\"\",M82/'Lives scenario - input'!$F67),\"\")","v":""},{"$f":"IFERROR(IF(OR(N82=\"\",'Lives scenario - input'!$F67=\"\"),\"\",N82/'Lives scenario - input'!$F67),\"\")","v":""},{"$f":"IFERROR(IF(OR(O82=\"\",'Lives scenario - input'!$F67=\"\"),\"\",O82/'Lives scenario - input'!$F67),\"\")","v":""},{"$f":"IFERROR(IF(OR(P82=\"\",'Lives scenario - input'!$F67=\"\"),\"\",P82/'Lives scenario - input'!$F67),\"\")","v":""},{"$f":"IFERROR(IF(OR(Q82=\"\",'Lives scenario - input'!$F67=\"\"),\"\",Q82/'Lives scenario - input'!$F67),\"\")","v":""},{"$f":"IFERROR(IF(OR(R82=\"\",'Lives scenario - input'!$F67=\"\"),\"\",R82/'Lives scenario - input'!$F67),\"\")","v":""},{"$f":"IFERROR(IF(OR(S82=\"\",'Lives scenario - input'!$F67=\"\"),\"\",S82/'Lives scenario - input'!$F67),\"\")","v":""},{"$f":"IFERROR(IF(OR(T82=\"\",'Lives scenario - input'!$F67=\"\"),\"\",T82/'Lives scenario - input'!$F67),\"\")","v":""},{"$f":"IFERROR(IF(OR(U82=\"\",'Lives scenario - input'!$F67=\"\"),\"\",U82/'Lives scenario - input'!$F67),\"\")","v":""},{"$f":"IFERROR(IF(OR(V82=\"\",'Lives scenario - input'!$F67=\"\"),\"\",V82/'Lives scenario - input'!$F67),\"\")","v":""},{"$f":"IFERROR(IF(OR(W82=\"\",'Lives scenario - input'!$F67=\"\"),\"\",W82/'Lives scenario - input'!$F67),\"\")","v":""}]
[{"$f":"IFERROR('Lives scenario - input'!A68,\"\")","v":""},{"$f":"IFERROR('Lives scenario - input'!B68,\"\")","v":""},{"$f":"IFERROR('Lives scenario - input'!C68,\"\")","v":""},{"$f":"IFERROR(repcalc('Lives scenario - input'!$CX68:$GJ68,'Lives scenario - input'!$I68,'Lives scenario - input'!$G68,'Lives scenario - input'!$H68,20,TRUE,TRUE),\"\")","v":""},"","","","","","","","","","","","","","","","","","","",{"$f":"IFERROR(IF(OR(D83=\"\",'Lives scenario - input'!$F68=\"\"),\"\",D83/'Lives scenario - input'!$F68),\"\")","v":""},{"$f":"IFERROR(IF(OR(E83=\"\",'Lives scenario - input'!$F68=\"\"),\"\",E83/'Lives scenario - input'!$F68),\"\")","v":""},{"$f":"IFERROR(IF(OR(F83=\"\",'Lives scenario - input'!$F68=\"\"),\"\",F83/'Lives scenario - input'!$F68),\"\")","v":""},{"$f":"IFERROR(IF(OR(G83=\"\",'Lives scenario - input'!$F68=\"\"),\"\",G83/'Lives scenario - input'!$F68),\"\")","v":""},{"$f":"IFERROR(IF(OR(H83=\"\",'Lives scenario - input'!$F68=\"\"),\"\",H83/'Lives scenario - input'!$F68),\"\")","v":""},{"$f":"IFERROR(IF(OR(I83=\"\",'Lives scenario - input'!$F68=\"\"),\"\",I83/'Lives scenario - input'!$F68),\"\")","v":""},{"$f":"IFERROR(IF(OR(J83=\"\",'Lives scenario - input'!$F68=\"\"),\"\",J83/'Lives scenario - input'!$F68),\"\")","v":""},{"$f":"IFERROR(IF(OR(K83=\"\",'Lives scenario - input'!$F68=\"\"),\"\",K83/'Lives scenario - input'!$F68),\"\")","v":""},{"$f":"IFERROR(IF(OR(L83=\"\",'Lives scenario - input'!$F68=\"\"),\"\",L83/'Lives scenario - input'!$F68),\"\")","v":""},{"$f":"IFERROR(IF(OR(M83=\"\",'Lives scenario - input'!$F68=\"\"),\"\",M83/'Lives scenario - input'!$F68),\"\")","v":""},{"$f":"IFERROR(IF(OR(N83=\"\",'Lives scenario - input'!$F68=\"\"),\"\",N83/'Lives scenario - input'!$F68),\"\")","v":""},{"$f":"IFERROR(IF(OR(O83=\"\",'Lives scenario - input'!$F68=\"\"),\"\",O83/'Lives scenario - input'!$F68),\"\")","v":""},{"$f":"IFERROR(IF(OR(P83=\"\",'Lives scenario - input'!$F68=\"\"),\"\",P83/'Lives scenario - input'!$F68),\"\")","v":""},{"$f":"IFERROR(IF(OR(Q83=\"\",'Lives scenario - input'!$F68=\"\"),\"\",Q83/'Lives scenario - input'!$F68),\"\")","v":""},{"$f":"IFERROR(IF(OR(R83=\"\",'Lives scenario - input'!$F68=\"\"),\"\",R83/'Lives scenario - input'!$F68),\"\")","v":""},{"$f":"IFERROR(IF(OR(S83=\"\",'Lives scenario - input'!$F68=\"\"),\"\",S83/'Lives scenario - input'!$F68),\"\")","v":""},{"$f":"IFERROR(IF(OR(T83=\"\",'Lives scenario - input'!$F68=\"\"),\"\",T83/'Lives scenario - input'!$F68),\"\")","v":""},{"$f":"IFERROR(IF(OR(U83=\"\",'Lives scenario - input'!$F68=\"\"),\"\",U83/'Lives scenario - input'!$F68),\"\")","v":""},{"$f":"IFERROR(IF(OR(V83=\"\",'Lives scenario - input'!$F68=\"\"),\"\",V83/'Lives scenario - input'!$F68),\"\")","v":""},{"$f":"IFERROR(IF(OR(W83=\"\",'Lives scenario - input'!$F68=\"\"),\"\",W83/'Lives scenario - input'!$F68),\"\")","v":""}]
[{"$f":"IFERROR('Lives scenario - input'!A69,\"\")","v":""},{"$f":"IFERROR('Lives scenario - input'!B69,\"\")","v":""},{"$f":"IFERROR('Lives scenario - input'!C69,\"\")","v":""},{"$f":"IFERROR(repcalc('Lives scenario - input'!$CX69:$GJ69,'Lives scenario - input'!$I69,'Lives scenario - input'!$G69,'Lives scenario - input'!$H69,20,TRUE,TRUE),\"\")","v":""},"","","","","","","","","","","","","","","","","","","",{"$f":"IFERROR(IF(OR(D84=\"\",'Lives scenario - input'!$F69=\"\"),\"\",D84/'Lives scenario - input'!$F69),\"\")","v":""},{"$f":"IFERROR(IF(OR(E84=\"\",'Lives scenario - input'!$F69=\"\"),\"\",E84/'Lives scenario - input'!$F69),\"\")","v":""},{"$f":"IFERROR(IF(OR(F84=\"\",'Lives scenario - input'!$F69=\"\"),\"\",F84/'Lives scenario - input'!$F69),\"\")","v":""},{"$f":"IFERROR(IF(OR(G84=\"\",'Lives scenario - input'!$F69=\"\"),\"\",G84/'Lives scenario - input'!$F69),\"\")","v":""},{"$f":"IFERROR(IF(OR(H84=\"\",'Lives scenario - input'!$F69=\"\"),\"\",H84/'Lives scenario - input'!$F69),\"\")","v":""},{"$f":"IFERROR(IF(OR(I84=\"\",'Lives scenario - input'!$F69=\"\"),\"\",I84/'Lives scenario - input'!$F69),\"\")","v":""},{"$f":"IFERROR(IF(OR(J84=\"\",'Lives scenario - input'!$F69=\"\"),\"\",J84/'Lives scenario - input'!$F69),\"\")","v":""},{"$f":"IFERROR(IF(OR(K84=\"\",'Lives scenario - input'!$F69=\"\"),\"\",K84/'Lives scenario - input'!$F69),\"\")","v":""},{"$f":"IFERROR(IF(OR(L84=\"\",'Lives scenario - input'!$F69=\"\"),\"\",L84/'Lives scenario - input'!$F69),\"\")","v":""},{"$f":"IFERROR(IF(OR(M84=\"\",'Lives scenario - input'!$F69=\"\"),\"\",M84/'Lives scenario - input'!$F69),\"\")","v":""},{"$f":"IFERROR(IF(OR(N84=\"\",'Lives scenario - input'!$F69=\"\"),\"\",N84/'Lives scenario - input'!$F69),\"\")","v":""},{"$f":"IFERROR(IF(OR(O84=\"\",'Lives scenario - input'!$F69=\"\"),\"\",O84/'Lives scenario - input'!$F69),\"\")","v":""},{"$f":"IFERROR(IF(OR(P84=\"\",'Lives scenario - input'!$F69=\"\"),\"\",P84/'Lives scenario - input'!$F69),\"\")","v":""},{"$f":"IFERROR(IF(OR(Q84=\"\",'Lives scenario - input'!$F69=\"\"),\"\",Q84/'Lives scenario - input'!$F69),\"\")","v":""},{"$f":"IFERROR(IF(OR(R84=\"\",'Lives scenario - input'!$F69=\"\"),\"\",R84/'Lives scenario - input'!$F69),\"\")","v":""},{"$f":"IFERROR(IF(OR(S84=\"\",'Lives scenario - input'!$F69=\"\"),\"\",S84/'Lives scenario - input'!$F69),\"\")","v":""},{"$f":"IFERROR(IF(OR(T84=\"\",'Lives scenario - input'!$F69=\"\"),\"\",T84/'Lives scenario - input'!$F69),\"\")","v":""},{"$f":"IFERROR(IF(OR(U84=\"\",'Lives scenario - input'!$F69=\"\"),\"\",U84/'Lives scenario - input'!$F69),\"\")","v":""},{"$f":"IFERROR(IF(OR(V84=\"\",'Lives scenario - input'!$F69=\"\"),\"\",V84/'Lives scenario - input'!$F69),\"\")","v":""},{"$f":"IFERROR(IF(OR(W84=\"\",'Lives scenario - input'!$F69=\"\"),\"\",W84/'Lives scenario - input'!$F69),\"\")","v":""}]
[{"$f":"IFERROR('Lives scenario - input'!A70,\"\")","v":""},{"$f":"IFERROR('Lives scenario - input'!B70,\"\")","v":""},{"$f":"IFERROR('Lives scenario - input'!C70,\"\")","v":""},{"$f":"IFERROR(repcalc('Lives scenario - input'!$CX70:$GJ70,'Lives scenario - input'!$I70,'Lives scenario - input'!$G70,'Lives scenario - input'!$H70,20,TRUE,TRUE),\"\")","v":""},"","","","","","","","","","","","","","","","","","","",{"$f":"IFERROR(IF(OR(D85=\"\",'Lives scenario - input'!$F70=\"\"),\"\",D85/'Lives scenario - input'!$F70),\"\")","v":""},{"$f":"IFERROR(IF(OR(E85=\"\",'Lives scenario - input'!$F70=\"\"),\"\",E85/'Lives scenario - input'!$F70),\"\")","v":""},{"$f":"IFERROR(IF(OR(F85=\"\",'Lives scenario - input'!$F70=\"\"),\"\",F85/'Lives scenario - input'!$F70),\"\")","v":""},{"$f":"IFERROR(IF(OR(G85=\"\",'Lives scenario - input'!$F70=\"\"),\"\",G85/'Lives scenario - input'!$F70),\"\")","v":""},{"$f":"IFERROR(IF(OR(H85=\"\",'Lives scenario - input'!$F70=\"\"),\"\",H85/'Lives scenario - input'!$F70),\"\")","v":""},{"$f":"IFERROR(IF(OR(I85=\"\",'Lives scenario - input'!$F70=\"\"),\"\",I85/'Lives scenario - input'!$F70),\"\")","v":""},{"$f":"IFERROR(IF(OR(J85=\"\",'Lives scenario - input'!$F70=\"\"),\"\",J85/'Lives scenario - input'!$F70),\"\")","v":""},{"$f":"IFERROR(IF(OR(K85=\"\",'Lives scenario - input'!$F70=\"\"),\"\",K85/'Lives scenario - input'!$F70),\"\")","v":""},{"$f":"IFERROR(IF(OR(L85=\"\",'Lives scenario - input'!$F70=\"\"),\"\",L85/'Lives scenario - input'!$F70),\"\")","v":""},{"$f":"IFERROR(IF(OR(M85=\"\",'Lives scenario - input'!$F70=\"\"),\"\",M85/'Lives scenario - input'!$F70),\"\")","v":""},{"$f":"IFERROR(IF(OR(N85=\"\",'Lives scenario - input'!$F70=\"\"),\"\",N85/'Lives scenario - input'!$F70),\"\")","v":""},{"$f":"IFERROR(IF(OR(O85=\"\",'Lives scenario - input'!$F70=\"\"),\"\",O85/'Lives scenario - input'!$F70),\"\")","v":""},{"$f":"IFERROR(IF(OR(P85=\"\",'Lives scenario - input'!$F70=\"\"),\"\",P85/'Lives scenario - input'!$F70),\"\")","v":""},{"$f":"IFERROR(IF(OR(Q85=\"\",'Lives scenario - input'!$F70=\"\"),\"\",Q85/'Lives scenario - input'!$F70),\"\")","v":""},{"$f":"IFERROR(IF(OR(R85=\"\",'Lives scenario - input'!$F70=\"\"),\"\",R85/'Lives scenario - input'!$F70),\"\")","v":""},{"$f":"IFERROR(IF(OR(S85=\"\",'Lives scenario - input'!$F70=\"\"),\"\",S85/'Lives scenario - input'!$F70),\"\")","v":""},{"$f":"IFERROR(IF(OR(T85=\"\",'Lives scenario - input'!$F70=\"\"),\"\",T85/'Lives scenario - input'!$F70),\"\")","v":""},{"$f":"IFERROR(IF(OR(U85=\"\",'Lives scenario - input'!$F70=\"\"),\"\",U85/'Lives scenario - input'!$F70),\"\")","v":""},{"$f":"IFERROR(IF(OR(V85=\"\",'Lives scenario - input'!$F70=\"\"),\"\",V85/'Lives scenario - input'!$F70),\"\")","v":""},{"$f":"IFERROR(IF(OR(W85=\"\",'Lives scenario - input'!$F70=\"\"),\"\",W85/'Lives scenario - input'!$F70),\"\")","v":""}]
[{"$f":"IFERROR('Lives scenario - input'!A71,\"\")","v":""},{"$f":"IFERROR('Lives scenario - input'!B71,\"\")","v":""},{"$f":"IFERROR('Lives scenario - input'!C71,\"\")","v":""},{"$f":"IFERROR(repcalc('Lives scenario - input'!$CX71:$GJ71,'Lives scenario - input'!$I71,'Lives scenario - input'!$G71,'Lives scenario - input'!$H71,20,TRUE,TRUE),\"\")","v":""},"","","","","","","","","","","","","","","","","","","",{"$f":"IFERROR(IF(OR(D86=\"\",'Lives scenario - input'!$F71=\"\"),\"\",D86/'Lives scenario - input'!$F71),\"\")","v":""},{"$f":"IFERROR(IF(OR(E86=\"\",'Lives scenario - input'!$F71=\"\"),\"\",E86/'Lives scenario - input'!$F71),\"\")","v":""},{"$f":"IFERROR(IF(OR(F86=\"\",'Lives scenario - input'!$F71=\"\"),\"\",F86/'Lives scenario - input'!$F71),\"\")","v":""},{"$f":"IFERROR(IF(OR(G86=\"\",'Lives scenario - input'!$F71=\"\"),\"\",G86/'Lives scenario - input'!$F71),\"\")","v":""},{"$f":"IFERROR(IF(OR(H86=\"\",'Lives scenario - input'!$F71=\"\"),\"\",H86/'Lives scenario - input'!$F71),\"\")","v":""},{"$f":"IFERROR(IF(OR(I86=\"\",'Lives scenario - input'!$F71=\"\"),\"\",I86/'Lives scenario - input'!$F71),\"\")","v":""},{"$f":"IFERROR(IF(OR(J86=\"\",'Lives scenario - input'!$F71=\"\"),\"\",J86/'Lives scenario - input'!$F71),\"\")","v":""},{"$f":"IFERROR(IF(OR(K86=\"\",'Lives scenario - input'!$F71=\"\"),\"\",K86/'Lives scenario - input'!$F71),\"\")","v":""},{"$f":"IFERROR(IF(OR(L86=\"\",'Lives scenario - input'!$F71=\"\"),\"\",L86/'Lives scenario - input'!$F71),\"\")","v":""},{"$f":"IFERROR(IF(OR(M86=\"\",'Lives scenario - input'!$F71=\"\"),\"\",M86/'Lives scenario - input'!$F71),\"\")","v":""},{"$f":"IFERROR(IF(OR(N86=\"\",'Lives scenario - input'!$F71=\"\"),\"\",N86/'Lives scenario - input'!$F71),\"\")","v":""},{"$f":"IFERROR(IF(OR(O86=\"\",'Lives scenario - input'!$F71=\"\"),\"\",O86/'Lives scenario - input'!$F71),\"\")","v":""},{"$f":"IFERROR(IF(OR(P86=\"\",'Lives scenario - input'!$F71=\"\"),\"\",P86/'Lives scenario - input'!$F71),\"\")","v":""},{"$f":"IFERROR(IF(OR(Q86=\"\",'Lives scenario - input'!$F71=\"\"),\"\",Q86/'Lives scenario - input'!$F71),\"\")","v":""},{"$f":"IFERROR(IF(OR(R86=\"\",'Lives scenario - input'!$F71=\"\"),\"\",R86/'Lives scenario - input'!$F71),\"\")","v":""},{"$f":"IFERROR(IF(OR(S86=\"\",'Lives scenario - input'!$F71=\"\"),\"\",S86/'Lives scenario - input'!$F71),\"\")","v":""},{"$f":"IFERROR(IF(OR(T86=\"\",'Lives scenario - input'!$F71=\"\"),\"\",T86/'Lives scenario - input'!$F71),\"\")","v":""},{"$f":"IFERROR(IF(OR(U86=\"\",'Lives scenario - input'!$F71=\"\"),\"\",U86/'Lives scenario - input'!$F71),\"\")","v":""},{"$f":"IFERROR(IF(OR(V86=\"\",'Lives scenario - input'!$F71=\"\"),\"\",V86/'Lives scenario - input'!$F71),\"\")","v":""},{"$f":"IFERROR(IF(OR(W86=\"\",'Lives scenario - input'!$F71=\"\"),\"\",W86/'Lives scenario - input'!$F71),\"\")","v":""}]
[{"$f":"IFERROR('Lives scenario - input'!A72,\"\")","v":""},{"$f":"IFERROR('Lives scenario - input'!B72,\"\")","v":""},{"$f":"IFERROR('Lives scenario - input'!C72,\"\")","v":""},{"$f":"IFERROR(repcalc('Lives scenario - input'!$CX72:$GJ72,'Lives scenario - input'!$I72,'Lives scenario - input'!$G72,'Lives scenario - input'!$H72,20,TRUE,TRUE),\"\")","v":""},"","","","","","","","","","","","","","","","","","","",{"$f":"IFERROR(IF(OR(D87=\"\",'Lives scenario - input'!$F72=\"\"),\"\",D87/'Lives scenario - input'!$F72),\"\")","v":""},{"$f":"IFERROR(IF(OR(E87=\"\",'Lives scenario - input'!$F72=\"\"),\"\",E87/'Lives scenario - input'!$F72),\"\")","v":""},{"$f":"IFERROR(IF(OR(F87=\"\",'Lives scenario - input'!$F72=\"\"),\"\",F87/'Lives scenario - input'!$F72),\"\")","v":""},{"$f":"IFERROR(IF(OR(G87=\"\",'Lives scenario - input'!$F72=\"\"),\"\",G87/'Lives scenario - input'!$F72),\"\")","v":""},{"$f":"IFERROR(IF(OR(H87=\"\",'Lives scenario - input'!$F72=\"\"),\"\",H87/'Lives scenario - input'!$F72),\"\")","v":""},{"$f":"IFERROR(IF(OR(I87=\"\",'Lives scenario - input'!$F72=\"\"),\"\",I87/'Lives scenario - input'!$F72),\"\")","v":""},{"$f":"IFERROR(IF(OR(J87=\"\",'Lives scenario - input'!$F72=\"\"),\"\",J87/'Lives scenario - input'!$F72),\"\")","v":""},{"$f":"IFERROR(IF(OR(K87=\"\",'Lives scenario - input'!$F72=\"\"),\"\",K87/'Lives scenario - input'!$F72),\"\")","v":""},{"$f":"IFERROR(IF(OR(L87=\"\",'Lives scenario - input'!$F72=\"\"),\"\",L87/'Lives scenario - input'!$F72),\"\")","v":""},{"$f":"IFERROR(IF(OR(M87=\"\",'Lives scenario - input'!$F72=\"\"),\"\",M87/'Lives scenario - input'!$F72),\"\")","v":""},{"$f":"IFERROR(IF(OR(N87=\"\",'Lives scenario - input'!$F72=\"\"),\"\",N87/'Lives scenario - input'!$F72),\"\")","v":""},{"$f":"IFERROR(IF(OR(O87=\"\",'Lives scenario - input'!$F72=\"\"),\"\",O87/'Lives scenario - input'!$F72),\"\")","v":""},{"$f":"IFERROR(IF(OR(P87=\"\",'Lives scenario - input'!$F72=\"\"),\"\",P87/'Lives scenario - input'!$F72),\"\")","v":""},{"$f":"IFERROR(IF(OR(Q87=\"\",'Lives scenario - input'!$F72=\"\"),\"\",Q87/'Lives scenario - input'!$F72),\"\")","v":""},{"$f":"IFERROR(IF(OR(R87=\"\",'Lives scenario - input'!$F72=\"\"),\"\",R87/'Lives scenario - input'!$F72),\"\")","v":""},{"$f":"IFERROR(IF(OR(S87=\"\",'Lives scenario - input'!$F72=\"\"),\"\",S87/'Lives scenario - input'!$F72),\"\")","v":""},{"$f":"IFERROR(IF(OR(T87=\"\",'Lives scenario - input'!$F72=\"\"),\"\",T87/'Lives scenario - input'!$F72),\"\")","v":""},{"$f":"IFERROR(IF(OR(U87=\"\",'Lives scenario - input'!$F72=\"\"),\"\",U87/'Lives scenario - input'!$F72),\"\")","v":""},{"$f":"IFERROR(IF(OR(V87=\"\",'Lives scenario - input'!$F72=\"\"),\"\",V87/'Lives scenario - input'!$F72),\"\")","v":""},{"$f":"IFERROR(IF(OR(W87=\"\",'Lives scenario - input'!$F72=\"\"),\"\",W87/'Lives scenario - input'!$F72),\"\")","v":""}]
[{"$f":"IFERROR('Lives scenario - input'!A73,\"\")","v":""},{"$f":"IFERROR('Lives scenario - input'!B73,\"\")","v":""},{"$f":"IFERROR('Lives scenario - input'!C73,\"\")","v":""},{"$f":"IFERROR(repcalc('Lives scenario - input'!$CX73:$GJ73,'Lives scenario - input'!$I73,'Lives scenario - input'!$G73,'Lives scenario - input'!$H73,20,TRUE,TRUE),\"\")","v":""},"","","","","","","","","","","","","","","","","","","",{"$f":"IFERROR(IF(OR(D88=\"\",'Lives scenario - input'!$F73=\"\"),\"\",D88/'Lives scenario - input'!$F73),\"\")","v":""},{"$f":"IFERROR(IF(OR(E88=\"\",'Lives scenario - input'!$F73=\"\"),\"\",E88/'Lives scenario - input'!$F73),\"\")","v":""},{"$f":"IFERROR(IF(OR(F88=\"\",'Lives scenario - input'!$F73=\"\"),\"\",F88/'Lives scenario - input'!$F73),\"\")","v":""},{"$f":"IFERROR(IF(OR(G88=\"\",'Lives scenario - input'!$F73=\"\"),\"\",G88/'Lives scenario - input'!$F73),\"\")","v":""},{"$f":"IFERROR(IF(OR(H88=\"\",'Lives scenario - input'!$F73=\"\"),\"\",H88/'Lives scenario - input'!$F73),\"\")","v":""},{"$f":"IFERROR(IF(OR(I88=\"\",'Lives scenario - input'!$F73=\"\"),\"\",I88/'Lives scenario - input'!$F73),\"\")","v":""},{"$f":"IFERROR(IF(OR(J88=\"\",'Lives scenario - input'!$F73=\"\"),\"\",J88/'Lives scenario - input'!$F73),\"\")","v":""},{"$f":"IFERROR(IF(OR(K88=\"\",'Lives scenario - input'!$F73=\"\"),\"\",K88/'Lives scenario - input'!$F73),\"\")","v":""},{"$f":"IFERROR(IF(OR(L88=\"\",'Lives scenario - input'!$F73=\"\"),\"\",L88/'Lives scenario - input'!$F73),\"\")","v":""},{"$f":"IFERROR(IF(OR(M88=\"\",'Lives scenario - input'!$F73=\"\"),\"\",M88/'Lives scenario - input'!$F73),\"\")","v":""},{"$f":"IFERROR(IF(OR(N88=\"\",'Lives scenario - input'!$F73=\"\"),\"\",N88/'Lives scenario - input'!$F73),\"\")","v":""},{"$f":"IFERROR(IF(OR(O88=\"\",'Lives scenario - input'!$F73=\"\"),\"\",O88/'Lives scenario - input'!$F73),\"\")","v":""},{"$f":"IFERROR(IF(OR(P88=\"\",'Lives scenario - input'!$F73=\"\"),\"\",P88/'Lives scenario - input'!$F73),\"\")","v":""},{"$f":"IFERROR(IF(OR(Q88=\"\",'Lives scenario - input'!$F73=\"\"),\"\",Q88/'Lives scenario - input'!$F73),\"\")","v":""},{"$f":"IFERROR(IF(OR(R88=\"\",'Lives scenario - input'!$F73=\"\"),\"\",R88/'Lives scenario - input'!$F73),\"\")","v":""},{"$f":"IFERROR(IF(OR(S88=\"\",'Lives scenario - input'!$F73=\"\"),\"\",S88/'Lives scenario - input'!$F73),\"\")","v":""},{"$f":"IFERROR(IF(OR(T88=\"\",'Lives scenario - input'!$F73=\"\"),\"\",T88/'Lives scenario - input'!$F73),\"\")","v":""},{"$f":"IFERROR(IF(OR(U88=\"\",'Lives scenario - input'!$F73=\"\"),\"\",U88/'Lives scenario - input'!$F73),\"\")","v":""},{"$f":"IFERROR(IF(OR(V88=\"\",'Lives scenario - input'!$F73=\"\"),\"\",V88/'Lives scenario - input'!$F73),\"\")","v":""},{"$f":"IFERROR(IF(OR(W88=\"\",'Lives scenario - input'!$F73=\"\"),\"\",W88/'Lives scenario - input'!$F73),\"\")","v":""}]
[{"$f":"IFERROR('Lives scenario - input'!A74,\"\")","v":""},{"$f":"IFERROR('Lives scenario - input'!B74,\"\")","v":""},{"$f":"IFERROR('Lives scenario - input'!C74,\"\")","v":""},{"$f":"IFERROR(repcalc('Lives scenario - input'!$CX74:$GJ74,'Lives scenario - input'!$I74,'Lives scenario - input'!$G74,'Lives scenario - input'!$H74,20,TRUE,TRUE),\"\")","v":""},"","","","","","","","","","","","","","","","","","","",{"$f":"IFERROR(IF(OR(D89=\"\",'Lives scenario - input'!$F74=\"\"),\"\",D89/'Lives scenario - input'!$F74),\"\")","v":""},{"$f":"IFERROR(IF(OR(E89=\"\",'Lives scenario - input'!$F74=\"\"),\"\",E89/'Lives scenario - input'!$F74),\"\")","v":""},{"$f":"IFERROR(IF(OR(F89=\"\",'Lives scenario - input'!$F74=\"\"),\"\",F89/'Lives scenario - input'!$F74),\"\")","v":""},{"$f":"IFERROR(IF(OR(G89=\"\",'Lives scenario - input'!$F74=\"\"),\"\",G89/'Lives scenario - input'!$F74),\"\")","v":""},{"$f":"IFERROR(IF(OR(H89=\"\",'Lives scenario - input'!$F74=\"\"),\"\",H89/'Lives scenario - input'!$F74),\"\")","v":""},{"$f":"IFERROR(IF(OR(I89=\"\",'Lives scenario - input'!$F74=\"\"),\"\",I89/'Lives scenario - input'!$F74),\"\")","v":""},{"$f":"IFERROR(IF(OR(J89=\"\",'Lives scenario - input'!$F74=\"\"),\"\",J89/'Lives scenario - input'!$F74),\"\")","v":""},{"$f":"IFERROR(IF(OR(K89=\"\",'Lives scenario - input'!$F74=\"\"),\"\",K89/'Lives scenario - input'!$F74),\"\")","v":""},{"$f":"IFERROR(IF(OR(L89=\"\",'Lives scenario - input'!$F74=\"\"),\"\",L89/'Lives scenario - input'!$F74),\"\")","v":""},{"$f":"IFERROR(IF(OR(M89=\"\",'Lives scenario - input'!$F74=\"\"),\"\",M89/'Lives scenario - input'!$F74),\"\")","v":""},{"$f":"IFERROR(IF(OR(N89=\"\",'Lives scenario - input'!$F74=\"\"),\"\",N89/'Lives scenario - input'!$F74),\"\")","v":""},{"$f":"IFERROR(IF(OR(O89=\"\",'Lives scenario - input'!$F74=\"\"),\"\",O89/'Lives scenario - input'!$F74),\"\")","v":""},{"$f":"IFERROR(IF(OR(P89=\"\",'Lives scenario - input'!$F74=\"\"),\"\",P89/'Lives scenario - input'!$F74),\"\")","v":""},{"$f":"IFERROR(IF(OR(Q89=\"\",'Lives scenario - input'!$F74=\"\"),\"\",Q89/'Lives scenario - input'!$F74),\"\")","v":""},{"$f":"IFERROR(IF(OR(R89=\"\",'Lives scenario - input'!$F74=\"\"),\"\",R89/'Lives scenario - input'!$F74),\"\")","v":""},{"$f":"IFERROR(IF(OR(S89=\"\",'Lives scenario - input'!$F74=\"\"),\"\",S89/'Lives scenario - input'!$F74),\"\")","v":""},{"$f":"IFERROR(IF(OR(T89=\"\",'Lives scenario - input'!$F74=\"\"),\"\",T89/'Lives scenario - input'!$F74),\"\")","v":""},{"$f":"IFERROR(IF(OR(U89=\"\",'Lives scenario - input'!$F74=\"\"),\"\",U89/'Lives scenario - input'!$F74),\"\")","v":""},{"$f":"IFERROR(IF(OR(V89=\"\",'Lives scenario - input'!$F74=\"\"),\"\",V89/'Lives scenario - input'!$F74),\"\")","v":""},{"$f":"IFERROR(IF(OR(W89=\"\",'Lives scenario - input'!$F74=\"\"),\"\",W89/'Lives scenario - input'!$F74),\"\")","v":""}]
[{"$f":"IFERROR('Lives scenario - input'!A75,\"\")","v":""},{"$f":"IFERROR('Lives scenario - input'!B75,\"\")","v":""},{"$f":"IFERROR('Lives scenario - input'!C75,\"\")","v":""},{"$f":"IFERROR(repcalc('Lives scenario - input'!$CX75:$GJ75,'Lives scenario - input'!$I75,'Lives scenario - input'!$G75,'Lives scenario - input'!$H75,20,TRUE,TRUE),\"\")","v":""},"","","","","","","","","","","","","","","","","","","",{"$f":"IFERROR(IF(OR(D90=\"\",'Lives scenario - input'!$F75=\"\"),\"\",D90/'Lives scenario - input'!$F75),\"\")","v":""},{"$f":"IFERROR(IF(OR(E90=\"\",'Lives scenario - input'!$F75=\"\"),\"\",E90/'Lives scenario - input'!$F75),\"\")","v":""},{"$f":"IFERROR(IF(OR(F90=\"\",'Lives scenario - input'!$F75=\"\"),\"\",F90/'Lives scenario - input'!$F75),\"\")","v":""},{"$f":"IFERROR(IF(OR(G90=\"\",'Lives scenario - input'!$F75=\"\"),\"\",G90/'Lives scenario - input'!$F75),\"\")","v":""},{"$f":"IFERROR(IF(OR(H90=\"\",'Lives scenario - input'!$F75=\"\"),\"\",H90/'Lives scenario - input'!$F75),\"\")","v":""},{"$f":"IFERROR(IF(OR(I90=\"\",'Lives scenario - input'!$F75=\"\"),\"\",I90/'Lives scenario - input'!$F75),\"\")","v":""},{"$f":"IFERROR(IF(OR(J90=\"\",'Lives scenario - input'!$F75=\"\"),\"\",J90/'Lives scenario - input'!$F75),\"\")","v":""},{"$f":"IFERROR(IF(OR(K90=\"\",'Lives scenario - input'!$F75=\"\"),\"\",K90/'Lives scenario - input'!$F75),\"\")","v":""},{"$f":"IFERROR(IF(OR(L90=\"\",'Lives scenario - input'!$F75=\"\"),\"\",L90/'Lives scenario - input'!$F75),\"\")","v":""},{"$f":"IFERROR(IF(OR(M90=\"\",'Lives scenario - input'!$F75=\"\"),\"\",M90/'Lives scenario - input'!$F75),\"\")","v":""},{"$f":"IFERROR(IF(OR(N90=\"\",'Lives scenario - input'!$F75=\"\"),\"\",N90/'Lives scenario - input'!$F75),\"\")","v":""},{"$f":"IFERROR(IF(OR(O90=\"\",'Lives scenario - input'!$F75=\"\"),\"\",O90/'Lives scenario - input'!$F75),\"\")","v":""},{"$f":"IFERROR(IF(OR(P90=\"\",'Lives scenario - input'!$F75=\"\"),\"\",P90/'Lives scenario - input'!$F75),\"\")","v":""},{"$f":"IFERROR(IF(OR(Q90=\"\",'Lives scenario - input'!$F75=\"\"),\"\",Q90/'Lives scenario - input'!$F75),\"\")","v":""},{"$f":"IFERROR(IF(OR(R90=\"\",'Lives scenario - input'!$F75=\"\"),\"\",R90/'Lives scenario - input'!$F75),\"\")","v":""},{"$f":"IFERROR(IF(OR(S90=\"\",'Lives scenario - input'!$F75=\"\"),\"\",S90/'Lives scenario - input'!$F75),\"\")","v":""},{"$f":"IFERROR(IF(OR(T90=\"\",'Lives scenario - input'!$F75=\"\"),\"\",T90/'Lives scenario - input'!$F75),\"\")","v":""},{"$f":"IFERROR(IF(OR(U90=\"\",'Lives scenario - input'!$F75=\"\"),\"\",U90/'Lives scenario - input'!$F75),\"\")","v":""},{"$f":"IFERROR(IF(OR(V90=\"\",'Lives scenario - input'!$F75=\"\"),\"\",V90/'Lives scenario - input'!$F75),\"\")","v":""},{"$f":"IFERROR(IF(OR(W90=\"\",'Lives scenario - input'!$F75=\"\"),\"\",W90/'Lives scenario - input'!$F75),\"\")","v":""}]
[{"$f":"IFERROR('Lives scenario - input'!A76,\"\")","v":""},{"$f":"IFERROR('Lives scenario - input'!B76,\"\")","v":""},{"$f":"IFERROR('Lives scenario - input'!C76,\"\")","v":""},{"$f":"IFERROR(repcalc('Lives scenario - input'!$CX76:$GJ76,'Lives scenario - input'!$I76,'Lives scenario - input'!$G76,'Lives scenario - input'!$H76,20,TRUE,TRUE),\"\")","v":""},"","","","","","","","","","","","","","","","","","","",{"$f":"IFERROR(IF(OR(D91=\"\",'Lives scenario - input'!$F76=\"\"),\"\",D91/'Lives scenario - input'!$F76),\"\")","v":""},{"$f":"IFERROR(IF(OR(E91=\"\",'Lives scenario - input'!$F76=\"\"),\"\",E91/'Lives scenario - input'!$F76),\"\")","v":""},{"$f":"IFERROR(IF(OR(F91=\"\",'Lives scenario - input'!$F76=\"\"),\"\",F91/'Lives scenario - input'!$F76),\"\")","v":""},{"$f":"IFERROR(IF(OR(G91=\"\",'Lives scenario - input'!$F76=\"\"),\"\",G91/'Lives scenario - input'!$F76),\"\")","v":""},{"$f":"IFERROR(IF(OR(H91=\"\",'Lives scenario - input'!$F76=\"\"),\"\",H91/'Lives scenario - input'!$F76),\"\")","v":""},{"$f":"IFERROR(IF(OR(I91=\"\",'Lives scenario - input'!$F76=\"\"),\"\",I91/'Lives scenario - input'!$F76),\"\")","v":""},{"$f":"IFERROR(IF(OR(J91=\"\",'Lives scenario - input'!$F76=\"\"),\"\",J91/'Lives scenario - input'!$F76),\"\")","v":""},{"$f":"IFERROR(IF(OR(K91=\"\",'Lives scenario - input'!$F76=\"\"),\"\",K91/'Lives scenario - input'!$F76),\"\")","v":""},{"$f":"IFERROR(IF(OR(L91=\"\",'Lives scenario - input'!$F76=\"\"),\"\",L91/'Lives scenario - input'!$F76),\"\")","v":""},{"$f":"IFERROR(IF(OR(M91=\"\",'Lives scenario - input'!$F76=\"\"),\"\",M91/'Lives scenario - input'!$F76),\"\")","v":""},{"$f":"IFERROR(IF(OR(N91=\"\",'Lives scenario - input'!$F76=\"\"),\"\",N91/'Lives scenario - input'!$F76),\"\")","v":""},{"$f":"IFERROR(IF(OR(O91=\"\",'Lives scenario - input'!$F76=\"\"),\"\",O91/'Lives scenario - input'!$F76),\"\")","v":""},{"$f":"IFERROR(IF(OR(P91=\"\",'Lives scenario - input'!$F76=\"\"),\"\",P91/'Lives scenario - input'!$F76),\"\")","v":""},{"$f":"IFERROR(IF(OR(Q91=\"\",'Lives scenario - input'!$F76=\"\"),\"\",Q91/'Lives scenario - input'!$F76),\"\")","v":""},{"$f":"IFERROR(IF(OR(R91=\"\",'Lives scenario - input'!$F76=\"\"),\"\",R91/'Lives scenario - input'!$F76),\"\")","v":""},{"$f":"IFERROR(IF(OR(S91=\"\",'Lives scenario - input'!$F76=\"\"),\"\",S91/'Lives scenario - input'!$F76),\"\")","v":""},{"$f":"IFERROR(IF(OR(T91=\"\",'Lives scenario - input'!$F76=\"\"),\"\",T91/'Lives scenario - input'!$F76),\"\")","v":""},{"$f":"IFERROR(IF(OR(U91=\"\",'Lives scenario - input'!$F76=\"\"),\"\",U91/'Lives scenario - input'!$F76),\"\")","v":""},{"$f":"IFERROR(IF(OR(V91=\"\",'Lives scenario - input'!$F76=\"\"),\"\",V91/'Lives scenario - input'!$F76),\"\")","v":""},{"$f":"IFERROR(IF(OR(W91=\"\",'Lives scenario - input'!$F76=\"\"),\"\",W91/'Lives scenario - input'!$F76),\"\")","v":""}]
[{"$f":"IFERROR('Lives scenario - input'!A77,\"\")","v":""},{"$f":"IFERROR('Lives scenario - input'!B77,\"\")","v":""},{"$f":"IFERROR('Lives scenario - input'!C77,\"\")","v":""},{"$f":"IFERROR(repcalc('Lives scenario - input'!$CX77:$GJ77,'Lives scenario - input'!$I77,'Lives scenario - input'!$G77,'Lives scenario - input'!$H77,20,TRUE,TRUE),\"\")","v":""},"","","","","","","","","","","","","","","","","","","",{"$f":"IFERROR(IF(OR(D92=\"\",'Lives scenario - input'!$F77=\"\"),\"\",D92/'Lives scenario - input'!$F77),\"\")","v":""},{"$f":"IFERROR(IF(OR(E92=\"\",'Lives scenario - input'!$F77=\"\"),\"\",E92/'Lives scenario - input'!$F77),\"\")","v":""},{"$f":"IFERROR(IF(OR(F92=\"\",'Lives scenario - input'!$F77=\"\"),\"\",F92/'Lives scenario - input'!$F77),\"\")","v":""},{"$f":"IFERROR(IF(OR(G92=\"\",'Lives scenario - input'!$F77=\"\"),\"\",G92/'Lives scenario - input'!$F77),\"\")","v":""},{"$f":"IFERROR(IF(OR(H92=\"\",'Lives scenario - input'!$F77=\"\"),\"\",H92/'Lives scenario - input'!$F77),\"\")","v":""},{"$f":"IFERROR(IF(OR(I92=\"\",'Lives scenario - input'!$F77=\"\"),\"\",I92/'Lives scenario - input'!$F77),\"\")","v":""},{"$f":"IFERROR(IF(OR(J92=\"\",'Lives scenario - input'!$F77=\"\"),\"\",J92/'Lives scenario - input'!$F77),\"\")","v":""},{"$f":"IFERROR(IF(OR(K92=\"\",'Lives scenario - input'!$F77=\"\"),\"\",K92/'Lives scenario - input'!$F77),\"\")","v":""},{"$f":"IFERROR(IF(OR(L92=\"\",'Lives scenario - input'!$F77=\"\"),\"\",L92/'Lives scenario - input'!$F77),\"\")","v":""},{"$f":"IFERROR(IF(OR(M92=\"\",'Lives scenario - input'!$F77=\"\"),\"\",M92/'Lives scenario - input'!$F77),\"\")","v":""},{"$f":"IFERROR(IF(OR(N92=\"\",'Lives scenario - input'!$F77=\"\"),\"\",N92/'Lives scenario - input'!$F77),\"\")","v":""},{"$f":"IFERROR(IF(OR(O92=\"\",'Lives scenario - input'!$F77=\"\"),\"\",O92/'Lives scenario - input'!$F77),\"\")","v":""},{"$f":"IFERROR(IF(OR(P92=\"\",'Lives scenario - input'!$F77=\"\"),\"\",P92/'Lives scenario - input'!$F77),\"\")","v":""},{"$f":"IFERROR(IF(OR(Q92=\"\",'Lives scenario - input'!$F77=\"\"),\"\",Q92/'Lives scenario - input'!$F77),\"\")","v":""},{"$f":"IFERROR(IF(OR(R92=\"\",'Lives scenario - input'!$F77=\"\"),\"\",R92/'Lives scenario - input'!$F77),\"\")","v":""},{"$f":"IFERROR(IF(OR(S92=\"\",'Lives scenario - input'!$F77=\"\"),\"\",S92/'Lives scenario - input'!$F77),\"\")","v":""},{"$f":"IFERROR(IF(OR(T92=\"\",'Lives scenario - input'!$F77=\"\"),\"\",T92/'Lives scenario - input'!$F77),\"\")","v":""},{"$f":"IFERROR(IF(OR(U92=\"\",'Lives scenario - input'!$F77=\"\"),\"\",U92/'Lives scenario - input'!$F77),\"\")","v":""},{"$f":"IFERROR(IF(OR(V92=\"\",'Lives scenario - input'!$F77=\"\"),\"\",V92/'Lives scenario - input'!$F77),\"\")","v":""},{"$f":"IFERROR(IF(OR(W92=\"\",'Lives scenario - input'!$F77=\"\"),\"\",W92/'Lives scenario - input'!$F77),\"\")","v":""}]
[{"$f":"IFERROR('Lives scenario - input'!A78,\"\")","v":""},{"$f":"IFERROR('Lives scenario - input'!B78,\"\")","v":""},{"$f":"IFERROR('Lives scenario - input'!C78,\"\")","v":""},{"$f":"IFERROR(repcalc('Lives scenario - input'!$CX78:$GJ78,'Lives scenario - input'!$I78,'Lives scenario - input'!$G78,'Lives scenario - input'!$H78,20,TRUE,TRUE),\"\")","v":""},"","","","","","","","","","","","","","","","","","","",{"$f":"IFERROR(IF(OR(D93=\"\",'Lives scenario - input'!$F78=\"\"),\"\",D93/'Lives scenario - input'!$F78),\"\")","v":""},{"$f":"IFERROR(IF(OR(E93=\"\",'Lives scenario - input'!$F78=\"\"),\"\",E93/'Lives scenario - input'!$F78),\"\")","v":""},{"$f":"IFERROR(IF(OR(F93=\"\",'Lives scenario - input'!$F78=\"\"),\"\",F93/'Lives scenario - input'!$F78),\"\")","v":""},{"$f":"IFERROR(IF(OR(G93=\"\",'Lives scenario - input'!$F78=\"\"),\"\",G93/'Lives scenario - input'!$F78),\"\")","v":""},{"$f":"IFERROR(IF(OR(H93=\"\",'Lives scenario - input'!$F78=\"\"),\"\",H93/'Lives scenario - input'!$F78),\"\")","v":""},{"$f":"IFERROR(IF(OR(I93=\"\",'Lives scenario - input'!$F78=\"\"),\"\",I93/'Lives scenario - input'!$F78),\"\")","v":""},{"$f":"IFERROR(IF(OR(J93=\"\",'Lives scenario - input'!$F78=\"\"),\"\",J93/'Lives scenario - input'!$F78),\"\")","v":""},{"$f":"IFERROR(IF(OR(K93=\"\",'Lives scenario - input'!$F78=\"\"),\"\",K93/'Lives scenario - input'!$F78),\"\")","v":""},{"$f":"IFERROR(IF(OR(L93=\"\",'Lives scenario - input'!$F78=\"\"),\"\",L93/'Lives scenario - input'!$F78),\"\")","v":""},{"$f":"IFERROR(IF(OR(M93=\"\",'Lives scenario - input'!$F78=\"\"),\"\",M93/'Lives scenario - input'!$F78),\"\")","v":""},{"$f":"IFERROR(IF(OR(N93=\"\",'Lives scenario - input'!$F78=\"\"),\"\",N93/'Lives scenario - input'!$F78),\"\")","v":""},{"$f":"IFERROR(IF(OR(O93=\"\",'Lives scenario - input'!$F78=\"\"),\"\",O93/'Lives scenario - input'!$F78),\"\")","v":""},{"$f":"IFERROR(IF(OR(P93=\"\",'Lives scenario - input'!$F78=\"\"),\"\",P93/'Lives scenario - input'!$F78),\"\")","v":""},{"$f":"IFERROR(IF(OR(Q93=\"\",'Lives scenario - input'!$F78=\"\"),\"\",Q93/'Lives scenario - input'!$F78),\"\")","v":""},{"$f":"IFERROR(IF(OR(R93=\"\",'Lives scenario - input'!$F78=\"\"),\"\",R93/'Lives scenario - input'!$F78),\"\")","v":""},{"$f":"IFERROR(IF(OR(S93=\"\",'Lives scenario - input'!$F78=\"\"),\"\",S93/'Lives scenario - input'!$F78),\"\")","v":""},{"$f":"IFERROR(IF(OR(T93=\"\",'Lives scenario - input'!$F78=\"\"),\"\",T93/'Lives scenario - input'!$F78),\"\")","v":""},{"$f":"IFERROR(IF(OR(U93=\"\",'Lives scenario - input'!$F78=\"\"),\"\",U93/'Lives scenario - input'!$F78),\"\")","v":""},{"$f":"IFERROR(IF(OR(V93=\"\",'Lives scenario - input'!$F78=\"\"),\"\",V93/'Lives scenario - input'!$F78),\"\")","v":""},{"$f":"IFERROR(IF(OR(W93=\"\",'Lives scenario - input'!$F78=\"\"),\"\",W93/'Lives scenario - input'!$F78),\"\")","v":""}]
[{"$f":"IFERROR('Lives scenario - input'!A79,\"\")","v":""},{"$f":"IFERROR('Lives scenario - input'!B79,\"\")","v":""},{"$f":"IFERROR('Lives scenario - input'!C79,\"\")","v":""},{"$f":"IFERROR(repcalc('Lives scenario - input'!$CX79:$GJ79,'Lives scenario - input'!$I79,'Lives scenario - input'!$G79,'Lives scenario - input'!$H79,20,TRUE,TRUE),\"\")","v":""},"","","","","","","","","","","","","","","","","","","",{"$f":"IFERROR(IF(OR(D94=\"\",'Lives scenario - input'!$F79=\"\"),\"\",D94/'Lives scenario - input'!$F79),\"\")","v":""},{"$f":"IFERROR(IF(OR(E94=\"\",'Lives scenario - input'!$F79=\"\"),\"\",E94/'Lives scenario - input'!$F79),\"\")","v":""},{"$f":"IFERROR(IF(OR(F94=\"\",'Lives scenario - input'!$F79=\"\"),\"\",F94/'Lives scenario - input'!$F79),\"\")","v":""},{"$f":"IFERROR(IF(OR(G94=\"\",'Lives scenario - input'!$F79=\"\"),\"\",G94/'Lives scenario - input'!$F79),\"\")","v":""},{"$f":"IFERROR(IF(OR(H94=\"\",'Lives scenario - input'!$F79=\"\"),\"\",H94/'Lives scenario - input'!$F79),\"\")","v":""},{"$f":"IFERROR(IF(OR(I94=\"\",'Lives scenario - input'!$F79=\"\"),\"\",I94/'Lives scenario - input'!$F79),\"\")","v":""},{"$f":"IFERROR(IF(OR(J94=\"\",'Lives scenario - input'!$F79=\"\"),\"\",J94/'Lives scenario - input'!$F79),\"\")","v":""},{"$f":"IFERROR(IF(OR(K94=\"\",'Lives scenario - input'!$F79=\"\"),\"\",K94/'Lives scenario - input'!$F79),\"\")","v":""},{"$f":"IFERROR(IF(OR(L94=\"\",'Lives scenario - input'!$F79=\"\"),\"\",L94/'Lives scenario - input'!$F79),\"\")","v":""},{"$f":"IFERROR(IF(OR(M94=\"\",'Lives scenario - input'!$F79=\"\"),\"\",M94/'Lives scenario - input'!$F79),\"\")","v":""},{"$f":"IFERROR(IF(OR(N94=\"\",'Lives scenario - input'!$F79=\"\"),\"\",N94/'Lives scenario - input'!$F79),\"\")","v":""},{"$f":"IFERROR(IF(OR(O94=\"\",'Lives scenario - input'!$F79=\"\"),\"\",O94/'Lives scenario - input'!$F79),\"\")","v":""},{"$f":"IFERROR(IF(OR(P94=\"\",'Lives scenario - input'!$F79=\"\"),\"\",P94/'Lives scenario - input'!$F79),\"\")","v":""},{"$f":"IFERROR(IF(OR(Q94=\"\",'Lives scenario - input'!$F79=\"\"),\"\",Q94/'Lives scenario - input'!$F79),\"\")","v":""},{"$f":"IFERROR(IF(OR(R94=\"\",'Lives scenario - input'!$F79=\"\"),\"\",R94/'Lives scenario - input'!$F79),\"\")","v":""},{"$f":"IFERROR(IF(OR(S94=\"\",'Lives scenario - input'!$F79=\"\"),\"\",S94/'Lives scenario - input'!$F79),\"\")","v":""},{"$f":"IFERROR(IF(OR(T94=\"\",'Lives scenario - input'!$F79=\"\"),\"\",T94/'Lives scenario - input'!$F79),\"\")","v":""},{"$f":"IFERROR(IF(OR(U94=\"\",'Lives scenario - input'!$F79=\"\"),\"\",U94/'Lives scenario - input'!$F79),\"\")","v":""},{"$f":"IFERROR(IF(OR(V94=\"\",'Lives scenario - input'!$F79=\"\"),\"\",V94/'Lives scenario - input'!$F79),\"\")","v":""},{"$f":"IFERROR(IF(OR(W94=\"\",'Lives scenario - input'!$F79=\"\"),\"\",W94/'Lives scenario - input'!$F79),\"\")","v":""}]
[{"$f":"IFERROR('Lives scenario - input'!A80,\"\")","v":""},{"$f":"IFERROR('Lives scenario - input'!B80,\"\")","v":""},{"$f":"IFERROR('Lives scenario - input'!C80,\"\")","v":""},{"$f":"IFERROR(repcalc('Lives scenario - input'!$CX80:$GJ80,'Lives scenario - input'!$I80,'Lives scenario - input'!$G80,'Lives scenario - input'!$H80,20,TRUE,TRUE),\"\")","v":""},"","","","","","","","","","","","","","","","","","","",{"$f":"IFERROR(IF(OR(D95=\"\",'Lives scenario - input'!$F80=\"\"),\"\",D95/'Lives scenario - input'!$F80),\"\")","v":""},{"$f":"IFERROR(IF(OR(E95=\"\",'Lives scenario - input'!$F80=\"\"),\"\",E95/'Lives scenario - input'!$F80),\"\")","v":""},{"$f":"IFERROR(IF(OR(F95=\"\",'Lives scenario - input'!$F80=\"\"),\"\",F95/'Lives scenario - input'!$F80),\"\")","v":""},{"$f":"IFERROR(IF(OR(G95=\"\",'Lives scenario - input'!$F80=\"\"),\"\",G95/'Lives scenario - input'!$F80),\"\")","v":""},{"$f":"IFERROR(IF(OR(H95=\"\",'Lives scenario - input'!$F80=\"\"),\"\",H95/'Lives scenario - input'!$F80),\"\")","v":""},{"$f":"IFERROR(IF(OR(I95=\"\",'Lives scenario - input'!$F80=\"\"),\"\",I95/'Lives scenario - input'!$F80),\"\")","v":""},{"$f":"IFERROR(IF(OR(J95=\"\",'Lives scenario - input'!$F80=\"\"),\"\",J95/'Lives scenario - input'!$F80),\"\")","v":""},{"$f":"IFERROR(IF(OR(K95=\"\",'Lives scenario - input'!$F80=\"\"),\"\",K95/'Lives scenario - input'!$F80),\"\")","v":""},{"$f":"IFERROR(IF(OR(L95=\"\",'Lives scenario - input'!$F80=\"\"),\"\",L95/'Lives scenario - input'!$F80),\"\")","v":""},{"$f":"IFERROR(IF(OR(M95=\"\",'Lives scenario - input'!$F80=\"\"),\"\",M95/'Lives scenario - input'!$F80),\"\")","v":""},{"$f":"IFERROR(IF(OR(N95=\"\",'Lives scenario - input'!$F80=\"\"),\"\",N95/'Lives scenario - input'!$F80),\"\")","v":""},{"$f":"IFERROR(IF(OR(O95=\"\",'Lives scenario - input'!$F80=\"\"),\"\",O95/'Lives scenario - input'!$F80),\"\")","v":""},{"$f":"IFERROR(IF(OR(P95=\"\",'Lives scenario - input'!$F80=\"\"),\"\",P95/'Lives scenario - input'!$F80),\"\")","v":""},{"$f":"IFERROR(IF(OR(Q95=\"\",'Lives scenario - input'!$F80=\"\"),\"\",Q95/'Lives scenario - input'!$F80),\"\")","v":""},{"$f":"IFERROR(IF(OR(R95=\"\",'Lives scenario - input'!$F80=\"\"),\"\",R95/'Lives scenario - input'!$F80),\"\")","v":""},{"$f":"IFERROR(IF(OR(S95=\"\",'Lives scenario - input'!$F80=\"\"),\"\",S95/'Lives scenario - input'!$F80),\"\")","v":""},{"$f":"IFERROR(IF(OR(T95=\"\",'Lives scenario - input'!$F80=\"\"),\"\",T95/'Lives scenario - input'!$F80),\"\")","v":""},{"$f":"IFERROR(IF(OR(U95=\"\",'Lives scenario - input'!$F80=\"\"),\"\",U95/'Lives scenario - input'!$F80),\"\")","v":""},{"$f":"IFERROR(IF(OR(V95=\"\",'Lives scenario - input'!$F80=\"\"),\"\",V95/'Lives scenario - input'!$F80),\"\")","v":""},{"$f":"IFERROR(IF(OR(W95=\"\",'Lives scenario - input'!$F80=\"\"),\"\",W95/'Lives scenario - input'!$F80),\"\")","v":""}]
[{"$f":"IFERROR('Lives scenario - input'!A81,\"\")","v":""},{"$f":"IFERROR('Lives scenario - input'!B81,\"\")","v":""},{"$f":"IFERROR('Lives scenario - input'!C81,\"\")","v":""},{"$f":"IFERROR(repcalc('Lives scenario - input'!$CX81:$GJ81,'Lives scenario - input'!$I81,'Lives scenario - input'!$G81,'Lives scenario - input'!$H81,20,TRUE,TRUE),\"\")","v":""},"","","","","","","","","","","","","","","","","","","",{"$f":"IFERROR(IF(OR(D96=\"\",'Lives scenario - input'!$F81=\"\"),\"\",D96/'Lives scenario - input'!$F81),\"\")","v":""},{"$f":"IFERROR(IF(OR(E96=\"\",'Lives scenario - input'!$F81=\"\"),\"\",E96/'Lives scenario - input'!$F81),\"\")","v":""},{"$f":"IFERROR(IF(OR(F96=\"\",'Lives scenario - input'!$F81=\"\"),\"\",F96/'Lives scenario - input'!$F81),\"\")","v":""},{"$f":"IFERROR(IF(OR(G96=\"\",'Lives scenario - input'!$F81=\"\"),\"\",G96/'Lives scenario - input'!$F81),\"\")","v":""},{"$f":"IFERROR(IF(OR(H96=\"\",'Lives scenario - input'!$F81=\"\"),\"\",H96/'Lives scenario - input'!$F81),\"\")","v":""},{"$f":"IFERROR(IF(OR(I96=\"\",'Lives scenario - input'!$F81=\"\"),\"\",I96/'Lives scenario - input'!$F81),\"\")","v":""},{"$f":"IFERROR(IF(OR(J96=\"\",'Lives scenario - input'!$F81=\"\"),\"\",J96/'Lives scenario - input'!$F81),\"\")","v":""},{"$f":"IFERROR(IF(OR(K96=\"\",'Lives scenario - input'!$F81=\"\"),\"\",K96/'Lives scenario - input'!$F81),\"\")","v":""},{"$f":"IFERROR(IF(OR(L96=\"\",'Lives scenario - input'!$F81=\"\"),\"\",L96/'Lives scenario - input'!$F81),\"\")","v":""},{"$f":"IFERROR(IF(OR(M96=\"\",'Lives scenario - input'!$F81=\"\"),\"\",M96/'Lives scenario - input'!$F81),\"\")","v":""},{"$f":"IFERROR(IF(OR(N96=\"\",'Lives scenario - input'!$F81=\"\"),\"\",N96/'Lives scenario - input'!$F81),\"\")","v":""},{"$f":"IFERROR(IF(OR(O96=\"\",'Lives scenario - input'!$F81=\"\"),\"\",O96/'Lives scenario - input'!$F81),\"\")","v":""},{"$f":"IFERROR(IF(OR(P96=\"\",'Lives scenario - input'!$F81=\"\"),\"\",P96/'Lives scenario - input'!$F81),\"\")","v":""},{"$f":"IFERROR(IF(OR(Q96=\"\",'Lives scenario - input'!$F81=\"\"),\"\",Q96/'Lives scenario - input'!$F81),\"\")","v":""},{"$f":"IFERROR(IF(OR(R96=\"\",'Lives scenario - input'!$F81=\"\"),\"\",R96/'Lives scenario - input'!$F81),\"\")","v":""},{"$f":"IFERROR(IF(OR(S96=\"\",'Lives scenario - input'!$F81=\"\"),\"\",S96/'Lives scenario - input'!$F81),\"\")","v":""},{"$f":"IFERROR(IF(OR(T96=\"\",'Lives scenario - input'!$F81=\"\"),\"\",T96/'Lives scenario - input'!$F81),\"\")","v":""},{"$f":"IFERROR(IF(OR(U96=\"\",'Lives scenario - input'!$F81=\"\"),\"\",U96/'Lives scenario - input'!$F81),\"\")","v":""},{"$f":"IFERROR(IF(OR(V96=\"\",'Lives scenario - input'!$F81=\"\"),\"\",V96/'Lives scenario - input'!$F81),\"\")","v":""},{"$f":"IFERROR(IF(OR(W96=\"\",'Lives scenario - input'!$F81=\"\"),\"\",W96/'Lives scenario - input'!$F81),\"\")","v":""}]
[{"$f":"IFERROR('Lives scenario - input'!A82,\"\")","v":""},{"$f":"IFERROR('Lives scenario - input'!B82,\"\")","v":""},{"$f":"IFERROR('Lives scenario - input'!C82,\"\")","v":""},{"$f":"IFERROR(repcalc('Lives scenario - input'!$CX82:$GJ82,'Lives scenario - input'!$I82,'Lives scenario - input'!$G82,'Lives scenario - input'!$H82,20,TRUE,TRUE),\"\")","v":""},"","","","","","","","","","","","","","","","","","","",{"$f":"IFERROR(IF(OR(D97=\"\",'Lives scenario - input'!$F82=\"\"),\"\",D97/'Lives scenario - input'!$F82),\"\")","v":""},{"$f":"IFERROR(IF(OR(E97=\"\",'Lives scenario - input'!$F82=\"\"),\"\",E97/'Lives scenario - input'!$F82),\"\")","v":""},{"$f":"IFERROR(IF(OR(F97=\"\",'Lives scenario - input'!$F82=\"\"),\"\",F97/'Lives scenario - input'!$F82),\"\")","v":""},{"$f":"IFERROR(IF(OR(G97=\"\",'Lives scenario - input'!$F82=\"\"),\"\",G97/'Lives scenario - input'!$F82),\"\")","v":""},{"$f":"IFERROR(IF(OR(H97=\"\",'Lives scenario - input'!$F82=\"\"),\"\",H97/'Lives scenario - input'!$F82),\"\")","v":""},{"$f":"IFERROR(IF(OR(I97=\"\",'Lives scenario - input'!$F82=\"\"),\"\",I97/'Lives scenario - input'!$F82),\"\")","v":""},{"$f":"IFERROR(IF(OR(J97=\"\",'Lives scenario - input'!$F82=\"\"),\"\",J97/'Lives scenario - input'!$F82),\"\")","v":""},{"$f":"IFERROR(IF(OR(K97=\"\",'Lives scenario - input'!$F82=\"\"),\"\",K97/'Lives scenario - input'!$F82),\"\")","v":""},{"$f":"IFERROR(IF(OR(L97=\"\",'Lives scenario - input'!$F82=\"\"),\"\",L97/'Lives scenario - input'!$F82),\"\")","v":""},{"$f":"IFERROR(IF(OR(M97=\"\",'Lives scenario - input'!$F82=\"\"),\"\",M97/'Lives scenario - input'!$F82),\"\")","v":""},{"$f":"IFERROR(IF(OR(N97=\"\",'Lives scenario - input'!$F82=\"\"),\"\",N97/'Lives scenario - input'!$F82),\"\")","v":""},{"$f":"IFERROR(IF(OR(O97=\"\",'Lives scenario - input'!$F82=\"\"),\"\",O97/'Lives scenario - input'!$F82),\"\")","v":""},{"$f":"IFERROR(IF(OR(P97=\"\",'Lives scenario - input'!$F82=\"\"),\"\",P97/'Lives scenario - input'!$F82),\"\")","v":""},{"$f":"IFERROR(IF(OR(Q97=\"\",'Lives scenario - input'!$F82=\"\"),\"\",Q97/'Lives scenario - input'!$F82),\"\")","v":""},{"$f":"IFERROR(IF(OR(R97=\"\",'Lives scenario - input'!$F82=\"\"),\"\",R97/'Lives scenario - input'!$F82),\"\")","v":""},{"$f":"IFERROR(IF(OR(S97=\"\",'Lives scenario - input'!$F82=\"\"),\"\",S97/'Lives scenario - input'!$F82),\"\")","v":""},{"$f":"IFERROR(IF(OR(T97=\"\",'Lives scenario - input'!$F82=\"\"),\"\",T97/'Lives scenario - input'!$F82),\"\")","v":""},{"$f":"IFERROR(IF(OR(U97=\"\",'Lives scenario - input'!$F82=\"\"),\"\",U97/'Lives scenario - input'!$F82),\"\")","v":""},{"$f":"IFERROR(IF(OR(V97=\"\",'Lives scenario - input'!$F82=\"\"),\"\",V97/'Lives scenario - input'!$F82),\"\")","v":""},{"$f":"IFERROR(IF(OR(W97=\"\",'Lives scenario - input'!$F82=\"\"),\"\",W97/'Lives scenario - input'!$F82),\"\")","v":""}]
[{"$f":"IFERROR('Lives scenario - input'!A83,\"\")","v":""},{"$f":"IFERROR('Lives scenario - input'!B83,\"\")","v":""},{"$f":"IFERROR('Lives scenario - input'!C83,\"\")","v":""},{"$f":"IFERROR(repcalc('Lives scenario - input'!$CX83:$GJ83,'Lives scenario - input'!$I83,'Lives scenario - input'!$G83,'Lives scenario - input'!$H83,20,TRUE,TRUE),\"\")","v":""},"","","","","","","","","","","","","","","","","","","",{"$f":"IFERROR(IF(OR(D98=\"\",'Lives scenario - input'!$F83=\"\"),\"\",D98/'Lives scenario - input'!$F83),\"\")","v":""},{"$f":"IFERROR(IF(OR(E98=\"\",'Lives scenario - input'!$F83=\"\"),\"\",E98/'Lives scenario - input'!$F83),\"\")","v":""},{"$f":"IFERROR(IF(OR(F98=\"\",'Lives scenario - input'!$F83=\"\"),\"\",F98/'Lives scenario - input'!$F83),\"\")","v":""},{"$f":"IFERROR(IF(OR(G98=\"\",'Lives scenario - input'!$F83=\"\"),\"\",G98/'Lives scenario - input'!$F83),\"\")","v":""},{"$f":"IFERROR(IF(OR(H98=\"\",'Lives scenario - input'!$F83=\"\"),\"\",H98/'Lives scenario - input'!$F83),\"\")","v":""},{"$f":"IFERROR(IF(OR(I98=\"\",'Lives scenario - input'!$F83=\"\"),\"\",I98/'Lives scenario - input'!$F83),\"\")","v":""},{"$f":"IFERROR(IF(OR(J98=\"\",'Lives scenario - input'!$F83=\"\"),\"\",J98/'Lives scenario - input'!$F83),\"\")","v":""},{"$f":"IFERROR(IF(OR(K98=\"\",'Lives scenario - input'!$F83=\"\"),\"\",K98/'Lives scenario - input'!$F83),\"\")","v":""},{"$f":"IFERROR(IF(OR(L98=\"\",'Lives scenario - input'!$F83=\"\"),\"\",L98/'Lives scenario - input'!$F83),\"\")","v":""},{"$f":"IFERROR(IF(OR(M98=\"\",'Lives scenario - input'!$F83=\"\"),\"\",M98/'Lives scenario - input'!$F83),\"\")","v":""},{"$f":"IFERROR(IF(OR(N98=\"\",'Lives scenario - input'!$F83=\"\"),\"\",N98/'Lives scenario - input'!$F83),\"\")","v":""},{"$f":"IFERROR(IF(OR(O98=\"\",'Lives scenario - input'!$F83=\"\"),\"\",O98/'Lives scenario - input'!$F83),\"\")","v":""},{"$f":"IFERROR(IF(OR(P98=\"\",'Lives scenario - input'!$F83=\"\"),\"\",P98/'Lives scenario - input'!$F83),\"\")","v":""},{"$f":"IFERROR(IF(OR(Q98=\"\",'Lives scenario - input'!$F83=\"\"),\"\",Q98/'Lives scenario - input'!$F83),\"\")","v":""},{"$f":"IFERROR(IF(OR(R98=\"\",'Lives scenario - input'!$F83=\"\"),\"\",R98/'Lives scenario - input'!$F83),\"\")","v":""},{"$f":"IFERROR(IF(OR(S98=\"\",'Lives scenario - input'!$F83=\"\"),\"\",S98/'Lives scenario - input'!$F83),\"\")","v":""},{"$f":"IFERROR(IF(OR(T98=\"\",'Lives scenario - input'!$F83=\"\"),\"\",T98/'Lives scenario - input'!$F83),\"\")","v":""},{"$f":"IFERROR(IF(OR(U98=\"\",'Lives scenario - input'!$F83=\"\"),\"\",U98/'Lives scenario - input'!$F83),\"\")","v":""},{"$f":"IFERROR(IF(OR(V98=\"\",'Lives scenario - input'!$F83=\"\"),\"\",V98/'Lives scenario - input'!$F83),\"\")","v":""},{"$f":"IFERROR(IF(OR(W98=\"\",'Lives scenario - input'!$F83=\"\"),\"\",W98/'Lives scenario - input'!$F83),\"\")","v":""}]
[{"$f":"IFERROR('Lives scenario - input'!A84,\"\")","v":""},{"$f":"IFERROR('Lives scenario - input'!B84,\"\")","v":""},{"$f":"IFERROR('Lives scenario - input'!C84,\"\")","v":""},{"$f":"IFERROR(repcalc('Lives scenario - input'!$CX84:$GJ84,'Lives scenario - input'!$I84,'Lives scenario - input'!$G84,'Lives scenario - input'!$H84,20,TRUE,TRUE),\"\")","v":""},"","","","","","","","","","","","","","","","","","","",{"$f":"IFERROR(IF(OR(D99=\"\",'Lives scenario - input'!$F84=\"\"),\"\",D99/'Lives scenario - input'!$F84),\"\")","v":""},{"$f":"IFERROR(IF(OR(E99=\"\",'Lives scenario - input'!$F84=\"\"),\"\",E99/'Lives scenario - input'!$F84),\"\")","v":""},{"$f":"IFERROR(IF(OR(F99=\"\",'Lives scenario - input'!$F84=\"\"),\"\",F99/'Lives scenario - input'!$F84),\"\")","v":""},{"$f":"IFERROR(IF(OR(G99=\"\",'Lives scenario - input'!$F84=\"\"),\"\",G99/'Lives scenario - input'!$F84),\"\")","v":""},{"$f":"IFERROR(IF(OR(H99=\"\",'Lives scenario - input'!$F84=\"\"),\"\",H99/'Lives scenario - input'!$F84),\"\")","v":""},{"$f":"IFERROR(IF(OR(I99=\"\",'Lives scenario - input'!$F84=\"\"),\"\",I99/'Lives scenario - input'!$F84),\"\")","v":""},{"$f":"IFERROR(IF(OR(J99=\"\",'Lives scenario - input'!$F84=\"\"),\"\",J99/'Lives scenario - input'!$F84),\"\")","v":""},{"$f":"IFERROR(IF(OR(K99=\"\",'Lives scenario - input'!$F84=\"\"),\"\",K99/'Lives scenario - input'!$F84),\"\")","v":""},{"$f":"IFERROR(IF(OR(L99=\"\",'Lives scenario - input'!$F84=\"\"),\"\",L99/'Lives scenario - input'!$F84),\"\")","v":""},{"$f":"IFERROR(IF(OR(M99=\"\",'Lives scenario - input'!$F84=\"\"),\"\",M99/'Lives scenario - input'!$F84),\"\")","v":""},{"$f":"IFERROR(IF(OR(N99=\"\",'Lives scenario - input'!$F84=\"\"),\"\",N99/'Lives scenario - input'!$F84),\"\")","v":""},{"$f":"IFERROR(IF(OR(O99=\"\",'Lives scenario - input'!$F84=\"\"),\"\",O99/'Lives scenario - input'!$F84),\"\")","v":""},{"$f":"IFERROR(IF(OR(P99=\"\",'Lives scenario - input'!$F84=\"\"),\"\",P99/'Lives scenario - input'!$F84),\"\")","v":""},{"$f":"IFERROR(IF(OR(Q99=\"\",'Lives scenario - input'!$F84=\"\"),\"\",Q99/'Lives scenario - input'!$F84),\"\")","v":""},{"$f":"IFERROR(IF(OR(R99=\"\",'Lives scenario - input'!$F84=\"\"),\"\",R99/'Lives scenario - input'!$F84),\"\")","v":""},{"$f":"IFERROR(IF(OR(S99=\"\",'Lives scenario - input'!$F84=\"\"),\"\",S99/'Lives scenario - input'!$F84),\"\")","v":""},{"$f":"IFERROR(IF(OR(T99=\"\",'Lives scenario - input'!$F84=\"\"),\"\",T99/'Lives scenario - input'!$F84),\"\")","v":""},{"$f":"IFERROR(IF(OR(U99=\"\",'Lives scenario - input'!$F84=\"\"),\"\",U99/'Lives scenario - input'!$F84),\"\")","v":""},{"$f":"IFERROR(IF(OR(V99=\"\",'Lives scenario - input'!$F84=\"\"),\"\",V99/'Lives scenario - input'!$F84),\"\")","v":""},{"$f":"IFERROR(IF(OR(W99=\"\",'Lives scenario - input'!$F84=\"\"),\"\",W99/'Lives scenario - input'!$F84),\"\")","v":""}]
[{"$f":"IFERROR('Lives scenario - input'!A85,\"\")","v":""},{"$f":"IFERROR('Lives scenario - input'!B85,\"\")","v":""},{"$f":"IFERROR('Lives scenario - input'!C85,\"\")","v":""},{"$f":"IFERROR(repcalc('Lives scenario - input'!$CX85:$GJ85,'Lives scenario - input'!$I85,'Lives scenario - input'!$G85,'Lives scenario - input'!$H85,20,TRUE,TRUE),\"\")","v":""},"","","","","","","","","","","","","","","","","","","",{"$f":"IFERROR(IF(OR(D100=\"\",'Lives scenario - input'!$F85=\"\"),\"\",D100/'Lives scenario - input'!$F85),\"\")","v":""},{"$f":"IFERROR(IF(OR(E100=\"\",'Lives scenario - input'!$F85=\"\"),\"\",E100/'Lives scenario - input'!$F85),\"\")","v":""},{"$f":"IFERROR(IF(OR(F100=\"\",'Lives scenario - input'!$F85=\"\"),\"\",F100/'Lives scenario - input'!$F85),\"\")","v":""},{"$f":"IFERROR(IF(OR(G100=\"\",'Lives scenario - input'!$F85=\"\"),\"\",G100/'Lives scenario - input'!$F85),\"\")","v":""},{"$f":"IFERROR(IF(OR(H100=\"\",'Lives scenario - input'!$F85=\"\"),\"\",H100/'Lives scenario - input'!$F85),\"\")","v":""},{"$f":"IFERROR(IF(OR(I100=\"\",'Lives scenario - input'!$F85=\"\"),\"\",I100/'Lives scenario - input'!$F85),\"\")","v":""},{"$f":"IFERROR(IF(OR(J100=\"\",'Lives scenario - input'!$F85=\"\"),\"\",J100/'Lives scenario - input'!$F85),\"\")","v":""},{"$f":"IFERROR(IF(OR(K100=\"\",'Lives scenario - input'!$F85=\"\"),\"\",K100/'Lives scenario - input'!$F85),\"\")","v":""},{"$f":"IFERROR(IF(OR(L100=\"\",'Lives scenario - input'!$F85=\"\"),\"\",L100/'Lives scenario - input'!$F85),\"\")","v":""},{"$f":"IFERROR(IF(OR(M100=\"\",'Lives scenario - input'!$F85=\"\"),\"\",M100/'Lives scenario - input'!$F85),\"\")","v":""},{"$f":"IFERROR(IF(OR(N100=\"\",'Lives scenario - input'!$F85=\"\"),\"\",N100/'Lives scenario - input'!$F85),\"\")","v":""},{"$f":"IFERROR(IF(OR(O100=\"\",'Lives scenario - input'!$F85=\"\"),\"\",O100/'Lives scenario - input'!$F85),\"\")","v":""},{"$f":"IFERROR(IF(OR(P100=\"\",'Lives scenario - input'!$F85=\"\"),\"\",P100/'Lives scenario - input'!$F85),\"\")","v":""},{"$f":"IFERROR(IF(OR(Q100=\"\",'Lives scenario - input'!$F85=\"\"),\"\",Q100/'Lives scenario - input'!$F85),\"\")","v":""},{"$f":"IFERROR(IF(OR(R100=\"\",'Lives scenario - input'!$F85=\"\"),\"\",R100/'Lives scenario - input'!$F85),\"\")","v":""},{"$f":"IFERROR(IF(OR(S100=\"\",'Lives scenario - input'!$F85=\"\"),\"\",S100/'Lives scenario - input'!$F85),\"\")","v":""},{"$f":"IFERROR(IF(OR(T100=\"\",'Lives scenario - input'!$F85=\"\"),\"\",T100/'Lives scenario - input'!$F85),\"\")","v":""},{"$f":"IFERROR(IF(OR(U100=\"\",'Lives scenario - input'!$F85=\"\"),\"\",U100/'Lives scenario - input'!$F85),\"\")","v":""},{"$f":"IFERROR(IF(OR(V100=\"\",'Lives scenario - input'!$F85=\"\"),\"\",V100/'Lives scenario - input'!$F85),\"\")","v":""},{"$f":"IFERROR(IF(OR(W100=\"\",'Lives scenario - input'!$F85=\"\"),\"\",W100/'Lives scenario - input'!$F85),\"\")","v":""}]
[{"$f":"IFERROR('Lives scenario - input'!A86,\"\")","v":""},{"$f":"IFERROR('Lives scenario - input'!B86,\"\")","v":""},{"$f":"IFERROR('Lives scenario - input'!C86,\"\")","v":""},{"$f":"IFERROR(repcalc('Lives scenario - input'!$CX86:$GJ86,'Lives scenario - input'!$I86,'Lives scenario - input'!$G86,'Lives scenario - input'!$H86,20,TRUE,TRUE),\"\")","v":""},"","","","","","","","","","","","","","","","","","","",{"$f":"IFERROR(IF(OR(D101=\"\",'Lives scenario - input'!$F86=\"\"),\"\",D101/'Lives scenario - input'!$F86),\"\")","v":""},{"$f":"IFERROR(IF(OR(E101=\"\",'Lives scenario - input'!$F86=\"\"),\"\",E101/'Lives scenario - input'!$F86),\"\")","v":""},{"$f":"IFERROR(IF(OR(F101=\"\",'Lives scenario - input'!$F86=\"\"),\"\",F101/'Lives scenario - input'!$F86),\"\")","v":""},{"$f":"IFERROR(IF(OR(G101=\"\",'Lives scenario - input'!$F86=\"\"),\"\",G101/'Lives scenario - input'!$F86),\"\")","v":""},{"$f":"IFERROR(IF(OR(H101=\"\",'Lives scenario - input'!$F86=\"\"),\"\",H101/'Lives scenario - input'!$F86),\"\")","v":""},{"$f":"IFERROR(IF(OR(I101=\"\",'Lives scenario - input'!$F86=\"\"),\"\",I101/'Lives scenario - input'!$F86),\"\")","v":""},{"$f":"IFERROR(IF(OR(J101=\"\",'Lives scenario - input'!$F86=\"\"),\"\",J101/'Lives scenario - input'!$F86),\"\")","v":""},{"$f":"IFERROR(IF(OR(K101=\"\",'Lives scenario - input'!$F86=\"\"),\"\",K101/'Lives scenario - input'!$F86),\"\")","v":""},{"$f":"IFERROR(IF(OR(L101=\"\",'Lives scenario - input'!$F86=\"\"),\"\",L101/'Lives scenario - input'!$F86),\"\")","v":""},{"$f":"IFERROR(IF(OR(M101=\"\",'Lives scenario - input'!$F86=\"\"),\"\",M101/'Lives scenario - input'!$F86),\"\")","v":""},{"$f":"IFERROR(IF(OR(N101=\"\",'Lives scenario - input'!$F86=\"\"),\"\",N101/'Lives scenario - input'!$F86),\"\")","v":""},{"$f":"IFERROR(IF(OR(O101=\"\",'Lives scenario - input'!$F86=\"\"),\"\",O101/'Lives scenario - input'!$F86),\"\")","v":""},{"$f":"IFERROR(IF(OR(P101=\"\",'Lives scenario - input'!$F86=\"\"),\"\",P101/'Lives scenario - input'!$F86),\"\")","v":""},{"$f":"IFERROR(IF(OR(Q101=\"\",'Lives scenario - input'!$F86=\"\"),\"\",Q101/'Lives scenario - input'!$F86),\"\")","v":""},{"$f":"IFERROR(IF(OR(R101=\"\",'Lives scenario - input'!$F86=\"\"),\"\",R101/'Lives scenario - input'!$F86),\"\")","v":""},{"$f":"IFERROR(IF(OR(S101=\"\",'Lives scenario - input'!$F86=\"\"),\"\",S101/'Lives scenario - input'!$F86),\"\")","v":""},{"$f":"IFERROR(IF(OR(T101=\"\",'Lives scenario - input'!$F86=\"\"),\"\",T101/'Lives scenario - input'!$F86),\"\")","v":""},{"$f":"IFERROR(IF(OR(U101=\"\",'Lives scenario - input'!$F86=\"\"),\"\",U101/'Lives scenario - input'!$F86),\"\")","v":""},{"$f":"IFERROR(IF(OR(V101=\"\",'Lives scenario - input'!$F86=\"\"),\"\",V101/'Lives scenario - input'!$F86),\"\")","v":""},{"$f":"IFERROR(IF(OR(W101=\"\",'Lives scenario - input'!$F86=\"\"),\"\",W101/'Lives scenario - input'!$F86),\"\")","v":""}]
[{"$f":"IFERROR('Lives scenario - input'!A87,\"\")","v":""},{"$f":"IFERROR('Lives scenario - input'!B87,\"\")","v":""},{"$f":"IFERROR('Lives scenario - input'!C87,\"\")","v":""},{"$f":"IFERROR(repcalc('Lives scenario - input'!$CX87:$GJ87,'Lives scenario - input'!$I87,'Lives scenario - input'!$G87,'Lives scenario - input'!$H87,20,TRUE,TRUE),\"\")","v":""},"","","","","","","","","","","","","","","","","","","",{"$f":"IFERROR(IF(OR(D102=\"\",'Lives scenario - input'!$F87=\"\"),\"\",D102/'Lives scenario - input'!$F87),\"\")","v":""},{"$f":"IFERROR(IF(OR(E102=\"\",'Lives scenario - input'!$F87=\"\"),\"\",E102/'Lives scenario - input'!$F87),\"\")","v":""},{"$f":"IFERROR(IF(OR(F102=\"\",'Lives scenario - input'!$F87=\"\"),\"\",F102/'Lives scenario - input'!$F87),\"\")","v":""},{"$f":"IFERROR(IF(OR(G102=\"\",'Lives scenario - input'!$F87=\"\"),\"\",G102/'Lives scenario - input'!$F87),\"\")","v":""},{"$f":"IFERROR(IF(OR(H102=\"\",'Lives scenario - input'!$F87=\"\"),\"\",H102/'Lives scenario - input'!$F87),\"\")","v":""},{"$f":"IFERROR(IF(OR(I102=\"\",'Lives scenario - input'!$F87=\"\"),\"\",I102/'Lives scenario - input'!$F87),\"\")","v":""},{"$f":"IFERROR(IF(OR(J102=\"\",'Lives scenario - input'!$F87=\"\"),\"\",J102/'Lives scenario - input'!$F87),\"\")","v":""},{"$f":"IFERROR(IF(OR(K102=\"\",'Lives scenario - input'!$F87=\"\"),\"\",K102/'Lives scenario - input'!$F87),\"\")","v":""},{"$f":"IFERROR(IF(OR(L102=\"\",'Lives scenario - input'!$F87=\"\"),\"\",L102/'Lives scenario - input'!$F87),\"\")","v":""},{"$f":"IFERROR(IF(OR(M102=\"\",'Lives scenario - input'!$F87=\"\"),\"\",M102/'Lives scenario - input'!$F87),\"\")","v":""},{"$f":"IFERROR(IF(OR(N102=\"\",'Lives scenario - input'!$F87=\"\"),\"\",N102/'Lives scenario - input'!$F87),\"\")","v":""},{"$f":"IFERROR(IF(OR(O102=\"\",'Lives scenario - input'!$F87=\"\"),\"\",O102/'Lives scenario - input'!$F87),\"\")","v":""},{"$f":"IFERROR(IF(OR(P102=\"\",'Lives scenario - input'!$F87=\"\"),\"\",P102/'Lives scenario - input'!$F87),\"\")","v":""},{"$f":"IFERROR(IF(OR(Q102=\"\",'Lives scenario - input'!$F87=\"\"),\"\",Q102/'Lives scenario - input'!$F87),\"\")","v":""},{"$f":"IFERROR(IF(OR(R102=\"\",'Lives scenario - input'!$F87=\"\"),\"\",R102/'Lives scenario - input'!$F87),\"\")","v":""},{"$f":"IFERROR(IF(OR(S102=\"\",'Lives scenario - input'!$F87=\"\"),\"\",S102/'Lives scenario - input'!$F87),\"\")","v":""},{"$f":"IFERROR(IF(OR(T102=\"\",'Lives scenario - input'!$F87=\"\"),\"\",T102/'Lives scenario - input'!$F87),\"\")","v":""},{"$f":"IFERROR(IF(OR(U102=\"\",'Lives scenario - input'!$F87=\"\"),\"\",U102/'Lives scenario - input'!$F87),\"\")","v":""},{"$f":"IFERROR(IF(OR(V102=\"\",'Lives scenario - input'!$F87=\"\"),\"\",V102/'Lives scenario - input'!$F87),\"\")","v":""},{"$f":"IFERROR(IF(OR(W102=\"\",'Lives scenario - input'!$F87=\"\"),\"\",W102/'Lives scenario - input'!$F87),\"\")","v":""}]
[{"$f":"IFERROR('Lives scenario - input'!A88,\"\")","v":""},{"$f":"IFERROR('Lives scenario - input'!B88,\"\")","v":""},{"$f":"IFERROR('Lives scenario - input'!C88,\"\")","v":""},{"$f":"IFERROR(repcalc('Lives scenario - input'!$CX88:$GJ88,'Lives scenario - input'!$I88,'Lives scenario - input'!$G88,'Lives scenario - input'!$H88,20,TRUE,TRUE),\"\")","v":""},"","","","","","","","","","","","","","","","","","","",{"$f":"IFERROR(IF(OR(D103=\"\",'Lives scenario - input'!$F88=\"\"),\"\",D103/'Lives scenario - input'!$F88),\"\")","v":""},{"$f":"IFERROR(IF(OR(E103=\"\",'Lives scenario - input'!$F88=\"\"),\"\",E103/'Lives scenario - input'!$F88),\"\")","v":""},{"$f":"IFERROR(IF(OR(F103=\"\",'Lives scenario - input'!$F88=\"\"),\"\",F103/'Lives scenario - input'!$F88),\"\")","v":""},{"$f":"IFERROR(IF(OR(G103=\"\",'Lives scenario - input'!$F88=\"\"),\"\",G103/'Lives scenario - input'!$F88),\"\")","v":""},{"$f":"IFERROR(IF(OR(H103=\"\",'Lives scenario - input'!$F88=\"\"),\"\",H103/'Lives scenario - input'!$F88),\"\")","v":""},{"$f":"IFERROR(IF(OR(I103=\"\",'Lives scenario - input'!$F88=\"\"),\"\",I103/'Lives scenario - input'!$F88),\"\")","v":""},{"$f":"IFERROR(IF(OR(J103=\"\",'Lives scenario - input'!$F88=\"\"),\"\",J103/'Lives scenario - input'!$F88),\"\")","v":""},{"$f":"IFERROR(IF(OR(K103=\"\",'Lives scenario - input'!$F88=\"\"),\"\",K103/'Lives scenario - input'!$F88),\"\")","v":""},{"$f":"IFERROR(IF(OR(L103=\"\",'Lives scenario - input'!$F88=\"\"),\"\",L103/'Lives scenario - input'!$F88),\"\")","v":""},{"$f":"IFERROR(IF(OR(M103=\"\",'Lives scenario - input'!$F88=\"\"),\"\",M103/'Lives scenario - input'!$F88),\"\")","v":""},{"$f":"IFERROR(IF(OR(N103=\"\",'Lives scenario - input'!$F88=\"\"),\"\",N103/'Lives scenario - input'!$F88),\"\")","v":""},{"$f":"IFERROR(IF(OR(O103=\"\",'Lives scenario - input'!$F88=\"\"),\"\",O103/'Lives scenario - input'!$F88),\"\")","v":""},{"$f":"IFERROR(IF(OR(P103=\"\",'Lives scenario - input'!$F88=\"\"),\"\",P103/'Lives scenario - input'!$F88),\"\")","v":""},{"$f":"IFERROR(IF(OR(Q103=\"\",'Lives scenario - input'!$F88=\"\"),\"\",Q103/'Lives scenario - input'!$F88),\"\")","v":""},{"$f":"IFERROR(IF(OR(R103=\"\",'Lives scenario - input'!$F88=\"\"),\"\",R103/'Lives scenario - input'!$F88),\"\")","v":""},{"$f":"IFERROR(IF(OR(S103=\"\",'Lives scenario - input'!$F88=\"\"),\"\",S103/'Lives scenario - input'!$F88),\"\")","v":""},{"$f":"IFERROR(IF(OR(T103=\"\",'Lives scenario - input'!$F88=\"\"),\"\",T103/'Lives scenario - input'!$F88),\"\")","v":""},{"$f":"IFERROR(IF(OR(U103=\"\",'Lives scenario - input'!$F88=\"\"),\"\",U103/'Lives scenario - input'!$F88),\"\")","v":""},{"$f":"IFERROR(IF(OR(V103=\"\",'Lives scenario - input'!$F88=\"\"),\"\",V103/'Lives scenario - input'!$F88),\"\")","v":""},{"$f":"IFERROR(IF(OR(W103=\"\",'Lives scenario - input'!$F88=\"\"),\"\",W103/'Lives scenario - input'!$F88),\"\")","v":""}]
[{"$f":"IFERROR('Lives scenario - input'!A89,\"\")","v":""},{"$f":"IFERROR('Lives scenario - input'!B89,\"\")","v":""},{"$f":"IFERROR('Lives scenario - input'!C89,\"\")","v":""},{"$f":"IFERROR(repcalc('Lives scenario - input'!$CX89:$GJ89,'Lives scenario - input'!$I89,'Lives scenario - input'!$G89,'Lives scenario - input'!$H89,20,TRUE,TRUE),\"\")","v":""},"","","","","","","","","","","","","","","","","","","",{"$f":"IFERROR(IF(OR(D104=\"\",'Lives scenario - input'!$F89=\"\"),\"\",D104/'Lives scenario - input'!$F89),\"\")","v":""},{"$f":"IFERROR(IF(OR(E104=\"\",'Lives scenario - input'!$F89=\"\"),\"\",E104/'Lives scenario - input'!$F89),\"\")","v":""},{"$f":"IFERROR(IF(OR(F104=\"\",'Lives scenario - input'!$F89=\"\"),\"\",F104/'Lives scenario - input'!$F89),\"\")","v":""},{"$f":"IFERROR(IF(OR(G104=\"\",'Lives scenario - input'!$F89=\"\"),\"\",G104/'Lives scenario - input'!$F89),\"\")","v":""},{"$f":"IFERROR(IF(OR(H104=\"\",'Lives scenario - input'!$F89=\"\"),\"\",H104/'Lives scenario - input'!$F89),\"\")","v":""},{"$f":"IFERROR(IF(OR(I104=\"\",'Lives scenario - input'!$F89=\"\"),\"\",I104/'Lives scenario - input'!$F89),\"\")","v":""},{"$f":"IFERROR(IF(OR(J104=\"\",'Lives scenario - input'!$F89=\"\"),\"\",J104/'Lives scenario - input'!$F89),\"\")","v":""},{"$f":"IFERROR(IF(OR(K104=\"\",'Lives scenario - input'!$F89=\"\"),\"\",K104/'Lives scenario - input'!$F89),\"\")","v":""},{"$f":"IFERROR(IF(OR(L104=\"\",'Lives scenario - input'!$F89=\"\"),\"\",L104/'Lives scenario - input'!$F89),\"\")","v":""},{"$f":"IFERROR(IF(OR(M104=\"\",'Lives scenario - input'!$F89=\"\"),\"\",M104/'Lives scenario - input'!$F89),\"\")","v":""},{"$f":"IFERROR(IF(OR(N104=\"\",'Lives scenario - input'!$F89=\"\"),\"\",N104/'Lives scenario - input'!$F89),\"\")","v":""},{"$f":"IFERROR(IF(OR(O104=\"\",'Lives scenario - input'!$F89=\"\"),\"\",O104/'Lives scenario - input'!$F89),\"\")","v":""},{"$f":"IFERROR(IF(OR(P104=\"\",'Lives scenario - input'!$F89=\"\"),\"\",P104/'Lives scenario - input'!$F89),\"\")","v":""},{"$f":"IFERROR(IF(OR(Q104=\"\",'Lives scenario - input'!$F89=\"\"),\"\",Q104/'Lives scenario - input'!$F89),\"\")","v":""},{"$f":"IFERROR(IF(OR(R104=\"\",'Lives scenario - input'!$F89=\"\"),\"\",R104/'Lives scenario - input'!$F89),\"\")","v":""},{"$f":"IFERROR(IF(OR(S104=\"\",'Lives scenario - input'!$F89=\"\"),\"\",S104/'Lives scenario - input'!$F89),\"\")","v":""},{"$f":"IFERROR(IF(OR(T104=\"\",'Lives scenario - input'!$F89=\"\"),\"\",T104/'Lives scenario - input'!$F89),\"\")","v":""},{"$f":"IFERROR(IF(OR(U104=\"\",'Lives scenario - input'!$F89=\"\"),\"\",U104/'Lives scenario - input'!$F89),\"\")","v":""},{"$f":"IFERROR(IF(OR(V104=\"\",'Lives scenario - input'!$F89=\"\"),\"\",V104/'Lives scenario - input'!$F89),\"\")","v":""},{"$f":"IFERROR(IF(OR(W104=\"\",'Lives scenario - input'!$F89=\"\"),\"\",W104/'Lives scenario - input'!$F89),\"\")","v":""}]
[{"$f":"IFERROR('Lives scenario - input'!A90,\"\")","v":""},{"$f":"IFERROR('Lives scenario - input'!B90,\"\")","v":""},{"$f":"IFERROR('Lives scenario - input'!C90,\"\")","v":""},{"$f":"IFERROR(repcalc('Lives scenario - input'!$CX90:$GJ90,'Lives scenario - input'!$I90,'Lives scenario - input'!$G90,'Lives scenario - input'!$H90,20,TRUE,TRUE),\"\")","v":""},"","","","","","","","","","","","","","","","","","","",{"$f":"IFERROR(IF(OR(D105=\"\",'Lives scenario - input'!$F90=\"\"),\"\",D105/'Lives scenario - input'!$F90),\"\")","v":""},{"$f":"IFERROR(IF(OR(E105=\"\",'Lives scenario - input'!$F90=\"\"),\"\",E105/'Lives scenario - input'!$F90),\"\")","v":""},{"$f":"IFERROR(IF(OR(F105=\"\",'Lives scenario - input'!$F90=\"\"),\"\",F105/'Lives scenario - input'!$F90),\"\")","v":""},{"$f":"IFERROR(IF(OR(G105=\"\",'Lives scenario - input'!$F90=\"\"),\"\",G105/'Lives scenario - input'!$F90),\"\")","v":""},{"$f":"IFERROR(IF(OR(H105=\"\",'Lives scenario - input'!$F90=\"\"),\"\",H105/'Lives scenario - input'!$F90),\"\")","v":""},{"$f":"IFERROR(IF(OR(I105=\"\",'Lives scenario - input'!$F90=\"\"),\"\",I105/'Lives scenario - input'!$F90),\"\")","v":""},{"$f":"IFERROR(IF(OR(J105=\"\",'Lives scenario - input'!$F90=\"\"),\"\",J105/'Lives scenario - input'!$F90),\"\")","v":""},{"$f":"IFERROR(IF(OR(K105=\"\",'Lives scenario - input'!$F90=\"\"),\"\",K105/'Lives scenario - input'!$F90),\"\")","v":""},{"$f":"IFERROR(IF(OR(L105=\"\",'Lives scenario - input'!$F90=\"\"),\"\",L105/'Lives scenario - input'!$F90),\"\")","v":""},{"$f":"IFERROR(IF(OR(M105=\"\",'Lives scenario - input'!$F90=\"\"),\"\",M105/'Lives scenario - input'!$F90),\"\")","v":""},{"$f":"IFERROR(IF(OR(N105=\"\",'Lives scenario - input'!$F90=\"\"),\"\",N105/'Lives scenario - input'!$F90),\"\")","v":""},{"$f":"IFERROR(IF(OR(O105=\"\",'Lives scenario - input'!$F90=\"\"),\"\",O105/'Lives scenario - input'!$F90),\"\")","v":""},{"$f":"IFERROR(IF(OR(P105=\"\",'Lives scenario - input'!$F90=\"\"),\"\",P105/'Lives scenario - input'!$F90),\"\")","v":""},{"$f":"IFERROR(IF(OR(Q105=\"\",'Lives scenario - input'!$F90=\"\"),\"\",Q105/'Lives scenario - input'!$F90),\"\")","v":""},{"$f":"IFERROR(IF(OR(R105=\"\",'Lives scenario - input'!$F90=\"\"),\"\",R105/'Lives scenario - input'!$F90),\"\")","v":""},{"$f":"IFERROR(IF(OR(S105=\"\",'Lives scenario - input'!$F90=\"\"),\"\",S105/'Lives scenario - input'!$F90),\"\")","v":""},{"$f":"IFERROR(IF(OR(T105=\"\",'Lives scenario - input'!$F90=\"\"),\"\",T105/'Lives scenario - input'!$F90),\"\")","v":""},{"$f":"IFERROR(IF(OR(U105=\"\",'Lives scenario - input'!$F90=\"\"),\"\",U105/'Lives scenario - input'!$F90),\"\")","v":""},{"$f":"IFERROR(IF(OR(V105=\"\",'Lives scenario - input'!$F90=\"\"),\"\",V105/'Lives scenario - input'!$F90),\"\")","v":""},{"$f":"IFERROR(IF(OR(W105=\"\",'Lives scenario - input'!$F90=\"\"),\"\",W105/'Lives scenario - input'!$F90),\"\")","v":""}]
[{"$f":"IFERROR('Lives scenario - input'!A91,\"\")","v":""},{"$f":"IFERROR('Lives scenario - input'!B91,\"\")","v":""},{"$f":"IFERROR('Lives scenario - input'!C91,\"\")","v":""},{"$f":"IFERROR(repcalc('Lives scenario - input'!$CX91:$GJ91,'Lives scenario - input'!$I91,'Lives scenario - input'!$G91,'Lives scenario - input'!$H91,20,TRUE,TRUE),\"\")","v":""},"","","","","","","","","","","","","","","","","","","",{"$f":"IFERROR(IF(OR(D106=\"\",'Lives scenario - input'!$F91=\"\"),\"\",D106/'Lives scenario - input'!$F91),\"\")","v":""},{"$f":"IFERROR(IF(OR(E106=\"\",'Lives scenario - input'!$F91=\"\"),\"\",E106/'Lives scenario - input'!$F91),\"\")","v":""},{"$f":"IFERROR(IF(OR(F106=\"\",'Lives scenario - input'!$F91=\"\"),\"\",F106/'Lives scenario - input'!$F91),\"\")","v":""},{"$f":"IFERROR(IF(OR(G106=\"\",'Lives scenario - input'!$F91=\"\"),\"\",G106/'Lives scenario - input'!$F91),\"\")","v":""},{"$f":"IFERROR(IF(OR(H106=\"\",'Lives scenario - input'!$F91=\"\"),\"\",H106/'Lives scenario - input'!$F91),\"\")","v":""},{"$f":"IFERROR(IF(OR(I106=\"\",'Lives scenario - input'!$F91=\"\"),\"\",I106/'Lives scenario - input'!$F91),\"\")","v":""},{"$f":"IFERROR(IF(OR(J106=\"\",'Lives scenario - input'!$F91=\"\"),\"\",J106/'Lives scenario - input'!$F91),\"\")","v":""},{"$f":"IFERROR(IF(OR(K106=\"\",'Lives scenario - input'!$F91=\"\"),\"\",K106/'Lives scenario - input'!$F91),\"\")","v":""},{"$f":"IFERROR(IF(OR(L106=\"\",'Lives scenario - input'!$F91=\"\"),\"\",L106/'Lives scenario - input'!$F91),\"\")","v":""},{"$f":"IFERROR(IF(OR(M106=\"\",'Lives scenario - input'!$F91=\"\"),\"\",M106/'Lives scenario - input'!$F91),\"\")","v":""},{"$f":"IFERROR(IF(OR(N106=\"\",'Lives scenario - input'!$F91=\"\"),\"\",N106/'Lives scenario - input'!$F91),\"\")","v":""},{"$f":"IFERROR(IF(OR(O106=\"\",'Lives scenario - input'!$F91=\"\"),\"\",O106/'Lives scenario - input'!$F91),\"\")","v":""},{"$f":"IFERROR(IF(OR(P106=\"\",'Lives scenario - input'!$F91=\"\"),\"\",P106/'Lives scenario - input'!$F91),\"\")","v":""},{"$f":"IFERROR(IF(OR(Q106=\"\",'Lives scenario - input'!$F91=\"\"),\"\",Q106/'Lives scenario - input'!$F91),\"\")","v":""},{"$f":"IFERROR(IF(OR(R106=\"\",'Lives scenario - input'!$F91=\"\"),\"\",R106/'Lives scenario - input'!$F91),\"\")","v":""},{"$f":"IFERROR(IF(OR(S106=\"\",'Lives scenario - input'!$F91=\"\"),\"\",S106/'Lives scenario - input'!$F91),\"\")","v":""},{"$f":"IFERROR(IF(OR(T106=\"\",'Lives scenario - input'!$F91=\"\"),\"\",T106/'Lives scenario - input'!$F91),\"\")","v":""},{"$f":"IFERROR(IF(OR(U106=\"\",'Lives scenario - input'!$F91=\"\"),\"\",U106/'Lives scenario - input'!$F91),\"\")","v":""},{"$f":"IFERROR(IF(OR(V106=\"\",'Lives scenario - input'!$F91=\"\"),\"\",V106/'Lives scenario - input'!$F91),\"\")","v":""},{"$f":"IFERROR(IF(OR(W106=\"\",'Lives scenario - input'!$F91=\"\"),\"\",W106/'Lives scenario - input'!$F91),\"\")","v":""}]
[{"$f":"IFERROR('Lives scenario - input'!A92,\"\")","v":""},{"$f":"IFERROR('Lives scenario - input'!B92,\"\")","v":""},{"$f":"IFERROR('Lives scenario - input'!C92,\"\")","v":""},{"$f":"IFERROR(repcalc('Lives scenario - input'!$CX92:$GJ92,'Lives scenario - input'!$I92,'Lives scenario - input'!$G92,'Lives scenario - input'!$H92,20,TRUE,TRUE),\"\")","v":""},"","","","","","","","","","","","","","","","","","","",{"$f":"IFERROR(IF(OR(D107=\"\",'Lives scenario - input'!$F92=\"\"),\"\",D107/'Lives scenario - input'!$F92),\"\")","v":""},{"$f":"IFERROR(IF(OR(E107=\"\",'Lives scenario - input'!$F92=\"\"),\"\",E107/'Lives scenario - input'!$F92),\"\")","v":""},{"$f":"IFERROR(IF(OR(F107=\"\",'Lives scenario - input'!$F92=\"\"),\"\",F107/'Lives scenario - input'!$F92),\"\")","v":""},{"$f":"IFERROR(IF(OR(G107=\"\",'Lives scenario - input'!$F92=\"\"),\"\",G107/'Lives scenario - input'!$F92),\"\")","v":""},{"$f":"IFERROR(IF(OR(H107=\"\",'Lives scenario - input'!$F92=\"\"),\"\",H107/'Lives scenario - input'!$F92),\"\")","v":""},{"$f":"IFERROR(IF(OR(I107=\"\",'Lives scenario - input'!$F92=\"\"),\"\",I107/'Lives scenario - input'!$F92),\"\")","v":""},{"$f":"IFERROR(IF(OR(J107=\"\",'Lives scenario - input'!$F92=\"\"),\"\",J107/'Lives scenario - input'!$F92),\"\")","v":""},{"$f":"IFERROR(IF(OR(K107=\"\",'Lives scenario - input'!$F92=\"\"),\"\",K107/'Lives scenario - input'!$F92),\"\")","v":""},{"$f":"IFERROR(IF(OR(L107=\"\",'Lives scenario - input'!$F92=\"\"),\"\",L107/'Lives scenario - input'!$F92),\"\")","v":""},{"$f":"IFERROR(IF(OR(M107=\"\",'Lives scenario - input'!$F92=\"\"),\"\",M107/'Lives scenario - input'!$F92),\"\")","v":""},{"$f":"IFERROR(IF(OR(N107=\"\",'Lives scenario - input'!$F92=\"\"),\"\",N107/'Lives scenario - input'!$F92),\"\")","v":""},{"$f":"IFERROR(IF(OR(O107=\"\",'Lives scenario - input'!$F92=\"\"),\"\",O107/'Lives scenario - input'!$F92),\"\")","v":""},{"$f":"IFERROR(IF(OR(P107=\"\",'Lives scenario - input'!$F92=\"\"),\"\",P107/'Lives scenario - input'!$F92),\"\")","v":""},{"$f":"IFERROR(IF(OR(Q107=\"\",'Lives scenario - input'!$F92=\"\"),\"\",Q107/'Lives scenario - input'!$F92),\"\")","v":""},{"$f":"IFERROR(IF(OR(R107=\"\",'Lives scenario - input'!$F92=\"\"),\"\",R107/'Lives scenario - input'!$F92),\"\")","v":""},{"$f":"IFERROR(IF(OR(S107=\"\",'Lives scenario - input'!$F92=\"\"),\"\",S107/'Lives scenario - input'!$F92),\"\")","v":""},{"$f":"IFERROR(IF(OR(T107=\"\",'Lives scenario - input'!$F92=\"\"),\"\",T107/'Lives scenario - input'!$F92),\"\")","v":""},{"$f":"IFERROR(IF(OR(U107=\"\",'Lives scenario - input'!$F92=\"\"),\"\",U107/'Lives scenario - input'!$F92),\"\")","v":""},{"$f":"IFERROR(IF(OR(V107=\"\",'Lives scenario - input'!$F92=\"\"),\"\",V107/'Lives scenario - input'!$F92),\"\")","v":""},{"$f":"IFERROR(IF(OR(W107=\"\",'Lives scenario - input'!$F92=\"\"),\"\",W107/'Lives scenario - input'!$F92),\"\")","v":""}]
[{"$f":"IFERROR('Lives scenario - input'!A93,\"\")","v":""},{"$f":"IFERROR('Lives scenario - input'!B93,\"\")","v":""},{"$f":"IFERROR('Lives scenario - input'!C93,\"\")","v":""},{"$f":"IFERROR(repcalc('Lives scenario - input'!$CX93:$GJ93,'Lives scenario - input'!$I93,'Lives scenario - input'!$G93,'Lives scenario - input'!$H93,20,TRUE,TRUE),\"\")","v":""},"","","","","","","","","","","","","","","","","","","",{"$f":"IFERROR(IF(OR(D108=\"\",'Lives scenario - input'!$F93=\"\"),\"\",D108/'Lives scenario - input'!$F93),\"\")","v":""},{"$f":"IFERROR(IF(OR(E108=\"\",'Lives scenario - input'!$F93=\"\"),\"\",E108/'Lives scenario - input'!$F93),\"\")","v":""},{"$f":"IFERROR(IF(OR(F108=\"\",'Lives scenario - input'!$F93=\"\"),\"\",F108/'Lives scenario - input'!$F93),\"\")","v":""},{"$f":"IFERROR(IF(OR(G108=\"\",'Lives scenario - input'!$F93=\"\"),\"\",G108/'Lives scenario - input'!$F93),\"\")","v":""},{"$f":"IFERROR(IF(OR(H108=\"\",'Lives scenario - input'!$F93=\"\"),\"\",H108/'Lives scenario - input'!$F93),\"\")","v":""},{"$f":"IFERROR(IF(OR(I108=\"\",'Lives scenario - input'!$F93=\"\"),\"\",I108/'Lives scenario - input'!$F93),\"\")","v":""},{"$f":"IFERROR(IF(OR(J108=\"\",'Lives scenario - input'!$F93=\"\"),\"\",J108/'Lives scenario - input'!$F93),\"\")","v":""},{"$f":"IFERROR(IF(OR(K108=\"\",'Lives scenario - input'!$F93=\"\"),\"\",K108/'Lives scenario - input'!$F93),\"\")","v":""},{"$f":"IFERROR(IF(OR(L108=\"\",'Lives scenario - input'!$F93=\"\"),\"\",L108/'Lives scenario - input'!$F93),\"\")","v":""},{"$f":"IFERROR(IF(OR(M108=\"\",'Lives scenario - input'!$F93=\"\"),\"\",M108/'Lives scenario - input'!$F93),\"\")","v":""},{"$f":"IFERROR(IF(OR(N108=\"\",'Lives scenario - input'!$F93=\"\"),\"\",N108/'Lives scenario - input'!$F93),\"\")","v":""},{"$f":"IFERROR(IF(OR(O108=\"\",'Lives scenario - input'!$F93=\"\"),\"\",O108/'Lives scenario - input'!$F93),\"\")","v":""},{"$f":"IFERROR(IF(OR(P108=\"\",'Lives scenario - input'!$F93=\"\"),\"\",P108/'Lives scenario - input'!$F93),\"\")","v":""},{"$f":"IFERROR(IF(OR(Q108=\"\",'Lives scenario - input'!$F93=\"\"),\"\",Q108/'Lives scenario - input'!$F93),\"\")","v":""},{"$f":"IFERROR(IF(OR(R108=\"\",'Lives scenario - input'!$F93=\"\"),\"\",R108/'Lives scenario - input'!$F93),\"\")","v":""},{"$f":"IFERROR(IF(OR(S108=\"\",'Lives scenario - input'!$F93=\"\"),\"\",S108/'Lives scenario - input'!$F93),\"\")","v":""},{"$f":"IFERROR(IF(OR(T108=\"\",'Lives scenario - input'!$F93=\"\"),\"\",T108/'Lives scenario - input'!$F93),\"\")","v":""},{"$f":"IFERROR(IF(OR(U108=\"\",'Lives scenario - input'!$F93=\"\"),\"\",U108/'Lives scenario - input'!$F93),\"\")","v":""},{"$f":"IFERROR(IF(OR(V108=\"\",'Lives scenario - input'!$F93=\"\"),\"\",V108/'Lives scenario - input'!$F93),\"\")","v":""},{"$f":"IFERROR(IF(OR(W108=\"\",'Lives scenario - input'!$F93=\"\"),\"\",W108/'Lives scenario - input'!$F93),\"\")","v":""}]
[{"$f":"IFERROR('Lives scenario - input'!A94,\"\")","v":""},{"$f":"IFERROR('Lives scenario - input'!B94,\"\")","v":""},{"$f":"IFERROR('Lives scenario - input'!C94,\"\")","v":""},{"$f":"IFERROR(repcalc('Lives scenario - input'!$CX94:$GJ94,'Lives scenario - input'!$I94,'Lives scenario - input'!$G94,'Lives scenario - input'!$H94,20,TRUE,TRUE),\"\")","v":""},"","","","","","","","","","","","","","","","","","","",{"$f":"IFERROR(IF(OR(D109=\"\",'Lives scenario - input'!$F94=\"\"),\"\",D109/'Lives scenario - input'!$F94),\"\")","v":""},{"$f":"IFERROR(IF(OR(E109=\"\",'Lives scenario - input'!$F94=\"\"),\"\",E109/'Lives scenario - input'!$F94),\"\")","v":""},{"$f":"IFERROR(IF(OR(F109=\"\",'Lives scenario - input'!$F94=\"\"),\"\",F109/'Lives scenario - input'!$F94),\"\")","v":""},{"$f":"IFERROR(IF(OR(G109=\"\",'Lives scenario - input'!$F94=\"\"),\"\",G109/'Lives scenario - input'!$F94),\"\")","v":""},{"$f":"IFERROR(IF(OR(H109=\"\",'Lives scenario - input'!$F94=\"\"),\"\",H109/'Lives scenario - input'!$F94),\"\")","v":""},{"$f":"IFERROR(IF(OR(I109=\"\",'Lives scenario - input'!$F94=\"\"),\"\",I109/'Lives scenario - input'!$F94),\"\")","v":""},{"$f":"IFERROR(IF(OR(J109=\"\",'Lives scenario - input'!$F94=\"\"),\"\",J109/'Lives scenario - input'!$F94),\"\")","v":""},{"$f":"IFERROR(IF(OR(K109=\"\",'Lives scenario - input'!$F94=\"\"),\"\",K109/'Lives scenario - input'!$F94),\"\")","v":""},{"$f":"IFERROR(IF(OR(L109=\"\",'Lives scenario - input'!$F94=\"\"),\"\",L109/'Lives scenario - input'!$F94),\"\")","v":""},{"$f":"IFERROR(IF(OR(M109=\"\",'Lives scenario - input'!$F94=\"\"),\"\",M109/'Lives scenario - input'!$F94),\"\")","v":""},{"$f":"IFERROR(IF(OR(N109=\"\",'Lives scenario - input'!$F94=\"\"),\"\",N109/'Lives scenario - input'!$F94),\"\")","v":""},{"$f":"IFERROR(IF(OR(O109=\"\",'Lives scenario - input'!$F94=\"\"),\"\",O109/'Lives scenario - input'!$F94),\"\")","v":""},{"$f":"IFERROR(IF(OR(P109=\"\",'Lives scenario - input'!$F94=\"\"),\"\",P109/'Lives scenario - input'!$F94),\"\")","v":""},{"$f":"IFERROR(IF(OR(Q109=\"\",'Lives scenario - input'!$F94=\"\"),\"\",Q109/'Lives scenario - input'!$F94),\"\")","v":""},{"$f":"IFERROR(IF(OR(R109=\"\",'Lives scenario - input'!$F94=\"\"),\"\",R109/'Lives scenario - input'!$F94),\"\")","v":""},{"$f":"IFERROR(IF(OR(S109=\"\",'Lives scenario - input'!$F94=\"\"),\"\",S109/'Lives scenario - input'!$F94),\"\")","v":""},{"$f":"IFERROR(IF(OR(T109=\"\",'Lives scenario - input'!$F94=\"\"),\"\",T109/'Lives scenario - input'!$F94),\"\")","v":""},{"$f":"IFERROR(IF(OR(U109=\"\",'Lives scenario - input'!$F94=\"\"),\"\",U109/'Lives scenario - input'!$F94),\"\")","v":""},{"$f":"IFERROR(IF(OR(V109=\"\",'Lives scenario - input'!$F94=\"\"),\"\",V109/'Lives scenario - input'!$F94),\"\")","v":""},{"$f":"IFERROR(IF(OR(W109=\"\",'Lives scenario - input'!$F94=\"\"),\"\",W109/'Lives scenario - input'!$F94),\"\")","v":""}]
[{"$f":"IFERROR('Lives scenario - input'!A95,\"\")","v":""},{"$f":"IFERROR('Lives scenario - input'!B95,\"\")","v":""},{"$f":"IFERROR('Lives scenario - input'!C95,\"\")","v":""},{"$f":"IFERROR(repcalc('Lives scenario - input'!$CX95:$GJ95,'Lives scenario - input'!$I95,'Lives scenario - input'!$G95,'Lives scenario - input'!$H95,20,TRUE,TRUE),\"\")","v":""},"","","","","","","","","","","","","","","","","","","",{"$f":"IFERROR(IF(OR(D110=\"\",'Lives scenario - input'!$F95=\"\"),\"\",D110/'Lives scenario - input'!$F95),\"\")","v":""},{"$f":"IFERROR(IF(OR(E110=\"\",'Lives scenario - input'!$F95=\"\"),\"\",E110/'Lives scenario - input'!$F95),\"\")","v":""},{"$f":"IFERROR(IF(OR(F110=\"\",'Lives scenario - input'!$F95=\"\"),\"\",F110/'Lives scenario - input'!$F95),\"\")","v":""},{"$f":"IFERROR(IF(OR(G110=\"\",'Lives scenario - input'!$F95=\"\"),\"\",G110/'Lives scenario - input'!$F95),\"\")","v":""},{"$f":"IFERROR(IF(OR(H110=\"\",'Lives scenario - input'!$F95=\"\"),\"\",H110/'Lives scenario - input'!$F95),\"\")","v":""},{"$f":"IFERROR(IF(OR(I110=\"\",'Lives scenario - input'!$F95=\"\"),\"\",I110/'Lives scenario - input'!$F95),\"\")","v":""},{"$f":"IFERROR(IF(OR(J110=\"\",'Lives scenario - input'!$F95=\"\"),\"\",J110/'Lives scenario - input'!$F95),\"\")","v":""},{"$f":"IFERROR(IF(OR(K110=\"\",'Lives scenario - input'!$F95=\"\"),\"\",K110/'Lives scenario - input'!$F95),\"\")","v":""},{"$f":"IFERROR(IF(OR(L110=\"\",'Lives scenario - input'!$F95=\"\"),\"\",L110/'Lives scenario - input'!$F95),\"\")","v":""},{"$f":"IFERROR(IF(OR(M110=\"\",'Lives scenario - input'!$F95=\"\"),\"\",M110/'Lives scenario - input'!$F95),\"\")","v":""},{"$f":"IFERROR(IF(OR(N110=\"\",'Lives scenario - input'!$F95=\"\"),\"\",N110/'Lives scenario - input'!$F95),\"\")","v":""},{"$f":"IFERROR(IF(OR(O110=\"\",'Lives scenario - input'!$F95=\"\"),\"\",O110/'Lives scenario - input'!$F95),\"\")","v":""},{"$f":"IFERROR(IF(OR(P110=\"\",'Lives scenario - input'!$F95=\"\"),\"\",P110/'Lives scenario - input'!$F95),\"\")","v":""},{"$f":"IFERROR(IF(OR(Q110=\"\",'Lives scenario - input'!$F95=\"\"),\"\",Q110/'Lives scenario - input'!$F95),\"\")","v":""},{"$f":"IFERROR(IF(OR(R110=\"\",'Lives scenario - input'!$F95=\"\"),\"\",R110/'Lives scenario - input'!$F95),\"\")","v":""},{"$f":"IFERROR(IF(OR(S110=\"\",'Lives scenario - input'!$F95=\"\"),\"\",S110/'Lives scenario - input'!$F95),\"\")","v":""},{"$f":"IFERROR(IF(OR(T110=\"\",'Lives scenario - input'!$F95=\"\"),\"\",T110/'Lives scenario - input'!$F95),\"\")","v":""},{"$f":"IFERROR(IF(OR(U110=\"\",'Lives scenario - input'!$F95=\"\"),\"\",U110/'Lives scenario - input'!$F95),\"\")","v":""},{"$f":"IFERROR(IF(OR(V110=\"\",'Lives scenario - input'!$F95=\"\"),\"\",V110/'Lives scenario - input'!$F95),\"\")","v":""},{"$f":"IFERROR(IF(OR(W110=\"\",'Lives scenario - input'!$F95=\"\"),\"\",W110/'Lives scenario - input'!$F95),\"\")","v":""}]
[{"$f":"IFERROR('Lives scenario - input'!A96,\"\")","v":""},{"$f":"IFERROR('Lives scenario - input'!B96,\"\")","v":""},{"$f":"IFERROR('Lives scenario - input'!C96,\"\")","v":""},{"$f":"IFERROR(repcalc('Lives scenario - input'!$CX96:$GJ96,'Lives scenario - input'!$I96,'Lives scenario - input'!$G96,'Lives scenario - input'!$H96,20,TRUE,TRUE),\"\")","v":""},"","","","","","","","","","","","","","","","","","","",{"$f":"IFERROR(IF(OR(D111=\"\",'Lives scenario - input'!$F96=\"\"),\"\",D111/'Lives scenario - input'!$F96),\"\")","v":""},{"$f":"IFERROR(IF(OR(E111=\"\",'Lives scenario - input'!$F96=\"\"),\"\",E111/'Lives scenario - input'!$F96),\"\")","v":""},{"$f":"IFERROR(IF(OR(F111=\"\",'Lives scenario - input'!$F96=\"\"),\"\",F111/'Lives scenario - input'!$F96),\"\")","v":""},{"$f":"IFERROR(IF(OR(G111=\"\",'Lives scenario - input'!$F96=\"\"),\"\",G111/'Lives scenario - input'!$F96),\"\")","v":""},{"$f":"IFERROR(IF(OR(H111=\"\",'Lives scenario - input'!$F96=\"\"),\"\",H111/'Lives scenario - input'!$F96),\"\")","v":""},{"$f":"IFERROR(IF(OR(I111=\"\",'Lives scenario - input'!$F96=\"\"),\"\",I111/'Lives scenario - input'!$F96),\"\")","v":""},{"$f":"IFERROR(IF(OR(J111=\"\",'Lives scenario - input'!$F96=\"\"),\"\",J111/'Lives scenario - input'!$F96),\"\")","v":""},{"$f":"IFERROR(IF(OR(K111=\"\",'Lives scenario - input'!$F96=\"\"),\"\",K111/'Lives scenario - input'!$F96),\"\")","v":""},{"$f":"IFERROR(IF(OR(L111=\"\",'Lives scenario - input'!$F96=\"\"),\"\",L111/'Lives scenario - input'!$F96),\"\")","v":""},{"$f":"IFERROR(IF(OR(M111=\"\",'Lives scenario - input'!$F96=\"\"),\"\",M111/'Lives scenario - input'!$F96),\"\")","v":""},{"$f":"IFERROR(IF(OR(N111=\"\",'Lives scenario - input'!$F96=\"\"),\"\",N111/'Lives scenario - input'!$F96),\"\")","v":""},{"$f":"IFERROR(IF(OR(O111=\"\",'Lives scenario - input'!$F96=\"\"),\"\",O111/'Lives scenario - input'!$F96),\"\")","v":""},{"$f":"IFERROR(IF(OR(P111=\"\",'Lives scenario - input'!$F96=\"\"),\"\",P111/'Lives scenario - input'!$F96),\"\")","v":""},{"$f":"IFERROR(IF(OR(Q111=\"\",'Lives scenario - input'!$F96=\"\"),\"\",Q111/'Lives scenario - input'!$F96),\"\")","v":""},{"$f":"IFERROR(IF(OR(R111=\"\",'Lives scenario - input'!$F96=\"\"),\"\",R111/'Lives scenario - input'!$F96),\"\")","v":""},{"$f":"IFERROR(IF(OR(S111=\"\",'Lives scenario - input'!$F96=\"\"),\"\",S111/'Lives scenario - input'!$F96),\"\")","v":""},{"$f":"IFERROR(IF(OR(T111=\"\",'Lives scenario - input'!$F96=\"\"),\"\",T111/'Lives scenario - input'!$F96),\"\")","v":""},{"$f":"IFERROR(IF(OR(U111=\"\",'Lives scenario - input'!$F96=\"\"),\"\",U111/'Lives scenario - input'!$F96),\"\")","v":""},{"$f":"IFERROR(IF(OR(V111=\"\",'Lives scenario - input'!$F96=\"\"),\"\",V111/'Lives scenario - input'!$F96),\"\")","v":""},{"$f":"IFERROR(IF(OR(W111=\"\",'Lives scenario - input'!$F96=\"\"),\"\",W111/'Lives scenario - input'!$F96),\"\")","v":""}]
[{"$f":"IFERROR('Lives scenario - input'!A97,\"\")","v":""},{"$f":"IFERROR('Lives scenario - input'!B97,\"\")","v":""},{"$f":"IFERROR('Lives scenario - input'!C97,\"\")","v":""},{"$f":"IFERROR(repcalc('Lives scenario - input'!$CX97:$GJ97,'Lives scenario - input'!$I97,'Lives scenario - input'!$G97,'Lives scenario - input'!$H97,20,TRUE,TRUE),\"\")","v":""},"","","","","","","","","","","","","","","","","","","",{"$f":"IFERROR(IF(OR(D112=\"\",'Lives scenario - input'!$F97=\"\"),\"\",D112/'Lives scenario - input'!$F97),\"\")","v":""},{"$f":"IFERROR(IF(OR(E112=\"\",'Lives scenario - input'!$F97=\"\"),\"\",E112/'Lives scenario - input'!$F97),\"\")","v":""},{"$f":"IFERROR(IF(OR(F112=\"\",'Lives scenario - input'!$F97=\"\"),\"\",F112/'Lives scenario - input'!$F97),\"\")","v":""},{"$f":"IFERROR(IF(OR(G112=\"\",'Lives scenario - input'!$F97=\"\"),\"\",G112/'Lives scenario - input'!$F97),\"\")","v":""},{"$f":"IFERROR(IF(OR(H112=\"\",'Lives scenario - input'!$F97=\"\"),\"\",H112/'Lives scenario - input'!$F97),\"\")","v":""},{"$f":"IFERROR(IF(OR(I112=\"\",'Lives scenario - input'!$F97=\"\"),\"\",I112/'Lives scenario - input'!$F97),\"\")","v":""},{"$f":"IFERROR(IF(OR(J112=\"\",'Lives scenario - input'!$F97=\"\"),\"\",J112/'Lives scenario - input'!$F97),\"\")","v":""},{"$f":"IFERROR(IF(OR(K112=\"\",'Lives scenario - input'!$F97=\"\"),\"\",K112/'Lives scenario - input'!$F97),\"\")","v":""},{"$f":"IFERROR(IF(OR(L112=\"\",'Lives scenario - input'!$F97=\"\"),\"\",L112/'Lives scenario - input'!$F97),\"\")","v":""},{"$f":"IFERROR(IF(OR(M112=\"\",'Lives scenario - input'!$F97=\"\"),\"\",M112/'Lives scenario - input'!$F97),\"\")","v":""},{"$f":"IFERROR(IF(OR(N112=\"\",'Lives scenario - input'!$F97=\"\"),\"\",N112/'Lives scenario - input'!$F97),\"\")","v":""},{"$f":"IFERROR(IF(OR(O112=\"\",'Lives scenario - input'!$F97=\"\"),\"\",O112/'Lives scenario - input'!$F97),\"\")","v":""},{"$f":"IFERROR(IF(OR(P112=\"\",'Lives scenario - input'!$F97=\"\"),\"\",P112/'Lives scenario - input'!$F97),\"\")","v":""},{"$f":"IFERROR(IF(OR(Q112=\"\",'Lives scenario - input'!$F97=\"\"),\"\",Q112/'Lives scenario - input'!$F97),\"\")","v":""},{"$f":"IFERROR(IF(OR(R112=\"\",'Lives scenario - input'!$F97=\"\"),\"\",R112/'Lives scenario - input'!$F97),\"\")","v":""},{"$f":"IFERROR(IF(OR(S112=\"\",'Lives scenario - input'!$F97=\"\"),\"\",S112/'Lives scenario - input'!$F97),\"\")","v":""},{"$f":"IFERROR(IF(OR(T112=\"\",'Lives scenario - input'!$F97=\"\"),\"\",T112/'Lives scenario - input'!$F97),\"\")","v":""},{"$f":"IFERROR(IF(OR(U112=\"\",'Lives scenario - input'!$F97=\"\"),\"\",U112/'Lives scenario - input'!$F97),\"\")","v":""},{"$f":"IFERROR(IF(OR(V112=\"\",'Lives scenario - input'!$F97=\"\"),\"\",V112/'Lives scenario - input'!$F97),\"\")","v":""},{"$f":"IFERROR(IF(OR(W112=\"\",'Lives scenario - input'!$F97=\"\"),\"\",W112/'Lives scenario - input'!$F97),\"\")","v":""}]
[{"$f":"IFERROR('Lives scenario - input'!A98,\"\")","v":""},{"$f":"IFERROR('Lives scenario - input'!B98,\"\")","v":""},{"$f":"IFERROR('Lives scenario - input'!C98,\"\")","v":""},{"$f":"IFERROR(repcalc('Lives scenario - input'!$CX98:$GJ98,'Lives scenario - input'!$I98,'Lives scenario - input'!$G98,'Lives scenario - input'!$H98,20,TRUE,TRUE),\"\")","v":""},"","","","","","","","","","","","","","","","","","","",{"$f":"IFERROR(IF(OR(D113=\"\",'Lives scenario - input'!$F98=\"\"),\"\",D113/'Lives scenario - input'!$F98),\"\")","v":""},{"$f":"IFERROR(IF(OR(E113=\"\",'Lives scenario - input'!$F98=\"\"),\"\",E113/'Lives scenario - input'!$F98),\"\")","v":""},{"$f":"IFERROR(IF(OR(F113=\"\",'Lives scenario - input'!$F98=\"\"),\"\",F113/'Lives scenario - input'!$F98),\"\")","v":""},{"$f":"IFERROR(IF(OR(G113=\"\",'Lives scenario - input'!$F98=\"\"),\"\",G113/'Lives scenario - input'!$F98),\"\")","v":""},{"$f":"IFERROR(IF(OR(H113=\"\",'Lives scenario - input'!$F98=\"\"),\"\",H113/'Lives scenario - input'!$F98),\"\")","v":""},{"$f":"IFERROR(IF(OR(I113=\"\",'Lives scenario - input'!$F98=\"\"),\"\",I113/'Lives scenario - input'!$F98),\"\")","v":""},{"$f":"IFERROR(IF(OR(J113=\"\",'Lives scenario - input'!$F98=\"\"),\"\",J113/'Lives scenario - input'!$F98),\"\")","v":""},{"$f":"IFERROR(IF(OR(K113=\"\",'Lives scenario - input'!$F98=\"\"),\"\",K113/'Lives scenario - input'!$F98),\"\")","v":""},{"$f":"IFERROR(IF(OR(L113=\"\",'Lives scenario - input'!$F98=\"\"),\"\",L113/'Lives scenario - input'!$F98),\"\")","v":""},{"$f":"IFERROR(IF(OR(M113=\"\",'Lives scenario - input'!$F98=\"\"),\"\",M113/'Lives scenario - input'!$F98),\"\")","v":""},{"$f":"IFERROR(IF(OR(N113=\"\",'Lives scenario - input'!$F98=\"\"),\"\",N113/'Lives scenario - input'!$F98),\"\")","v":""},{"$f":"IFERROR(IF(OR(O113=\"\",'Lives scenario - input'!$F98=\"\"),\"\",O113/'Lives scenario - input'!$F98),\"\")","v":""},{"$f":"IFERROR(IF(OR(P113=\"\",'Lives scenario - input'!$F98=\"\"),\"\",P113/'Lives scenario - input'!$F98),\"\")","v":""},{"$f":"IFERROR(IF(OR(Q113=\"\",'Lives scenario - input'!$F98=\"\"),\"\",Q113/'Lives scenario - input'!$F98),\"\")","v":""},{"$f":"IFERROR(IF(OR(R113=\"\",'Lives scenario - input'!$F98=\"\"),\"\",R113/'Lives scenario - input'!$F98),\"\")","v":""},{"$f":"IFERROR(IF(OR(S113=\"\",'Lives scenario - input'!$F98=\"\"),\"\",S113/'Lives scenario - input'!$F98),\"\")","v":""},{"$f":"IFERROR(IF(OR(T113=\"\",'Lives scenario - input'!$F98=\"\"),\"\",T113/'Lives scenario - input'!$F98),\"\")","v":""},{"$f":"IFERROR(IF(OR(U113=\"\",'Lives scenario - input'!$F98=\"\"),\"\",U113/'Lives scenario - input'!$F98),\"\")","v":""},{"$f":"IFERROR(IF(OR(V113=\"\",'Lives scenario - input'!$F98=\"\"),\"\",V113/'Lives scenario - input'!$F98),\"\")","v":""},{"$f":"IFERROR(IF(OR(W113=\"\",'Lives scenario - input'!$F98=\"\"),\"\",W113/'Lives scenario - input'!$F98),\"\")","v":""}]
[{"$f":"IFERROR('Lives scenario - input'!A99,\"\")","v":""},{"$f":"IFERROR('Lives scenario - input'!B99,\"\")","v":""},{"$f":"IFERROR('Lives scenario - input'!C99,\"\")","v":""},{"$f":"IFERROR(repcalc('Lives scenario - input'!$CX99:$GJ99,'Lives scenario - input'!$I99,'Lives scenario - input'!$G99,'Lives scenario - input'!$H99,20,TRUE,TRUE),\"\")","v":""},"","","","","","","","","","","","","","","","","","","",{"$f":"IFERROR(IF(OR(D114=\"\",'Lives scenario - input'!$F99=\"\"),\"\",D114/'Lives scenario - input'!$F99),\"\")","v":""},{"$f":"IFERROR(IF(OR(E114=\"\",'Lives scenario - input'!$F99=\"\"),\"\",E114/'Lives scenario - input'!$F99),\"\")","v":""},{"$f":"IFERROR(IF(OR(F114=\"\",'Lives scenario - input'!$F99=\"\"),\"\",F114/'Lives scenario - input'!$F99),\"\")","v":""},{"$f":"IFERROR(IF(OR(G114=\"\",'Lives scenario - input'!$F99=\"\"),\"\",G114/'Lives scenario - input'!$F99),\"\")","v":""},{"$f":"IFERROR(IF(OR(H114=\"\",'Lives scenario - input'!$F99=\"\"),\"\",H114/'Lives scenario - input'!$F99),\"\")","v":""},{"$f":"IFERROR(IF(OR(I114=\"\",'Lives scenario - input'!$F99=\"\"),\"\",I114/'Lives scenario - input'!$F99),\"\")","v":""},{"$f":"IFERROR(IF(OR(J114=\"\",'Lives scenario - input'!$F99=\"\"),\"\",J114/'Lives scenario - input'!$F99),\"\")","v":""},{"$f":"IFERROR(IF(OR(K114=\"\",'Lives scenario - input'!$F99=\"\"),\"\",K114/'Lives scenario - input'!$F99),\"\")","v":""},{"$f":"IFERROR(IF(OR(L114=\"\",'Lives scenario - input'!$F99=\"\"),\"\",L114/'Lives scenario - input'!$F99),\"\")","v":""},{"$f":"IFERROR(IF(OR(M114=\"\",'Lives scenario - input'!$F99=\"\"),\"\",M114/'Lives scenario - input'!$F99),\"\")","v":""},{"$f":"IFERROR(IF(OR(N114=\"\",'Lives scenario - input'!$F99=\"\"),\"\",N114/'Lives scenario - input'!$F99),\"\")","v":""},{"$f":"IFERROR(IF(OR(O114=\"\",'Lives scenario - input'!$F99=\"\"),\"\",O114/'Lives scenario - input'!$F99),\"\")","v":""},{"$f":"IFERROR(IF(OR(P114=\"\",'Lives scenario - input'!$F99=\"\"),\"\",P114/'Lives scenario - input'!$F99),\"\")","v":""},{"$f":"IFERROR(IF(OR(Q114=\"\",'Lives scenario - input'!$F99=\"\"),\"\",Q114/'Lives scenario - input'!$F99),\"\")","v":""},{"$f":"IFERROR(IF(OR(R114=\"\",'Lives scenario - input'!$F99=\"\"),\"\",R114/'Lives scenario - input'!$F99),\"\")","v":""},{"$f":"IFERROR(IF(OR(S114=\"\",'Lives scenario - input'!$F99=\"\"),\"\",S114/'Lives scenario - input'!$F99),\"\")","v":""},{"$f":"IFERROR(IF(OR(T114=\"\",'Lives scenario - input'!$F99=\"\"),\"\",T114/'Lives scenario - input'!$F99),\"\")","v":""},{"$f":"IFERROR(IF(OR(U114=\"\",'Lives scenario - input'!$F99=\"\"),\"\",U114/'Lives scenario - input'!$F99),\"\")","v":""},{"$f":"IFERROR(IF(OR(V114=\"\",'Lives scenario - input'!$F99=\"\"),\"\",V114/'Lives scenario - input'!$F99),\"\")","v":""},{"$f":"IFERROR(IF(OR(W114=\"\",'Lives scenario - input'!$F99=\"\"),\"\",W114/'Lives scenario - input'!$F99),\"\")","v":""}]
[{"$f":"IFERROR('Lives scenario - input'!A100,\"\")","v":""},{"$f":"IFERROR('Lives scenario - input'!B100,\"\")","v":""},{"$f":"IFERROR('Lives scenario - input'!C100,\"\")","v":""},{"$f":"IFERROR(repcalc('Lives scenario - input'!$CX100:$GJ100,'Lives scenario - input'!$I100,'Lives scenario - input'!$G100,'Lives scenario - input'!$H100,20,TRUE,TRUE),\"\")","v":""},"","","","","","","","","","","","","","","","","","","",{"$f":"IFERROR(IF(OR(D115=\"\",'Lives scenario - input'!$F100=\"\"),\"\",D115/'Lives scenario - input'!$F100),\"\")","v":""},{"$f":"IFERROR(IF(OR(E115=\"\",'Lives scenario - input'!$F100=\"\"),\"\",E115/'Lives scenario - input'!$F100),\"\")","v":""},{"$f":"IFERROR(IF(OR(F115=\"\",'Lives scenario - input'!$F100=\"\"),\"\",F115/'Lives scenario - input'!$F100),\"\")","v":""},{"$f":"IFERROR(IF(OR(G115=\"\",'Lives scenario - input'!$F100=\"\"),\"\",G115/'Lives scenario - input'!$F100),\"\")","v":""},{"$f":"IFERROR(IF(OR(H115=\"\",'Lives scenario - input'!$F100=\"\"),\"\",H115/'Lives scenario - input'!$F100),\"\")","v":""},{"$f":"IFERROR(IF(OR(I115=\"\",'Lives scenario - input'!$F100=\"\"),\"\",I115/'Lives scenario - input'!$F100),\"\")","v":""},{"$f":"IFERROR(IF(OR(J115=\"\",'Lives scenario - input'!$F100=\"\"),\"\",J115/'Lives scenario - input'!$F100),\"\")","v":""},{"$f":"IFERROR(IF(OR(K115=\"\",'Lives scenario - input'!$F100=\"\"),\"\",K115/'Lives scenario - input'!$F100),\"\")","v":""},{"$f":"IFERROR(IF(OR(L115=\"\",'Lives scenario - input'!$F100=\"\"),\"\",L115/'Lives scenario - input'!$F100),\"\")","v":""},{"$f":"IFERROR(IF(OR(M115=\"\",'Lives scenario - input'!$F100=\"\"),\"\",M115/'Lives scenario - input'!$F100),\"\")","v":""},{"$f":"IFERROR(IF(OR(N115=\"\",'Lives scenario - input'!$F100=\"\"),\"\",N115/'Lives scenario - input'!$F100),\"\")","v":""},{"$f":"IFERROR(IF(OR(O115=\"\",'Lives scenario - input'!$F100=\"\"),\"\",O115/'Lives scenario - input'!$F100),\"\")","v":""},{"$f":"IFERROR(IF(OR(P115=\"\",'Lives scenario - input'!$F100=\"\"),\"\",P115/'Lives scenario - input'!$F100),\"\")","v":""},{"$f":"IFERROR(IF(OR(Q115=\"\",'Lives scenario - input'!$F100=\"\"),\"\",Q115/'Lives scenario - input'!$F100),\"\")","v":""},{"$f":"IFERROR(IF(OR(R115=\"\",'Lives scenario - input'!$F100=\"\"),\"\",R115/'Lives scenario - input'!$F100),\"\")","v":""},{"$f":"IFERROR(IF(OR(S115=\"\",'Lives scenario - input'!$F100=\"\"),\"\",S115/'Lives scenario - input'!$F100),\"\")","v":""},{"$f":"IFERROR(IF(OR(T115=\"\",'Lives scenario - input'!$F100=\"\"),\"\",T115/'Lives scenario - input'!$F100),\"\")","v":""},{"$f":"IFERROR(IF(OR(U115=\"\",'Lives scenario - input'!$F100=\"\"),\"\",U115/'Lives scenario - input'!$F100),\"\")","v":""},{"$f":"IFERROR(IF(OR(V115=\"\",'Lives scenario - input'!$F100=\"\"),\"\",V115/'Lives scenario - input'!$F100),\"\")","v":""},{"$f":"IFERROR(IF(OR(W115=\"\",'Lives scenario - input'!$F100=\"\"),\"\",W115/'Lives scenario - input'!$F100),\"\")","v":""}]
[{"$f":"IFERROR('Lives scenario - input'!A101,\"\")","v":""},{"$f":"IFERROR('Lives scenario - input'!B101,\"\")","v":""},{"$f":"IFERROR('Lives scenario - input'!C101,\"\")","v":""},{"$f":"IFERROR(repcalc('Lives scenario - input'!$CX101:$GJ101,'Lives scenario - input'!$I101,'Lives scenario - input'!$G101,'Lives scenario - input'!$H101,20,TRUE,TRUE),\"\")","v":""},"","","","","","","","","","","","","","","","","","","",{"$f":"IFERROR(IF(OR(D116=\"\",'Lives scenario - input'!$F101=\"\"),\"\",D116/'Lives scenario - input'!$F101),\"\")","v":""},{"$f":"IFERROR(IF(OR(E116=\"\",'Lives scenario - input'!$F101=\"\"),\"\",E116/'Lives scenario - input'!$F101),\"\")","v":""},{"$f":"IFERROR(IF(OR(F116=\"\",'Lives scenario - input'!$F101=\"\"),\"\",F116/'Lives scenario - input'!$F101),\"\")","v":""},{"$f":"IFERROR(IF(OR(G116=\"\",'Lives scenario - input'!$F101=\"\"),\"\",G116/'Lives scenario - input'!$F101),\"\")","v":""},{"$f":"IFERROR(IF(OR(H116=\"\",'Lives scenario - input'!$F101=\"\"),\"\",H116/'Lives scenario - input'!$F101),\"\")","v":""},{"$f":"IFERROR(IF(OR(I116=\"\",'Lives scenario - input'!$F101=\"\"),\"\",I116/'Lives scenario - input'!$F101),\"\")","v":""},{"$f":"IFERROR(IF(OR(J116=\"\",'Lives scenario - input'!$F101=\"\"),\"\",J116/'Lives scenario - input'!$F101),\"\")","v":""},{"$f":"IFERROR(IF(OR(K116=\"\",'Lives scenario - input'!$F101=\"\"),\"\",K116/'Lives scenario - input'!$F101),\"\")","v":""},{"$f":"IFERROR(IF(OR(L116=\"\",'Lives scenario - input'!$F101=\"\"),\"\",L116/'Lives scenario - input'!$F101),\"\")","v":""},{"$f":"IFERROR(IF(OR(M116=\"\",'Lives scenario - input'!$F101=\"\"),\"\",M116/'Lives scenario - input'!$F101),\"\")","v":""},{"$f":"IFERROR(IF(OR(N116=\"\",'Lives scenario - input'!$F101=\"\"),\"\",N116/'Lives scenario - input'!$F101),\"\")","v":""},{"$f":"IFERROR(IF(OR(O116=\"\",'Lives scenario - input'!$F101=\"\"),\"\",O116/'Lives scenario - input'!$F101),\"\")","v":""},{"$f":"IFERROR(IF(OR(P116=\"\",'Lives scenario - input'!$F101=\"\"),\"\",P116/'Lives scenario - input'!$F101),\"\")","v":""},{"$f":"IFERROR(IF(OR(Q116=\"\",'Lives scenario - input'!$F101=\"\"),\"\",Q116/'Lives scenario - input'!$F101),\"\")","v":""},{"$f":"IFERROR(IF(OR(R116=\"\",'Lives scenario - input'!$F101=\"\"),\"\",R116/'Lives scenario - input'!$F101),\"\")","v":""},{"$f":"IFERROR(IF(OR(S116=\"\",'Lives scenario - input'!$F101=\"\"),\"\",S116/'Lives scenario - input'!$F101),\"\")","v":""},{"$f":"IFERROR(IF(OR(T116=\"\",'Lives scenario - input'!$F101=\"\"),\"\",T116/'Lives scenario - input'!$F101),\"\")","v":""},{"$f":"IFERROR(IF(OR(U116=\"\",'Lives scenario - input'!$F101=\"\"),\"\",U116/'Lives scenario - input'!$F101),\"\")","v":""},{"$f":"IFERROR(IF(OR(V116=\"\",'Lives scenario - input'!$F101=\"\"),\"\",V116/'Lives scenario - input'!$F101),\"\")","v":""},{"$f":"IFERROR(IF(OR(W116=\"\",'Lives scenario - input'!$F101=\"\"),\"\",W116/'Lives scenario - input'!$F101),\"\")","v":""}]
[{"$f":"IFERROR('Lives scenario - input'!A102,\"\")","v":""},{"$f":"IFERROR('Lives scenario - input'!B102,\"\")","v":""},{"$f":"IFERROR('Lives scenario - input'!C102,\"\")","v":""},{"$f":"IFERROR(repcalc('Lives scenario - input'!$CX102:$GJ102,'Lives scenario - input'!$I102,'Lives scenario - input'!$G102,'Lives scenario - input'!$H102,20,TRUE,TRUE),\"\")","v":""},"","","","","","","","","","","","","","","","","","","",{"$f":"IFERROR(IF(OR(D117=\"\",'Lives scenario - input'!$F102=\"\"),\"\",D117/'Lives scenario - input'!$F102),\"\")","v":""},{"$f":"IFERROR(IF(OR(E117=\"\",'Lives scenario - input'!$F102=\"\"),\"\",E117/'Lives scenario - input'!$F102),\"\")","v":""},{"$f":"IFERROR(IF(OR(F117=\"\",'Lives scenario - input'!$F102=\"\"),\"\",F117/'Lives scenario - input'!$F102),\"\")","v":""},{"$f":"IFERROR(IF(OR(G117=\"\",'Lives scenario - input'!$F102=\"\"),\"\",G117/'Lives scenario - input'!$F102),\"\")","v":""},{"$f":"IFERROR(IF(OR(H117=\"\",'Lives scenario - input'!$F102=\"\"),\"\",H117/'Lives scenario - input'!$F102),\"\")","v":""},{"$f":"IFERROR(IF(OR(I117=\"\",'Lives scenario - input'!$F102=\"\"),\"\",I117/'Lives scenario - input'!$F102),\"\")","v":""},{"$f":"IFERROR(IF(OR(J117=\"\",'Lives scenario - input'!$F102=\"\"),\"\",J117/'Lives scenario - input'!$F102),\"\")","v":""},{"$f":"IFERROR(IF(OR(K117=\"\",'Lives scenario - input'!$F102=\"\"),\"\",K117/'Lives scenario - input'!$F102),\"\")","v":""},{"$f":"IFERROR(IF(OR(L117=\"\",'Lives scenario - input'!$F102=\"\"),\"\",L117/'Lives scenario - input'!$F102),\"\")","v":""},{"$f":"IFERROR(IF(OR(M117=\"\",'Lives scenario - input'!$F102=\"\"),\"\",M117/'Lives scenario - input'!$F102),\"\")","v":""},{"$f":"IFERROR(IF(OR(N117=\"\",'Lives scenario - input'!$F102=\"\"),\"\",N117/'Lives scenario - input'!$F102),\"\")","v":""},{"$f":"IFERROR(IF(OR(O117=\"\",'Lives scenario - input'!$F102=\"\"),\"\",O117/'Lives scenario - input'!$F102),\"\")","v":""},{"$f":"IFERROR(IF(OR(P117=\"\",'Lives scenario - input'!$F102=\"\"),\"\",P117/'Lives scenario - input'!$F102),\"\")","v":""},{"$f":"IFERROR(IF(OR(Q117=\"\",'Lives scenario - input'!$F102=\"\"),\"\",Q117/'Lives scenario - input'!$F102),\"\")","v":""},{"$f":"IFERROR(IF(OR(R117=\"\",'Lives scenario - input'!$F102=\"\"),\"\",R117/'Lives scenario - input'!$F102),\"\")","v":""},{"$f":"IFERROR(IF(OR(S117=\"\",'Lives scenario - input'!$F102=\"\"),\"\",S117/'Lives scenario - input'!$F102),\"\")","v":""},{"$f":"IFERROR(IF(OR(T117=\"\",'Lives scenario - input'!$F102=\"\"),\"\",T117/'Lives scenario - input'!$F102),\"\")","v":""},{"$f":"IFERROR(IF(OR(U117=\"\",'Lives scenario - input'!$F102=\"\"),\"\",U117/'Lives scenario - input'!$F102),\"\")","v":""},{"$f":"IFERROR(IF(OR(V117=\"\",'Lives scenario - input'!$F102=\"\"),\"\",V117/'Lives scenario - input'!$F102),\"\")","v":""},{"$f":"IFERROR(IF(OR(W117=\"\",'Lives scenario - input'!$F102=\"\"),\"\",W117/'Lives scenario - input'!$F102),\"\")","v":""}]
[{"$f":"IFERROR('Lives scenario - input'!A103,\"\")","v":""},{"$f":"IFERROR('Lives scenario - input'!B103,\"\")","v":""},{"$f":"IFERROR('Lives scenario - input'!C103,\"\")","v":""},{"$f":"IFERROR(repcalc('Lives scenario - input'!$CX103:$GJ103,'Lives scenario - input'!$I103,'Lives scenario - input'!$G103,'Lives scenario - input'!$H103,20,TRUE,TRUE),\"\")","v":""},"","","","","","","","","","","","","","","","","","","",{"$f":"IFERROR(IF(OR(D118=\"\",'Lives scenario - input'!$F103=\"\"),\"\",D118/'Lives scenario - input'!$F103),\"\")","v":""},{"$f":"IFERROR(IF(OR(E118=\"\",'Lives scenario - input'!$F103=\"\"),\"\",E118/'Lives scenario - input'!$F103),\"\")","v":""},{"$f":"IFERROR(IF(OR(F118=\"\",'Lives scenario - input'!$F103=\"\"),\"\",F118/'Lives scenario - input'!$F103),\"\")","v":""},{"$f":"IFERROR(IF(OR(G118=\"\",'Lives scenario - input'!$F103=\"\"),\"\",G118/'Lives scenario - input'!$F103),\"\")","v":""},{"$f":"IFERROR(IF(OR(H118=\"\",'Lives scenario - input'!$F103=\"\"),\"\",H118/'Lives scenario - input'!$F103),\"\")","v":""},{"$f":"IFERROR(IF(OR(I118=\"\",'Lives scenario - input'!$F103=\"\"),\"\",I118/'Lives scenario - input'!$F103),\"\")","v":""},{"$f":"IFERROR(IF(OR(J118=\"\",'Lives scenario - input'!$F103=\"\"),\"\",J118/'Lives scenario - input'!$F103),\"\")","v":""},{"$f":"IFERROR(IF(OR(K118=\"\",'Lives scenario - input'!$F103=\"\"),\"\",K118/'Lives scenario - input'!$F103),\"\")","v":""},{"$f":"IFERROR(IF(OR(L118=\"\",'Lives scenario - input'!$F103=\"\"),\"\",L118/'Lives scenario - input'!$F103),\"\")","v":""},{"$f":"IFERROR(IF(OR(M118=\"\",'Lives scenario - input'!$F103=\"\"),\"\",M118/'Lives scenario - input'!$F103),\"\")","v":""},{"$f":"IFERROR(IF(OR(N118=\"\",'Lives scenario - input'!$F103=\"\"),\"\",N118/'Lives scenario - input'!$F103),\"\")","v":""},{"$f":"IFERROR(IF(OR(O118=\"\",'Lives scenario - input'!$F103=\"\"),\"\",O118/'Lives scenario - input'!$F103),\"\")","v":""},{"$f":"IFERROR(IF(OR(P118=\"\",'Lives scenario - input'!$F103=\"\"),\"\",P118/'Lives scenario - input'!$F103),\"\")","v":""},{"$f":"IFERROR(IF(OR(Q118=\"\",'Lives scenario - input'!$F103=\"\"),\"\",Q118/'Lives scenario - input'!$F103),\"\")","v":""},{"$f":"IFERROR(IF(OR(R118=\"\",'Lives scenario - input'!$F103=\"\"),\"\",R118/'Lives scenario - input'!$F103),\"\")","v":""},{"$f":"IFERROR(IF(OR(S118=\"\",'Lives scenario - input'!$F103=\"\"),\"\",S118/'Lives scenario - input'!$F103),\"\")","v":""},{"$f":"IFERROR(IF(OR(T118=\"\",'Lives scenario - input'!$F103=\"\"),\"\",T118/'Lives scenario - input'!$F103),\"\")","v":""},{"$f":"IFERROR(IF(OR(U118=\"\",'Lives scenario - input'!$F103=\"\"),\"\",U118/'Lives scenario - input'!$F103),\"\")","v":""},{"$f":"IFERROR(IF(OR(V118=\"\",'Lives scenario - input'!$F103=\"\"),\"\",V118/'Lives scenario - input'!$F103),\"\")","v":""},{"$f":"IFERROR(IF(OR(W118=\"\",'Lives scenario - input'!$F103=\"\"),\"\",W118/'Lives scenario - input'!$F103),\"\")","v":""}]
[{"$f":"IFERROR('Lives scenario - input'!A104,\"\")","v":""},{"$f":"IFERROR('Lives scenario - input'!B104,\"\")","v":""},{"$f":"IFERROR('Lives scenario - input'!C104,\"\")","v":""},{"$f":"IFERROR(repcalc('Lives scenario - input'!$CX104:$GJ104,'Lives scenario - input'!$I104,'Lives scenario - input'!$G104,'Lives scenario - input'!$H104,20,TRUE,TRUE),\"\")","v":""},"","","","","","","","","","","","","","","","","","","",{"$f":"IFERROR(IF(OR(D119=\"\",'Lives scenario - input'!$F104=\"\"),\"\",D119/'Lives scenario - input'!$F104),\"\")","v":""},{"$f":"IFERROR(IF(OR(E119=\"\",'Lives scenario - input'!$F104=\"\"),\"\",E119/'Lives scenario - input'!$F104),\"\")","v":""},{"$f":"IFERROR(IF(OR(F119=\"\",'Lives scenario - input'!$F104=\"\"),\"\",F119/'Lives scenario - input'!$F104),\"\")","v":""},{"$f":"IFERROR(IF(OR(G119=\"\",'Lives scenario - input'!$F104=\"\"),\"\",G119/'Lives scenario - input'!$F104),\"\")","v":""},{"$f":"IFERROR(IF(OR(H119=\"\",'Lives scenario - input'!$F104=\"\"),\"\",H119/'Lives scenario - input'!$F104),\"\")","v":""},{"$f":"IFERROR(IF(OR(I119=\"\",'Lives scenario - input'!$F104=\"\"),\"\",I119/'Lives scenario - input'!$F104),\"\")","v":""},{"$f":"IFERROR(IF(OR(J119=\"\",'Lives scenario - input'!$F104=\"\"),\"\",J119/'Lives scenario - input'!$F104),\"\")","v":""},{"$f":"IFERROR(IF(OR(K119=\"\",'Lives scenario - input'!$F104=\"\"),\"\",K119/'Lives scenario - input'!$F104),\"\")","v":""},{"$f":"IFERROR(IF(OR(L119=\"\",'Lives scenario - input'!$F104=\"\"),\"\",L119/'Lives scenario - input'!$F104),\"\")","v":""},{"$f":"IFERROR(IF(OR(M119=\"\",'Lives scenario - input'!$F104=\"\"),\"\",M119/'Lives scenario - input'!$F104),\"\")","v":""},{"$f":"IFERROR(IF(OR(N119=\"\",'Lives scenario - input'!$F104=\"\"),\"\",N119/'Lives scenario - input'!$F104),\"\")","v":""},{"$f":"IFERROR(IF(OR(O119=\"\",'Lives scenario - input'!$F104=\"\"),\"\",O119/'Lives scenario - input'!$F104),\"\")","v":""},{"$f":"IFERROR(IF(OR(P119=\"\",'Lives scenario - input'!$F104=\"\"),\"\",P119/'Lives scenario - input'!$F104),\"\")","v":""},{"$f":"IFERROR(IF(OR(Q119=\"\",'Lives scenario - input'!$F104=\"\"),\"\",Q119/'Lives scenario - input'!$F104),\"\")","v":""},{"$f":"IFERROR(IF(OR(R119=\"\",'Lives scenario - input'!$F104=\"\"),\"\",R119/'Lives scenario - input'!$F104),\"\")","v":""},{"$f":"IFERROR(IF(OR(S119=\"\",'Lives scenario - input'!$F104=\"\"),\"\",S119/'Lives scenario - input'!$F104),\"\")","v":""},{"$f":"IFERROR(IF(OR(T119=\"\",'Lives scenario - input'!$F104=\"\"),\"\",T119/'Lives scenario - input'!$F104),\"\")","v":""},{"$f":"IFERROR(IF(OR(U119=\"\",'Lives scenario - input'!$F104=\"\"),\"\",U119/'Lives scenario - input'!$F104),\"\")","v":""},{"$f":"IFERROR(IF(OR(V119=\"\",'Lives scenario - input'!$F104=\"\"),\"\",V119/'Lives scenario - input'!$F104),\"\")","v":""},{"$f":"IFERROR(IF(OR(W119=\"\",'Lives scenario - input'!$F104=\"\"),\"\",W119/'Lives scenario - input'!$F104),\"\")","v":""}]
[{"$f":"IFERROR('Lives scenario - input'!A105,\"\")","v":""},{"$f":"IFERROR('Lives scenario - input'!B105,\"\")","v":""},{"$f":"IFERROR('Lives scenario - input'!C105,\"\")","v":""},{"$f":"IFERROR(repcalc('Lives scenario - input'!$CX105:$GJ105,'Lives scenario - input'!$I105,'Lives scenario - input'!$G105,'Lives scenario - input'!$H105,20,TRUE,TRUE),\"\")","v":""},"","","","","","","","","","","","","","","","","","","",{"$f":"IFERROR(IF(OR(D120=\"\",'Lives scenario - input'!$F105=\"\"),\"\",D120/'Lives scenario - input'!$F105),\"\")","v":""},{"$f":"IFERROR(IF(OR(E120=\"\",'Lives scenario - input'!$F105=\"\"),\"\",E120/'Lives scenario - input'!$F105),\"\")","v":""},{"$f":"IFERROR(IF(OR(F120=\"\",'Lives scenario - input'!$F105=\"\"),\"\",F120/'Lives scenario - input'!$F105),\"\")","v":""},{"$f":"IFERROR(IF(OR(G120=\"\",'Lives scenario - input'!$F105=\"\"),\"\",G120/'Lives scenario - input'!$F105),\"\")","v":""},{"$f":"IFERROR(IF(OR(H120=\"\",'Lives scenario - input'!$F105=\"\"),\"\",H120/'Lives scenario - input'!$F105),\"\")","v":""},{"$f":"IFERROR(IF(OR(I120=\"\",'Lives scenario - input'!$F105=\"\"),\"\",I120/'Lives scenario - input'!$F105),\"\")","v":""},{"$f":"IFERROR(IF(OR(J120=\"\",'Lives scenario - input'!$F105=\"\"),\"\",J120/'Lives scenario - input'!$F105),\"\")","v":""},{"$f":"IFERROR(IF(OR(K120=\"\",'Lives scenario - input'!$F105=\"\"),\"\",K120/'Lives scenario - input'!$F105),\"\")","v":""},{"$f":"IFERROR(IF(OR(L120=\"\",'Lives scenario - input'!$F105=\"\"),\"\",L120/'Lives scenario - input'!$F105),\"\")","v":""},{"$f":"IFERROR(IF(OR(M120=\"\",'Lives scenario - input'!$F105=\"\"),\"\",M120/'Lives scenario - input'!$F105),\"\")","v":""},{"$f":"IFERROR(IF(OR(N120=\"\",'Lives scenario - input'!$F105=\"\"),\"\",N120/'Lives scenario - input'!$F105),\"\")","v":""},{"$f":"IFERROR(IF(OR(O120=\"\",'Lives scenario - input'!$F105=\"\"),\"\",O120/'Lives scenario - input'!$F105),\"\")","v":""},{"$f":"IFERROR(IF(OR(P120=\"\",'Lives scenario - input'!$F105=\"\"),\"\",P120/'Lives scenario - input'!$F105),\"\")","v":""},{"$f":"IFERROR(IF(OR(Q120=\"\",'Lives scenario - input'!$F105=\"\"),\"\",Q120/'Lives scenario - input'!$F105),\"\")","v":""},{"$f":"IFERROR(IF(OR(R120=\"\",'Lives scenario - input'!$F105=\"\"),\"\",R120/'Lives scenario - input'!$F105),\"\")","v":""},{"$f":"IFERROR(IF(OR(S120=\"\",'Lives scenario - input'!$F105=\"\"),\"\",S120/'Lives scenario - input'!$F105),\"\")","v":""},{"$f":"IFERROR(IF(OR(T120=\"\",'Lives scenario - input'!$F105=\"\"),\"\",T120/'Lives scenario - input'!$F105),\"\")","v":""},{"$f":"IFERROR(IF(OR(U120=\"\",'Lives scenario - input'!$F105=\"\"),\"\",U120/'Lives scenario - input'!$F105),\"\")","v":""},{"$f":"IFERROR(IF(OR(V120=\"\",'Lives scenario - input'!$F105=\"\"),\"\",V120/'Lives scenario - input'!$F105),\"\")","v":""},{"$f":"IFERROR(IF(OR(W120=\"\",'Lives scenario - input'!$F105=\"\"),\"\",W120/'Lives scenario - input'!$F105),\"\")","v":""}]
[{"$f":"IFERROR('Lives scenario - input'!A106,\"\")","v":""},{"$f":"IFERROR('Lives scenario - input'!B106,\"\")","v":""},{"$f":"IFERROR('Lives scenario - input'!C106,\"\")","v":""},{"$f":"IFERROR(repcalc('Lives scenario - input'!$CX106:$GJ106,'Lives scenario - input'!$I106,'Lives scenario - input'!$G106,'Lives scenario - input'!$H106,20,TRUE,TRUE),\"\")","v":""},"","","","","","","","","","","","","","","","","","","",{"$f":"IFERROR(IF(OR(D121=\"\",'Lives scenario - input'!$F106=\"\"),\"\",D121/'Lives scenario - input'!$F106),\"\")","v":""},{"$f":"IFERROR(IF(OR(E121=\"\",'Lives scenario - input'!$F106=\"\"),\"\",E121/'Lives scenario - input'!$F106),\"\")","v":""},{"$f":"IFERROR(IF(OR(F121=\"\",'Lives scenario - input'!$F106=\"\"),\"\",F121/'Lives scenario - input'!$F106),\"\")","v":""},{"$f":"IFERROR(IF(OR(G121=\"\",'Lives scenario - input'!$F106=\"\"),\"\",G121/'Lives scenario - input'!$F106),\"\")","v":""},{"$f":"IFERROR(IF(OR(H121=\"\",'Lives scenario - input'!$F106=\"\"),\"\",H121/'Lives scenario - input'!$F106),\"\")","v":""},{"$f":"IFERROR(IF(OR(I121=\"\",'Lives scenario - input'!$F106=\"\"),\"\",I121/'Lives scenario - input'!$F106),\"\")","v":""},{"$f":"IFERROR(IF(OR(J121=\"\",'Lives scenario - input'!$F106=\"\"),\"\",J121/'Lives scenario - input'!$F106),\"\")","v":""},{"$f":"IFERROR(IF(OR(K121=\"\",'Lives scenario - input'!$F106=\"\"),\"\",K121/'Lives scenario - input'!$F106),\"\")","v":""},{"$f":"IFERROR(IF(OR(L121=\"\",'Lives scenario - input'!$F106=\"\"),\"\",L121/'Lives scenario - input'!$F106),\"\")","v":""},{"$f":"IFERROR(IF(OR(M121=\"\",'Lives scenario - input'!$F106=\"\"),\"\",M121/'Lives scenario - input'!$F106),\"\")","v":""},{"$f":"IFERROR(IF(OR(N121=\"\",'Lives scenario - input'!$F106=\"\"),\"\",N121/'Lives scenario - input'!$F106),\"\")","v":""},{"$f":"IFERROR(IF(OR(O121=\"\",'Lives scenario - input'!$F106=\"\"),\"\",O121/'Lives scenario - input'!$F106),\"\")","v":""},{"$f":"IFERROR(IF(OR(P121=\"\",'Lives scenario - input'!$F106=\"\"),\"\",P121/'Lives scenario - input'!$F106),\"\")","v":""},{"$f":"IFERROR(IF(OR(Q121=\"\",'Lives scenario - input'!$F106=\"\"),\"\",Q121/'Lives scenario - input'!$F106),\"\")","v":""},{"$f":"IFERROR(IF(OR(R121=\"\",'Lives scenario - input'!$F106=\"\"),\"\",R121/'Lives scenario - input'!$F106),\"\")","v":""},{"$f":"IFERROR(IF(OR(S121=\"\",'Lives scenario - input'!$F106=\"\"),\"\",S121/'Lives scenario - input'!$F106),\"\")","v":""},{"$f":"IFERROR(IF(OR(T121=\"\",'Lives scenario - input'!$F106=\"\"),\"\",T121/'Lives scenario - input'!$F106),\"\")","v":""},{"$f":"IFERROR(IF(OR(U121=\"\",'Lives scenario - input'!$F106=\"\"),\"\",U121/'Lives scenario - input'!$F106),\"\")","v":""},{"$f":"IFERROR(IF(OR(V121=\"\",'Lives scenario - input'!$F106=\"\"),\"\",V121/'Lives scenario - input'!$F106),\"\")","v":""},{"$f":"IFERROR(IF(OR(W121=\"\",'Lives scenario - input'!$F106=\"\"),\"\",W121/'Lives scenario - input'!$F106),\"\")","v":""}]
[{"$f":"IFERROR('Lives scenario - input'!A107,\"\")","v":""},{"$f":"IFERROR('Lives scenario - input'!B107,\"\")","v":""},{"$f":"IFERROR('Lives scenario - input'!C107,\"\")","v":""},{"$f":"IFERROR(repcalc('Lives scenario - input'!$CX107:$GJ107,'Lives scenario - input'!$I107,'Lives scenario - input'!$G107,'Lives scenario - input'!$H107,20,TRUE,TRUE),\"\")","v":""},"","","","","","","","","","","","","","","","","","","",{"$f":"IFERROR(IF(OR(D122=\"\",'Lives scenario - input'!$F107=\"\"),\"\",D122/'Lives scenario - input'!$F107),\"\")","v":""},{"$f":"IFERROR(IF(OR(E122=\"\",'Lives scenario - input'!$F107=\"\"),\"\",E122/'Lives scenario - input'!$F107),\"\")","v":""},{"$f":"IFERROR(IF(OR(F122=\"\",'Lives scenario - input'!$F107=\"\"),\"\",F122/'Lives scenario - input'!$F107),\"\")","v":""},{"$f":"IFERROR(IF(OR(G122=\"\",'Lives scenario - input'!$F107=\"\"),\"\",G122/'Lives scenario - input'!$F107),\"\")","v":""},{"$f":"IFERROR(IF(OR(H122=\"\",'Lives scenario - input'!$F107=\"\"),\"\",H122/'Lives scenario - input'!$F107),\"\")","v":""},{"$f":"IFERROR(IF(OR(I122=\"\",'Lives scenario - input'!$F107=\"\"),\"\",I122/'Lives scenario - input'!$F107),\"\")","v":""},{"$f":"IFERROR(IF(OR(J122=\"\",'Lives scenario - input'!$F107=\"\"),\"\",J122/'Lives scenario - input'!$F107),\"\")","v":""},{"$f":"IFERROR(IF(OR(K122=\"\",'Lives scenario - input'!$F107=\"\"),\"\",K122/'Lives scenario - input'!$F107),\"\")","v":""},{"$f":"IFERROR(IF(OR(L122=\"\",'Lives scenario - input'!$F107=\"\"),\"\",L122/'Lives scenario - input'!$F107),\"\")","v":""},{"$f":"IFERROR(IF(OR(M122=\"\",'Lives scenario - input'!$F107=\"\"),\"\",M122/'Lives scenario - input'!$F107),\"\")","v":""},{"$f":"IFERROR(IF(OR(N122=\"\",'Lives scenario - input'!$F107=\"\"),\"\",N122/'Lives scenario - input'!$F107),\"\")","v":""},{"$f":"IFERROR(IF(OR(O122=\"\",'Lives scenario - input'!$F107=\"\"),\"\",O122/'Lives scenario - input'!$F107),\"\")","v":""},{"$f":"IFERROR(IF(OR(P122=\"\",'Lives scenario - input'!$F107=\"\"),\"\",P122/'Lives scenario - input'!$F107),\"\")","v":""},{"$f":"IFERROR(IF(OR(Q122=\"\",'Lives scenario - input'!$F107=\"\"),\"\",Q122/'Lives scenario - input'!$F107),\"\")","v":""},{"$f":"IFERROR(IF(OR(R122=\"\",'Lives scenario - input'!$F107=\"\"),\"\",R122/'Lives scenario - input'!$F107),\"\")","v":""},{"$f":"IFERROR(IF(OR(S122=\"\",'Lives scenario - input'!$F107=\"\"),\"\",S122/'Lives scenario - input'!$F107),\"\")","v":""},{"$f":"IFERROR(IF(OR(T122=\"\",'Lives scenario - input'!$F107=\"\"),\"\",T122/'Lives scenario - input'!$F107),\"\")","v":""},{"$f":"IFERROR(IF(OR(U122=\"\",'Lives scenario - input'!$F107=\"\"),\"\",U122/'Lives scenario - input'!$F107),\"\")","v":""},{"$f":"IFERROR(IF(OR(V122=\"\",'Lives scenario - input'!$F107=\"\"),\"\",V122/'Lives scenario - input'!$F107),\"\")","v":""},{"$f":"IFERROR(IF(OR(W122=\"\",'Lives scenario - input'!$F107=\"\"),\"\",W122/'Lives scenario - input'!$F107),\"\")","v":""}]
[{"$f":"IFERROR('Lives scenario - input'!A108,\"\")","v":""},{"$f":"IFERROR('Lives scenario - input'!B108,\"\")","v":""},{"$f":"IFERROR('Lives scenario - input'!C108,\"\")","v":""},{"$f":"IFERROR(repcalc('Lives scenario - input'!$CX108:$GJ108,'Lives scenario - input'!$I108,'Lives scenario - input'!$G108,'Lives scenario - input'!$H108,20,TRUE,TRUE),\"\")","v":""},"","","","","","","","","","","","","","","","","","","",{"$f":"IFERROR(IF(OR(D123=\"\",'Lives scenario - input'!$F108=\"\"),\"\",D123/'Lives scenario - input'!$F108),\"\")","v":""},{"$f":"IFERROR(IF(OR(E123=\"\",'Lives scenario - input'!$F108=\"\"),\"\",E123/'Lives scenario - input'!$F108),\"\")","v":""},{"$f":"IFERROR(IF(OR(F123=\"\",'Lives scenario - input'!$F108=\"\"),\"\",F123/'Lives scenario - input'!$F108),\"\")","v":""},{"$f":"IFERROR(IF(OR(G123=\"\",'Lives scenario - input'!$F108=\"\"),\"\",G123/'Lives scenario - input'!$F108),\"\")","v":""},{"$f":"IFERROR(IF(OR(H123=\"\",'Lives scenario - input'!$F108=\"\"),\"\",H123/'Lives scenario - input'!$F108),\"\")","v":""},{"$f":"IFERROR(IF(OR(I123=\"\",'Lives scenario - input'!$F108=\"\"),\"\",I123/'Lives scenario - input'!$F108),\"\")","v":""},{"$f":"IFERROR(IF(OR(J123=\"\",'Lives scenario - input'!$F108=\"\"),\"\",J123/'Lives scenario - input'!$F108),\"\")","v":""},{"$f":"IFERROR(IF(OR(K123=\"\",'Lives scenario - input'!$F108=\"\"),\"\",K123/'Lives scenario - input'!$F108),\"\")","v":""},{"$f":"IFERROR(IF(OR(L123=\"\",'Lives scenario - input'!$F108=\"\"),\"\",L123/'Lives scenario - input'!$F108),\"\")","v":""},{"$f":"IFERROR(IF(OR(M123=\"\",'Lives scenario - input'!$F108=\"\"),\"\",M123/'Lives scenario - input'!$F108),\"\")","v":""},{"$f":"IFERROR(IF(OR(N123=\"\",'Lives scenario - input'!$F108=\"\"),\"\",N123/'Lives scenario - input'!$F108),\"\")","v":""},{"$f":"IFERROR(IF(OR(O123=\"\",'Lives scenario - input'!$F108=\"\"),\"\",O123/'Lives scenario - input'!$F108),\"\")","v":""},{"$f":"IFERROR(IF(OR(P123=\"\",'Lives scenario - input'!$F108=\"\"),\"\",P123/'Lives scenario - input'!$F108),\"\")","v":""},{"$f":"IFERROR(IF(OR(Q123=\"\",'Lives scenario - input'!$F108=\"\"),\"\",Q123/'Lives scenario - input'!$F108),\"\")","v":""},{"$f":"IFERROR(IF(OR(R123=\"\",'Lives scenario - input'!$F108=\"\"),\"\",R123/'Lives scenario - input'!$F108),\"\")","v":""},{"$f":"IFERROR(IF(OR(S123=\"\",'Lives scenario - input'!$F108=\"\"),\"\",S123/'Lives scenario - input'!$F108),\"\")","v":""},{"$f":"IFERROR(IF(OR(T123=\"\",'Lives scenario - input'!$F108=\"\"),\"\",T123/'Lives scenario - input'!$F108),\"\")","v":""},{"$f":"IFERROR(IF(OR(U123=\"\",'Lives scenario - input'!$F108=\"\"),\"\",U123/'Lives scenario - input'!$F108),\"\")","v":""},{"$f":"IFERROR(IF(OR(V123=\"\",'Lives scenario - input'!$F108=\"\"),\"\",V123/'Lives scenario - input'!$F108),\"\")","v":""},{"$f":"IFERROR(IF(OR(W123=\"\",'Lives scenario - input'!$F108=\"\"),\"\",W123/'Lives scenario - input'!$F108),\"\")","v":""}]
[{"$f":"IFERROR('Lives scenario - input'!A109,\"\")","v":""},{"$f":"IFERROR('Lives scenario - input'!B109,\"\")","v":""},{"$f":"IFERROR('Lives scenario - input'!C109,\"\")","v":""},{"$f":"IFERROR(repcalc('Lives scenario - input'!$CX109:$GJ109,'Lives scenario - input'!$I109,'Lives scenario - input'!$G109,'Lives scenario - input'!$H109,20,TRUE,TRUE),\"\")","v":""},"","","","","","","","","","","","","","","","","","","",{"$f":"IFERROR(IF(OR(D124=\"\",'Lives scenario - input'!$F109=\"\"),\"\",D124/'Lives scenario - input'!$F109),\"\")","v":""},{"$f":"IFERROR(IF(OR(E124=\"\",'Lives scenario - input'!$F109=\"\"),\"\",E124/'Lives scenario - input'!$F109),\"\")","v":""},{"$f":"IFERROR(IF(OR(F124=\"\",'Lives scenario - input'!$F109=\"\"),\"\",F124/'Lives scenario - input'!$F109),\"\")","v":""},{"$f":"IFERROR(IF(OR(G124=\"\",'Lives scenario - input'!$F109=\"\"),\"\",G124/'Lives scenario - input'!$F109),\"\")","v":""},{"$f":"IFERROR(IF(OR(H124=\"\",'Lives scenario - input'!$F109=\"\"),\"\",H124/'Lives scenario - input'!$F109),\"\")","v":""},{"$f":"IFERROR(IF(OR(I124=\"\",'Lives scenario - input'!$F109=\"\"),\"\",I124/'Lives scenario - input'!$F109),\"\")","v":""},{"$f":"IFERROR(IF(OR(J124=\"\",'Lives scenario - input'!$F109=\"\"),\"\",J124/'Lives scenario - input'!$F109),\"\")","v":""},{"$f":"IFERROR(IF(OR(K124=\"\",'Lives scenario - input'!$F109=\"\"),\"\",K124/'Lives scenario - input'!$F109),\"\")","v":""},{"$f":"IFERROR(IF(OR(L124=\"\",'Lives scenario - input'!$F109=\"\"),\"\",L124/'Lives scenario - input'!$F109),\"\")","v":""},{"$f":"IFERROR(IF(OR(M124=\"\",'Lives scenario - input'!$F109=\"\"),\"\",M124/'Lives scenario - input'!$F109),\"\")","v":""},{"$f":"IFERROR(IF(OR(N124=\"\",'Lives scenario - input'!$F109=\"\"),\"\",N124/'Lives scenario - input'!$F109),\"\")","v":""},{"$f":"IFERROR(IF(OR(O124=\"\",'Lives scenario - input'!$F109=\"\"),\"\",O124/'Lives scenario - input'!$F109),\"\")","v":""},{"$f":"IFERROR(IF(OR(P124=\"\",'Lives scenario - input'!$F109=\"\"),\"\",P124/'Lives scenario - input'!$F109),\"\")","v":""},{"$f":"IFERROR(IF(OR(Q124=\"\",'Lives scenario - input'!$F109=\"\"),\"\",Q124/'Lives scenario - input'!$F109),\"\")","v":""},{"$f":"IFERROR(IF(OR(R124=\"\",'Lives scenario - input'!$F109=\"\"),\"\",R124/'Lives scenario - input'!$F109),\"\")","v":""},{"$f":"IFERROR(IF(OR(S124=\"\",'Lives scenario - input'!$F109=\"\"),\"\",S124/'Lives scenario - input'!$F109),\"\")","v":""},{"$f":"IFERROR(IF(OR(T124=\"\",'Lives scenario - input'!$F109=\"\"),\"\",T124/'Lives scenario - input'!$F109),\"\")","v":""},{"$f":"IFERROR(IF(OR(U124=\"\",'Lives scenario - input'!$F109=\"\"),\"\",U124/'Lives scenario - input'!$F109),\"\")","v":""},{"$f":"IFERROR(IF(OR(V124=\"\",'Lives scenario - input'!$F109=\"\"),\"\",V124/'Lives scenario - input'!$F109),\"\")","v":""},{"$f":"IFERROR(IF(OR(W124=\"\",'Lives scenario - input'!$F109=\"\"),\"\",W124/'Lives scenario - input'!$F109),\"\")","v":""}]
[{"$f":"IFERROR('Lives scenario - input'!A110,\"\")","v":""},{"$f":"IFERROR('Lives scenario - input'!B110,\"\")","v":""},{"$f":"IFERROR('Lives scenario - input'!C110,\"\")","v":""},{"$f":"IFERROR(repcalc('Lives scenario - input'!$CX110:$GJ110,'Lives scenario - input'!$I110,'Lives scenario - input'!$G110,'Lives scenario - input'!$H110,20,TRUE,TRUE),\"\")","v":""},"","","","","","","","","","","","","","","","","","","",{"$f":"IFERROR(IF(OR(D125=\"\",'Lives scenario - input'!$F110=\"\"),\"\",D125/'Lives scenario - input'!$F110),\"\")","v":""},{"$f":"IFERROR(IF(OR(E125=\"\",'Lives scenario - input'!$F110=\"\"),\"\",E125/'Lives scenario - input'!$F110),\"\")","v":""},{"$f":"IFERROR(IF(OR(F125=\"\",'Lives scenario - input'!$F110=\"\"),\"\",F125/'Lives scenario - input'!$F110),\"\")","v":""},{"$f":"IFERROR(IF(OR(G125=\"\",'Lives scenario - input'!$F110=\"\"),\"\",G125/'Lives scenario - input'!$F110),\"\")","v":""},{"$f":"IFERROR(IF(OR(H125=\"\",'Lives scenario - input'!$F110=\"\"),\"\",H125/'Lives scenario - input'!$F110),\"\")","v":""},{"$f":"IFERROR(IF(OR(I125=\"\",'Lives scenario - input'!$F110=\"\"),\"\",I125/'Lives scenario - input'!$F110),\"\")","v":""},{"$f":"IFERROR(IF(OR(J125=\"\",'Lives scenario - input'!$F110=\"\"),\"\",J125/'Lives scenario - input'!$F110),\"\")","v":""},{"$f":"IFERROR(IF(OR(K125=\"\",'Lives scenario - input'!$F110=\"\"),\"\",K125/'Lives scenario - input'!$F110),\"\")","v":""},{"$f":"IFERROR(IF(OR(L125=\"\",'Lives scenario - input'!$F110=\"\"),\"\",L125/'Lives scenario - input'!$F110),\"\")","v":""},{"$f":"IFERROR(IF(OR(M125=\"\",'Lives scenario - input'!$F110=\"\"),\"\",M125/'Lives scenario - input'!$F110),\"\")","v":""},{"$f":"IFERROR(IF(OR(N125=\"\",'Lives scenario - input'!$F110=\"\"),\"\",N125/'Lives scenario - input'!$F110),\"\")","v":""},{"$f":"IFERROR(IF(OR(O125=\"\",'Lives scenario - input'!$F110=\"\"),\"\",O125/'Lives scenario - input'!$F110),\"\")","v":""},{"$f":"IFERROR(IF(OR(P125=\"\",'Lives scenario - input'!$F110=\"\"),\"\",P125/'Lives scenario - input'!$F110),\"\")","v":""},{"$f":"IFERROR(IF(OR(Q125=\"\",'Lives scenario - input'!$F110=\"\"),\"\",Q125/'Lives scenario - input'!$F110),\"\")","v":""},{"$f":"IFERROR(IF(OR(R125=\"\",'Lives scenario - input'!$F110=\"\"),\"\",R125/'Lives scenario - input'!$F110),\"\")","v":""},{"$f":"IFERROR(IF(OR(S125=\"\",'Lives scenario - input'!$F110=\"\"),\"\",S125/'Lives scenario - input'!$F110),\"\")","v":""},{"$f":"IFERROR(IF(OR(T125=\"\",'Lives scenario - input'!$F110=\"\"),\"\",T125/'Lives scenario - input'!$F110),\"\")","v":""},{"$f":"IFERROR(IF(OR(U125=\"\",'Lives scenario - input'!$F110=\"\"),\"\",U125/'Lives scenario - input'!$F110),\"\")","v":""},{"$f":"IFERROR(IF(OR(V125=\"\",'Lives scenario - input'!$F110=\"\"),\"\",V125/'Lives scenario - input'!$F110),\"\")","v":""},{"$f":"IFERROR(IF(OR(W125=\"\",'Lives scenario - input'!$F110=\"\"),\"\",W125/'Lives scenario - input'!$F110),\"\")","v":""}]
[{"$f":"IFERROR('Lives scenario - input'!A111,\"\")","v":""},{"$f":"IFERROR('Lives scenario - input'!B111,\"\")","v":""},{"$f":"IFERROR('Lives scenario - input'!C111,\"\")","v":""},{"$f":"IFERROR(repcalc('Lives scenario - input'!$CX111:$GJ111,'Lives scenario - input'!$I111,'Lives scenario - input'!$G111,'Lives scenario - input'!$H111,20,TRUE,TRUE),\"\")","v":""},"","","","","","","","","","","","","","","","","","","",{"$f":"IFERROR(IF(OR(D126=\"\",'Lives scenario - input'!$F111=\"\"),\"\",D126/'Lives scenario - input'!$F111),\"\")","v":""},{"$f":"IFERROR(IF(OR(E126=\"\",'Lives scenario - input'!$F111=\"\"),\"\",E126/'Lives scenario - input'!$F111),\"\")","v":""},{"$f":"IFERROR(IF(OR(F126=\"\",'Lives scenario - input'!$F111=\"\"),\"\",F126/'Lives scenario - input'!$F111),\"\")","v":""},{"$f":"IFERROR(IF(OR(G126=\"\",'Lives scenario - input'!$F111=\"\"),\"\",G126/'Lives scenario - input'!$F111),\"\")","v":""},{"$f":"IFERROR(IF(OR(H126=\"\",'Lives scenario - input'!$F111=\"\"),\"\",H126/'Lives scenario - input'!$F111),\"\")","v":""},{"$f":"IFERROR(IF(OR(I126=\"\",'Lives scenario - input'!$F111=\"\"),\"\",I126/'Lives scenario - input'!$F111),\"\")","v":""},{"$f":"IFERROR(IF(OR(J126=\"\",'Lives scenario - input'!$F111=\"\"),\"\",J126/'Lives scenario - input'!$F111),\"\")","v":""},{"$f":"IFERROR(IF(OR(K126=\"\",'Lives scenario - input'!$F111=\"\"),\"\",K126/'Lives scenario - input'!$F111),\"\")","v":""},{"$f":"IFERROR(IF(OR(L126=\"\",'Lives scenario - input'!$F111=\"\"),\"\",L126/'Lives scenario - input'!$F111),\"\")","v":""},{"$f":"IFERROR(IF(OR(M126=\"\",'Lives scenario - input'!$F111=\"\"),\"\",M126/'Lives scenario - input'!$F111),\"\")","v":""},{"$f":"IFERROR(IF(OR(N126=\"\",'Lives scenario - input'!$F111=\"\"),\"\",N126/'Lives scenario - input'!$F111),\"\")","v":""},{"$f":"IFERROR(IF(OR(O126=\"\",'Lives scenario - input'!$F111=\"\"),\"\",O126/'Lives scenario - input'!$F111),\"\")","v":""},{"$f":"IFERROR(IF(OR(P126=\"\",'Lives scenario - input'!$F111=\"\"),\"\",P126/'Lives scenario - input'!$F111),\"\")","v":""},{"$f":"IFERROR(IF(OR(Q126=\"\",'Lives scenario - input'!$F111=\"\"),\"\",Q126/'Lives scenario - input'!$F111),\"\")","v":""},{"$f":"IFERROR(IF(OR(R126=\"\",'Lives scenario - input'!$F111=\"\"),\"\",R126/'Lives scenario - input'!$F111),\"\")","v":""},{"$f":"IFERROR(IF(OR(S126=\"\",'Lives scenario - input'!$F111=\"\"),\"\",S126/'Lives scenario - input'!$F111),\"\")","v":""},{"$f":"IFERROR(IF(OR(T126=\"\",'Lives scenario - input'!$F111=\"\"),\"\",T126/'Lives scenario - input'!$F111),\"\")","v":""},{"$f":"IFERROR(IF(OR(U126=\"\",'Lives scenario - input'!$F111=\"\"),\"\",U126/'Lives scenario - input'!$F111),\"\")","v":""},{"$f":"IFERROR(IF(OR(V126=\"\",'Lives scenario - input'!$F111=\"\"),\"\",V126/'Lives scenario - input'!$F111),\"\")","v":""},{"$f":"IFERROR(IF(OR(W126=\"\",'Lives scenario - input'!$F111=\"\"),\"\",W126/'Lives scenario - input'!$F111),\"\")","v":""}]
[{"$f":"IFERROR('Lives scenario - input'!A112,\"\")","v":""},{"$f":"IFERROR('Lives scenario - input'!B112,\"\")","v":""},{"$f":"IFERROR('Lives scenario - input'!C112,\"\")","v":""},{"$f":"IFERROR(repcalc('Lives scenario - input'!$CX112:$GJ112,'Lives scenario - input'!$I112,'Lives scenario - input'!$G112,'Lives scenario - input'!$H112,20,TRUE,TRUE),\"\")","v":""},"","","","","","","","","","","","","","","","","","","",{"$f":"IFERROR(IF(OR(D127=\"\",'Lives scenario - input'!$F112=\"\"),\"\",D127/'Lives scenario - input'!$F112),\"\")","v":""},{"$f":"IFERROR(IF(OR(E127=\"\",'Lives scenario - input'!$F112=\"\"),\"\",E127/'Lives scenario - input'!$F112),\"\")","v":""},{"$f":"IFERROR(IF(OR(F127=\"\",'Lives scenario - input'!$F112=\"\"),\"\",F127/'Lives scenario - input'!$F112),\"\")","v":""},{"$f":"IFERROR(IF(OR(G127=\"\",'Lives scenario - input'!$F112=\"\"),\"\",G127/'Lives scenario - input'!$F112),\"\")","v":""},{"$f":"IFERROR(IF(OR(H127=\"\",'Lives scenario - input'!$F112=\"\"),\"\",H127/'Lives scenario - input'!$F112),\"\")","v":""},{"$f":"IFERROR(IF(OR(I127=\"\",'Lives scenario - input'!$F112=\"\"),\"\",I127/'Lives scenario - input'!$F112),\"\")","v":""},{"$f":"IFERROR(IF(OR(J127=\"\",'Lives scenario - input'!$F112=\"\"),\"\",J127/'Lives scenario - input'!$F112),\"\")","v":""},{"$f":"IFERROR(IF(OR(K127=\"\",'Lives scenario - input'!$F112=\"\"),\"\",K127/'Lives scenario - input'!$F112),\"\")","v":""},{"$f":"IFERROR(IF(OR(L127=\"\",'Lives scenario - input'!$F112=\"\"),\"\",L127/'Lives scenario - input'!$F112),\"\")","v":""},{"$f":"IFERROR(IF(OR(M127=\"\",'Lives scenario - input'!$F112=\"\"),\"\",M127/'Lives scenario - input'!$F112),\"\")","v":""},{"$f":"IFERROR(IF(OR(N127=\"\",'Lives scenario - input'!$F112=\"\"),\"\",N127/'Lives scenario - input'!$F112),\"\")","v":""},{"$f":"IFERROR(IF(OR(O127=\"\",'Lives scenario - input'!$F112=\"\"),\"\",O127/'Lives scenario - input'!$F112),\"\")","v":""},{"$f":"IFERROR(IF(OR(P127=\"\",'Lives scenario - input'!$F112=\"\"),\"\",P127/'Lives scenario - input'!$F112),\"\")","v":""},{"$f":"IFERROR(IF(OR(Q127=\"\",'Lives scenario - input'!$F112=\"\"),\"\",Q127/'Lives scenario - input'!$F112),\"\")","v":""},{"$f":"IFERROR(IF(OR(R127=\"\",'Lives scenario - input'!$F112=\"\"),\"\",R127/'Lives scenario - input'!$F112),\"\")","v":""},{"$f":"IFERROR(IF(OR(S127=\"\",'Lives scenario - input'!$F112=\"\"),\"\",S127/'Lives scenario - input'!$F112),\"\")","v":""},{"$f":"IFERROR(IF(OR(T127=\"\",'Lives scenario - input'!$F112=\"\"),\"\",T127/'Lives scenario - input'!$F112),\"\")","v":""},{"$f":"IFERROR(IF(OR(U127=\"\",'Lives scenario - input'!$F112=\"\"),\"\",U127/'Lives scenario - input'!$F112),\"\")","v":""},{"$f":"IFERROR(IF(OR(V127=\"\",'Lives scenario - input'!$F112=\"\"),\"\",V127/'Lives scenario - input'!$F112),\"\")","v":""},{"$f":"IFERROR(IF(OR(W127=\"\",'Lives scenario - input'!$F112=\"\"),\"\",W127/'Lives scenario - input'!$F112),\"\")","v":""}]
[{"$f":"IFERROR('Lives scenario - input'!A113,\"\")","v":""},{"$f":"IFERROR('Lives scenario - input'!B113,\"\")","v":""},{"$f":"IFERROR('Lives scenario - input'!C113,\"\")","v":""},{"$f":"IFERROR(repcalc('Lives scenario - input'!$CX113:$GJ113,'Lives scenario - input'!$I113,'Lives scenario - input'!$G113,'Lives scenario - input'!$H113,20,TRUE,TRUE),\"\")","v":""},"","","","","","","","","","","","","","","","","","","",{"$f":"IFERROR(IF(OR(D128=\"\",'Lives scenario - input'!$F113=\"\"),\"\",D128/'Lives scenario - input'!$F113),\"\")","v":""},{"$f":"IFERROR(IF(OR(E128=\"\",'Lives scenario - input'!$F113=\"\"),\"\",E128/'Lives scenario - input'!$F113),\"\")","v":""},{"$f":"IFERROR(IF(OR(F128=\"\",'Lives scenario - input'!$F113=\"\"),\"\",F128/'Lives scenario - input'!$F113),\"\")","v":""},{"$f":"IFERROR(IF(OR(G128=\"\",'Lives scenario - input'!$F113=\"\"),\"\",G128/'Lives scenario - input'!$F113),\"\")","v":""},{"$f":"IFERROR(IF(OR(H128=\"\",'Lives scenario - input'!$F113=\"\"),\"\",H128/'Lives scenario - input'!$F113),\"\")","v":""},{"$f":"IFERROR(IF(OR(I128=\"\",'Lives scenario - input'!$F113=\"\"),\"\",I128/'Lives scenario - input'!$F113),\"\")","v":""},{"$f":"IFERROR(IF(OR(J128=\"\",'Lives scenario - input'!$F113=\"\"),\"\",J128/'Lives scenario - input'!$F113),\"\")","v":""},{"$f":"IFERROR(IF(OR(K128=\"\",'Lives scenario - input'!$F113=\"\"),\"\",K128/'Lives scenario - input'!$F113),\"\")","v":""},{"$f":"IFERROR(IF(OR(L128=\"\",'Lives scenario - input'!$F113=\"\"),\"\",L128/'Lives scenario - input'!$F113),\"\")","v":""},{"$f":"IFERROR(IF(OR(M128=\"\",'Lives scenario - input'!$F113=\"\"),\"\",M128/'Lives scenario - input'!$F113),\"\")","v":""},{"$f":"IFERROR(IF(OR(N128=\"\",'Lives scenario - input'!$F113=\"\"),\"\",N128/'Lives scenario - input'!$F113),\"\")","v":""},{"$f":"IFERROR(IF(OR(O128=\"\",'Lives scenario - input'!$F113=\"\"),\"\",O128/'Lives scenario - input'!$F113),\"\")","v":""},{"$f":"IFERROR(IF(OR(P128=\"\",'Lives scenario - input'!$F113=\"\"),\"\",P128/'Lives scenario - input'!$F113),\"\")","v":""},{"$f":"IFERROR(IF(OR(Q128=\"\",'Lives scenario - input'!$F113=\"\"),\"\",Q128/'Lives scenario - input'!$F113),\"\")","v":""},{"$f":"IFERROR(IF(OR(R128=\"\",'Lives scenario - input'!$F113=\"\"),\"\",R128/'Lives scenario - input'!$F113),\"\")","v":""},{"$f":"IFERROR(IF(OR(S128=\"\",'Lives scenario - input'!$F113=\"\"),\"\",S128/'Lives scenario - input'!$F113),\"\")","v":""},{"$f":"IFERROR(IF(OR(T128=\"\",'Lives scenario - input'!$F113=\"\"),\"\",T128/'Lives scenario - input'!$F113),\"\")","v":""},{"$f":"IFERROR(IF(OR(U128=\"\",'Lives scenario - input'!$F113=\"\"),\"\",U128/'Lives scenario - input'!$F113),\"\")","v":""},{"$f":"IFERROR(IF(OR(V128=\"\",'Lives scenario - input'!$F113=\"\"),\"\",V128/'Lives scenario - input'!$F113),\"\")","v":""},{"$f":"IFERROR(IF(OR(W128=\"\",'Lives scenario - input'!$F113=\"\"),\"\",W128/'Lives scenario - input'!$F113),\"\")","v":""}]
[{"$f":"IFERROR('Lives scenario - input'!A114,\"\")","v":""},{"$f":"IFERROR('Lives scenario - input'!B114,\"\")","v":""},{"$f":"IFERROR('Lives scenario - input'!C114,\"\")","v":""},{"$f":"IFERROR(repcalc('Lives scenario - input'!$CX114:$GJ114,'Lives scenario - input'!$I114,'Lives scenario - input'!$G114,'Lives scenario - input'!$H114,20,TRUE,TRUE),\"\")","v":""},"","","","","","","","","","","","","","","","","","","",{"$f":"IFERROR(IF(OR(D129=\"\",'Lives scenario - input'!$F114=\"\"),\"\",D129/'Lives scenario - input'!$F114),\"\")","v":""},{"$f":"IFERROR(IF(OR(E129=\"\",'Lives scenario - input'!$F114=\"\"),\"\",E129/'Lives scenario - input'!$F114),\"\")","v":""},{"$f":"IFERROR(IF(OR(F129=\"\",'Lives scenario - input'!$F114=\"\"),\"\",F129/'Lives scenario - input'!$F114),\"\")","v":""},{"$f":"IFERROR(IF(OR(G129=\"\",'Lives scenario - input'!$F114=\"\"),\"\",G129/'Lives scenario - input'!$F114),\"\")","v":""},{"$f":"IFERROR(IF(OR(H129=\"\",'Lives scenario - input'!$F114=\"\"),\"\",H129/'Lives scenario - input'!$F114),\"\")","v":""},{"$f":"IFERROR(IF(OR(I129=\"\",'Lives scenario - input'!$F114=\"\"),\"\",I129/'Lives scenario - input'!$F114),\"\")","v":""},{"$f":"IFERROR(IF(OR(J129=\"\",'Lives scenario - input'!$F114=\"\"),\"\",J129/'Lives scenario - input'!$F114),\"\")","v":""},{"$f":"IFERROR(IF(OR(K129=\"\",'Lives scenario - input'!$F114=\"\"),\"\",K129/'Lives scenario - input'!$F114),\"\")","v":""},{"$f":"IFERROR(IF(OR(L129=\"\",'Lives scenario - input'!$F114=\"\"),\"\",L129/'Lives scenario - input'!$F114),\"\")","v":""},{"$f":"IFERROR(IF(OR(M129=\"\",'Lives scenario - input'!$F114=\"\"),\"\",M129/'Lives scenario - input'!$F114),\"\")","v":""},{"$f":"IFERROR(IF(OR(N129=\"\",'Lives scenario - input'!$F114=\"\"),\"\",N129/'Lives scenario - input'!$F114),\"\")","v":""},{"$f":"IFERROR(IF(OR(O129=\"\",'Lives scenario - input'!$F114=\"\"),\"\",O129/'Lives scenario - input'!$F114),\"\")","v":""},{"$f":"IFERROR(IF(OR(P129=\"\",'Lives scenario - input'!$F114=\"\"),\"\",P129/'Lives scenario - input'!$F114),\"\")","v":""},{"$f":"IFERROR(IF(OR(Q129=\"\",'Lives scenario - input'!$F114=\"\"),\"\",Q129/'Lives scenario - input'!$F114),\"\")","v":""},{"$f":"IFERROR(IF(OR(R129=\"\",'Lives scenario - input'!$F114=\"\"),\"\",R129/'Lives scenario - input'!$F114),\"\")","v":""},{"$f":"IFERROR(IF(OR(S129=\"\",'Lives scenario - input'!$F114=\"\"),\"\",S129/'Lives scenario - input'!$F114),\"\")","v":""},{"$f":"IFERROR(IF(OR(T129=\"\",'Lives scenario - input'!$F114=\"\"),\"\",T129/'Lives scenario - input'!$F114),\"\")","v":""},{"$f":"IFERROR(IF(OR(U129=\"\",'Lives scenario - input'!$F114=\"\"),\"\",U129/'Lives scenario - input'!$F114),\"\")","v":""},{"$f":"IFERROR(IF(OR(V129=\"\",'Lives scenario - input'!$F114=\"\"),\"\",V129/'Lives scenario - input'!$F114),\"\")","v":""},{"$f":"IFERROR(IF(OR(W129=\"\",'Lives scenario - input'!$F114=\"\"),\"\",W129/'Lives scenario - input'!$F114),\"\")","v":""}]
[{"$f":"IFERROR('Lives scenario - input'!A115,\"\")","v":""},{"$f":"IFERROR('Lives scenario - input'!B115,\"\")","v":""},{"$f":"IFERROR('Lives scenario - input'!C115,\"\")","v":""},{"$f":"IFERROR(repcalc('Lives scenario - input'!$CX115:$GJ115,'Lives scenario - input'!$I115,'Lives scenario - input'!$G115,'Lives scenario - input'!$H115,20,TRUE,TRUE),\"\")","v":""},"","","","","","","","","","","","","","","","","","","",{"$f":"IFERROR(IF(OR(D130=\"\",'Lives scenario - input'!$F115=\"\"),\"\",D130/'Lives scenario - input'!$F115),\"\")","v":""},{"$f":"IFERROR(IF(OR(E130=\"\",'Lives scenario - input'!$F115=\"\"),\"\",E130/'Lives scenario - input'!$F115),\"\")","v":""},{"$f":"IFERROR(IF(OR(F130=\"\",'Lives scenario - input'!$F115=\"\"),\"\",F130/'Lives scenario - input'!$F115),\"\")","v":""},{"$f":"IFERROR(IF(OR(G130=\"\",'Lives scenario - input'!$F115=\"\"),\"\",G130/'Lives scenario - input'!$F115),\"\")","v":""},{"$f":"IFERROR(IF(OR(H130=\"\",'Lives scenario - input'!$F115=\"\"),\"\",H130/'Lives scenario - input'!$F115),\"\")","v":""},{"$f":"IFERROR(IF(OR(I130=\"\",'Lives scenario - input'!$F115=\"\"),\"\",I130/'Lives scenario - input'!$F115),\"\")","v":""},{"$f":"IFERROR(IF(OR(J130=\"\",'Lives scenario - input'!$F115=\"\"),\"\",J130/'Lives scenario - input'!$F115),\"\")","v":""},{"$f":"IFERROR(IF(OR(K130=\"\",'Lives scenario - input'!$F115=\"\"),\"\",K130/'Lives scenario - input'!$F115),\"\")","v":""},{"$f":"IFERROR(IF(OR(L130=\"\",'Lives scenario - input'!$F115=\"\"),\"\",L130/'Lives scenario - input'!$F115),\"\")","v":""},{"$f":"IFERROR(IF(OR(M130=\"\",'Lives scenario - input'!$F115=\"\"),\"\",M130/'Lives scenario - input'!$F115),\"\")","v":""},{"$f":"IFERROR(IF(OR(N130=\"\",'Lives scenario - input'!$F115=\"\"),\"\",N130/'Lives scenario - input'!$F115),\"\")","v":""},{"$f":"IFERROR(IF(OR(O130=\"\",'Lives scenario - input'!$F115=\"\"),\"\",O130/'Lives scenario - input'!$F115),\"\")","v":""},{"$f":"IFERROR(IF(OR(P130=\"\",'Lives scenario - input'!$F115=\"\"),\"\",P130/'Lives scenario - input'!$F115),\"\")","v":""},{"$f":"IFERROR(IF(OR(Q130=\"\",'Lives scenario - input'!$F115=\"\"),\"\",Q130/'Lives scenario - input'!$F115),\"\")","v":""},{"$f":"IFERROR(IF(OR(R130=\"\",'Lives scenario - input'!$F115=\"\"),\"\",R130/'Lives scenario - input'!$F115),\"\")","v":""},{"$f":"IFERROR(IF(OR(S130=\"\",'Lives scenario - input'!$F115=\"\"),\"\",S130/'Lives scenario - input'!$F115),\"\")","v":""},{"$f":"IFERROR(IF(OR(T130=\"\",'Lives scenario - input'!$F115=\"\"),\"\",T130/'Lives scenario - input'!$F115),\"\")","v":""},{"$f":"IFERROR(IF(OR(U130=\"\",'Lives scenario - input'!$F115=\"\"),\"\",U130/'Lives scenario - input'!$F115),\"\")","v":""},{"$f":"IFERROR(IF(OR(V130=\"\",'Lives scenario - input'!$F115=\"\"),\"\",V130/'Lives scenario - input'!$F115),\"\")","v":""},{"$f":"IFERROR(IF(OR(W130=\"\",'Lives scenario - input'!$F115=\"\"),\"\",W130/'Lives scenario - input'!$F115),\"\")","v":""}]
[{"$f":"IFERROR('Lives scenario - input'!A116,\"\")","v":""},{"$f":"IFERROR('Lives scenario - input'!B116,\"\")","v":""},{"$f":"IFERROR('Lives scenario - input'!C116,\"\")","v":""},{"$f":"IFERROR(repcalc('Lives scenario - input'!$CX116:$GJ116,'Lives scenario - input'!$I116,'Lives scenario - input'!$G116,'Lives scenario - input'!$H116,20,TRUE,TRUE),\"\")","v":""},"","","","","","","","","","","","","","","","","","","",{"$f":"IFERROR(IF(OR(D131=\"\",'Lives scenario - input'!$F116=\"\"),\"\",D131/'Lives scenario - input'!$F116),\"\")","v":""},{"$f":"IFERROR(IF(OR(E131=\"\",'Lives scenario - input'!$F116=\"\"),\"\",E131/'Lives scenario - input'!$F116),\"\")","v":""},{"$f":"IFERROR(IF(OR(F131=\"\",'Lives scenario - input'!$F116=\"\"),\"\",F131/'Lives scenario - input'!$F116),\"\")","v":""},{"$f":"IFERROR(IF(OR(G131=\"\",'Lives scenario - input'!$F116=\"\"),\"\",G131/'Lives scenario - input'!$F116),\"\")","v":""},{"$f":"IFERROR(IF(OR(H131=\"\",'Lives scenario - input'!$F116=\"\"),\"\",H131/'Lives scenario - input'!$F116),\"\")","v":""},{"$f":"IFERROR(IF(OR(I131=\"\",'Lives scenario - input'!$F116=\"\"),\"\",I131/'Lives scenario - input'!$F116),\"\")","v":""},{"$f":"IFERROR(IF(OR(J131=\"\",'Lives scenario - input'!$F116=\"\"),\"\",J131/'Lives scenario - input'!$F116),\"\")","v":""},{"$f":"IFERROR(IF(OR(K131=\"\",'Lives scenario - input'!$F116=\"\"),\"\",K131/'Lives scenario - input'!$F116),\"\")","v":""},{"$f":"IFERROR(IF(OR(L131=\"\",'Lives scenario - input'!$F116=\"\"),\"\",L131/'Lives scenario - input'!$F116),\"\")","v":""},{"$f":"IFERROR(IF(OR(M131=\"\",'Lives scenario - input'!$F116=\"\"),\"\",M131/'Lives scenario - input'!$F116),\"\")","v":""},{"$f":"IFERROR(IF(OR(N131=\"\",'Lives scenario - input'!$F116=\"\"),\"\",N131/'Lives scenario - input'!$F116),\"\")","v":""},{"$f":"IFERROR(IF(OR(O131=\"\",'Lives scenario - input'!$F116=\"\"),\"\",O131/'Lives scenario - input'!$F116),\"\")","v":""},{"$f":"IFERROR(IF(OR(P131=\"\",'Lives scenario - input'!$F116=\"\"),\"\",P131/'Lives scenario - input'!$F116),\"\")","v":""},{"$f":"IFERROR(IF(OR(Q131=\"\",'Lives scenario - input'!$F116=\"\"),\"\",Q131/'Lives scenario - input'!$F116),\"\")","v":""},{"$f":"IFERROR(IF(OR(R131=\"\",'Lives scenario - input'!$F116=\"\"),\"\",R131/'Lives scenario - input'!$F116),\"\")","v":""},{"$f":"IFERROR(IF(OR(S131=\"\",'Lives scenario - input'!$F116=\"\"),\"\",S131/'Lives scenario - input'!$F116),\"\")","v":""},{"$f":"IFERROR(IF(OR(T131=\"\",'Lives scenario - input'!$F116=\"\"),\"\",T131/'Lives scenario - input'!$F116),\"\")","v":""},{"$f":"IFERROR(IF(OR(U131=\"\",'Lives scenario - input'!$F116=\"\"),\"\",U131/'Lives scenario - input'!$F116),\"\")","v":""},{"$f":"IFERROR(IF(OR(V131=\"\",'Lives scenario - input'!$F116=\"\"),\"\",V131/'Lives scenario - input'!$F116),\"\")","v":""},{"$f":"IFERROR(IF(OR(W131=\"\",'Lives scenario - input'!$F116=\"\"),\"\",W131/'Lives scenario - input'!$F116),\"\")","v":""}]
[{"$f":"IFERROR('Lives scenario - input'!A117,\"\")","v":""},{"$f":"IFERROR('Lives scenario - input'!B117,\"\")","v":""},{"$f":"IFERROR('Lives scenario - input'!C117,\"\")","v":""},{"$f":"IFERROR(repcalc('Lives scenario - input'!$CX117:$GJ117,'Lives scenario - input'!$I117,'Lives scenario - input'!$G117,'Lives scenario - input'!$H117,20,TRUE,TRUE),\"\")","v":""},"","","","","","","","","","","","","","","","","","","",{"$f":"IFERROR(IF(OR(D132=\"\",'Lives scenario - input'!$F117=\"\"),\"\",D132/'Lives scenario - input'!$F117),\"\")","v":""},{"$f":"IFERROR(IF(OR(E132=\"\",'Lives scenario - input'!$F117=\"\"),\"\",E132/'Lives scenario - input'!$F117),\"\")","v":""},{"$f":"IFERROR(IF(OR(F132=\"\",'Lives scenario - input'!$F117=\"\"),\"\",F132/'Lives scenario - input'!$F117),\"\")","v":""},{"$f":"IFERROR(IF(OR(G132=\"\",'Lives scenario - input'!$F117=\"\"),\"\",G132/'Lives scenario - input'!$F117),\"\")","v":""},{"$f":"IFERROR(IF(OR(H132=\"\",'Lives scenario - input'!$F117=\"\"),\"\",H132/'Lives scenario - input'!$F117),\"\")","v":""},{"$f":"IFERROR(IF(OR(I132=\"\",'Lives scenario - input'!$F117=\"\"),\"\",I132/'Lives scenario - input'!$F117),\"\")","v":""},{"$f":"IFERROR(IF(OR(J132=\"\",'Lives scenario - input'!$F117=\"\"),\"\",J132/'Lives scenario - input'!$F117),\"\")","v":""},{"$f":"IFERROR(IF(OR(K132=\"\",'Lives scenario - input'!$F117=\"\"),\"\",K132/'Lives scenario - input'!$F117),\"\")","v":""},{"$f":"IFERROR(IF(OR(L132=\"\",'Lives scenario - input'!$F117=\"\"),\"\",L132/'Lives scenario - input'!$F117),\"\")","v":""},{"$f":"IFERROR(IF(OR(M132=\"\",'Lives scenario - input'!$F117=\"\"),\"\",M132/'Lives scenario - input'!$F117),\"\")","v":""},{"$f":"IFERROR(IF(OR(N132=\"\",'Lives scenario - input'!$F117=\"\"),\"\",N132/'Lives scenario - input'!$F117),\"\")","v":""},{"$f":"IFERROR(IF(OR(O132=\"\",'Lives scenario - input'!$F117=\"\"),\"\",O132/'Lives scenario - input'!$F117),\"\")","v":""},{"$f":"IFERROR(IF(OR(P132=\"\",'Lives scenario - input'!$F117=\"\"),\"\",P132/'Lives scenario - input'!$F117),\"\")","v":""},{"$f":"IFERROR(IF(OR(Q132=\"\",'Lives scenario - input'!$F117=\"\"),\"\",Q132/'Lives scenario - input'!$F117),\"\")","v":""},{"$f":"IFERROR(IF(OR(R132=\"\",'Lives scenario - input'!$F117=\"\"),\"\",R132/'Lives scenario - input'!$F117),\"\")","v":""},{"$f":"IFERROR(IF(OR(S132=\"\",'Lives scenario - input'!$F117=\"\"),\"\",S132/'Lives scenario - input'!$F117),\"\")","v":""},{"$f":"IFERROR(IF(OR(T132=\"\",'Lives scenario - input'!$F117=\"\"),\"\",T132/'Lives scenario - input'!$F117),\"\")","v":""},{"$f":"IFERROR(IF(OR(U132=\"\",'Lives scenario - input'!$F117=\"\"),\"\",U132/'Lives scenario - input'!$F117),\"\")","v":""},{"$f":"IFERROR(IF(OR(V132=\"\",'Lives scenario - input'!$F117=\"\"),\"\",V132/'Lives scenario - input'!$F117),\"\")","v":""},{"$f":"IFERROR(IF(OR(W132=\"\",'Lives scenario - input'!$F117=\"\"),\"\",W132/'Lives scenario - input'!$F117),\"\")","v":""}]
[{"$f":"IFERROR('Lives scenario - input'!A118,\"\")","v":""},{"$f":"IFERROR('Lives scenario - input'!B118,\"\")","v":""},{"$f":"IFERROR('Lives scenario - input'!C118,\"\")","v":""},{"$f":"IFERROR(repcalc('Lives scenario - input'!$CX118:$GJ118,'Lives scenario - input'!$I118,'Lives scenario - input'!$G118,'Lives scenario - input'!$H118,20,TRUE,TRUE),\"\")","v":""},"","","","","","","","","","","","","","","","","","","",{"$f":"IFERROR(IF(OR(D133=\"\",'Lives scenario - input'!$F118=\"\"),\"\",D133/'Lives scenario - input'!$F118),\"\")","v":""},{"$f":"IFERROR(IF(OR(E133=\"\",'Lives scenario - input'!$F118=\"\"),\"\",E133/'Lives scenario - input'!$F118),\"\")","v":""},{"$f":"IFERROR(IF(OR(F133=\"\",'Lives scenario - input'!$F118=\"\"),\"\",F133/'Lives scenario - input'!$F118),\"\")","v":""},{"$f":"IFERROR(IF(OR(G133=\"\",'Lives scenario - input'!$F118=\"\"),\"\",G133/'Lives scenario - input'!$F118),\"\")","v":""},{"$f":"IFERROR(IF(OR(H133=\"\",'Lives scenario - input'!$F118=\"\"),\"\",H133/'Lives scenario - input'!$F118),\"\")","v":""},{"$f":"IFERROR(IF(OR(I133=\"\",'Lives scenario - input'!$F118=\"\"),\"\",I133/'Lives scenario - input'!$F118),\"\")","v":""},{"$f":"IFERROR(IF(OR(J133=\"\",'Lives scenario - input'!$F118=\"\"),\"\",J133/'Lives scenario - input'!$F118),\"\")","v":""},{"$f":"IFERROR(IF(OR(K133=\"\",'Lives scenario - input'!$F118=\"\"),\"\",K133/'Lives scenario - input'!$F118),\"\")","v":""},{"$f":"IFERROR(IF(OR(L133=\"\",'Lives scenario - input'!$F118=\"\"),\"\",L133/'Lives scenario - input'!$F118),\"\")","v":""},{"$f":"IFERROR(IF(OR(M133=\"\",'Lives scenario - input'!$F118=\"\"),\"\",M133/'Lives scenario - input'!$F118),\"\")","v":""},{"$f":"IFERROR(IF(OR(N133=\"\",'Lives scenario - input'!$F118=\"\"),\"\",N133/'Lives scenario - input'!$F118),\"\")","v":""},{"$f":"IFERROR(IF(OR(O133=\"\",'Lives scenario - input'!$F118=\"\"),\"\",O133/'Lives scenario - input'!$F118),\"\")","v":""},{"$f":"IFERROR(IF(OR(P133=\"\",'Lives scenario - input'!$F118=\"\"),\"\",P133/'Lives scenario - input'!$F118),\"\")","v":""},{"$f":"IFERROR(IF(OR(Q133=\"\",'Lives scenario - input'!$F118=\"\"),\"\",Q133/'Lives scenario - input'!$F118),\"\")","v":""},{"$f":"IFERROR(IF(OR(R133=\"\",'Lives scenario - input'!$F118=\"\"),\"\",R133/'Lives scenario - input'!$F118),\"\")","v":""},{"$f":"IFERROR(IF(OR(S133=\"\",'Lives scenario - input'!$F118=\"\"),\"\",S133/'Lives scenario - input'!$F118),\"\")","v":""},{"$f":"IFERROR(IF(OR(T133=\"\",'Lives scenario - input'!$F118=\"\"),\"\",T133/'Lives scenario - input'!$F118),\"\")","v":""},{"$f":"IFERROR(IF(OR(U133=\"\",'Lives scenario - input'!$F118=\"\"),\"\",U133/'Lives scenario - input'!$F118),\"\")","v":""},{"$f":"IFERROR(IF(OR(V133=\"\",'Lives scenario - input'!$F118=\"\"),\"\",V133/'Lives scenario - input'!$F118),\"\")","v":""},{"$f":"IFERROR(IF(OR(W133=\"\",'Lives scenario - input'!$F118=\"\"),\"\",W133/'Lives scenario - input'!$F118),\"\")","v":""}]
[{"$f":"IFERROR('Lives scenario - input'!A119,\"\")","v":""},{"$f":"IFERROR('Lives scenario - input'!B119,\"\")","v":""},{"$f":"IFERROR('Lives scenario - input'!C119,\"\")","v":""},{"$f":"IFERROR(repcalc('Lives scenario - input'!$CX119:$GJ119,'Lives scenario - input'!$I119,'Lives scenario - input'!$G119,'Lives scenario - input'!$H119,20,TRUE,TRUE),\"\")","v":""},"","","","","","","","","","","","","","","","","","","",{"$f":"IFERROR(IF(OR(D134=\"\",'Lives scenario - input'!$F119=\"\"),\"\",D134/'Lives scenario - input'!$F119),\"\")","v":""},{"$f":"IFERROR(IF(OR(E134=\"\",'Lives scenario - input'!$F119=\"\"),\"\",E134/'Lives scenario - input'!$F119),\"\")","v":""},{"$f":"IFERROR(IF(OR(F134=\"\",'Lives scenario - input'!$F119=\"\"),\"\",F134/'Lives scenario - input'!$F119),\"\")","v":""},{"$f":"IFERROR(IF(OR(G134=\"\",'Lives scenario - input'!$F119=\"\"),\"\",G134/'Lives scenario - input'!$F119),\"\")","v":""},{"$f":"IFERROR(IF(OR(H134=\"\",'Lives scenario - input'!$F119=\"\"),\"\",H134/'Lives scenario - input'!$F119),\"\")","v":""},{"$f":"IFERROR(IF(OR(I134=\"\",'Lives scenario - input'!$F119=\"\"),\"\",I134/'Lives scenario - input'!$F119),\"\")","v":""},{"$f":"IFERROR(IF(OR(J134=\"\",'Lives scenario - input'!$F119=\"\"),\"\",J134/'Lives scenario - input'!$F119),\"\")","v":""},{"$f":"IFERROR(IF(OR(K134=\"\",'Lives scenario - input'!$F119=\"\"),\"\",K134/'Lives scenario - input'!$F119),\"\")","v":""},{"$f":"IFERROR(IF(OR(L134=\"\",'Lives scenario - input'!$F119=\"\"),\"\",L134/'Lives scenario - input'!$F119),\"\")","v":""},{"$f":"IFERROR(IF(OR(M134=\"\",'Lives scenario - input'!$F119=\"\"),\"\",M134/'Lives scenario - input'!$F119),\"\")","v":""},{"$f":"IFERROR(IF(OR(N134=\"\",'Lives scenario - input'!$F119=\"\"),\"\",N134/'Lives scenario - input'!$F119),\"\")","v":""},{"$f":"IFERROR(IF(OR(O134=\"\",'Lives scenario - input'!$F119=\"\"),\"\",O134/'Lives scenario - input'!$F119),\"\")","v":""},{"$f":"IFERROR(IF(OR(P134=\"\",'Lives scenario - input'!$F119=\"\"),\"\",P134/'Lives scenario - input'!$F119),\"\")","v":""},{"$f":"IFERROR(IF(OR(Q134=\"\",'Lives scenario - input'!$F119=\"\"),\"\",Q134/'Lives scenario - input'!$F119),\"\")","v":""},{"$f":"IFERROR(IF(OR(R134=\"\",'Lives scenario - input'!$F119=\"\"),\"\",R134/'Lives scenario - input'!$F119),\"\")","v":""},{"$f":"IFERROR(IF(OR(S134=\"\",'Lives scenario - input'!$F119=\"\"),\"\",S134/'Lives scenario - input'!$F119),\"\")","v":""},{"$f":"IFERROR(IF(OR(T134=\"\",'Lives scenario - input'!$F119=\"\"),\"\",T134/'Lives scenario - input'!$F119),\"\")","v":""},{"$f":"IFERROR(IF(OR(U134=\"\",'Lives scenario - input'!$F119=\"\"),\"\",U134/'Lives scenario - input'!$F119),\"\")","v":""},{"$f":"IFERROR(IF(OR(V134=\"\",'Lives scenario - input'!$F119=\"\"),\"\",V134/'Lives scenario - input'!$F119),\"\")","v":""},{"$f":"IFERROR(IF(OR(W134=\"\",'Lives scenario - input'!$F119=\"\"),\"\",W134/'Lives scenario - input'!$F119),\"\")","v":""}]
[{"$f":"IFERROR('Lives scenario - input'!A120,\"\")","v":""},{"$f":"IFERROR('Lives scenario - input'!B120,\"\")","v":""},{"$f":"IFERROR('Lives scenario - input'!C120,\"\")","v":""},{"$f":"IFERROR(repcalc('Lives scenario - input'!$CX120:$GJ120,'Lives scenario - input'!$I120,'Lives scenario - input'!$G120,'Lives scenario - input'!$H120,20,TRUE,TRUE),\"\")","v":""},"","","","","","","","","","","","","","","","","","","",{"$f":"IFERROR(IF(OR(D135=\"\",'Lives scenario - input'!$F120=\"\"),\"\",D135/'Lives scenario - input'!$F120),\"\")","v":""},{"$f":"IFERROR(IF(OR(E135=\"\",'Lives scenario - input'!$F120=\"\"),\"\",E135/'Lives scenario - input'!$F120),\"\")","v":""},{"$f":"IFERROR(IF(OR(F135=\"\",'Lives scenario - input'!$F120=\"\"),\"\",F135/'Lives scenario - input'!$F120),\"\")","v":""},{"$f":"IFERROR(IF(OR(G135=\"\",'Lives scenario - input'!$F120=\"\"),\"\",G135/'Lives scenario - input'!$F120),\"\")","v":""},{"$f":"IFERROR(IF(OR(H135=\"\",'Lives scenario - input'!$F120=\"\"),\"\",H135/'Lives scenario - input'!$F120),\"\")","v":""},{"$f":"IFERROR(IF(OR(I135=\"\",'Lives scenario - input'!$F120=\"\"),\"\",I135/'Lives scenario - input'!$F120),\"\")","v":""},{"$f":"IFERROR(IF(OR(J135=\"\",'Lives scenario - input'!$F120=\"\"),\"\",J135/'Lives scenario - input'!$F120),\"\")","v":""},{"$f":"IFERROR(IF(OR(K135=\"\",'Lives scenario - input'!$F120=\"\"),\"\",K135/'Lives scenario - input'!$F120),\"\")","v":""},{"$f":"IFERROR(IF(OR(L135=\"\",'Lives scenario - input'!$F120=\"\"),\"\",L135/'Lives scenario - input'!$F120),\"\")","v":""},{"$f":"IFERROR(IF(OR(M135=\"\",'Lives scenario - input'!$F120=\"\"),\"\",M135/'Lives scenario - input'!$F120),\"\")","v":""},{"$f":"IFERROR(IF(OR(N135=\"\",'Lives scenario - input'!$F120=\"\"),\"\",N135/'Lives scenario - input'!$F120),\"\")","v":""},{"$f":"IFERROR(IF(OR(O135=\"\",'Lives scenario - input'!$F120=\"\"),\"\",O135/'Lives scenario - input'!$F120),\"\")","v":""},{"$f":"IFERROR(IF(OR(P135=\"\",'Lives scenario - input'!$F120=\"\"),\"\",P135/'Lives scenario - input'!$F120),\"\")","v":""},{"$f":"IFERROR(IF(OR(Q135=\"\",'Lives scenario - input'!$F120=\"\"),\"\",Q135/'Lives scenario - input'!$F120),\"\")","v":""},{"$f":"IFERROR(IF(OR(R135=\"\",'Lives scenario - input'!$F120=\"\"),\"\",R135/'Lives scenario - input'!$F120),\"\")","v":""},{"$f":"IFERROR(IF(OR(S135=\"\",'Lives scenario - input'!$F120=\"\"),\"\",S135/'Lives scenario - input'!$F120),\"\")","v":""},{"$f":"IFERROR(IF(OR(T135=\"\",'Lives scenario - input'!$F120=\"\"),\"\",T135/'Lives scenario - input'!$F120),\"\")","v":""},{"$f":"IFERROR(IF(OR(U135=\"\",'Lives scenario - input'!$F120=\"\"),\"\",U135/'Lives scenario - input'!$F120),\"\")","v":""},{"$f":"IFERROR(IF(OR(V135=\"\",'Lives scenario - input'!$F120=\"\"),\"\",V135/'Lives scenario - input'!$F120),\"\")","v":""},{"$f":"IFERROR(IF(OR(W135=\"\",'Lives scenario - input'!$F120=\"\"),\"\",W135/'Lives scenario - input'!$F120),\"\")","v":""}]
[{"$f":"IFERROR('Lives scenario - input'!A121,\"\")","v":""},{"$f":"IFERROR('Lives scenario - input'!B121,\"\")","v":""},{"$f":"IFERROR('Lives scenario - input'!C121,\"\")","v":""},{"$f":"IFERROR(repcalc('Lives scenario - input'!$CX121:$GJ121,'Lives scenario - input'!$I121,'Lives scenario - input'!$G121,'Lives scenario - input'!$H121,20,TRUE,TRUE),\"\")","v":""},"","","","","","","","","","","","","","","","","","","",{"$f":"IFERROR(IF(OR(D136=\"\",'Lives scenario - input'!$F121=\"\"),\"\",D136/'Lives scenario - input'!$F121),\"\")","v":""},{"$f":"IFERROR(IF(OR(E136=\"\",'Lives scenario - input'!$F121=\"\"),\"\",E136/'Lives scenario - input'!$F121),\"\")","v":""},{"$f":"IFERROR(IF(OR(F136=\"\",'Lives scenario - input'!$F121=\"\"),\"\",F136/'Lives scenario - input'!$F121),\"\")","v":""},{"$f":"IFERROR(IF(OR(G136=\"\",'Lives scenario - input'!$F121=\"\"),\"\",G136/'Lives scenario - input'!$F121),\"\")","v":""},{"$f":"IFERROR(IF(OR(H136=\"\",'Lives scenario - input'!$F121=\"\"),\"\",H136/'Lives scenario - input'!$F121),\"\")","v":""},{"$f":"IFERROR(IF(OR(I136=\"\",'Lives scenario - input'!$F121=\"\"),\"\",I136/'Lives scenario - input'!$F121),\"\")","v":""},{"$f":"IFERROR(IF(OR(J136=\"\",'Lives scenario - input'!$F121=\"\"),\"\",J136/'Lives scenario - input'!$F121),\"\")","v":""},{"$f":"IFERROR(IF(OR(K136=\"\",'Lives scenario - input'!$F121=\"\"),\"\",K136/'Lives scenario - input'!$F121),\"\")","v":""},{"$f":"IFERROR(IF(OR(L136=\"\",'Lives scenario - input'!$F121=\"\"),\"\",L136/'Lives scenario - input'!$F121),\"\")","v":""},{"$f":"IFERROR(IF(OR(M136=\"\",'Lives scenario - input'!$F121=\"\"),\"\",M136/'Lives scenario - input'!$F121),\"\")","v":""},{"$f":"IFERROR(IF(OR(N136=\"\",'Lives scenario - input'!$F121=\"\"),\"\",N136/'Lives scenario - input'!$F121),\"\")","v":""},{"$f":"IFERROR(IF(OR(O136=\"\",'Lives scenario - input'!$F121=\"\"),\"\",O136/'Lives scenario - input'!$F121),\"\")","v":""},{"$f":"IFERROR(IF(OR(P136=\"\",'Lives scenario - input'!$F121=\"\"),\"\",P136/'Lives scenario - input'!$F121),\"\")","v":""},{"$f":"IFERROR(IF(OR(Q136=\"\",'Lives scenario - input'!$F121=\"\"),\"\",Q136/'Lives scenario - input'!$F121),\"\")","v":""},{"$f":"IFERROR(IF(OR(R136=\"\",'Lives scenario - input'!$F121=\"\"),\"\",R136/'Lives scenario - input'!$F121),\"\")","v":""},{"$f":"IFERROR(IF(OR(S136=\"\",'Lives scenario - input'!$F121=\"\"),\"\",S136/'Lives scenario - input'!$F121),\"\")","v":""},{"$f":"IFERROR(IF(OR(T136=\"\",'Lives scenario - input'!$F121=\"\"),\"\",T136/'Lives scenario - input'!$F121),\"\")","v":""},{"$f":"IFERROR(IF(OR(U136=\"\",'Lives scenario - input'!$F121=\"\"),\"\",U136/'Lives scenario - input'!$F121),\"\")","v":""},{"$f":"IFERROR(IF(OR(V136=\"\",'Lives scenario - input'!$F121=\"\"),\"\",V136/'Lives scenario - input'!$F121),\"\")","v":""},{"$f":"IFERROR(IF(OR(W136=\"\",'Lives scenario - input'!$F121=\"\"),\"\",W136/'Lives scenario - input'!$F121),\"\")","v":""}]
[{"$f":"IFERROR('Lives scenario - input'!A122,\"\")","v":""},{"$f":"IFERROR('Lives scenario - input'!B122,\"\")","v":""},{"$f":"IFERROR('Lives scenario - input'!C122,\"\")","v":""},{"$f":"IFERROR(repcalc('Lives scenario - input'!$CX122:$GJ122,'Lives scenario - input'!$I122,'Lives scenario - input'!$G122,'Lives scenario - input'!$H122,20,TRUE,TRUE),\"\")","v":""},"","","","","","","","","","","","","","","","","","","",{"$f":"IFERROR(IF(OR(D137=\"\",'Lives scenario - input'!$F122=\"\"),\"\",D137/'Lives scenario - input'!$F122),\"\")","v":""},{"$f":"IFERROR(IF(OR(E137=\"\",'Lives scenario - input'!$F122=\"\"),\"\",E137/'Lives scenario - input'!$F122),\"\")","v":""},{"$f":"IFERROR(IF(OR(F137=\"\",'Lives scenario - input'!$F122=\"\"),\"\",F137/'Lives scenario - input'!$F122),\"\")","v":""},{"$f":"IFERROR(IF(OR(G137=\"\",'Lives scenario - input'!$F122=\"\"),\"\",G137/'Lives scenario - input'!$F122),\"\")","v":""},{"$f":"IFERROR(IF(OR(H137=\"\",'Lives scenario - input'!$F122=\"\"),\"\",H137/'Lives scenario - input'!$F122),\"\")","v":""},{"$f":"IFERROR(IF(OR(I137=\"\",'Lives scenario - input'!$F122=\"\"),\"\",I137/'Lives scenario - input'!$F122),\"\")","v":""},{"$f":"IFERROR(IF(OR(J137=\"\",'Lives scenario - input'!$F122=\"\"),\"\",J137/'Lives scenario - input'!$F122),\"\")","v":""},{"$f":"IFERROR(IF(OR(K137=\"\",'Lives scenario - input'!$F122=\"\"),\"\",K137/'Lives scenario - input'!$F122),\"\")","v":""},{"$f":"IFERROR(IF(OR(L137=\"\",'Lives scenario - input'!$F122=\"\"),\"\",L137/'Lives scenario - input'!$F122),\"\")","v":""},{"$f":"IFERROR(IF(OR(M137=\"\",'Lives scenario - input'!$F122=\"\"),\"\",M137/'Lives scenario - input'!$F122),\"\")","v":""},{"$f":"IFERROR(IF(OR(N137=\"\",'Lives scenario - input'!$F122=\"\"),\"\",N137/'Lives scenario - input'!$F122),\"\")","v":""},{"$f":"IFERROR(IF(OR(O137=\"\",'Lives scenario - input'!$F122=\"\"),\"\",O137/'Lives scenario - input'!$F122),\"\")","v":""},{"$f":"IFERROR(IF(OR(P137=\"\",'Lives scenario - input'!$F122=\"\"),\"\",P137/'Lives scenario - input'!$F122),\"\")","v":""},{"$f":"IFERROR(IF(OR(Q137=\"\",'Lives scenario - input'!$F122=\"\"),\"\",Q137/'Lives scenario - input'!$F122),\"\")","v":""},{"$f":"IFERROR(IF(OR(R137=\"\",'Lives scenario - input'!$F122=\"\"),\"\",R137/'Lives scenario - input'!$F122),\"\")","v":""},{"$f":"IFERROR(IF(OR(S137=\"\",'Lives scenario - input'!$F122=\"\"),\"\",S137/'Lives scenario - input'!$F122),\"\")","v":""},{"$f":"IFERROR(IF(OR(T137=\"\",'Lives scenario - input'!$F122=\"\"),\"\",T137/'Lives scenario - input'!$F122),\"\")","v":""},{"$f":"IFERROR(IF(OR(U137=\"\",'Lives scenario - input'!$F122=\"\"),\"\",U137/'Lives scenario - input'!$F122),\"\")","v":""},{"$f":"IFERROR(IF(OR(V137=\"\",'Lives scenario - input'!$F122=\"\"),\"\",V137/'Lives scenario - input'!$F122),\"\")","v":""},{"$f":"IFERROR(IF(OR(W137=\"\",'Lives scenario - input'!$F122=\"\"),\"\",W137/'Lives scenario - input'!$F122),\"\")","v":""}]
[{"$f":"IFERROR('Lives scenario - input'!A123,\"\")","v":""},{"$f":"IFERROR('Lives scenario - input'!B123,\"\")","v":""},{"$f":"IFERROR('Lives scenario - input'!C123,\"\")","v":""},{"$f":"IFERROR(repcalc('Lives scenario - input'!$CX123:$GJ123,'Lives scenario - input'!$I123,'Lives scenario - input'!$G123,'Lives scenario - input'!$H123,20,TRUE,TRUE),\"\")","v":""},"","","","","","","","","","","","","","","","","","","",{"$f":"IFERROR(IF(OR(D138=\"\",'Lives scenario - input'!$F123=\"\"),\"\",D138/'Lives scenario - input'!$F123),\"\")","v":""},{"$f":"IFERROR(IF(OR(E138=\"\",'Lives scenario - input'!$F123=\"\"),\"\",E138/'Lives scenario - input'!$F123),\"\")","v":""},{"$f":"IFERROR(IF(OR(F138=\"\",'Lives scenario - input'!$F123=\"\"),\"\",F138/'Lives scenario - input'!$F123),\"\")","v":""},{"$f":"IFERROR(IF(OR(G138=\"\",'Lives scenario - input'!$F123=\"\"),\"\",G138/'Lives scenario - input'!$F123),\"\")","v":""},{"$f":"IFERROR(IF(OR(H138=\"\",'Lives scenario - input'!$F123=\"\"),\"\",H138/'Lives scenario - input'!$F123),\"\")","v":""},{"$f":"IFERROR(IF(OR(I138=\"\",'Lives scenario - input'!$F123=\"\"),\"\",I138/'Lives scenario - input'!$F123),\"\")","v":""},{"$f":"IFERROR(IF(OR(J138=\"\",'Lives scenario - input'!$F123=\"\"),\"\",J138/'Lives scenario - input'!$F123),\"\")","v":""},{"$f":"IFERROR(IF(OR(K138=\"\",'Lives scenario - input'!$F123=\"\"),\"\",K138/'Lives scenario - input'!$F123),\"\")","v":""},{"$f":"IFERROR(IF(OR(L138=\"\",'Lives scenario - input'!$F123=\"\"),\"\",L138/'Lives scenario - input'!$F123),\"\")","v":""},{"$f":"IFERROR(IF(OR(M138=\"\",'Lives scenario - input'!$F123=\"\"),\"\",M138/'Lives scenario - input'!$F123),\"\")","v":""},{"$f":"IFERROR(IF(OR(N138=\"\",'Lives scenario - input'!$F123=\"\"),\"\",N138/'Lives scenario - input'!$F123),\"\")","v":""},{"$f":"IFERROR(IF(OR(O138=\"\",'Lives scenario - input'!$F123=\"\"),\"\",O138/'Lives scenario - input'!$F123),\"\")","v":""},{"$f":"IFERROR(IF(OR(P138=\"\",'Lives scenario - input'!$F123=\"\"),\"\",P138/'Lives scenario - input'!$F123),\"\")","v":""},{"$f":"IFERROR(IF(OR(Q138=\"\",'Lives scenario - input'!$F123=\"\"),\"\",Q138/'Lives scenario - input'!$F123),\"\")","v":""},{"$f":"IFERROR(IF(OR(R138=\"\",'Lives scenario - input'!$F123=\"\"),\"\",R138/'Lives scenario - input'!$F123),\"\")","v":""},{"$f":"IFERROR(IF(OR(S138=\"\",'Lives scenario - input'!$F123=\"\"),\"\",S138/'Lives scenario - input'!$F123),\"\")","v":""},{"$f":"IFERROR(IF(OR(T138=\"\",'Lives scenario - input'!$F123=\"\"),\"\",T138/'Lives scenario - input'!$F123),\"\")","v":""},{"$f":"IFERROR(IF(OR(U138=\"\",'Lives scenario - input'!$F123=\"\"),\"\",U138/'Lives scenario - input'!$F123),\"\")","v":""},{"$f":"IFERROR(IF(OR(V138=\"\",'Lives scenario - input'!$F123=\"\"),\"\",V138/'Lives scenario - input'!$F123),\"\")","v":""},{"$f":"IFERROR(IF(OR(W138=\"\",'Lives scenario - input'!$F123=\"\"),\"\",W138/'Lives scenario - input'!$F123),\"\")","v":""}]
[{"$f":"IFERROR('Lives scenario - input'!A124,\"\")","v":""},{"$f":"IFERROR('Lives scenario - input'!B124,\"\")","v":""},{"$f":"IFERROR('Lives scenario - input'!C124,\"\")","v":""},{"$f":"IFERROR(repcalc('Lives scenario - input'!$CX124:$GJ124,'Lives scenario - input'!$I124,'Lives scenario - input'!$G124,'Lives scenario - input'!$H124,20,TRUE,TRUE),\"\")","v":""},"","","","","","","","","","","","","","","","","","","",{"$f":"IFERROR(IF(OR(D139=\"\",'Lives scenario - input'!$F124=\"\"),\"\",D139/'Lives scenario - input'!$F124),\"\")","v":""},{"$f":"IFERROR(IF(OR(E139=\"\",'Lives scenario - input'!$F124=\"\"),\"\",E139/'Lives scenario - input'!$F124),\"\")","v":""},{"$f":"IFERROR(IF(OR(F139=\"\",'Lives scenario - input'!$F124=\"\"),\"\",F139/'Lives scenario - input'!$F124),\"\")","v":""},{"$f":"IFERROR(IF(OR(G139=\"\",'Lives scenario - input'!$F124=\"\"),\"\",G139/'Lives scenario - input'!$F124),\"\")","v":""},{"$f":"IFERROR(IF(OR(H139=\"\",'Lives scenario - input'!$F124=\"\"),\"\",H139/'Lives scenario - input'!$F124),\"\")","v":""},{"$f":"IFERROR(IF(OR(I139=\"\",'Lives scenario - input'!$F124=\"\"),\"\",I139/'Lives scenario - input'!$F124),\"\")","v":""},{"$f":"IFERROR(IF(OR(J139=\"\",'Lives scenario - input'!$F124=\"\"),\"\",J139/'Lives scenario - input'!$F124),\"\")","v":""},{"$f":"IFERROR(IF(OR(K139=\"\",'Lives scenario - input'!$F124=\"\"),\"\",K139/'Lives scenario - input'!$F124),\"\")","v":""},{"$f":"IFERROR(IF(OR(L139=\"\",'Lives scenario - input'!$F124=\"\"),\"\",L139/'Lives scenario - input'!$F124),\"\")","v":""},{"$f":"IFERROR(IF(OR(M139=\"\",'Lives scenario - input'!$F124=\"\"),\"\",M139/'Lives scenario - input'!$F124),\"\")","v":""},{"$f":"IFERROR(IF(OR(N139=\"\",'Lives scenario - input'!$F124=\"\"),\"\",N139/'Lives scenario - input'!$F124),\"\")","v":""},{"$f":"IFERROR(IF(OR(O139=\"\",'Lives scenario - input'!$F124=\"\"),\"\",O139/'Lives scenario - input'!$F124),\"\")","v":""},{"$f":"IFERROR(IF(OR(P139=\"\",'Lives scenario - input'!$F124=\"\"),\"\",P139/'Lives scenario - input'!$F124),\"\")","v":""},{"$f":"IFERROR(IF(OR(Q139=\"\",'Lives scenario - input'!$F124=\"\"),\"\",Q139/'Lives scenario - input'!$F124),\"\")","v":""},{"$f":"IFERROR(IF(OR(R139=\"\",'Lives scenario - input'!$F124=\"\"),\"\",R139/'Lives scenario - input'!$F124),\"\")","v":""},{"$f":"IFERROR(IF(OR(S139=\"\",'Lives scenario - input'!$F124=\"\"),\"\",S139/'Lives scenario - input'!$F124),\"\")","v":""},{"$f":"IFERROR(IF(OR(T139=\"\",'Lives scenario - input'!$F124=\"\"),\"\",T139/'Lives scenario - input'!$F124),\"\")","v":""},{"$f":"IFERROR(IF(OR(U139=\"\",'Lives scenario - input'!$F124=\"\"),\"\",U139/'Lives scenario - input'!$F124),\"\")","v":""},{"$f":"IFERROR(IF(OR(V139=\"\",'Lives scenario - input'!$F124=\"\"),\"\",V139/'Lives scenario - input'!$F124),\"\")","v":""},{"$f":"IFERROR(IF(OR(W139=\"\",'Lives scenario - input'!$F124=\"\"),\"\",W139/'Lives scenario - input'!$F124),\"\")","v":""}]
[{"$f":"IFERROR('Lives scenario - input'!A125,\"\")","v":""},{"$f":"IFERROR('Lives scenario - input'!B125,\"\")","v":""},{"$f":"IFERROR('Lives scenario - input'!C125,\"\")","v":""},{"$f":"IFERROR(repcalc('Lives scenario - input'!$CX125:$GJ125,'Lives scenario - input'!$I125,'Lives scenario - input'!$G125,'Lives scenario - input'!$H125,20,TRUE,TRUE),\"\")","v":""},"","","","","","","","","","","","","","","","","","","",{"$f":"IFERROR(IF(OR(D140=\"\",'Lives scenario - input'!$F125=\"\"),\"\",D140/'Lives scenario - input'!$F125),\"\")","v":""},{"$f":"IFERROR(IF(OR(E140=\"\",'Lives scenario - input'!$F125=\"\"),\"\",E140/'Lives scenario - input'!$F125),\"\")","v":""},{"$f":"IFERROR(IF(OR(F140=\"\",'Lives scenario - input'!$F125=\"\"),\"\",F140/'Lives scenario - input'!$F125),\"\")","v":""},{"$f":"IFERROR(IF(OR(G140=\"\",'Lives scenario - input'!$F125=\"\"),\"\",G140/'Lives scenario - input'!$F125),\"\")","v":""},{"$f":"IFERROR(IF(OR(H140=\"\",'Lives scenario - input'!$F125=\"\"),\"\",H140/'Lives scenario - input'!$F125),\"\")","v":""},{"$f":"IFERROR(IF(OR(I140=\"\",'Lives scenario - input'!$F125=\"\"),\"\",I140/'Lives scenario - input'!$F125),\"\")","v":""},{"$f":"IFERROR(IF(OR(J140=\"\",'Lives scenario - input'!$F125=\"\"),\"\",J140/'Lives scenario - input'!$F125),\"\")","v":""},{"$f":"IFERROR(IF(OR(K140=\"\",'Lives scenario - input'!$F125=\"\"),\"\",K140/'Lives scenario - input'!$F125),\"\")","v":""},{"$f":"IFERROR(IF(OR(L140=\"\",'Lives scenario - input'!$F125=\"\"),\"\",L140/'Lives scenario - input'!$F125),\"\")","v":""},{"$f":"IFERROR(IF(OR(M140=\"\",'Lives scenario - input'!$F125=\"\"),\"\",M140/'Lives scenario - input'!$F125),\"\")","v":""},{"$f":"IFERROR(IF(OR(N140=\"\",'Lives scenario - input'!$F125=\"\"),\"\",N140/'Lives scenario - input'!$F125),\"\")","v":""},{"$f":"IFERROR(IF(OR(O140=\"\",'Lives scenario - input'!$F125=\"\"),\"\",O140/'Lives scenario - input'!$F125),\"\")","v":""},{"$f":"IFERROR(IF(OR(P140=\"\",'Lives scenario - input'!$F125=\"\"),\"\",P140/'Lives scenario - input'!$F125),\"\")","v":""},{"$f":"IFERROR(IF(OR(Q140=\"\",'Lives scenario - input'!$F125=\"\"),\"\",Q140/'Lives scenario - input'!$F125),\"\")","v":""},{"$f":"IFERROR(IF(OR(R140=\"\",'Lives scenario - input'!$F125=\"\"),\"\",R140/'Lives scenario - input'!$F125),\"\")","v":""},{"$f":"IFERROR(IF(OR(S140=\"\",'Lives scenario - input'!$F125=\"\"),\"\",S140/'Lives scenario - input'!$F125),\"\")","v":""},{"$f":"IFERROR(IF(OR(T140=\"\",'Lives scenario - input'!$F125=\"\"),\"\",T140/'Lives scenario - input'!$F125),\"\")","v":""},{"$f":"IFERROR(IF(OR(U140=\"\",'Lives scenario - input'!$F125=\"\"),\"\",U140/'Lives scenario - input'!$F125),\"\")","v":""},{"$f":"IFERROR(IF(OR(V140=\"\",'Lives scenario - input'!$F125=\"\"),\"\",V140/'Lives scenario - input'!$F125),\"\")","v":""},{"$f":"IFERROR(IF(OR(W140=\"\",'Lives scenario - input'!$F125=\"\"),\"\",W140/'Lives scenario - input'!$F125),\"\")","v":""}]
[{"$f":"IFERROR('Lives scenario - input'!A126,\"\")","v":""},{"$f":"IFERROR('Lives scenario - input'!B126,\"\")","v":""},{"$f":"IFERROR('Lives scenario - input'!C126,\"\")","v":""},{"$f":"IFERROR(repcalc('Lives scenario - input'!$CX126:$GJ126,'Lives scenario - input'!$I126,'Lives scenario - input'!$G126,'Lives scenario - input'!$H126,20,TRUE,TRUE),\"\")","v":""},"","","","","","","","","","","","","","","","","","","",{"$f":"IFERROR(IF(OR(D141=\"\",'Lives scenario - input'!$F126=\"\"),\"\",D141/'Lives scenario - input'!$F126),\"\")","v":""},{"$f":"IFERROR(IF(OR(E141=\"\",'Lives scenario - input'!$F126=\"\"),\"\",E141/'Lives scenario - input'!$F126),\"\")","v":""},{"$f":"IFERROR(IF(OR(F141=\"\",'Lives scenario - input'!$F126=\"\"),\"\",F141/'Lives scenario - input'!$F126),\"\")","v":""},{"$f":"IFERROR(IF(OR(G141=\"\",'Lives scenario - input'!$F126=\"\"),\"\",G141/'Lives scenario - input'!$F126),\"\")","v":""},{"$f":"IFERROR(IF(OR(H141=\"\",'Lives scenario - input'!$F126=\"\"),\"\",H141/'Lives scenario - input'!$F126),\"\")","v":""},{"$f":"IFERROR(IF(OR(I141=\"\",'Lives scenario - input'!$F126=\"\"),\"\",I141/'Lives scenario - input'!$F126),\"\")","v":""},{"$f":"IFERROR(IF(OR(J141=\"\",'Lives scenario - input'!$F126=\"\"),\"\",J141/'Lives scenario - input'!$F126),\"\")","v":""},{"$f":"IFERROR(IF(OR(K141=\"\",'Lives scenario - input'!$F126=\"\"),\"\",K141/'Lives scenario - input'!$F126),\"\")","v":""},{"$f":"IFERROR(IF(OR(L141=\"\",'Lives scenario - input'!$F126=\"\"),\"\",L141/'Lives scenario - input'!$F126),\"\")","v":""},{"$f":"IFERROR(IF(OR(M141=\"\",'Lives scenario - input'!$F126=\"\"),\"\",M141/'Lives scenario - input'!$F126),\"\")","v":""},{"$f":"IFERROR(IF(OR(N141=\"\",'Lives scenario - input'!$F126=\"\"),\"\",N141/'Lives scenario - input'!$F126),\"\")","v":""},{"$f":"IFERROR(IF(OR(O141=\"\",'Lives scenario - input'!$F126=\"\"),\"\",O141/'Lives scenario - input'!$F126),\"\")","v":""},{"$f":"IFERROR(IF(OR(P141=\"\",'Lives scenario - input'!$F126=\"\"),\"\",P141/'Lives scenario - input'!$F126),\"\")","v":""},{"$f":"IFERROR(IF(OR(Q141=\"\",'Lives scenario - input'!$F126=\"\"),\"\",Q141/'Lives scenario - input'!$F126),\"\")","v":""},{"$f":"IFERROR(IF(OR(R141=\"\",'Lives scenario - input'!$F126=\"\"),\"\",R141/'Lives scenario - input'!$F126),\"\")","v":""},{"$f":"IFERROR(IF(OR(S141=\"\",'Lives scenario - input'!$F126=\"\"),\"\",S141/'Lives scenario - input'!$F126),\"\")","v":""},{"$f":"IFERROR(IF(OR(T141=\"\",'Lives scenario - input'!$F126=\"\"),\"\",T141/'Lives scenario - input'!$F126),\"\")","v":""},{"$f":"IFERROR(IF(OR(U141=\"\",'Lives scenario - input'!$F126=\"\"),\"\",U141/'Lives scenario - input'!$F126),\"\")","v":""},{"$f":"IFERROR(IF(OR(V141=\"\",'Lives scenario - input'!$F126=\"\"),\"\",V141/'Lives scenario - input'!$F126),\"\")","v":""},{"$f":"IFERROR(IF(OR(W141=\"\",'Lives scenario - input'!$F126=\"\"),\"\",W141/'Lives scenario - input'!$F126),\"\")","v":""}]
[{"$f":"IFERROR('Lives scenario - input'!A127,\"\")","v":""},{"$f":"IFERROR('Lives scenario - input'!B127,\"\")","v":""},{"$f":"IFERROR('Lives scenario - input'!C127,\"\")","v":""},{"$f":"IFERROR(repcalc('Lives scenario - input'!$CX127:$GJ127,'Lives scenario - input'!$I127,'Lives scenario - input'!$G127,'Lives scenario - input'!$H127,20,TRUE,TRUE),\"\")","v":""},"","","","","","","","","","","","","","","","","","","",{"$f":"IFERROR(IF(OR(D142=\"\",'Lives scenario - input'!$F127=\"\"),\"\",D142/'Lives scenario - input'!$F127),\"\")","v":""},{"$f":"IFERROR(IF(OR(E142=\"\",'Lives scenario - input'!$F127=\"\"),\"\",E142/'Lives scenario - input'!$F127),\"\")","v":""},{"$f":"IFERROR(IF(OR(F142=\"\",'Lives scenario - input'!$F127=\"\"),\"\",F142/'Lives scenario - input'!$F127),\"\")","v":""},{"$f":"IFERROR(IF(OR(G142=\"\",'Lives scenario - input'!$F127=\"\"),\"\",G142/'Lives scenario - input'!$F127),\"\")","v":""},{"$f":"IFERROR(IF(OR(H142=\"\",'Lives scenario - input'!$F127=\"\"),\"\",H142/'Lives scenario - input'!$F127),\"\")","v":""},{"$f":"IFERROR(IF(OR(I142=\"\",'Lives scenario - input'!$F127=\"\"),\"\",I142/'Lives scenario - input'!$F127),\"\")","v":""},{"$f":"IFERROR(IF(OR(J142=\"\",'Lives scenario - input'!$F127=\"\"),\"\",J142/'Lives scenario - input'!$F127),\"\")","v":""},{"$f":"IFERROR(IF(OR(K142=\"\",'Lives scenario - input'!$F127=\"\"),\"\",K142/'Lives scenario - input'!$F127),\"\")","v":""},{"$f":"IFERROR(IF(OR(L142=\"\",'Lives scenario - input'!$F127=\"\"),\"\",L142/'Lives scenario - input'!$F127),\"\")","v":""},{"$f":"IFERROR(IF(OR(M142=\"\",'Lives scenario - input'!$F127=\"\"),\"\",M142/'Lives scenario - input'!$F127),\"\")","v":""},{"$f":"IFERROR(IF(OR(N142=\"\",'Lives scenario - input'!$F127=\"\"),\"\",N142/'Lives scenario - input'!$F127),\"\")","v":""},{"$f":"IFERROR(IF(OR(O142=\"\",'Lives scenario - input'!$F127=\"\"),\"\",O142/'Lives scenario - input'!$F127),\"\")","v":""},{"$f":"IFERROR(IF(OR(P142=\"\",'Lives scenario - input'!$F127=\"\"),\"\",P142/'Lives scenario - input'!$F127),\"\")","v":""},{"$f":"IFERROR(IF(OR(Q142=\"\",'Lives scenario - input'!$F127=\"\"),\"\",Q142/'Lives scenario - input'!$F127),\"\")","v":""},{"$f":"IFERROR(IF(OR(R142=\"\",'Lives scenario - input'!$F127=\"\"),\"\",R142/'Lives scenario - input'!$F127),\"\")","v":""},{"$f":"IFERROR(IF(OR(S142=\"\",'Lives scenario - input'!$F127=\"\"),\"\",S142/'Lives scenario - input'!$F127),\"\")","v":""},{"$f":"IFERROR(IF(OR(T142=\"\",'Lives scenario - input'!$F127=\"\"),\"\",T142/'Lives scenario - input'!$F127),\"\")","v":""},{"$f":"IFERROR(IF(OR(U142=\"\",'Lives scenario - input'!$F127=\"\"),\"\",U142/'Lives scenario - input'!$F127),\"\")","v":""},{"$f":"IFERROR(IF(OR(V142=\"\",'Lives scenario - input'!$F127=\"\"),\"\",V142/'Lives scenario - input'!$F127),\"\")","v":""},{"$f":"IFERROR(IF(OR(W142=\"\",'Lives scenario - input'!$F127=\"\"),\"\",W142/'Lives scenario - input'!$F127),\"\")","v":""}]
[{"$f":"IFERROR('Lives scenario - input'!A128,\"\")","v":""},{"$f":"IFERROR('Lives scenario - input'!B128,\"\")","v":""},{"$f":"IFERROR('Lives scenario - input'!C128,\"\")","v":""},{"$f":"IFERROR(repcalc('Lives scenario - input'!$CX128:$GJ128,'Lives scenario - input'!$I128,'Lives scenario - input'!$G128,'Lives scenario - input'!$H128,20,TRUE,TRUE),\"\")","v":""},"","","","","","","","","","","","","","","","","","","",{"$f":"IFERROR(IF(OR(D143=\"\",'Lives scenario - input'!$F128=\"\"),\"\",D143/'Lives scenario - input'!$F128),\"\")","v":""},{"$f":"IFERROR(IF(OR(E143=\"\",'Lives scenario - input'!$F128=\"\"),\"\",E143/'Lives scenario - input'!$F128),\"\")","v":""},{"$f":"IFERROR(IF(OR(F143=\"\",'Lives scenario - input'!$F128=\"\"),\"\",F143/'Lives scenario - input'!$F128),\"\")","v":""},{"$f":"IFERROR(IF(OR(G143=\"\",'Lives scenario - input'!$F128=\"\"),\"\",G143/'Lives scenario - input'!$F128),\"\")","v":""},{"$f":"IFERROR(IF(OR(H143=\"\",'Lives scenario - input'!$F128=\"\"),\"\",H143/'Lives scenario - input'!$F128),\"\")","v":""},{"$f":"IFERROR(IF(OR(I143=\"\",'Lives scenario - input'!$F128=\"\"),\"\",I143/'Lives scenario - input'!$F128),\"\")","v":""},{"$f":"IFERROR(IF(OR(J143=\"\",'Lives scenario - input'!$F128=\"\"),\"\",J143/'Lives scenario - input'!$F128),\"\")","v":""},{"$f":"IFERROR(IF(OR(K143=\"\",'Lives scenario - input'!$F128=\"\"),\"\",K143/'Lives scenario - input'!$F128),\"\")","v":""},{"$f":"IFERROR(IF(OR(L143=\"\",'Lives scenario - input'!$F128=\"\"),\"\",L143/'Lives scenario - input'!$F128),\"\")","v":""},{"$f":"IFERROR(IF(OR(M143=\"\",'Lives scenario - input'!$F128=\"\"),\"\",M143/'Lives scenario - input'!$F128),\"\")","v":""},{"$f":"IFERROR(IF(OR(N143=\"\",'Lives scenario - input'!$F128=\"\"),\"\",N143/'Lives scenario - input'!$F128),\"\")","v":""},{"$f":"IFERROR(IF(OR(O143=\"\",'Lives scenario - input'!$F128=\"\"),\"\",O143/'Lives scenario - input'!$F128),\"\")","v":""},{"$f":"IFERROR(IF(OR(P143=\"\",'Lives scenario - input'!$F128=\"\"),\"\",P143/'Lives scenario - input'!$F128),\"\")","v":""},{"$f":"IFERROR(IF(OR(Q143=\"\",'Lives scenario - input'!$F128=\"\"),\"\",Q143/'Lives scenario - input'!$F128),\"\")","v":""},{"$f":"IFERROR(IF(OR(R143=\"\",'Lives scenario - input'!$F128=\"\"),\"\",R143/'Lives scenario - input'!$F128),\"\")","v":""},{"$f":"IFERROR(IF(OR(S143=\"\",'Lives scenario - input'!$F128=\"\"),\"\",S143/'Lives scenario - input'!$F128),\"\")","v":""},{"$f":"IFERROR(IF(OR(T143=\"\",'Lives scenario - input'!$F128=\"\"),\"\",T143/'Lives scenario - input'!$F128),\"\")","v":""},{"$f":"IFERROR(IF(OR(U143=\"\",'Lives scenario - input'!$F128=\"\"),\"\",U143/'Lives scenario - input'!$F128),\"\")","v":""},{"$f":"IFERROR(IF(OR(V143=\"\",'Lives scenario - input'!$F128=\"\"),\"\",V143/'Lives scenario - input'!$F128),\"\")","v":""},{"$f":"IFERROR(IF(OR(W143=\"\",'Lives scenario - input'!$F128=\"\"),\"\",W143/'Lives scenario - input'!$F128),\"\")","v":""}]
[{"$f":"IFERROR('Lives scenario - input'!A129,\"\")","v":""},{"$f":"IFERROR('Lives scenario - input'!B129,\"\")","v":""},{"$f":"IFERROR('Lives scenario - input'!C129,\"\")","v":""},{"$f":"IFERROR(repcalc('Lives scenario - input'!$CX129:$GJ129,'Lives scenario - input'!$I129,'Lives scenario - input'!$G129,'Lives scenario - input'!$H129,20,TRUE,TRUE),\"\")","v":""},"","","","","","","","","","","","","","","","","","","",{"$f":"IFERROR(IF(OR(D144=\"\",'Lives scenario - input'!$F129=\"\"),\"\",D144/'Lives scenario - input'!$F129),\"\")","v":""},{"$f":"IFERROR(IF(OR(E144=\"\",'Lives scenario - input'!$F129=\"\"),\"\",E144/'Lives scenario - input'!$F129),\"\")","v":""},{"$f":"IFERROR(IF(OR(F144=\"\",'Lives scenario - input'!$F129=\"\"),\"\",F144/'Lives scenario - input'!$F129),\"\")","v":""},{"$f":"IFERROR(IF(OR(G144=\"\",'Lives scenario - input'!$F129=\"\"),\"\",G144/'Lives scenario - input'!$F129),\"\")","v":""},{"$f":"IFERROR(IF(OR(H144=\"\",'Lives scenario - input'!$F129=\"\"),\"\",H144/'Lives scenario - input'!$F129),\"\")","v":""},{"$f":"IFERROR(IF(OR(I144=\"\",'Lives scenario - input'!$F129=\"\"),\"\",I144/'Lives scenario - input'!$F129),\"\")","v":""},{"$f":"IFERROR(IF(OR(J144=\"\",'Lives scenario - input'!$F129=\"\"),\"\",J144/'Lives scenario - input'!$F129),\"\")","v":""},{"$f":"IFERROR(IF(OR(K144=\"\",'Lives scenario - input'!$F129=\"\"),\"\",K144/'Lives scenario - input'!$F129),\"\")","v":""},{"$f":"IFERROR(IF(OR(L144=\"\",'Lives scenario - input'!$F129=\"\"),\"\",L144/'Lives scenario - input'!$F129),\"\")","v":""},{"$f":"IFERROR(IF(OR(M144=\"\",'Lives scenario - input'!$F129=\"\"),\"\",M144/'Lives scenario - input'!$F129),\"\")","v":""},{"$f":"IFERROR(IF(OR(N144=\"\",'Lives scenario - input'!$F129=\"\"),\"\",N144/'Lives scenario - input'!$F129),\"\")","v":""},{"$f":"IFERROR(IF(OR(O144=\"\",'Lives scenario - input'!$F129=\"\"),\"\",O144/'Lives scenario - input'!$F129),\"\")","v":""},{"$f":"IFERROR(IF(OR(P144=\"\",'Lives scenario - input'!$F129=\"\"),\"\",P144/'Lives scenario - input'!$F129),\"\")","v":""},{"$f":"IFERROR(IF(OR(Q144=\"\",'Lives scenario - input'!$F129=\"\"),\"\",Q144/'Lives scenario - input'!$F129),\"\")","v":""},{"$f":"IFERROR(IF(OR(R144=\"\",'Lives scenario - input'!$F129=\"\"),\"\",R144/'Lives scenario - input'!$F129),\"\")","v":""},{"$f":"IFERROR(IF(OR(S144=\"\",'Lives scenario - input'!$F129=\"\"),\"\",S144/'Lives scenario - input'!$F129),\"\")","v":""},{"$f":"IFERROR(IF(OR(T144=\"\",'Lives scenario - input'!$F129=\"\"),\"\",T144/'Lives scenario - input'!$F129),\"\")","v":""},{"$f":"IFERROR(IF(OR(U144=\"\",'Lives scenario - input'!$F129=\"\"),\"\",U144/'Lives scenario - input'!$F129),\"\")","v":""},{"$f":"IFERROR(IF(OR(V144=\"\",'Lives scenario - input'!$F129=\"\"),\"\",V144/'Lives scenario - input'!$F129),\"\")","v":""},{"$f":"IFERROR(IF(OR(W144=\"\",'Lives scenario - input'!$F129=\"\"),\"\",W144/'Lives scenario - input'!$F129),\"\")","v":""}]
[{"$f":"IFERROR('Lives scenario - input'!A130,\"\")","v":""},{"$f":"IFERROR('Lives scenario - input'!B130,\"\")","v":""},{"$f":"IFERROR('Lives scenario - input'!C130,\"\")","v":""},{"$f":"IFERROR(repcalc('Lives scenario - input'!$CX130:$GJ130,'Lives scenario - input'!$I130,'Lives scenario - input'!$G130,'Lives scenario - input'!$H130,20,TRUE,TRUE),\"\")","v":""},"","","","","","","","","","","","","","","","","","","",{"$f":"IFERROR(IF(OR(D145=\"\",'Lives scenario - input'!$F130=\"\"),\"\",D145/'Lives scenario - input'!$F130),\"\")","v":""},{"$f":"IFERROR(IF(OR(E145=\"\",'Lives scenario - input'!$F130=\"\"),\"\",E145/'Lives scenario - input'!$F130),\"\")","v":""},{"$f":"IFERROR(IF(OR(F145=\"\",'Lives scenario - input'!$F130=\"\"),\"\",F145/'Lives scenario - input'!$F130),\"\")","v":""},{"$f":"IFERROR(IF(OR(G145=\"\",'Lives scenario - input'!$F130=\"\"),\"\",G145/'Lives scenario - input'!$F130),\"\")","v":""},{"$f":"IFERROR(IF(OR(H145=\"\",'Lives scenario - input'!$F130=\"\"),\"\",H145/'Lives scenario - input'!$F130),\"\")","v":""},{"$f":"IFERROR(IF(OR(I145=\"\",'Lives scenario - input'!$F130=\"\"),\"\",I145/'Lives scenario - input'!$F130),\"\")","v":""},{"$f":"IFERROR(IF(OR(J145=\"\",'Lives scenario - input'!$F130=\"\"),\"\",J145/'Lives scenario - input'!$F130),\"\")","v":""},{"$f":"IFERROR(IF(OR(K145=\"\",'Lives scenario - input'!$F130=\"\"),\"\",K145/'Lives scenario - input'!$F130),\"\")","v":""},{"$f":"IFERROR(IF(OR(L145=\"\",'Lives scenario - input'!$F130=\"\"),\"\",L145/'Lives scenario - input'!$F130),\"\")","v":""},{"$f":"IFERROR(IF(OR(M145=\"\",'Lives scenario - input'!$F130=\"\"),\"\",M145/'Lives scenario - input'!$F130),\"\")","v":""},{"$f":"IFERROR(IF(OR(N145=\"\",'Lives scenario - input'!$F130=\"\"),\"\",N145/'Lives scenario - input'!$F130),\"\")","v":""},{"$f":"IFERROR(IF(OR(O145=\"\",'Lives scenario - input'!$F130=\"\"),\"\",O145/'Lives scenario - input'!$F130),\"\")","v":""},{"$f":"IFERROR(IF(OR(P145=\"\",'Lives scenario - input'!$F130=\"\"),\"\",P145/'Lives scenario - input'!$F130),\"\")","v":""},{"$f":"IFERROR(IF(OR(Q145=\"\",'Lives scenario - input'!$F130=\"\"),\"\",Q145/'Lives scenario - input'!$F130),\"\")","v":""},{"$f":"IFERROR(IF(OR(R145=\"\",'Lives scenario - input'!$F130=\"\"),\"\",R145/'Lives scenario - input'!$F130),\"\")","v":""},{"$f":"IFERROR(IF(OR(S145=\"\",'Lives scenario - input'!$F130=\"\"),\"\",S145/'Lives scenario - input'!$F130),\"\")","v":""},{"$f":"IFERROR(IF(OR(T145=\"\",'Lives scenario - input'!$F130=\"\"),\"\",T145/'Lives scenario - input'!$F130),\"\")","v":""},{"$f":"IFERROR(IF(OR(U145=\"\",'Lives scenario - input'!$F130=\"\"),\"\",U145/'Lives scenario - input'!$F130),\"\")","v":""},{"$f":"IFERROR(IF(OR(V145=\"\",'Lives scenario - input'!$F130=\"\"),\"\",V145/'Lives scenario - input'!$F130),\"\")","v":""},{"$f":"IFERROR(IF(OR(W145=\"\",'Lives scenario - input'!$F130=\"\"),\"\",W145/'Lives scenario - input'!$F130),\"\")","v":""}]
[{"$f":"IFERROR('Lives scenario - input'!A131,\"\")","v":""},{"$f":"IFERROR('Lives scenario - input'!B131,\"\")","v":""},{"$f":"IFERROR('Lives scenario - input'!C131,\"\")","v":""},{"$f":"IFERROR(repcalc('Lives scenario - input'!$CX131:$GJ131,'Lives scenario - input'!$I131,'Lives scenario - input'!$G131,'Lives scenario - input'!$H131,20,TRUE,TRUE),\"\")","v":""},"","","","","","","","","","","","","","","","","","","",{"$f":"IFERROR(IF(OR(D146=\"\",'Lives scenario - input'!$F131=\"\"),\"\",D146/'Lives scenario - input'!$F131),\"\")","v":""},{"$f":"IFERROR(IF(OR(E146=\"\",'Lives scenario - input'!$F131=\"\"),\"\",E146/'Lives scenario - input'!$F131),\"\")","v":""},{"$f":"IFERROR(IF(OR(F146=\"\",'Lives scenario - input'!$F131=\"\"),\"\",F146/'Lives scenario - input'!$F131),\"\")","v":""},{"$f":"IFERROR(IF(OR(G146=\"\",'Lives scenario - input'!$F131=\"\"),\"\",G146/'Lives scenario - input'!$F131),\"\")","v":""},{"$f":"IFERROR(IF(OR(H146=\"\",'Lives scenario - input'!$F131=\"\"),\"\",H146/'Lives scenario - input'!$F131),\"\")","v":""},{"$f":"IFERROR(IF(OR(I146=\"\",'Lives scenario - input'!$F131=\"\"),\"\",I146/'Lives scenario - input'!$F131),\"\")","v":""},{"$f":"IFERROR(IF(OR(J146=\"\",'Lives scenario - input'!$F131=\"\"),\"\",J146/'Lives scenario - input'!$F131),\"\")","v":""},{"$f":"IFERROR(IF(OR(K146=\"\",'Lives scenario - input'!$F131=\"\"),\"\",K146/'Lives scenario - input'!$F131),\"\")","v":""},{"$f":"IFERROR(IF(OR(L146=\"\",'Lives scenario - input'!$F131=\"\"),\"\",L146/'Lives scenario - input'!$F131),\"\")","v":""},{"$f":"IFERROR(IF(OR(M146=\"\",'Lives scenario - input'!$F131=\"\"),\"\",M146/'Lives scenario - input'!$F131),\"\")","v":""},{"$f":"IFERROR(IF(OR(N146=\"\",'Lives scenario - input'!$F131=\"\"),\"\",N146/'Lives scenario - input'!$F131),\"\")","v":""},{"$f":"IFERROR(IF(OR(O146=\"\",'Lives scenario - input'!$F131=\"\"),\"\",O146/'Lives scenario - input'!$F131),\"\")","v":""},{"$f":"IFERROR(IF(OR(P146=\"\",'Lives scenario - input'!$F131=\"\"),\"\",P146/'Lives scenario - input'!$F131),\"\")","v":""},{"$f":"IFERROR(IF(OR(Q146=\"\",'Lives scenario - input'!$F131=\"\"),\"\",Q146/'Lives scenario - input'!$F131),\"\")","v":""},{"$f":"IFERROR(IF(OR(R146=\"\",'Lives scenario - input'!$F131=\"\"),\"\",R146/'Lives scenario - input'!$F131),\"\")","v":""},{"$f":"IFERROR(IF(OR(S146=\"\",'Lives scenario - input'!$F131=\"\"),\"\",S146/'Lives scenario - input'!$F131),\"\")","v":""},{"$f":"IFERROR(IF(OR(T146=\"\",'Lives scenario - input'!$F131=\"\"),\"\",T146/'Lives scenario - input'!$F131),\"\")","v":""},{"$f":"IFERROR(IF(OR(U146=\"\",'Lives scenario - input'!$F131=\"\"),\"\",U146/'Lives scenario - input'!$F131),\"\")","v":""},{"$f":"IFERROR(IF(OR(V146=\"\",'Lives scenario - input'!$F131=\"\"),\"\",V146/'Lives scenario - input'!$F131),\"\")","v":""},{"$f":"IFERROR(IF(OR(W146=\"\",'Lives scenario - input'!$F131=\"\"),\"\",W146/'Lives scenario - input'!$F131),\"\")","v":""}]
[{"$f":"IFERROR('Lives scenario - input'!A132,\"\")","v":""},{"$f":"IFERROR('Lives scenario - input'!B132,\"\")","v":""},{"$f":"IFERROR('Lives scenario - input'!C132,\"\")","v":""},{"$f":"IFERROR(repcalc('Lives scenario - input'!$CX132:$GJ132,'Lives scenario - input'!$I132,'Lives scenario - input'!$G132,'Lives scenario - input'!$H132,20,TRUE,TRUE),\"\")","v":""},"","","","","","","","","","","","","","","","","","","",{"$f":"IFERROR(IF(OR(D147=\"\",'Lives scenario - input'!$F132=\"\"),\"\",D147/'Lives scenario - input'!$F132),\"\")","v":""},{"$f":"IFERROR(IF(OR(E147=\"\",'Lives scenario - input'!$F132=\"\"),\"\",E147/'Lives scenario - input'!$F132),\"\")","v":""},{"$f":"IFERROR(IF(OR(F147=\"\",'Lives scenario - input'!$F132=\"\"),\"\",F147/'Lives scenario - input'!$F132),\"\")","v":""},{"$f":"IFERROR(IF(OR(G147=\"\",'Lives scenario - input'!$F132=\"\"),\"\",G147/'Lives scenario - input'!$F132),\"\")","v":""},{"$f":"IFERROR(IF(OR(H147=\"\",'Lives scenario - input'!$F132=\"\"),\"\",H147/'Lives scenario - input'!$F132),\"\")","v":""},{"$f":"IFERROR(IF(OR(I147=\"\",'Lives scenario - input'!$F132=\"\"),\"\",I147/'Lives scenario - input'!$F132),\"\")","v":""},{"$f":"IFERROR(IF(OR(J147=\"\",'Lives scenario - input'!$F132=\"\"),\"\",J147/'Lives scenario - input'!$F132),\"\")","v":""},{"$f":"IFERROR(IF(OR(K147=\"\",'Lives scenario - input'!$F132=\"\"),\"\",K147/'Lives scenario - input'!$F132),\"\")","v":""},{"$f":"IFERROR(IF(OR(L147=\"\",'Lives scenario - input'!$F132=\"\"),\"\",L147/'Lives scenario - input'!$F132),\"\")","v":""},{"$f":"IFERROR(IF(OR(M147=\"\",'Lives scenario - input'!$F132=\"\"),\"\",M147/'Lives scenario - input'!$F132),\"\")","v":""},{"$f":"IFERROR(IF(OR(N147=\"\",'Lives scenario - input'!$F132=\"\"),\"\",N147/'Lives scenario - input'!$F132),\"\")","v":""},{"$f":"IFERROR(IF(OR(O147=\"\",'Lives scenario - input'!$F132=\"\"),\"\",O147/'Lives scenario - input'!$F132),\"\")","v":""},{"$f":"IFERROR(IF(OR(P147=\"\",'Lives scenario - input'!$F132=\"\"),\"\",P147/'Lives scenario - input'!$F132),\"\")","v":""},{"$f":"IFERROR(IF(OR(Q147=\"\",'Lives scenario - input'!$F132=\"\"),\"\",Q147/'Lives scenario - input'!$F132),\"\")","v":""},{"$f":"IFERROR(IF(OR(R147=\"\",'Lives scenario - input'!$F132=\"\"),\"\",R147/'Lives scenario - input'!$F132),\"\")","v":""},{"$f":"IFERROR(IF(OR(S147=\"\",'Lives scenario - input'!$F132=\"\"),\"\",S147/'Lives scenario - input'!$F132),\"\")","v":""},{"$f":"IFERROR(IF(OR(T147=\"\",'Lives scenario - input'!$F132=\"\"),\"\",T147/'Lives scenario - input'!$F132),\"\")","v":""},{"$f":"IFERROR(IF(OR(U147=\"\",'Lives scenario - input'!$F132=\"\"),\"\",U147/'Lives scenario - input'!$F132),\"\")","v":""},{"$f":"IFERROR(IF(OR(V147=\"\",'Lives scenario - input'!$F132=\"\"),\"\",V147/'Lives scenario - input'!$F132),\"\")","v":""},{"$f":"IFERROR(IF(OR(W147=\"\",'Lives scenario - input'!$F132=\"\"),\"\",W147/'Lives scenario - input'!$F132),\"\")","v":""}]
[{"$f":"IFERROR('Lives scenario - input'!A133,\"\")","v":""},{"$f":"IFERROR('Lives scenario - input'!B133,\"\")","v":""},{"$f":"IFERROR('Lives scenario - input'!C133,\"\")","v":""},{"$f":"IFERROR(repcalc('Lives scenario - input'!$CX133:$GJ133,'Lives scenario - input'!$I133,'Lives scenario - input'!$G133,'Lives scenario - input'!$H133,20,TRUE,TRUE),\"\")","v":""},"","","","","","","","","","","","","","","","","","","",{"$f":"IFERROR(IF(OR(D148=\"\",'Lives scenario - input'!$F133=\"\"),\"\",D148/'Lives scenario - input'!$F133),\"\")","v":""},{"$f":"IFERROR(IF(OR(E148=\"\",'Lives scenario - input'!$F133=\"\"),\"\",E148/'Lives scenario - input'!$F133),\"\")","v":""},{"$f":"IFERROR(IF(OR(F148=\"\",'Lives scenario - input'!$F133=\"\"),\"\",F148/'Lives scenario - input'!$F133),\"\")","v":""},{"$f":"IFERROR(IF(OR(G148=\"\",'Lives scenario - input'!$F133=\"\"),\"\",G148/'Lives scenario - input'!$F133),\"\")","v":""},{"$f":"IFERROR(IF(OR(H148=\"\",'Lives scenario - input'!$F133=\"\"),\"\",H148/'Lives scenario - input'!$F133),\"\")","v":""},{"$f":"IFERROR(IF(OR(I148=\"\",'Lives scenario - input'!$F133=\"\"),\"\",I148/'Lives scenario - input'!$F133),\"\")","v":""},{"$f":"IFERROR(IF(OR(J148=\"\",'Lives scenario - input'!$F133=\"\"),\"\",J148/'Lives scenario - input'!$F133),\"\")","v":""},{"$f":"IFERROR(IF(OR(K148=\"\",'Lives scenario - input'!$F133=\"\"),\"\",K148/'Lives scenario - input'!$F133),\"\")","v":""},{"$f":"IFERROR(IF(OR(L148=\"\",'Lives scenario - input'!$F133=\"\"),\"\",L148/'Lives scenario - input'!$F133),\"\")","v":""},{"$f":"IFERROR(IF(OR(M148=\"\",'Lives scenario - input'!$F133=\"\"),\"\",M148/'Lives scenario - input'!$F133),\"\")","v":""},{"$f":"IFERROR(IF(OR(N148=\"\",'Lives scenario - input'!$F133=\"\"),\"\",N148/'Lives scenario - input'!$F133),\"\")","v":""},{"$f":"IFERROR(IF(OR(O148=\"\",'Lives scenario - input'!$F133=\"\"),\"\",O148/'Lives scenario - input'!$F133),\"\")","v":""},{"$f":"IFERROR(IF(OR(P148=\"\",'Lives scenario - input'!$F133=\"\"),\"\",P148/'Lives scenario - input'!$F133),\"\")","v":""},{"$f":"IFERROR(IF(OR(Q148=\"\",'Lives scenario - input'!$F133=\"\"),\"\",Q148/'Lives scenario - input'!$F133),\"\")","v":""},{"$f":"IFERROR(IF(OR(R148=\"\",'Lives scenario - input'!$F133=\"\"),\"\",R148/'Lives scenario - input'!$F133),\"\")","v":""},{"$f":"IFERROR(IF(OR(S148=\"\",'Lives scenario - input'!$F133=\"\"),\"\",S148/'Lives scenario - input'!$F133),\"\")","v":""},{"$f":"IFERROR(IF(OR(T148=\"\",'Lives scenario - input'!$F133=\"\"),\"\",T148/'Lives scenario - input'!$F133),\"\")","v":""},{"$f":"IFERROR(IF(OR(U148=\"\",'Lives scenario - input'!$F133=\"\"),\"\",U148/'Lives scenario - input'!$F133),\"\")","v":""},{"$f":"IFERROR(IF(OR(V148=\"\",'Lives scenario - input'!$F133=\"\"),\"\",V148/'Lives scenario - input'!$F133),\"\")","v":""},{"$f":"IFERROR(IF(OR(W148=\"\",'Lives scenario - input'!$F133=\"\"),\"\",W148/'Lives scenario - input'!$F133),\"\")","v":""}]
[{"$f":"IFERROR('Lives scenario - input'!A134,\"\")","v":""},{"$f":"IFERROR('Lives scenario - input'!B134,\"\")","v":""},{"$f":"IFERROR('Lives scenario - input'!C134,\"\")","v":""},{"$f":"IFERROR(repcalc('Lives scenario - input'!$CX134:$GJ134,'Lives scenario - input'!$I134,'Lives scenario - input'!$G134,'Lives scenario - input'!$H134,20,TRUE,TRUE),\"\")","v":""},"","","","","","","","","","","","","","","","","","","",{"$f":"IFERROR(IF(OR(D149=\"\",'Lives scenario - input'!$F134=\"\"),\"\",D149/'Lives scenario - input'!$F134),\"\")","v":""},{"$f":"IFERROR(IF(OR(E149=\"\",'Lives scenario - input'!$F134=\"\"),\"\",E149/'Lives scenario - input'!$F134),\"\")","v":""},{"$f":"IFERROR(IF(OR(F149=\"\",'Lives scenario - input'!$F134=\"\"),\"\",F149/'Lives scenario - input'!$F134),\"\")","v":""},{"$f":"IFERROR(IF(OR(G149=\"\",'Lives scenario - input'!$F134=\"\"),\"\",G149/'Lives scenario - input'!$F134),\"\")","v":""},{"$f":"IFERROR(IF(OR(H149=\"\",'Lives scenario - input'!$F134=\"\"),\"\",H149/'Lives scenario - input'!$F134),\"\")","v":""},{"$f":"IFERROR(IF(OR(I149=\"\",'Lives scenario - input'!$F134=\"\"),\"\",I149/'Lives scenario - input'!$F134),\"\")","v":""},{"$f":"IFERROR(IF(OR(J149=\"\",'Lives scenario - input'!$F134=\"\"),\"\",J149/'Lives scenario - input'!$F134),\"\")","v":""},{"$f":"IFERROR(IF(OR(K149=\"\",'Lives scenario - input'!$F134=\"\"),\"\",K149/'Lives scenario - input'!$F134),\"\")","v":""},{"$f":"IFERROR(IF(OR(L149=\"\",'Lives scenario - input'!$F134=\"\"),\"\",L149/'Lives scenario - input'!$F134),\"\")","v":""},{"$f":"IFERROR(IF(OR(M149=\"\",'Lives scenario - input'!$F134=\"\"),\"\",M149/'Lives scenario - input'!$F134),\"\")","v":""},{"$f":"IFERROR(IF(OR(N149=\"\",'Lives scenario - input'!$F134=\"\"),\"\",N149/'Lives scenario - input'!$F134),\"\")","v":""},{"$f":"IFERROR(IF(OR(O149=\"\",'Lives scenario - input'!$F134=\"\"),\"\",O149/'Lives scenario - input'!$F134),\"\")","v":""},{"$f":"IFERROR(IF(OR(P149=\"\",'Lives scenario - input'!$F134=\"\"),\"\",P149/'Lives scenario - input'!$F134),\"\")","v":""},{"$f":"IFERROR(IF(OR(Q149=\"\",'Lives scenario - input'!$F134=\"\"),\"\",Q149/'Lives scenario - input'!$F134),\"\")","v":""},{"$f":"IFERROR(IF(OR(R149=\"\",'Lives scenario - input'!$F134=\"\"),\"\",R149/'Lives scenario - input'!$F134),\"\")","v":""},{"$f":"IFERROR(IF(OR(S149=\"\",'Lives scenario - input'!$F134=\"\"),\"\",S149/'Lives scenario - input'!$F134),\"\")","v":""},{"$f":"IFERROR(IF(OR(T149=\"\",'Lives scenario - input'!$F134=\"\"),\"\",T149/'Lives scenario - input'!$F134),\"\")","v":""},{"$f":"IFERROR(IF(OR(U149=\"\",'Lives scenario - input'!$F134=\"\"),\"\",U149/'Lives scenario - input'!$F134),\"\")","v":""},{"$f":"IFERROR(IF(OR(V149=\"\",'Lives scenario - input'!$F134=\"\"),\"\",V149/'Lives scenario - input'!$F134),\"\")","v":""},{"$f":"IFERROR(IF(OR(W149=\"\",'Lives scenario - input'!$F134=\"\"),\"\",W149/'Lives scenario - input'!$F134),\"\")","v":""}]
[{"$f":"IFERROR('Lives scenario - input'!A135,\"\")","v":""},{"$f":"IFERROR('Lives scenario - input'!B135,\"\")","v":""},{"$f":"IFERROR('Lives scenario - input'!C135,\"\")","v":""},{"$f":"IFERROR(repcalc('Lives scenario - input'!$CX135:$GJ135,'Lives scenario - input'!$I135,'Lives scenario - input'!$G135,'Lives scenario - input'!$H135,20,TRUE,TRUE),\"\")","v":""},"","","","","","","","","","","","","","","","","","","",{"$f":"IFERROR(IF(OR(D150=\"\",'Lives scenario - input'!$F135=\"\"),\"\",D150/'Lives scenario - input'!$F135),\"\")","v":""},{"$f":"IFERROR(IF(OR(E150=\"\",'Lives scenario - input'!$F135=\"\"),\"\",E150/'Lives scenario - input'!$F135),\"\")","v":""},{"$f":"IFERROR(IF(OR(F150=\"\",'Lives scenario - input'!$F135=\"\"),\"\",F150/'Lives scenario - input'!$F135),\"\")","v":""},{"$f":"IFERROR(IF(OR(G150=\"\",'Lives scenario - input'!$F135=\"\"),\"\",G150/'Lives scenario - input'!$F135),\"\")","v":""},{"$f":"IFERROR(IF(OR(H150=\"\",'Lives scenario - input'!$F135=\"\"),\"\",H150/'Lives scenario - input'!$F135),\"\")","v":""},{"$f":"IFERROR(IF(OR(I150=\"\",'Lives scenario - input'!$F135=\"\"),\"\",I150/'Lives scenario - input'!$F135),\"\")","v":""},{"$f":"IFERROR(IF(OR(J150=\"\",'Lives scenario - input'!$F135=\"\"),\"\",J150/'Lives scenario - input'!$F135),\"\")","v":""},{"$f":"IFERROR(IF(OR(K150=\"\",'Lives scenario - input'!$F135=\"\"),\"\",K150/'Lives scenario - input'!$F135),\"\")","v":""},{"$f":"IFERROR(IF(OR(L150=\"\",'Lives scenario - input'!$F135=\"\"),\"\",L150/'Lives scenario - input'!$F135),\"\")","v":""},{"$f":"IFERROR(IF(OR(M150=\"\",'Lives scenario - input'!$F135=\"\"),\"\",M150/'Lives scenario - input'!$F135),\"\")","v":""},{"$f":"IFERROR(IF(OR(N150=\"\",'Lives scenario - input'!$F135=\"\"),\"\",N150/'Lives scenario - input'!$F135),\"\")","v":""},{"$f":"IFERROR(IF(OR(O150=\"\",'Lives scenario - input'!$F135=\"\"),\"\",O150/'Lives scenario - input'!$F135),\"\")","v":""},{"$f":"IFERROR(IF(OR(P150=\"\",'Lives scenario - input'!$F135=\"\"),\"\",P150/'Lives scenario - input'!$F135),\"\")","v":""},{"$f":"IFERROR(IF(OR(Q150=\"\",'Lives scenario - input'!$F135=\"\"),\"\",Q150/'Lives scenario - input'!$F135),\"\")","v":""},{"$f":"IFERROR(IF(OR(R150=\"\",'Lives scenario - input'!$F135=\"\"),\"\",R150/'Lives scenario - input'!$F135),\"\")","v":""},{"$f":"IFERROR(IF(OR(S150=\"\",'Lives scenario - input'!$F135=\"\"),\"\",S150/'Lives scenario - input'!$F135),\"\")","v":""},{"$f":"IFERROR(IF(OR(T150=\"\",'Lives scenario - input'!$F135=\"\"),\"\",T150/'Lives scenario - input'!$F135),\"\")","v":""},{"$f":"IFERROR(IF(OR(U150=\"\",'Lives scenario - input'!$F135=\"\"),\"\",U150/'Lives scenario - input'!$F135),\"\")","v":""},{"$f":"IFERROR(IF(OR(V150=\"\",'Lives scenario - input'!$F135=\"\"),\"\",V150/'Lives scenario - input'!$F135),\"\")","v":""},{"$f":"IFERROR(IF(OR(W150=\"\",'Lives scenario - input'!$F135=\"\"),\"\",W150/'Lives scenario - input'!$F135),\"\")","v":""}]
[{"$f":"IFERROR('Lives scenario - input'!A136,\"\")","v":""},{"$f":"IFERROR('Lives scenario - input'!B136,\"\")","v":""},{"$f":"IFERROR('Lives scenario - input'!C136,\"\")","v":""},{"$f":"IFERROR(repcalc('Lives scenario - input'!$CX136:$GJ136,'Lives scenario - input'!$I136,'Lives scenario - input'!$G136,'Lives scenario - input'!$H136,20,TRUE,TRUE),\"\")","v":""},"","","","","","","","","","","","","","","","","","","",{"$f":"IFERROR(IF(OR(D151=\"\",'Lives scenario - input'!$F136=\"\"),\"\",D151/'Lives scenario - input'!$F136),\"\")","v":""},{"$f":"IFERROR(IF(OR(E151=\"\",'Lives scenario - input'!$F136=\"\"),\"\",E151/'Lives scenario - input'!$F136),\"\")","v":""},{"$f":"IFERROR(IF(OR(F151=\"\",'Lives scenario - input'!$F136=\"\"),\"\",F151/'Lives scenario - input'!$F136),\"\")","v":""},{"$f":"IFERROR(IF(OR(G151=\"\",'Lives scenario - input'!$F136=\"\"),\"\",G151/'Lives scenario - input'!$F136),\"\")","v":""},{"$f":"IFERROR(IF(OR(H151=\"\",'Lives scenario - input'!$F136=\"\"),\"\",H151/'Lives scenario - input'!$F136),\"\")","v":""},{"$f":"IFERROR(IF(OR(I151=\"\",'Lives scenario - input'!$F136=\"\"),\"\",I151/'Lives scenario - input'!$F136),\"\")","v":""},{"$f":"IFERROR(IF(OR(J151=\"\",'Lives scenario - input'!$F136=\"\"),\"\",J151/'Lives scenario - input'!$F136),\"\")","v":""},{"$f":"IFERROR(IF(OR(K151=\"\",'Lives scenario - input'!$F136=\"\"),\"\",K151/'Lives scenario - input'!$F136),\"\")","v":""},{"$f":"IFERROR(IF(OR(L151=\"\",'Lives scenario - input'!$F136=\"\"),\"\",L151/'Lives scenario - input'!$F136),\"\")","v":""},{"$f":"IFERROR(IF(OR(M151=\"\",'Lives scenario - input'!$F136=\"\"),\"\",M151/'Lives scenario - input'!$F136),\"\")","v":""},{"$f":"IFERROR(IF(OR(N151=\"\",'Lives scenario - input'!$F136=\"\"),\"\",N151/'Lives scenario - input'!$F136),\"\")","v":""},{"$f":"IFERROR(IF(OR(O151=\"\",'Lives scenario - input'!$F136=\"\"),\"\",O151/'Lives scenario - input'!$F136),\"\")","v":""},{"$f":"IFERROR(IF(OR(P151=\"\",'Lives scenario - input'!$F136=\"\"),\"\",P151/'Lives scenario - input'!$F136),\"\")","v":""},{"$f":"IFERROR(IF(OR(Q151=\"\",'Lives scenario - input'!$F136=\"\"),\"\",Q151/'Lives scenario - input'!$F136),\"\")","v":""},{"$f":"IFERROR(IF(OR(R151=\"\",'Lives scenario - input'!$F136=\"\"),\"\",R151/'Lives scenario - input'!$F136),\"\")","v":""},{"$f":"IFERROR(IF(OR(S151=\"\",'Lives scenario - input'!$F136=\"\"),\"\",S151/'Lives scenario - input'!$F136),\"\")","v":""},{"$f":"IFERROR(IF(OR(T151=\"\",'Lives scenario - input'!$F136=\"\"),\"\",T151/'Lives scenario - input'!$F136),\"\")","v":""},{"$f":"IFERROR(IF(OR(U151=\"\",'Lives scenario - input'!$F136=\"\"),\"\",U151/'Lives scenario - input'!$F136),\"\")","v":""},{"$f":"IFERROR(IF(OR(V151=\"\",'Lives scenario - input'!$F136=\"\"),\"\",V151/'Lives scenario - input'!$F136),\"\")","v":""},{"$f":"IFERROR(IF(OR(W151=\"\",'Lives scenario - input'!$F136=\"\"),\"\",W151/'Lives scenario - input'!$F136),\"\")","v":""}]
[{"$f":"IFERROR('Lives scenario - input'!A137,\"\")","v":""},{"$f":"IFERROR('Lives scenario - input'!B137,\"\")","v":""},{"$f":"IFERROR('Lives scenario - input'!C137,\"\")","v":""},{"$f":"IFERROR(repcalc('Lives scenario - input'!$CX137:$GJ137,'Lives scenario - input'!$I137,'Lives scenario - input'!$G137,'Lives scenario - input'!$H137,20,TRUE,TRUE),\"\")","v":""},"","","","","","","","","","","","","","","","","","","",{"$f":"IFERROR(IF(OR(D152=\"\",'Lives scenario - input'!$F137=\"\"),\"\",D152/'Lives scenario - input'!$F137),\"\")","v":""},{"$f":"IFERROR(IF(OR(E152=\"\",'Lives scenario - input'!$F137=\"\"),\"\",E152/'Lives scenario - input'!$F137),\"\")","v":""},{"$f":"IFERROR(IF(OR(F152=\"\",'Lives scenario - input'!$F137=\"\"),\"\",F152/'Lives scenario - input'!$F137),\"\")","v":""},{"$f":"IFERROR(IF(OR(G152=\"\",'Lives scenario - input'!$F137=\"\"),\"\",G152/'Lives scenario - input'!$F137),\"\")","v":""},{"$f":"IFERROR(IF(OR(H152=\"\",'Lives scenario - input'!$F137=\"\"),\"\",H152/'Lives scenario - input'!$F137),\"\")","v":""},{"$f":"IFERROR(IF(OR(I152=\"\",'Lives scenario - input'!$F137=\"\"),\"\",I152/'Lives scenario - input'!$F137),\"\")","v":""},{"$f":"IFERROR(IF(OR(J152=\"\",'Lives scenario - input'!$F137=\"\"),\"\",J152/'Lives scenario - input'!$F137),\"\")","v":""},{"$f":"IFERROR(IF(OR(K152=\"\",'Lives scenario - input'!$F137=\"\"),\"\",K152/'Lives scenario - input'!$F137),\"\")","v":""},{"$f":"IFERROR(IF(OR(L152=\"\",'Lives scenario - input'!$F137=\"\"),\"\",L152/'Lives scenario - input'!$F137),\"\")","v":""},{"$f":"IFERROR(IF(OR(M152=\"\",'Lives scenario - input'!$F137=\"\"),\"\",M152/'Lives scenario - input'!$F137),\"\")","v":""},{"$f":"IFERROR(IF(OR(N152=\"\",'Lives scenario - input'!$F137=\"\"),\"\",N152/'Lives scenario - input'!$F137),\"\")","v":""},{"$f":"IFERROR(IF(OR(O152=\"\",'Lives scenario - input'!$F137=\"\"),\"\",O152/'Lives scenario - input'!$F137),\"\")","v":""},{"$f":"IFERROR(IF(OR(P152=\"\",'Lives scenario - input'!$F137=\"\"),\"\",P152/'Lives scenario - input'!$F137),\"\")","v":""},{"$f":"IFERROR(IF(OR(Q152=\"\",'Lives scenario - input'!$F137=\"\"),\"\",Q152/'Lives scenario - input'!$F137),\"\")","v":""},{"$f":"IFERROR(IF(OR(R152=\"\",'Lives scenario - input'!$F137=\"\"),\"\",R152/'Lives scenario - input'!$F137),\"\")","v":""},{"$f":"IFERROR(IF(OR(S152=\"\",'Lives scenario - input'!$F137=\"\"),\"\",S152/'Lives scenario - input'!$F137),\"\")","v":""},{"$f":"IFERROR(IF(OR(T152=\"\",'Lives scenario - input'!$F137=\"\"),\"\",T152/'Lives scenario - input'!$F137),\"\")","v":""},{"$f":"IFERROR(IF(OR(U152=\"\",'Lives scenario - input'!$F137=\"\"),\"\",U152/'Lives scenario - input'!$F137),\"\")","v":""},{"$f":"IFERROR(IF(OR(V152=\"\",'Lives scenario - input'!$F137=\"\"),\"\",V152/'Lives scenario - input'!$F137),\"\")","v":""},{"$f":"IFERROR(IF(OR(W152=\"\",'Lives scenario - input'!$F137=\"\"),\"\",W152/'Lives scenario - input'!$F137),\"\")","v":""}]
[{"$f":"IFERROR('Lives scenario - input'!A138,\"\")","v":""},{"$f":"IFERROR('Lives scenario - input'!B138,\"\")","v":""},{"$f":"IFERROR('Lives scenario - input'!C138,\"\")","v":""},{"$f":"IFERROR(repcalc('Lives scenario - input'!$CX138:$GJ138,'Lives scenario - input'!$I138,'Lives scenario - input'!$G138,'Lives scenario - input'!$H138,20,TRUE,TRUE),\"\")","v":""},"","","","","","","","","","","","","","","","","","","",{"$f":"IFERROR(IF(OR(D153=\"\",'Lives scenario - input'!$F138=\"\"),\"\",D153/'Lives scenario - input'!$F138),\"\")","v":""},{"$f":"IFERROR(IF(OR(E153=\"\",'Lives scenario - input'!$F138=\"\"),\"\",E153/'Lives scenario - input'!$F138),\"\")","v":""},{"$f":"IFERROR(IF(OR(F153=\"\",'Lives scenario - input'!$F138=\"\"),\"\",F153/'Lives scenario - input'!$F138),\"\")","v":""},{"$f":"IFERROR(IF(OR(G153=\"\",'Lives scenario - input'!$F138=\"\"),\"\",G153/'Lives scenario - input'!$F138),\"\")","v":""},{"$f":"IFERROR(IF(OR(H153=\"\",'Lives scenario - input'!$F138=\"\"),\"\",H153/'Lives scenario - input'!$F138),\"\")","v":""},{"$f":"IFERROR(IF(OR(I153=\"\",'Lives scenario - input'!$F138=\"\"),\"\",I153/'Lives scenario - input'!$F138),\"\")","v":""},{"$f":"IFERROR(IF(OR(J153=\"\",'Lives scenario - input'!$F138=\"\"),\"\",J153/'Lives scenario - input'!$F138),\"\")","v":""},{"$f":"IFERROR(IF(OR(K153=\"\",'Lives scenario - input'!$F138=\"\"),\"\",K153/'Lives scenario - input'!$F138),\"\")","v":""},{"$f":"IFERROR(IF(OR(L153=\"\",'Lives scenario - input'!$F138=\"\"),\"\",L153/'Lives scenario - input'!$F138),\"\")","v":""},{"$f":"IFERROR(IF(OR(M153=\"\",'Lives scenario - input'!$F138=\"\"),\"\",M153/'Lives scenario - input'!$F138),\"\")","v":""},{"$f":"IFERROR(IF(OR(N153=\"\",'Lives scenario - input'!$F138=\"\"),\"\",N153/'Lives scenario - input'!$F138),\"\")","v":""},{"$f":"IFERROR(IF(OR(O153=\"\",'Lives scenario - input'!$F138=\"\"),\"\",O153/'Lives scenario - input'!$F138),\"\")","v":""},{"$f":"IFERROR(IF(OR(P153=\"\",'Lives scenario - input'!$F138=\"\"),\"\",P153/'Lives scenario - input'!$F138),\"\")","v":""},{"$f":"IFERROR(IF(OR(Q153=\"\",'Lives scenario - input'!$F138=\"\"),\"\",Q153/'Lives scenario - input'!$F138),\"\")","v":""},{"$f":"IFERROR(IF(OR(R153=\"\",'Lives scenario - input'!$F138=\"\"),\"\",R153/'Lives scenario - input'!$F138),\"\")","v":""},{"$f":"IFERROR(IF(OR(S153=\"\",'Lives scenario - input'!$F138=\"\"),\"\",S153/'Lives scenario - input'!$F138),\"\")","v":""},{"$f":"IFERROR(IF(OR(T153=\"\",'Lives scenario - input'!$F138=\"\"),\"\",T153/'Lives scenario - input'!$F138),\"\")","v":""},{"$f":"IFERROR(IF(OR(U153=\"\",'Lives scenario - input'!$F138=\"\"),\"\",U153/'Lives scenario - input'!$F138),\"\")","v":""},{"$f":"IFERROR(IF(OR(V153=\"\",'Lives scenario - input'!$F138=\"\"),\"\",V153/'Lives scenario - input'!$F138),\"\")","v":""},{"$f":"IFERROR(IF(OR(W153=\"\",'Lives scenario - input'!$F138=\"\"),\"\",W153/'Lives scenario - input'!$F138),\"\")","v":""}]
[{"$f":"IFERROR('Lives scenario - input'!A139,\"\")","v":""},{"$f":"IFERROR('Lives scenario - input'!B139,\"\")","v":""},{"$f":"IFERROR('Lives scenario - input'!C139,\"\")","v":""},{"$f":"IFERROR(repcalc('Lives scenario - input'!$CX139:$GJ139,'Lives scenario - input'!$I139,'Lives scenario - input'!$G139,'Lives scenario - input'!$H139,20,TRUE,TRUE),\"\")","v":""},"","","","","","","","","","","","","","","","","","","",{"$f":"IFERROR(IF(OR(D154=\"\",'Lives scenario - input'!$F139=\"\"),\"\",D154/'Lives scenario - input'!$F139),\"\")","v":""},{"$f":"IFERROR(IF(OR(E154=\"\",'Lives scenario - input'!$F139=\"\"),\"\",E154/'Lives scenario - input'!$F139),\"\")","v":""},{"$f":"IFERROR(IF(OR(F154=\"\",'Lives scenario - input'!$F139=\"\"),\"\",F154/'Lives scenario - input'!$F139),\"\")","v":""},{"$f":"IFERROR(IF(OR(G154=\"\",'Lives scenario - input'!$F139=\"\"),\"\",G154/'Lives scenario - input'!$F139),\"\")","v":""},{"$f":"IFERROR(IF(OR(H154=\"\",'Lives scenario - input'!$F139=\"\"),\"\",H154/'Lives scenario - input'!$F139),\"\")","v":""},{"$f":"IFERROR(IF(OR(I154=\"\",'Lives scenario - input'!$F139=\"\"),\"\",I154/'Lives scenario - input'!$F139),\"\")","v":""},{"$f":"IFERROR(IF(OR(J154=\"\",'Lives scenario - input'!$F139=\"\"),\"\",J154/'Lives scenario - input'!$F139),\"\")","v":""},{"$f":"IFERROR(IF(OR(K154=\"\",'Lives scenario - input'!$F139=\"\"),\"\",K154/'Lives scenario - input'!$F139),\"\")","v":""},{"$f":"IFERROR(IF(OR(L154=\"\",'Lives scenario - input'!$F139=\"\"),\"\",L154/'Lives scenario - input'!$F139),\"\")","v":""},{"$f":"IFERROR(IF(OR(M154=\"\",'Lives scenario - input'!$F139=\"\"),\"\",M154/'Lives scenario - input'!$F139),\"\")","v":""},{"$f":"IFERROR(IF(OR(N154=\"\",'Lives scenario - input'!$F139=\"\"),\"\",N154/'Lives scenario - input'!$F139),\"\")","v":""},{"$f":"IFERROR(IF(OR(O154=\"\",'Lives scenario - input'!$F139=\"\"),\"\",O154/'Lives scenario - input'!$F139),\"\")","v":""},{"$f":"IFERROR(IF(OR(P154=\"\",'Lives scenario - input'!$F139=\"\"),\"\",P154/'Lives scenario - input'!$F139),\"\")","v":""},{"$f":"IFERROR(IF(OR(Q154=\"\",'Lives scenario - input'!$F139=\"\"),\"\",Q154/'Lives scenario - input'!$F139),\"\")","v":""},{"$f":"IFERROR(IF(OR(R154=\"\",'Lives scenario - input'!$F139=\"\"),\"\",R154/'Lives scenario - input'!$F139),\"\")","v":""},{"$f":"IFERROR(IF(OR(S154=\"\",'Lives scenario - input'!$F139=\"\"),\"\",S154/'Lives scenario - input'!$F139),\"\")","v":""},{"$f":"IFERROR(IF(OR(T154=\"\",'Lives scenario - input'!$F139=\"\"),\"\",T154/'Lives scenario - input'!$F139),\"\")","v":""},{"$f":"IFERROR(IF(OR(U154=\"\",'Lives scenario - input'!$F139=\"\"),\"\",U154/'Lives scenario - input'!$F139),\"\")","v":""},{"$f":"IFERROR(IF(OR(V154=\"\",'Lives scenario - input'!$F139=\"\"),\"\",V154/'Lives scenario - input'!$F139),\"\")","v":""},{"$f":"IFERROR(IF(OR(W154=\"\",'Lives scenario - input'!$F139=\"\"),\"\",W154/'Lives scenario - input'!$F139),\"\")","v":""}]
[{"$f":"IFERROR('Lives scenario - input'!A140,\"\")","v":""},{"$f":"IFERROR('Lives scenario - input'!B140,\"\")","v":""},{"$f":"IFERROR('Lives scenario - input'!C140,\"\")","v":""},{"$f":"IFERROR(repcalc('Lives scenario - input'!$CX140:$GJ140,'Lives scenario - input'!$I140,'Lives scenario - input'!$G140,'Lives scenario - input'!$H140,20,TRUE,TRUE),\"\")","v":""},"","","","","","","","","","","","","","","","","","","",{"$f":"IFERROR(IF(OR(D155=\"\",'Lives scenario - input'!$F140=\"\"),\"\",D155/'Lives scenario - input'!$F140),\"\")","v":""},{"$f":"IFERROR(IF(OR(E155=\"\",'Lives scenario - input'!$F140=\"\"),\"\",E155/'Lives scenario - input'!$F140),\"\")","v":""},{"$f":"IFERROR(IF(OR(F155=\"\",'Lives scenario - input'!$F140=\"\"),\"\",F155/'Lives scenario - input'!$F140),\"\")","v":""},{"$f":"IFERROR(IF(OR(G155=\"\",'Lives scenario - input'!$F140=\"\"),\"\",G155/'Lives scenario - input'!$F140),\"\")","v":""},{"$f":"IFERROR(IF(OR(H155=\"\",'Lives scenario - input'!$F140=\"\"),\"\",H155/'Lives scenario - input'!$F140),\"\")","v":""},{"$f":"IFERROR(IF(OR(I155=\"\",'Lives scenario - input'!$F140=\"\"),\"\",I155/'Lives scenario - input'!$F140),\"\")","v":""},{"$f":"IFERROR(IF(OR(J155=\"\",'Lives scenario - input'!$F140=\"\"),\"\",J155/'Lives scenario - input'!$F140),\"\")","v":""},{"$f":"IFERROR(IF(OR(K155=\"\",'Lives scenario - input'!$F140=\"\"),\"\",K155/'Lives scenario - input'!$F140),\"\")","v":""},{"$f":"IFERROR(IF(OR(L155=\"\",'Lives scenario - input'!$F140=\"\"),\"\",L155/'Lives scenario - input'!$F140),\"\")","v":""},{"$f":"IFERROR(IF(OR(M155=\"\",'Lives scenario - input'!$F140=\"\"),\"\",M155/'Lives scenario - input'!$F140),\"\")","v":""},{"$f":"IFERROR(IF(OR(N155=\"\",'Lives scenario - input'!$F140=\"\"),\"\",N155/'Lives scenario - input'!$F140),\"\")","v":""},{"$f":"IFERROR(IF(OR(O155=\"\",'Lives scenario - input'!$F140=\"\"),\"\",O155/'Lives scenario - input'!$F140),\"\")","v":""},{"$f":"IFERROR(IF(OR(P155=\"\",'Lives scenario - input'!$F140=\"\"),\"\",P155/'Lives scenario - input'!$F140),\"\")","v":""},{"$f":"IFERROR(IF(OR(Q155=\"\",'Lives scenario - input'!$F140=\"\"),\"\",Q155/'Lives scenario - input'!$F140),\"\")","v":""},{"$f":"IFERROR(IF(OR(R155=\"\",'Lives scenario - input'!$F140=\"\"),\"\",R155/'Lives scenario - input'!$F140),\"\")","v":""},{"$f":"IFERROR(IF(OR(S155=\"\",'Lives scenario - input'!$F140=\"\"),\"\",S155/'Lives scenario - input'!$F140),\"\")","v":""},{"$f":"IFERROR(IF(OR(T155=\"\",'Lives scenario - input'!$F140=\"\"),\"\",T155/'Lives scenario - input'!$F140),\"\")","v":""},{"$f":"IFERROR(IF(OR(U155=\"\",'Lives scenario - input'!$F140=\"\"),\"\",U155/'Lives scenario - input'!$F140),\"\")","v":""},{"$f":"IFERROR(IF(OR(V155=\"\",'Lives scenario - input'!$F140=\"\"),\"\",V155/'Lives scenario - input'!$F140),\"\")","v":""},{"$f":"IFERROR(IF(OR(W155=\"\",'Lives scenario - input'!$F140=\"\"),\"\",W155/'Lives scenario - input'!$F140),\"\")","v":""}]
[{"$f":"IFERROR('Lives scenario - input'!A141,\"\")","v":""},{"$f":"IFERROR('Lives scenario - input'!B141,\"\")","v":""},{"$f":"IFERROR('Lives scenario - input'!C141,\"\")","v":""},{"$f":"IFERROR(repcalc('Lives scenario - input'!$CX141:$GJ141,'Lives scenario - input'!$I141,'Lives scenario - input'!$G141,'Lives scenario - input'!$H141,20,TRUE,TRUE),\"\")","v":""},"","","","","","","","","","","","","","","","","","","",{"$f":"IFERROR(IF(OR(D156=\"\",'Lives scenario - input'!$F141=\"\"),\"\",D156/'Lives scenario - input'!$F141),\"\")","v":""},{"$f":"IFERROR(IF(OR(E156=\"\",'Lives scenario - input'!$F141=\"\"),\"\",E156/'Lives scenario - input'!$F141),\"\")","v":""},{"$f":"IFERROR(IF(OR(F156=\"\",'Lives scenario - input'!$F141=\"\"),\"\",F156/'Lives scenario - input'!$F141),\"\")","v":""},{"$f":"IFERROR(IF(OR(G156=\"\",'Lives scenario - input'!$F141=\"\"),\"\",G156/'Lives scenario - input'!$F141),\"\")","v":""},{"$f":"IFERROR(IF(OR(H156=\"\",'Lives scenario - input'!$F141=\"\"),\"\",H156/'Lives scenario - input'!$F141),\"\")","v":""},{"$f":"IFERROR(IF(OR(I156=\"\",'Lives scenario - input'!$F141=\"\"),\"\",I156/'Lives scenario - input'!$F141),\"\")","v":""},{"$f":"IFERROR(IF(OR(J156=\"\",'Lives scenario - input'!$F141=\"\"),\"\",J156/'Lives scenario - input'!$F141),\"\")","v":""},{"$f":"IFERROR(IF(OR(K156=\"\",'Lives scenario - input'!$F141=\"\"),\"\",K156/'Lives scenario - input'!$F141),\"\")","v":""},{"$f":"IFERROR(IF(OR(L156=\"\",'Lives scenario - input'!$F141=\"\"),\"\",L156/'Lives scenario - input'!$F141),\"\")","v":""},{"$f":"IFERROR(IF(OR(M156=\"\",'Lives scenario - input'!$F141=\"\"),\"\",M156/'Lives scenario - input'!$F141),\"\")","v":""},{"$f":"IFERROR(IF(OR(N156=\"\",'Lives scenario - input'!$F141=\"\"),\"\",N156/'Lives scenario - input'!$F141),\"\")","v":""},{"$f":"IFERROR(IF(OR(O156=\"\",'Lives scenario - input'!$F141=\"\"),\"\",O156/'Lives scenario - input'!$F141),\"\")","v":""},{"$f":"IFERROR(IF(OR(P156=\"\",'Lives scenario - input'!$F141=\"\"),\"\",P156/'Lives scenario - input'!$F141),\"\")","v":""},{"$f":"IFERROR(IF(OR(Q156=\"\",'Lives scenario - input'!$F141=\"\"),\"\",Q156/'Lives scenario - input'!$F141),\"\")","v":""},{"$f":"IFERROR(IF(OR(R156=\"\",'Lives scenario - input'!$F141=\"\"),\"\",R156/'Lives scenario - input'!$F141),\"\")","v":""},{"$f":"IFERROR(IF(OR(S156=\"\",'Lives scenario - input'!$F141=\"\"),\"\",S156/'Lives scenario - input'!$F141),\"\")","v":""},{"$f":"IFERROR(IF(OR(T156=\"\",'Lives scenario - input'!$F141=\"\"),\"\",T156/'Lives scenario - input'!$F141),\"\")","v":""},{"$f":"IFERROR(IF(OR(U156=\"\",'Lives scenario - input'!$F141=\"\"),\"\",U156/'Lives scenario - input'!$F141),\"\")","v":""},{"$f":"IFERROR(IF(OR(V156=\"\",'Lives scenario - input'!$F141=\"\"),\"\",V156/'Lives scenario - input'!$F141),\"\")","v":""},{"$f":"IFERROR(IF(OR(W156=\"\",'Lives scenario - input'!$F141=\"\"),\"\",W156/'Lives scenario - input'!$F141),\"\")","v":""}]
[{"$f":"IFERROR('Lives scenario - input'!A142,\"\")","v":""},{"$f":"IFERROR('Lives scenario - input'!B142,\"\")","v":""},{"$f":"IFERROR('Lives scenario - input'!C142,\"\")","v":""},{"$f":"IFERROR(repcalc('Lives scenario - input'!$CX142:$GJ142,'Lives scenario - input'!$I142,'Lives scenario - input'!$G142,'Lives scenario - input'!$H142,20,TRUE,TRUE),\"\")","v":""},"","","","","","","","","","","","","","","","","","","",{"$f":"IFERROR(IF(OR(D157=\"\",'Lives scenario - input'!$F142=\"\"),\"\",D157/'Lives scenario - input'!$F142),\"\")","v":""},{"$f":"IFERROR(IF(OR(E157=\"\",'Lives scenario - input'!$F142=\"\"),\"\",E157/'Lives scenario - input'!$F142),\"\")","v":""},{"$f":"IFERROR(IF(OR(F157=\"\",'Lives scenario - input'!$F142=\"\"),\"\",F157/'Lives scenario - input'!$F142),\"\")","v":""},{"$f":"IFERROR(IF(OR(G157=\"\",'Lives scenario - input'!$F142=\"\"),\"\",G157/'Lives scenario - input'!$F142),\"\")","v":""},{"$f":"IFERROR(IF(OR(H157=\"\",'Lives scenario - input'!$F142=\"\"),\"\",H157/'Lives scenario - input'!$F142),\"\")","v":""},{"$f":"IFERROR(IF(OR(I157=\"\",'Lives scenario - input'!$F142=\"\"),\"\",I157/'Lives scenario - input'!$F142),\"\")","v":""},{"$f":"IFERROR(IF(OR(J157=\"\",'Lives scenario - input'!$F142=\"\"),\"\",J157/'Lives scenario - input'!$F142),\"\")","v":""},{"$f":"IFERROR(IF(OR(K157=\"\",'Lives scenario - input'!$F142=\"\"),\"\",K157/'Lives scenario - input'!$F142),\"\")","v":""},{"$f":"IFERROR(IF(OR(L157=\"\",'Lives scenario - input'!$F142=\"\"),\"\",L157/'Lives scenario - input'!$F142),\"\")","v":""},{"$f":"IFERROR(IF(OR(M157=\"\",'Lives scenario - input'!$F142=\"\"),\"\",M157/'Lives scenario - input'!$F142),\"\")","v":""},{"$f":"IFERROR(IF(OR(N157=\"\",'Lives scenario - input'!$F142=\"\"),\"\",N157/'Lives scenario - input'!$F142),\"\")","v":""},{"$f":"IFERROR(IF(OR(O157=\"\",'Lives scenario - input'!$F142=\"\"),\"\",O157/'Lives scenario - input'!$F142),\"\")","v":""},{"$f":"IFERROR(IF(OR(P157=\"\",'Lives scenario - input'!$F142=\"\"),\"\",P157/'Lives scenario - input'!$F142),\"\")","v":""},{"$f":"IFERROR(IF(OR(Q157=\"\",'Lives scenario - input'!$F142=\"\"),\"\",Q157/'Lives scenario - input'!$F142),\"\")","v":""},{"$f":"IFERROR(IF(OR(R157=\"\",'Lives scenario - input'!$F142=\"\"),\"\",R157/'Lives scenario - input'!$F142),\"\")","v":""},{"$f":"IFERROR(IF(OR(S157=\"\",'Lives scenario - input'!$F142=\"\"),\"\",S157/'Lives scenario - input'!$F142),\"\")","v":""},{"$f":"IFERROR(IF(OR(T157=\"\",'Lives scenario - input'!$F142=\"\"),\"\",T157/'Lives scenario - input'!$F142),\"\")","v":""},{"$f":"IFERROR(IF(OR(U157=\"\",'Lives scenario - input'!$F142=\"\"),\"\",U157/'Lives scenario - input'!$F142),\"\")","v":""},{"$f":"IFERROR(IF(OR(V157=\"\",'Lives scenario - input'!$F142=\"\"),\"\",V157/'Lives scenario - input'!$F142),\"\")","v":""},{"$f":"IFERROR(IF(OR(W157=\"\",'Lives scenario - input'!$F142=\"\"),\"\",W157/'Lives scenario - input'!$F142),\"\")","v":""}]
[{"$f":"IFERROR('Lives scenario - input'!A143,\"\")","v":""},{"$f":"IFERROR('Lives scenario - input'!B143,\"\")","v":""},{"$f":"IFERROR('Lives scenario - input'!C143,\"\")","v":""},{"$f":"IFERROR(repcalc('Lives scenario - input'!$CX143:$GJ143,'Lives scenario - input'!$I143,'Lives scenario - input'!$G143,'Lives scenario - input'!$H143,20,TRUE,TRUE),\"\")","v":""},"","","","","","","","","","","","","","","","","","","",{"$f":"IFERROR(IF(OR(D158=\"\",'Lives scenario - input'!$F143=\"\"),\"\",D158/'Lives scenario - input'!$F143),\"\")","v":""},{"$f":"IFERROR(IF(OR(E158=\"\",'Lives scenario - input'!$F143=\"\"),\"\",E158/'Lives scenario - input'!$F143),\"\")","v":""},{"$f":"IFERROR(IF(OR(F158=\"\",'Lives scenario - input'!$F143=\"\"),\"\",F158/'Lives scenario - input'!$F143),\"\")","v":""},{"$f":"IFERROR(IF(OR(G158=\"\",'Lives scenario - input'!$F143=\"\"),\"\",G158/'Lives scenario - input'!$F143),\"\")","v":""},{"$f":"IFERROR(IF(OR(H158=\"\",'Lives scenario - input'!$F143=\"\"),\"\",H158/'Lives scenario - input'!$F143),\"\")","v":""},{"$f":"IFERROR(IF(OR(I158=\"\",'Lives scenario - input'!$F143=\"\"),\"\",I158/'Lives scenario - input'!$F143),\"\")","v":""},{"$f":"IFERROR(IF(OR(J158=\"\",'Lives scenario - input'!$F143=\"\"),\"\",J158/'Lives scenario - input'!$F143),\"\")","v":""},{"$f":"IFERROR(IF(OR(K158=\"\",'Lives scenario - input'!$F143=\"\"),\"\",K158/'Lives scenario - input'!$F143),\"\")","v":""},{"$f":"IFERROR(IF(OR(L158=\"\",'Lives scenario - input'!$F143=\"\"),\"\",L158/'Lives scenario - input'!$F143),\"\")","v":""},{"$f":"IFERROR(IF(OR(M158=\"\",'Lives scenario - input'!$F143=\"\"),\"\",M158/'Lives scenario - input'!$F143),\"\")","v":""},{"$f":"IFERROR(IF(OR(N158=\"\",'Lives scenario - input'!$F143=\"\"),\"\",N158/'Lives scenario - input'!$F143),\"\")","v":""},{"$f":"IFERROR(IF(OR(O158=\"\",'Lives scenario - input'!$F143=\"\"),\"\",O158/'Lives scenario - input'!$F143),\"\")","v":""},{"$f":"IFERROR(IF(OR(P158=\"\",'Lives scenario - input'!$F143=\"\"),\"\",P158/'Lives scenario - input'!$F143),\"\")","v":""},{"$f":"IFERROR(IF(OR(Q158=\"\",'Lives scenario - input'!$F143=\"\"),\"\",Q158/'Lives scenario - input'!$F143),\"\")","v":""},{"$f":"IFERROR(IF(OR(R158=\"\",'Lives scenario - input'!$F143=\"\"),\"\",R158/'Lives scenario - input'!$F143),\"\")","v":""},{"$f":"IFERROR(IF(OR(S158=\"\",'Lives scenario - input'!$F143=\"\"),\"\",S158/'Lives scenario - input'!$F143),\"\")","v":""},{"$f":"IFERROR(IF(OR(T158=\"\",'Lives scenario - input'!$F143=\"\"),\"\",T158/'Lives scenario - input'!$F143),\"\")","v":""},{"$f":"IFERROR(IF(OR(U158=\"\",'Lives scenario - input'!$F143=\"\"),\"\",U158/'Lives scenario - input'!$F143),\"\")","v":""},{"$f":"IFERROR(IF(OR(V158=\"\",'Lives scenario - input'!$F143=\"\"),\"\",V158/'Lives scenario - input'!$F143),\"\")","v":""},{"$f":"IFERROR(IF(OR(W158=\"\",'Lives scenario - input'!$F143=\"\"),\"\",W158/'Lives scenario - input'!$F143),\"\")","v":""}]
[{"$f":"IFERROR('Lives scenario - input'!A144,\"\")","v":""},{"$f":"IFERROR('Lives scenario - input'!B144,\"\")","v":""},{"$f":"IFERROR('Lives scenario - input'!C144,\"\")","v":""},{"$f":"IFERROR(repcalc('Lives scenario - input'!$CX144:$GJ144,'Lives scenario - input'!$I144,'Lives scenario - input'!$G144,'Lives scenario - input'!$H144,20,TRUE,TRUE),\"\")","v":""},"","","","","","","","","","","","","","","","","","","",{"$f":"IFERROR(IF(OR(D159=\"\",'Lives scenario - input'!$F144=\"\"),\"\",D159/'Lives scenario - input'!$F144),\"\")","v":""},{"$f":"IFERROR(IF(OR(E159=\"\",'Lives scenario - input'!$F144=\"\"),\"\",E159/'Lives scenario - input'!$F144),\"\")","v":""},{"$f":"IFERROR(IF(OR(F159=\"\",'Lives scenario - input'!$F144=\"\"),\"\",F159/'Lives scenario - input'!$F144),\"\")","v":""},{"$f":"IFERROR(IF(OR(G159=\"\",'Lives scenario - input'!$F144=\"\"),\"\",G159/'Lives scenario - input'!$F144),\"\")","v":""},{"$f":"IFERROR(IF(OR(H159=\"\",'Lives scenario - input'!$F144=\"\"),\"\",H159/'Lives scenario - input'!$F144),\"\")","v":""},{"$f":"IFERROR(IF(OR(I159=\"\",'Lives scenario - input'!$F144=\"\"),\"\",I159/'Lives scenario - input'!$F144),\"\")","v":""},{"$f":"IFERROR(IF(OR(J159=\"\",'Lives scenario - input'!$F144=\"\"),\"\",J159/'Lives scenario - input'!$F144),\"\")","v":""},{"$f":"IFERROR(IF(OR(K159=\"\",'Lives scenario - input'!$F144=\"\"),\"\",K159/'Lives scenario - input'!$F144),\"\")","v":""},{"$f":"IFERROR(IF(OR(L159=\"\",'Lives scenario - input'!$F144=\"\"),\"\",L159/'Lives scenario - input'!$F144),\"\")","v":""},{"$f":"IFERROR(IF(OR(M159=\"\",'Lives scenario - input'!$F144=\"\"),\"\",M159/'Lives scenario - input'!$F144),\"\")","v":""},{"$f":"IFERROR(IF(OR(N159=\"\",'Lives scenario - input'!$F144=\"\"),\"\",N159/'Lives scenario - input'!$F144),\"\")","v":""},{"$f":"IFERROR(IF(OR(O159=\"\",'Lives scenario - input'!$F144=\"\"),\"\",O159/'Lives scenario - input'!$F144),\"\")","v":""},{"$f":"IFERROR(IF(OR(P159=\"\",'Lives scenario - input'!$F144=\"\"),\"\",P159/'Lives scenario - input'!$F144),\"\")","v":""},{"$f":"IFERROR(IF(OR(Q159=\"\",'Lives scenario - input'!$F144=\"\"),\"\",Q159/'Lives scenario - input'!$F144),\"\")","v":""},{"$f":"IFERROR(IF(OR(R159=\"\",'Lives scenario - input'!$F144=\"\"),\"\",R159/'Lives scenario - input'!$F144),\"\")","v":""},{"$f":"IFERROR(IF(OR(S159=\"\",'Lives scenario - input'!$F144=\"\"),\"\",S159/'Lives scenario - input'!$F144),\"\")","v":""},{"$f":"IFERROR(IF(OR(T159=\"\",'Lives scenario - input'!$F144=\"\"),\"\",T159/'Lives scenario - input'!$F144),\"\")","v":""},{"$f":"IFERROR(IF(OR(U159=\"\",'Lives scenario - input'!$F144=\"\"),\"\",U159/'Lives scenario - input'!$F144),\"\")","v":""},{"$f":"IFERROR(IF(OR(V159=\"\",'Lives scenario - input'!$F144=\"\"),\"\",V159/'Lives scenario - input'!$F144),\"\")","v":""},{"$f":"IFERROR(IF(OR(W159=\"\",'Lives scenario - input'!$F144=\"\"),\"\",W159/'Lives scenario - input'!$F144),\"\")","v":""}]
[{"$f":"IFERROR('Lives scenario - input'!A145,\"\")","v":""},{"$f":"IFERROR('Lives scenario - input'!B145,\"\")","v":""},{"$f":"IFERROR('Lives scenario - input'!C145,\"\")","v":""},{"$f":"IFERROR(repcalc('Lives scenario - input'!$CX145:$GJ145,'Lives scenario - input'!$I145,'Lives scenario - input'!$G145,'Lives scenario - input'!$H145,20,TRUE,TRUE),\"\")","v":""},"","","","","","","","","","","","","","","","","","","",{"$f":"IFERROR(IF(OR(D160=\"\",'Lives scenario - input'!$F145=\"\"),\"\",D160/'Lives scenario - input'!$F145),\"\")","v":""},{"$f":"IFERROR(IF(OR(E160=\"\",'Lives scenario - input'!$F145=\"\"),\"\",E160/'Lives scenario - input'!$F145),\"\")","v":""},{"$f":"IFERROR(IF(OR(F160=\"\",'Lives scenario - input'!$F145=\"\"),\"\",F160/'Lives scenario - input'!$F145),\"\")","v":""},{"$f":"IFERROR(IF(OR(G160=\"\",'Lives scenario - input'!$F145=\"\"),\"\",G160/'Lives scenario - input'!$F145),\"\")","v":""},{"$f":"IFERROR(IF(OR(H160=\"\",'Lives scenario - input'!$F145=\"\"),\"\",H160/'Lives scenario - input'!$F145),\"\")","v":""},{"$f":"IFERROR(IF(OR(I160=\"\",'Lives scenario - input'!$F145=\"\"),\"\",I160/'Lives scenario - input'!$F145),\"\")","v":""},{"$f":"IFERROR(IF(OR(J160=\"\",'Lives scenario - input'!$F145=\"\"),\"\",J160/'Lives scenario - input'!$F145),\"\")","v":""},{"$f":"IFERROR(IF(OR(K160=\"\",'Lives scenario - input'!$F145=\"\"),\"\",K160/'Lives scenario - input'!$F145),\"\")","v":""},{"$f":"IFERROR(IF(OR(L160=\"\",'Lives scenario - input'!$F145=\"\"),\"\",L160/'Lives scenario - input'!$F145),\"\")","v":""},{"$f":"IFERROR(IF(OR(M160=\"\",'Lives scenario - input'!$F145=\"\"),\"\",M160/'Lives scenario - input'!$F145),\"\")","v":""},{"$f":"IFERROR(IF(OR(N160=\"\",'Lives scenario - input'!$F145=\"\"),\"\",N160/'Lives scenario - input'!$F145),\"\")","v":""},{"$f":"IFERROR(IF(OR(O160=\"\",'Lives scenario - input'!$F145=\"\"),\"\",O160/'Lives scenario - input'!$F145),\"\")","v":""},{"$f":"IFERROR(IF(OR(P160=\"\",'Lives scenario - input'!$F145=\"\"),\"\",P160/'Lives scenario - input'!$F145),\"\")","v":""},{"$f":"IFERROR(IF(OR(Q160=\"\",'Lives scenario - input'!$F145=\"\"),\"\",Q160/'Lives scenario - input'!$F145),\"\")","v":""},{"$f":"IFERROR(IF(OR(R160=\"\",'Lives scenario - input'!$F145=\"\"),\"\",R160/'Lives scenario - input'!$F145),\"\")","v":""},{"$f":"IFERROR(IF(OR(S160=\"\",'Lives scenario - input'!$F145=\"\"),\"\",S160/'Lives scenario - input'!$F145),\"\")","v":""},{"$f":"IFERROR(IF(OR(T160=\"\",'Lives scenario - input'!$F145=\"\"),\"\",T160/'Lives scenario - input'!$F145),\"\")","v":""},{"$f":"IFERROR(IF(OR(U160=\"\",'Lives scenario - input'!$F145=\"\"),\"\",U160/'Lives scenario - input'!$F145),\"\")","v":""},{"$f":"IFERROR(IF(OR(V160=\"\",'Lives scenario - input'!$F145=\"\"),\"\",V160/'Lives scenario - input'!$F145),\"\")","v":""},{"$f":"IFERROR(IF(OR(W160=\"\",'Lives scenario - input'!$F145=\"\"),\"\",W160/'Lives scenario - input'!$F145),\"\")","v":""}]
[{"$f":"IFERROR('Lives scenario - input'!A146,\"\")","v":""},{"$f":"IFERROR('Lives scenario - input'!B146,\"\")","v":""},{"$f":"IFERROR('Lives scenario - input'!C146,\"\")","v":""},{"$f":"IFERROR(repcalc('Lives scenario - input'!$CX146:$GJ146,'Lives scenario - input'!$I146,'Lives scenario - input'!$G146,'Lives scenario - input'!$H146,20,TRUE,TRUE),\"\")","v":""},"","","","","","","","","","","","","","","","","","","",{"$f":"IFERROR(IF(OR(D161=\"\",'Lives scenario - input'!$F146=\"\"),\"\",D161/'Lives scenario - input'!$F146),\"\")","v":""},{"$f":"IFERROR(IF(OR(E161=\"\",'Lives scenario - input'!$F146=\"\"),\"\",E161/'Lives scenario - input'!$F146),\"\")","v":""},{"$f":"IFERROR(IF(OR(F161=\"\",'Lives scenario - input'!$F146=\"\"),\"\",F161/'Lives scenario - input'!$F146),\"\")","v":""},{"$f":"IFERROR(IF(OR(G161=\"\",'Lives scenario - input'!$F146=\"\"),\"\",G161/'Lives scenario - input'!$F146),\"\")","v":""},{"$f":"IFERROR(IF(OR(H161=\"\",'Lives scenario - input'!$F146=\"\"),\"\",H161/'Lives scenario - input'!$F146),\"\")","v":""},{"$f":"IFERROR(IF(OR(I161=\"\",'Lives scenario - input'!$F146=\"\"),\"\",I161/'Lives scenario - input'!$F146),\"\")","v":""},{"$f":"IFERROR(IF(OR(J161=\"\",'Lives scenario - input'!$F146=\"\"),\"\",J161/'Lives scenario - input'!$F146),\"\")","v":""},{"$f":"IFERROR(IF(OR(K161=\"\",'Lives scenario - input'!$F146=\"\"),\"\",K161/'Lives scenario - input'!$F146),\"\")","v":""},{"$f":"IFERROR(IF(OR(L161=\"\",'Lives scenario - input'!$F146=\"\"),\"\",L161/'Lives scenario - input'!$F146),\"\")","v":""},{"$f":"IFERROR(IF(OR(M161=\"\",'Lives scenario - input'!$F146=\"\"),\"\",M161/'Lives scenario - input'!$F146),\"\")","v":""},{"$f":"IFERROR(IF(OR(N161=\"\",'Lives scenario - input'!$F146=\"\"),\"\",N161/'Lives scenario - input'!$F146),\"\")","v":""},{"$f":"IFERROR(IF(OR(O161=\"\",'Lives scenario - input'!$F146=\"\"),\"\",O161/'Lives scenario - input'!$F146),\"\")","v":""},{"$f":"IFERROR(IF(OR(P161=\"\",'Lives scenario - input'!$F146=\"\"),\"\",P161/'Lives scenario - input'!$F146),\"\")","v":""},{"$f":"IFERROR(IF(OR(Q161=\"\",'Lives scenario - input'!$F146=\"\"),\"\",Q161/'Lives scenario - input'!$F146),\"\")","v":""},{"$f":"IFERROR(IF(OR(R161=\"\",'Lives scenario - input'!$F146=\"\"),\"\",R161/'Lives scenario - input'!$F146),\"\")","v":""},{"$f":"IFERROR(IF(OR(S161=\"\",'Lives scenario - input'!$F146=\"\"),\"\",S161/'Lives scenario - input'!$F146),\"\")","v":""},{"$f":"IFERROR(IF(OR(T161=\"\",'Lives scenario - input'!$F146=\"\"),\"\",T161/'Lives scenario - input'!$F146),\"\")","v":""},{"$f":"IFERROR(IF(OR(U161=\"\",'Lives scenario - input'!$F146=\"\"),\"\",U161/'Lives scenario - input'!$F146),\"\")","v":""},{"$f":"IFERROR(IF(OR(V161=\"\",'Lives scenario - input'!$F146=\"\"),\"\",V161/'Lives scenario - input'!$F146),\"\")","v":""},{"$f":"IFERROR(IF(OR(W161=\"\",'Lives scenario - input'!$F146=\"\"),\"\",W161/'Lives scenario - input'!$F146),\"\")","v":""}]
[{"$f":"IFERROR('Lives scenario - input'!A147,\"\")","v":""},{"$f":"IFERROR('Lives scenario - input'!B147,\"\")","v":""},{"$f":"IFERROR('Lives scenario - input'!C147,\"\")","v":""},{"$f":"IFERROR(repcalc('Lives scenario - input'!$CX147:$GJ147,'Lives scenario - input'!$I147,'Lives scenario - input'!$G147,'Lives scenario - input'!$H147,20,TRUE,TRUE),\"\")","v":""},"","","","","","","","","","","","","","","","","","","",{"$f":"IFERROR(IF(OR(D162=\"\",'Lives scenario - input'!$F147=\"\"),\"\",D162/'Lives scenario - input'!$F147),\"\")","v":""},{"$f":"IFERROR(IF(OR(E162=\"\",'Lives scenario - input'!$F147=\"\"),\"\",E162/'Lives scenario - input'!$F147),\"\")","v":""},{"$f":"IFERROR(IF(OR(F162=\"\",'Lives scenario - input'!$F147=\"\"),\"\",F162/'Lives scenario - input'!$F147),\"\")","v":""},{"$f":"IFERROR(IF(OR(G162=\"\",'Lives scenario - input'!$F147=\"\"),\"\",G162/'Lives scenario - input'!$F147),\"\")","v":""},{"$f":"IFERROR(IF(OR(H162=\"\",'Lives scenario - input'!$F147=\"\"),\"\",H162/'Lives scenario - input'!$F147),\"\")","v":""},{"$f":"IFERROR(IF(OR(I162=\"\",'Lives scenario - input'!$F147=\"\"),\"\",I162/'Lives scenario - input'!$F147),\"\")","v":""},{"$f":"IFERROR(IF(OR(J162=\"\",'Lives scenario - input'!$F147=\"\"),\"\",J162/'Lives scenario - input'!$F147),\"\")","v":""},{"$f":"IFERROR(IF(OR(K162=\"\",'Lives scenario - input'!$F147=\"\"),\"\",K162/'Lives scenario - input'!$F147),\"\")","v":""},{"$f":"IFERROR(IF(OR(L162=\"\",'Lives scenario - input'!$F147=\"\"),\"\",L162/'Lives scenario - input'!$F147),\"\")","v":""},{"$f":"IFERROR(IF(OR(M162=\"\",'Lives scenario - input'!$F147=\"\"),\"\",M162/'Lives scenario - input'!$F147),\"\")","v":""},{"$f":"IFERROR(IF(OR(N162=\"\",'Lives scenario - input'!$F147=\"\"),\"\",N162/'Lives scenario - input'!$F147),\"\")","v":""},{"$f":"IFERROR(IF(OR(O162=\"\",'Lives scenario - input'!$F147=\"\"),\"\",O162/'Lives scenario - input'!$F147),\"\")","v":""},{"$f":"IFERROR(IF(OR(P162=\"\",'Lives scenario - input'!$F147=\"\"),\"\",P162/'Lives scenario - input'!$F147),\"\")","v":""},{"$f":"IFERROR(IF(OR(Q162=\"\",'Lives scenario - input'!$F147=\"\"),\"\",Q162/'Lives scenario - input'!$F147),\"\")","v":""},{"$f":"IFERROR(IF(OR(R162=\"\",'Lives scenario - input'!$F147=\"\"),\"\",R162/'Lives scenario - input'!$F147),\"\")","v":""},{"$f":"IFERROR(IF(OR(S162=\"\",'Lives scenario - input'!$F147=\"\"),\"\",S162/'Lives scenario - input'!$F147),\"\")","v":""},{"$f":"IFERROR(IF(OR(T162=\"\",'Lives scenario - input'!$F147=\"\"),\"\",T162/'Lives scenario - input'!$F147),\"\")","v":""},{"$f":"IFERROR(IF(OR(U162=\"\",'Lives scenario - input'!$F147=\"\"),\"\",U162/'Lives scenario - input'!$F147),\"\")","v":""},{"$f":"IFERROR(IF(OR(V162=\"\",'Lives scenario - input'!$F147=\"\"),\"\",V162/'Lives scenario - input'!$F147),\"\")","v":""},{"$f":"IFERROR(IF(OR(W162=\"\",'Lives scenario - input'!$F147=\"\"),\"\",W162/'Lives scenario - input'!$F147),\"\")","v":""}]
[{"$f":"IFERROR('Lives scenario - input'!A148,\"\")","v":""},{"$f":"IFERROR('Lives scenario - input'!B148,\"\")","v":""},{"$f":"IFERROR('Lives scenario - input'!C148,\"\")","v":""},{"$f":"IFERROR(repcalc('Lives scenario - input'!$CX148:$GJ148,'Lives scenario - input'!$I148,'Lives scenario - input'!$G148,'Lives scenario - input'!$H148,20,TRUE,TRUE),\"\")","v":""},"","","","","","","","","","","","","","","","","","","",{"$f":"IFERROR(IF(OR(D163=\"\",'Lives scenario - input'!$F148=\"\"),\"\",D163/'Lives scenario - input'!$F148),\"\")","v":""},{"$f":"IFERROR(IF(OR(E163=\"\",'Lives scenario - input'!$F148=\"\"),\"\",E163/'Lives scenario - input'!$F148),\"\")","v":""},{"$f":"IFERROR(IF(OR(F163=\"\",'Lives scenario - input'!$F148=\"\"),\"\",F163/'Lives scenario - input'!$F148),\"\")","v":""},{"$f":"IFERROR(IF(OR(G163=\"\",'Lives scenario - input'!$F148=\"\"),\"\",G163/'Lives scenario - input'!$F148),\"\")","v":""},{"$f":"IFERROR(IF(OR(H163=\"\",'Lives scenario - input'!$F148=\"\"),\"\",H163/'Lives scenario - input'!$F148),\"\")","v":""},{"$f":"IFERROR(IF(OR(I163=\"\",'Lives scenario - input'!$F148=\"\"),\"\",I163/'Lives scenario - input'!$F148),\"\")","v":""},{"$f":"IFERROR(IF(OR(J163=\"\",'Lives scenario - input'!$F148=\"\"),\"\",J163/'Lives scenario - input'!$F148),\"\")","v":""},{"$f":"IFERROR(IF(OR(K163=\"\",'Lives scenario - input'!$F148=\"\"),\"\",K163/'Lives scenario - input'!$F148),\"\")","v":""},{"$f":"IFERROR(IF(OR(L163=\"\",'Lives scenario - input'!$F148=\"\"),\"\",L163/'Lives scenario - input'!$F148),\"\")","v":""},{"$f":"IFERROR(IF(OR(M163=\"\",'Lives scenario - input'!$F148=\"\"),\"\",M163/'Lives scenario - input'!$F148),\"\")","v":""},{"$f":"IFERROR(IF(OR(N163=\"\",'Lives scenario - input'!$F148=\"\"),\"\",N163/'Lives scenario - input'!$F148),\"\")","v":""},{"$f":"IFERROR(IF(OR(O163=\"\",'Lives scenario - input'!$F148=\"\"),\"\",O163/'Lives scenario - input'!$F148),\"\")","v":""},{"$f":"IFERROR(IF(OR(P163=\"\",'Lives scenario - input'!$F148=\"\"),\"\",P163/'Lives scenario - input'!$F148),\"\")","v":""},{"$f":"IFERROR(IF(OR(Q163=\"\",'Lives scenario - input'!$F148=\"\"),\"\",Q163/'Lives scenario - input'!$F148),\"\")","v":""},{"$f":"IFERROR(IF(OR(R163=\"\",'Lives scenario - input'!$F148=\"\"),\"\",R163/'Lives scenario - input'!$F148),\"\")","v":""},{"$f":"IFERROR(IF(OR(S163=\"\",'Lives scenario - input'!$F148=\"\"),\"\",S163/'Lives scenario - input'!$F148),\"\")","v":""},{"$f":"IFERROR(IF(OR(T163=\"\",'Lives scenario - input'!$F148=\"\"),\"\",T163/'Lives scenario - input'!$F148),\"\")","v":""},{"$f":"IFERROR(IF(OR(U163=\"\",'Lives scenario - input'!$F148=\"\"),\"\",U163/'Lives scenario - input'!$F148),\"\")","v":""},{"$f":"IFERROR(IF(OR(V163=\"\",'Lives scenario - input'!$F148=\"\"),\"\",V163/'Lives scenario - input'!$F148),\"\")","v":""},{"$f":"IFERROR(IF(OR(W163=\"\",'Lives scenario - input'!$F148=\"\"),\"\",W163/'Lives scenario - input'!$F148),\"\")","v":""}]
[{"$f":"IFERROR('Lives scenario - input'!A149,\"\")","v":""},{"$f":"IFERROR('Lives scenario - input'!B149,\"\")","v":""},{"$f":"IFERROR('Lives scenario - input'!C149,\"\")","v":""},{"$f":"IFERROR(repcalc('Lives scenario - input'!$CX149:$GJ149,'Lives scenario - input'!$I149,'Lives scenario - input'!$G149,'Lives scenario - input'!$H149,20,TRUE,TRUE),\"\")","v":""},"","","","","","","","","","","","","","","","","","","",{"$f":"IFERROR(IF(OR(D164=\"\",'Lives scenario - input'!$F149=\"\"),\"\",D164/'Lives scenario - input'!$F149),\"\")","v":""},{"$f":"IFERROR(IF(OR(E164=\"\",'Lives scenario - input'!$F149=\"\"),\"\",E164/'Lives scenario - input'!$F149),\"\")","v":""},{"$f":"IFERROR(IF(OR(F164=\"\",'Lives scenario - input'!$F149=\"\"),\"\",F164/'Lives scenario - input'!$F149),\"\")","v":""},{"$f":"IFERROR(IF(OR(G164=\"\",'Lives scenario - input'!$F149=\"\"),\"\",G164/'Lives scenario - input'!$F149),\"\")","v":""},{"$f":"IFERROR(IF(OR(H164=\"\",'Lives scenario - input'!$F149=\"\"),\"\",H164/'Lives scenario - input'!$F149),\"\")","v":""},{"$f":"IFERROR(IF(OR(I164=\"\",'Lives scenario - input'!$F149=\"\"),\"\",I164/'Lives scenario - input'!$F149),\"\")","v":""},{"$f":"IFERROR(IF(OR(J164=\"\",'Lives scenario - input'!$F149=\"\"),\"\",J164/'Lives scenario - input'!$F149),\"\")","v":""},{"$f":"IFERROR(IF(OR(K164=\"\",'Lives scenario - input'!$F149=\"\"),\"\",K164/'Lives scenario - input'!$F149),\"\")","v":""},{"$f":"IFERROR(IF(OR(L164=\"\",'Lives scenario - input'!$F149=\"\"),\"\",L164/'Lives scenario - input'!$F149),\"\")","v":""},{"$f":"IFERROR(IF(OR(M164=\"\",'Lives scenario - input'!$F149=\"\"),\"\",M164/'Lives scenario - input'!$F149),\"\")","v":""},{"$f":"IFERROR(IF(OR(N164=\"\",'Lives scenario - input'!$F149=\"\"),\"\",N164/'Lives scenario - input'!$F149),\"\")","v":""},{"$f":"IFERROR(IF(OR(O164=\"\",'Lives scenario - input'!$F149=\"\"),\"\",O164/'Lives scenario - input'!$F149),\"\")","v":""},{"$f":"IFERROR(IF(OR(P164=\"\",'Lives scenario - input'!$F149=\"\"),\"\",P164/'Lives scenario - input'!$F149),\"\")","v":""},{"$f":"IFERROR(IF(OR(Q164=\"\",'Lives scenario - input'!$F149=\"\"),\"\",Q164/'Lives scenario - input'!$F149),\"\")","v":""},{"$f":"IFERROR(IF(OR(R164=\"\",'Lives scenario - input'!$F149=\"\"),\"\",R164/'Lives scenario - input'!$F149),\"\")","v":""},{"$f":"IFERROR(IF(OR(S164=\"\",'Lives scenario - input'!$F149=\"\"),\"\",S164/'Lives scenario - input'!$F149),\"\")","v":""},{"$f":"IFERROR(IF(OR(T164=\"\",'Lives scenario - input'!$F149=\"\"),\"\",T164/'Lives scenario - input'!$F149),\"\")","v":""},{"$f":"IFERROR(IF(OR(U164=\"\",'Lives scenario - input'!$F149=\"\"),\"\",U164/'Lives scenario - input'!$F149),\"\")","v":""},{"$f":"IFERROR(IF(OR(V164=\"\",'Lives scenario - input'!$F149=\"\"),\"\",V164/'Lives scenario - input'!$F149),\"\")","v":""},{"$f":"IFERROR(IF(OR(W164=\"\",'Lives scenario - input'!$F149=\"\"),\"\",W164/'Lives scenario - input'!$F149),\"\")","v":""}]
[{"$f":"IFERROR('Lives scenario - input'!A150,\"\")","v":""},{"$f":"IFERROR('Lives scenario - input'!B150,\"\")","v":""},{"$f":"IFERROR('Lives scenario - input'!C150,\"\")","v":""},{"$f":"IFERROR(repcalc('Lives scenario - input'!$CX150:$GJ150,'Lives scenario - input'!$I150,'Lives scenario - input'!$G150,'Lives scenario - input'!$H150,20,TRUE,TRUE),\"\")","v":""},"","","","","","","","","","","","","","","","","","","",{"$f":"IFERROR(IF(OR(D165=\"\",'Lives scenario - input'!$F150=\"\"),\"\",D165/'Lives scenario - input'!$F150),\"\")","v":""},{"$f":"IFERROR(IF(OR(E165=\"\",'Lives scenario - input'!$F150=\"\"),\"\",E165/'Lives scenario - input'!$F150),\"\")","v":""},{"$f":"IFERROR(IF(OR(F165=\"\",'Lives scenario - input'!$F150=\"\"),\"\",F165/'Lives scenario - input'!$F150),\"\")","v":""},{"$f":"IFERROR(IF(OR(G165=\"\",'Lives scenario - input'!$F150=\"\"),\"\",G165/'Lives scenario - input'!$F150),\"\")","v":""},{"$f":"IFERROR(IF(OR(H165=\"\",'Lives scenario - input'!$F150=\"\"),\"\",H165/'Lives scenario - input'!$F150),\"\")","v":""},{"$f":"IFERROR(IF(OR(I165=\"\",'Lives scenario - input'!$F150=\"\"),\"\",I165/'Lives scenario - input'!$F150),\"\")","v":""},{"$f":"IFERROR(IF(OR(J165=\"\",'Lives scenario - input'!$F150=\"\"),\"\",J165/'Lives scenario - input'!$F150),\"\")","v":""},{"$f":"IFERROR(IF(OR(K165=\"\",'Lives scenario - input'!$F150=\"\"),\"\",K165/'Lives scenario - input'!$F150),\"\")","v":""},{"$f":"IFERROR(IF(OR(L165=\"\",'Lives scenario - input'!$F150=\"\"),\"\",L165/'Lives scenario - input'!$F150),\"\")","v":""},{"$f":"IFERROR(IF(OR(M165=\"\",'Lives scenario - input'!$F150=\"\"),\"\",M165/'Lives scenario - input'!$F150),\"\")","v":""},{"$f":"IFERROR(IF(OR(N165=\"\",'Lives scenario - input'!$F150=\"\"),\"\",N165/'Lives scenario - input'!$F150),\"\")","v":""},{"$f":"IFERROR(IF(OR(O165=\"\",'Lives scenario - input'!$F150=\"\"),\"\",O165/'Lives scenario - input'!$F150),\"\")","v":""},{"$f":"IFERROR(IF(OR(P165=\"\",'Lives scenario - input'!$F150=\"\"),\"\",P165/'Lives scenario - input'!$F150),\"\")","v":""},{"$f":"IFERROR(IF(OR(Q165=\"\",'Lives scenario - input'!$F150=\"\"),\"\",Q165/'Lives scenario - input'!$F150),\"\")","v":""},{"$f":"IFERROR(IF(OR(R165=\"\",'Lives scenario - input'!$F150=\"\"),\"\",R165/'Lives scenario - input'!$F150),\"\")","v":""},{"$f":"IFERROR(IF(OR(S165=\"\",'Lives scenario - input'!$F150=\"\"),\"\",S165/'Lives scenario - input'!$F150),\"\")","v":""},{"$f":"IFERROR(IF(OR(T165=\"\",'Lives scenario - input'!$F150=\"\"),\"\",T165/'Lives scenario - input'!$F150),\"\")","v":""},{"$f":"IFERROR(IF(OR(U165=\"\",'Lives scenario - input'!$F150=\"\"),\"\",U165/'Lives scenario - input'!$F150),\"\")","v":""},{"$f":"IFERROR(IF(OR(V165=\"\",'Lives scenario - input'!$F150=\"\"),\"\",V165/'Lives scenario - input'!$F150),\"\")","v":""},{"$f":"IFERROR(IF(OR(W165=\"\",'Lives scenario - input'!$F150=\"\"),\"\",W165/'Lives scenario - input'!$F150),\"\")","v":""}]
[{"$f":"IFERROR('Lives scenario - input'!A151,\"\")","v":""},{"$f":"IFERROR('Lives scenario - input'!B151,\"\")","v":""},{"$f":"IFERROR('Lives scenario - input'!C151,\"\")","v":""},{"$f":"IFERROR(repcalc('Lives scenario - input'!$CX151:$GJ151,'Lives scenario - input'!$I151,'Lives scenario - input'!$G151,'Lives scenario - input'!$H151,20,TRUE,TRUE),\"\")","v":""},"","","","","","","","","","","","","","","","","","","",{"$f":"IFERROR(IF(OR(D166=\"\",'Lives scenario - input'!$F151=\"\"),\"\",D166/'Lives scenario - input'!$F151),\"\")","v":""},{"$f":"IFERROR(IF(OR(E166=\"\",'Lives scenario - input'!$F151=\"\"),\"\",E166/'Lives scenario - input'!$F151),\"\")","v":""},{"$f":"IFERROR(IF(OR(F166=\"\",'Lives scenario - input'!$F151=\"\"),\"\",F166/'Lives scenario - input'!$F151),\"\")","v":""},{"$f":"IFERROR(IF(OR(G166=\"\",'Lives scenario - input'!$F151=\"\"),\"\",G166/'Lives scenario - input'!$F151),\"\")","v":""},{"$f":"IFERROR(IF(OR(H166=\"\",'Lives scenario - input'!$F151=\"\"),\"\",H166/'Lives scenario - input'!$F151),\"\")","v":""},{"$f":"IFERROR(IF(OR(I166=\"\",'Lives scenario - input'!$F151=\"\"),\"\",I166/'Lives scenario - input'!$F151),\"\")","v":""},{"$f":"IFERROR(IF(OR(J166=\"\",'Lives scenario - input'!$F151=\"\"),\"\",J166/'Lives scenario - input'!$F151),\"\")","v":""},{"$f":"IFERROR(IF(OR(K166=\"\",'Lives scenario - input'!$F151=\"\"),\"\",K166/'Lives scenario - input'!$F151),\"\")","v":""},{"$f":"IFERROR(IF(OR(L166=\"\",'Lives scenario - input'!$F151=\"\"),\"\",L166/'Lives scenario - input'!$F151),\"\")","v":""},{"$f":"IFERROR(IF(OR(M166=\"\",'Lives scenario - input'!$F151=\"\"),\"\",M166/'Lives scenario - input'!$F151),\"\")","v":""},{"$f":"IFERROR(IF(OR(N166=\"\",'Lives scenario - input'!$F151=\"\"),\"\",N166/'Lives scenario - input'!$F151),\"\")","v":""},{"$f":"IFERROR(IF(OR(O166=\"\",'Lives scenario - input'!$F151=\"\"),\"\",O166/'Lives scenario - input'!$F151),\"\")","v":""},{"$f":"IFERROR(IF(OR(P166=\"\",'Lives scenario - input'!$F151=\"\"),\"\",P166/'Lives scenario - input'!$F151),\"\")","v":""},{"$f":"IFERROR(IF(OR(Q166=\"\",'Lives scenario - input'!$F151=\"\"),\"\",Q166/'Lives scenario - input'!$F151),\"\")","v":""},{"$f":"IFERROR(IF(OR(R166=\"\",'Lives scenario - input'!$F151=\"\"),\"\",R166/'Lives scenario - input'!$F151),\"\")","v":""},{"$f":"IFERROR(IF(OR(S166=\"\",'Lives scenario - input'!$F151=\"\"),\"\",S166/'Lives scenario - input'!$F151),\"\")","v":""},{"$f":"IFERROR(IF(OR(T166=\"\",'Lives scenario - input'!$F151=\"\"),\"\",T166/'Lives scenario - input'!$F151),\"\")","v":""},{"$f":"IFERROR(IF(OR(U166=\"\",'Lives scenario - input'!$F151=\"\"),\"\",U166/'Lives scenario - input'!$F151),\"\")","v":""},{"$f":"IFERROR(IF(OR(V166=\"\",'Lives scenario - input'!$F151=\"\"),\"\",V166/'Lives scenario - input'!$F151),\"\")","v":""},{"$f":"IFERROR(IF(OR(W166=\"\",'Lives scenario - input'!$F151=\"\"),\"\",W166/'Lives scenario - input'!$F151),\"\")","v":""}]
[{"$f":"IFERROR('Lives scenario - input'!A152,\"\")","v":""},{"$f":"IFERROR('Lives scenario - input'!B152,\"\")","v":""},{"$f":"IFERROR('Lives scenario - input'!C152,\"\")","v":""},{"$f":"IFERROR(repcalc('Lives scenario - input'!$CX152:$GJ152,'Lives scenario - input'!$I152,'Lives scenario - input'!$G152,'Lives scenario - input'!$H152,20,TRUE,TRUE),\"\")","v":""},"","","","","","","","","","","","","","","","","","","",{"$f":"IFERROR(IF(OR(D167=\"\",'Lives scenario - input'!$F152=\"\"),\"\",D167/'Lives scenario - input'!$F152),\"\")","v":""},{"$f":"IFERROR(IF(OR(E167=\"\",'Lives scenario - input'!$F152=\"\"),\"\",E167/'Lives scenario - input'!$F152),\"\")","v":""},{"$f":"IFERROR(IF(OR(F167=\"\",'Lives scenario - input'!$F152=\"\"),\"\",F167/'Lives scenario - input'!$F152),\"\")","v":""},{"$f":"IFERROR(IF(OR(G167=\"\",'Lives scenario - input'!$F152=\"\"),\"\",G167/'Lives scenario - input'!$F152),\"\")","v":""},{"$f":"IFERROR(IF(OR(H167=\"\",'Lives scenario - input'!$F152=\"\"),\"\",H167/'Lives scenario - input'!$F152),\"\")","v":""},{"$f":"IFERROR(IF(OR(I167=\"\",'Lives scenario - input'!$F152=\"\"),\"\",I167/'Lives scenario - input'!$F152),\"\")","v":""},{"$f":"IFERROR(IF(OR(J167=\"\",'Lives scenario - input'!$F152=\"\"),\"\",J167/'Lives scenario - input'!$F152),\"\")","v":""},{"$f":"IFERROR(IF(OR(K167=\"\",'Lives scenario - input'!$F152=\"\"),\"\",K167/'Lives scenario - input'!$F152),\"\")","v":""},{"$f":"IFERROR(IF(OR(L167=\"\",'Lives scenario - input'!$F152=\"\"),\"\",L167/'Lives scenario - input'!$F152),\"\")","v":""},{"$f":"IFERROR(IF(OR(M167=\"\",'Lives scenario - input'!$F152=\"\"),\"\",M167/'Lives scenario - input'!$F152),\"\")","v":""},{"$f":"IFERROR(IF(OR(N167=\"\",'Lives scenario - input'!$F152=\"\"),\"\",N167/'Lives scenario - input'!$F152),\"\")","v":""},{"$f":"IFERROR(IF(OR(O167=\"\",'Lives scenario - input'!$F152=\"\"),\"\",O167/'Lives scenario - input'!$F152),\"\")","v":""},{"$f":"IFERROR(IF(OR(P167=\"\",'Lives scenario - input'!$F152=\"\"),\"\",P167/'Lives scenario - input'!$F152),\"\")","v":""},{"$f":"IFERROR(IF(OR(Q167=\"\",'Lives scenario - input'!$F152=\"\"),\"\",Q167/'Lives scenario - input'!$F152),\"\")","v":""},{"$f":"IFERROR(IF(OR(R167=\"\",'Lives scenario - input'!$F152=\"\"),\"\",R167/'Lives scenario - input'!$F152),\"\")","v":""},{"$f":"IFERROR(IF(OR(S167=\"\",'Lives scenario - input'!$F152=\"\"),\"\",S167/'Lives scenario - input'!$F152),\"\")","v":""},{"$f":"IFERROR(IF(OR(T167=\"\",'Lives scenario - input'!$F152=\"\"),\"\",T167/'Lives scenario - input'!$F152),\"\")","v":""},{"$f":"IFERROR(IF(OR(U167=\"\",'Lives scenario - input'!$F152=\"\"),\"\",U167/'Lives scenario - input'!$F152),\"\")","v":""},{"$f":"IFERROR(IF(OR(V167=\"\",'Lives scenario - input'!$F152=\"\"),\"\",V167/'Lives scenario - input'!$F152),\"\")","v":""},{"$f":"IFERROR(IF(OR(W167=\"\",'Lives scenario - input'!$F152=\"\"),\"\",W167/'Lives scenario - input'!$F152),\"\")","v":""}]
[{"$f":"IFERROR('Lives scenario - input'!A153,\"\")","v":""},{"$f":"IFERROR('Lives scenario - input'!B153,\"\")","v":""},{"$f":"IFERROR('Lives scenario - input'!C153,\"\")","v":""},{"$f":"IFERROR(repcalc('Lives scenario - input'!$CX153:$GJ153,'Lives scenario - input'!$I153,'Lives scenario - input'!$G153,'Lives scenario - input'!$H153,20,TRUE,TRUE),\"\")","v":""},"","","","","","","","","","","","","","","","","","","",{"$f":"IFERROR(IF(OR(D168=\"\",'Lives scenario - input'!$F153=\"\"),\"\",D168/'Lives scenario - input'!$F153),\"\")","v":""},{"$f":"IFERROR(IF(OR(E168=\"\",'Lives scenario - input'!$F153=\"\"),\"\",E168/'Lives scenario - input'!$F153),\"\")","v":""},{"$f":"IFERROR(IF(OR(F168=\"\",'Lives scenario - input'!$F153=\"\"),\"\",F168/'Lives scenario - input'!$F153),\"\")","v":""},{"$f":"IFERROR(IF(OR(G168=\"\",'Lives scenario - input'!$F153=\"\"),\"\",G168/'Lives scenario - input'!$F153),\"\")","v":""},{"$f":"IFERROR(IF(OR(H168=\"\",'Lives scenario - input'!$F153=\"\"),\"\",H168/'Lives scenario - input'!$F153),\"\")","v":""},{"$f":"IFERROR(IF(OR(I168=\"\",'Lives scenario - input'!$F153=\"\"),\"\",I168/'Lives scenario - input'!$F153),\"\")","v":""},{"$f":"IFERROR(IF(OR(J168=\"\",'Lives scenario - input'!$F153=\"\"),\"\",J168/'Lives scenario - input'!$F153),\"\")","v":""},{"$f":"IFERROR(IF(OR(K168=\"\",'Lives scenario - input'!$F153=\"\"),\"\",K168/'Lives scenario - input'!$F153),\"\")","v":""},{"$f":"IFERROR(IF(OR(L168=\"\",'Lives scenario - input'!$F153=\"\"),\"\",L168/'Lives scenario - input'!$F153),\"\")","v":""},{"$f":"IFERROR(IF(OR(M168=\"\",'Lives scenario - input'!$F153=\"\"),\"\",M168/'Lives scenario - input'!$F153),\"\")","v":""},{"$f":"IFERROR(IF(OR(N168=\"\",'Lives scenario - input'!$F153=\"\"),\"\",N168/'Lives scenario - input'!$F153),\"\")","v":""},{"$f":"IFERROR(IF(OR(O168=\"\",'Lives scenario - input'!$F153=\"\"),\"\",O168/'Lives scenario - input'!$F153),\"\")","v":""},{"$f":"IFERROR(IF(OR(P168=\"\",'Lives scenario - input'!$F153=\"\"),\"\",P168/'Lives scenario - input'!$F153),\"\")","v":""},{"$f":"IFERROR(IF(OR(Q168=\"\",'Lives scenario - input'!$F153=\"\"),\"\",Q168/'Lives scenario - input'!$F153),\"\")","v":""},{"$f":"IFERROR(IF(OR(R168=\"\",'Lives scenario - input'!$F153=\"\"),\"\",R168/'Lives scenario - input'!$F153),\"\")","v":""},{"$f":"IFERROR(IF(OR(S168=\"\",'Lives scenario - input'!$F153=\"\"),\"\",S168/'Lives scenario - input'!$F153),\"\")","v":""},{"$f":"IFERROR(IF(OR(T168=\"\",'Lives scenario - input'!$F153=\"\"),\"\",T168/'Lives scenario - input'!$F153),\"\")","v":""},{"$f":"IFERROR(IF(OR(U168=\"\",'Lives scenario - input'!$F153=\"\"),\"\",U168/'Lives scenario - input'!$F153),\"\")","v":""},{"$f":"IFERROR(IF(OR(V168=\"\",'Lives scenario - input'!$F153=\"\"),\"\",V168/'Lives scenario - input'!$F153),\"\")","v":""},{"$f":"IFERROR(IF(OR(W168=\"\",'Lives scenario - input'!$F153=\"\"),\"\",W168/'Lives scenario - input'!$F153),\"\")","v":""}]
[{"$f":"IFERROR('Lives scenario - input'!A154,\"\")","v":""},{"$f":"IFERROR('Lives scenario - input'!B154,\"\")","v":""},{"$f":"IFERROR('Lives scenario - input'!C154,\"\")","v":""},{"$f":"IFERROR(repcalc('Lives scenario - input'!$CX154:$GJ154,'Lives scenario - input'!$I154,'Lives scenario - input'!$G154,'Lives scenario - input'!$H154,20,TRUE,TRUE),\"\")","v":""},"","","","","","","","","","","","","","","","","","","",{"$f":"IFERROR(IF(OR(D169=\"\",'Lives scenario - input'!$F154=\"\"),\"\",D169/'Lives scenario - input'!$F154),\"\")","v":""},{"$f":"IFERROR(IF(OR(E169=\"\",'Lives scenario - input'!$F154=\"\"),\"\",E169/'Lives scenario - input'!$F154),\"\")","v":""},{"$f":"IFERROR(IF(OR(F169=\"\",'Lives scenario - input'!$F154=\"\"),\"\",F169/'Lives scenario - input'!$F154),\"\")","v":""},{"$f":"IFERROR(IF(OR(G169=\"\",'Lives scenario - input'!$F154=\"\"),\"\",G169/'Lives scenario - input'!$F154),\"\")","v":""},{"$f":"IFERROR(IF(OR(H169=\"\",'Lives scenario - input'!$F154=\"\"),\"\",H169/'Lives scenario - input'!$F154),\"\")","v":""},{"$f":"IFERROR(IF(OR(I169=\"\",'Lives scenario - input'!$F154=\"\"),\"\",I169/'Lives scenario - input'!$F154),\"\")","v":""},{"$f":"IFERROR(IF(OR(J169=\"\",'Lives scenario - input'!$F154=\"\"),\"\",J169/'Lives scenario - input'!$F154),\"\")","v":""},{"$f":"IFERROR(IF(OR(K169=\"\",'Lives scenario - input'!$F154=\"\"),\"\",K169/'Lives scenario - input'!$F154),\"\")","v":""},{"$f":"IFERROR(IF(OR(L169=\"\",'Lives scenario - input'!$F154=\"\"),\"\",L169/'Lives scenario - input'!$F154),\"\")","v":""},{"$f":"IFERROR(IF(OR(M169=\"\",'Lives scenario - input'!$F154=\"\"),\"\",M169/'Lives scenario - input'!$F154),\"\")","v":""},{"$f":"IFERROR(IF(OR(N169=\"\",'Lives scenario - input'!$F154=\"\"),\"\",N169/'Lives scenario - input'!$F154),\"\")","v":""},{"$f":"IFERROR(IF(OR(O169=\"\",'Lives scenario - input'!$F154=\"\"),\"\",O169/'Lives scenario - input'!$F154),\"\")","v":""},{"$f":"IFERROR(IF(OR(P169=\"\",'Lives scenario - input'!$F154=\"\"),\"\",P169/'Lives scenario - input'!$F154),\"\")","v":""},{"$f":"IFERROR(IF(OR(Q169=\"\",'Lives scenario - input'!$F154=\"\"),\"\",Q169/'Lives scenario - input'!$F154),\"\")","v":""},{"$f":"IFERROR(IF(OR(R169=\"\",'Lives scenario - input'!$F154=\"\"),\"\",R169/'Lives scenario - input'!$F154),\"\")","v":""},{"$f":"IFERROR(IF(OR(S169=\"\",'Lives scenario - input'!$F154=\"\"),\"\",S169/'Lives scenario - input'!$F154),\"\")","v":""},{"$f":"IFERROR(IF(OR(T169=\"\",'Lives scenario - input'!$F154=\"\"),\"\",T169/'Lives scenario - input'!$F154),\"\")","v":""},{"$f":"IFERROR(IF(OR(U169=\"\",'Lives scenario - input'!$F154=\"\"),\"\",U169/'Lives scenario - input'!$F154),\"\")","v":""},{"$f":"IFERROR(IF(OR(V169=\"\",'Lives scenario - input'!$F154=\"\"),\"\",V169/'Lives scenario - input'!$F154),\"\")","v":""},{"$f":"IFERROR(IF(OR(W169=\"\",'Lives scenario - input'!$F154=\"\"),\"\",W169/'Lives scenario - input'!$F154),\"\")","v":""}]
[{"$f":"IFERROR('Lives scenario - input'!A155,\"\")","v":""},{"$f":"IFERROR('Lives scenario - input'!B155,\"\")","v":""},{"$f":"IFERROR('Lives scenario - input'!C155,\"\")","v":""},{"$f":"IFERROR(repcalc('Lives scenario - input'!$CX155:$GJ155,'Lives scenario - input'!$I155,'Lives scenario - input'!$G155,'Lives scenario - input'!$H155,20,TRUE,TRUE),\"\")","v":""},"","","","","","","","","","","","","","","","","","","",{"$f":"IFERROR(IF(OR(D170=\"\",'Lives scenario - input'!$F155=\"\"),\"\",D170/'Lives scenario - input'!$F155),\"\")","v":""},{"$f":"IFERROR(IF(OR(E170=\"\",'Lives scenario - input'!$F155=\"\"),\"\",E170/'Lives scenario - input'!$F155),\"\")","v":""},{"$f":"IFERROR(IF(OR(F170=\"\",'Lives scenario - input'!$F155=\"\"),\"\",F170/'Lives scenario - input'!$F155),\"\")","v":""},{"$f":"IFERROR(IF(OR(G170=\"\",'Lives scenario - input'!$F155=\"\"),\"\",G170/'Lives scenario - input'!$F155),\"\")","v":""},{"$f":"IFERROR(IF(OR(H170=\"\",'Lives scenario - input'!$F155=\"\"),\"\",H170/'Lives scenario - input'!$F155),\"\")","v":""},{"$f":"IFERROR(IF(OR(I170=\"\",'Lives scenario - input'!$F155=\"\"),\"\",I170/'Lives scenario - input'!$F155),\"\")","v":""},{"$f":"IFERROR(IF(OR(J170=\"\",'Lives scenario - input'!$F155=\"\"),\"\",J170/'Lives scenario - input'!$F155),\"\")","v":""},{"$f":"IFERROR(IF(OR(K170=\"\",'Lives scenario - input'!$F155=\"\"),\"\",K170/'Lives scenario - input'!$F155),\"\")","v":""},{"$f":"IFERROR(IF(OR(L170=\"\",'Lives scenario - input'!$F155=\"\"),\"\",L170/'Lives scenario - input'!$F155),\"\")","v":""},{"$f":"IFERROR(IF(OR(M170=\"\",'Lives scenario - input'!$F155=\"\"),\"\",M170/'Lives scenario - input'!$F155),\"\")","v":""},{"$f":"IFERROR(IF(OR(N170=\"\",'Lives scenario - input'!$F155=\"\"),\"\",N170/'Lives scenario - input'!$F155),\"\")","v":""},{"$f":"IFERROR(IF(OR(O170=\"\",'Lives scenario - input'!$F155=\"\"),\"\",O170/'Lives scenario - input'!$F155),\"\")","v":""},{"$f":"IFERROR(IF(OR(P170=\"\",'Lives scenario - input'!$F155=\"\"),\"\",P170/'Lives scenario - input'!$F155),\"\")","v":""},{"$f":"IFERROR(IF(OR(Q170=\"\",'Lives scenario - input'!$F155=\"\"),\"\",Q170/'Lives scenario - input'!$F155),\"\")","v":""},{"$f":"IFERROR(IF(OR(R170=\"\",'Lives scenario - input'!$F155=\"\"),\"\",R170/'Lives scenario - input'!$F155),\"\")","v":""},{"$f":"IFERROR(IF(OR(S170=\"\",'Lives scenario - input'!$F155=\"\"),\"\",S170/'Lives scenario - input'!$F155),\"\")","v":""},{"$f":"IFERROR(IF(OR(T170=\"\",'Lives scenario - input'!$F155=\"\"),\"\",T170/'Lives scenario - input'!$F155),\"\")","v":""},{"$f":"IFERROR(IF(OR(U170=\"\",'Lives scenario - input'!$F155=\"\"),\"\",U170/'Lives scenario - input'!$F155),\"\")","v":""},{"$f":"IFERROR(IF(OR(V170=\"\",'Lives scenario - input'!$F155=\"\"),\"\",V170/'Lives scenario - input'!$F155),\"\")","v":""},{"$f":"IFERROR(IF(OR(W170=\"\",'Lives scenario - input'!$F155=\"\"),\"\",W170/'Lives scenario - input'!$F155),\"\")","v":""}]
[{"$f":"IFERROR('Lives scenario - input'!A156,\"\")","v":""},{"$f":"IFERROR('Lives scenario - input'!B156,\"\")","v":""},{"$f":"IFERROR('Lives scenario - input'!C156,\"\")","v":""},{"$f":"IFERROR(repcalc('Lives scenario - input'!$CX156:$GJ156,'Lives scenario - input'!$I156,'Lives scenario - input'!$G156,'Lives scenario - input'!$H156,20,TRUE,TRUE),\"\")","v":""},"","","","","","","","","","","","","","","","","","","",{"$f":"IFERROR(IF(OR(D171=\"\",'Lives scenario - input'!$F156=\"\"),\"\",D171/'Lives scenario - input'!$F156),\"\")","v":""},{"$f":"IFERROR(IF(OR(E171=\"\",'Lives scenario - input'!$F156=\"\"),\"\",E171/'Lives scenario - input'!$F156),\"\")","v":""},{"$f":"IFERROR(IF(OR(F171=\"\",'Lives scenario - input'!$F156=\"\"),\"\",F171/'Lives scenario - input'!$F156),\"\")","v":""},{"$f":"IFERROR(IF(OR(G171=\"\",'Lives scenario - input'!$F156=\"\"),\"\",G171/'Lives scenario - input'!$F156),\"\")","v":""},{"$f":"IFERROR(IF(OR(H171=\"\",'Lives scenario - input'!$F156=\"\"),\"\",H171/'Lives scenario - input'!$F156),\"\")","v":""},{"$f":"IFERROR(IF(OR(I171=\"\",'Lives scenario - input'!$F156=\"\"),\"\",I171/'Lives scenario - input'!$F156),\"\")","v":""},{"$f":"IFERROR(IF(OR(J171=\"\",'Lives scenario - input'!$F156=\"\"),\"\",J171/'Lives scenario - input'!$F156),\"\")","v":""},{"$f":"IFERROR(IF(OR(K171=\"\",'Lives scenario - input'!$F156=\"\"),\"\",K171/'Lives scenario - input'!$F156),\"\")","v":""},{"$f":"IFERROR(IF(OR(L171=\"\",'Lives scenario - input'!$F156=\"\"),\"\",L171/'Lives scenario - input'!$F156),\"\")","v":""},{"$f":"IFERROR(IF(OR(M171=\"\",'Lives scenario - input'!$F156=\"\"),\"\",M171/'Lives scenario - input'!$F156),\"\")","v":""},{"$f":"IFERROR(IF(OR(N171=\"\",'Lives scenario - input'!$F156=\"\"),\"\",N171/'Lives scenario - input'!$F156),\"\")","v":""},{"$f":"IFERROR(IF(OR(O171=\"\",'Lives scenario - input'!$F156=\"\"),\"\",O171/'Lives scenario - input'!$F156),\"\")","v":""},{"$f":"IFERROR(IF(OR(P171=\"\",'Lives scenario - input'!$F156=\"\"),\"\",P171/'Lives scenario - input'!$F156),\"\")","v":""},{"$f":"IFERROR(IF(OR(Q171=\"\",'Lives scenario - input'!$F156=\"\"),\"\",Q171/'Lives scenario - input'!$F156),\"\")","v":""},{"$f":"IFERROR(IF(OR(R171=\"\",'Lives scenario - input'!$F156=\"\"),\"\",R171/'Lives scenario - input'!$F156),\"\")","v":""},{"$f":"IFERROR(IF(OR(S171=\"\",'Lives scenario - input'!$F156=\"\"),\"\",S171/'Lives scenario - input'!$F156),\"\")","v":""},{"$f":"IFERROR(IF(OR(T171=\"\",'Lives scenario - input'!$F156=\"\"),\"\",T171/'Lives scenario - input'!$F156),\"\")","v":""},{"$f":"IFERROR(IF(OR(U171=\"\",'Lives scenario - input'!$F156=\"\"),\"\",U171/'Lives scenario - input'!$F156),\"\")","v":""},{"$f":"IFERROR(IF(OR(V171=\"\",'Lives scenario - input'!$F156=\"\"),\"\",V171/'Lives scenario - input'!$F156),\"\")","v":""},{"$f":"IFERROR(IF(OR(W171=\"\",'Lives scenario - input'!$F156=\"\"),\"\",W171/'Lives scenario - input'!$F156),\"\")","v":""}]
[{"$f":"IFERROR('Lives scenario - input'!A157,\"\")","v":""},{"$f":"IFERROR('Lives scenario - input'!B157,\"\")","v":""},{"$f":"IFERROR('Lives scenario - input'!C157,\"\")","v":""},{"$f":"IFERROR(repcalc('Lives scenario - input'!$CX157:$GJ157,'Lives scenario - input'!$I157,'Lives scenario - input'!$G157,'Lives scenario - input'!$H157,20,TRUE,TRUE),\"\")","v":""},"","","","","","","","","","","","","","","","","","","",{"$f":"IFERROR(IF(OR(D172=\"\",'Lives scenario - input'!$F157=\"\"),\"\",D172/'Lives scenario - input'!$F157),\"\")","v":""},{"$f":"IFERROR(IF(OR(E172=\"\",'Lives scenario - input'!$F157=\"\"),\"\",E172/'Lives scenario - input'!$F157),\"\")","v":""},{"$f":"IFERROR(IF(OR(F172=\"\",'Lives scenario - input'!$F157=\"\"),\"\",F172/'Lives scenario - input'!$F157),\"\")","v":""},{"$f":"IFERROR(IF(OR(G172=\"\",'Lives scenario - input'!$F157=\"\"),\"\",G172/'Lives scenario - input'!$F157),\"\")","v":""},{"$f":"IFERROR(IF(OR(H172=\"\",'Lives scenario - input'!$F157=\"\"),\"\",H172/'Lives scenario - input'!$F157),\"\")","v":""},{"$f":"IFERROR(IF(OR(I172=\"\",'Lives scenario - input'!$F157=\"\"),\"\",I172/'Lives scenario - input'!$F157),\"\")","v":""},{"$f":"IFERROR(IF(OR(J172=\"\",'Lives scenario - input'!$F157=\"\"),\"\",J172/'Lives scenario - input'!$F157),\"\")","v":""},{"$f":"IFERROR(IF(OR(K172=\"\",'Lives scenario - input'!$F157=\"\"),\"\",K172/'Lives scenario - input'!$F157),\"\")","v":""},{"$f":"IFERROR(IF(OR(L172=\"\",'Lives scenario - input'!$F157=\"\"),\"\",L172/'Lives scenario - input'!$F157),\"\")","v":""},{"$f":"IFERROR(IF(OR(M172=\"\",'Lives scenario - input'!$F157=\"\"),\"\",M172/'Lives scenario - input'!$F157),\"\")","v":""},{"$f":"IFERROR(IF(OR(N172=\"\",'Lives scenario - input'!$F157=\"\"),\"\",N172/'Lives scenario - input'!$F157),\"\")","v":""},{"$f":"IFERROR(IF(OR(O172=\"\",'Lives scenario - input'!$F157=\"\"),\"\",O172/'Lives scenario - input'!$F157),\"\")","v":""},{"$f":"IFERROR(IF(OR(P172=\"\",'Lives scenario - input'!$F157=\"\"),\"\",P172/'Lives scenario - input'!$F157),\"\")","v":""},{"$f":"IFERROR(IF(OR(Q172=\"\",'Lives scenario - input'!$F157=\"\"),\"\",Q172/'Lives scenario - input'!$F157),\"\")","v":""},{"$f":"IFERROR(IF(OR(R172=\"\",'Lives scenario - input'!$F157=\"\"),\"\",R172/'Lives scenario - input'!$F157),\"\")","v":""},{"$f":"IFERROR(IF(OR(S172=\"\",'Lives scenario - input'!$F157=\"\"),\"\",S172/'Lives scenario - input'!$F157),\"\")","v":""},{"$f":"IFERROR(IF(OR(T172=\"\",'Lives scenario - input'!$F157=\"\"),\"\",T172/'Lives scenario - input'!$F157),\"\")","v":""},{"$f":"IFERROR(IF(OR(U172=\"\",'Lives scenario - input'!$F157=\"\"),\"\",U172/'Lives scenario - input'!$F157),\"\")","v":""},{"$f":"IFERROR(IF(OR(V172=\"\",'Lives scenario - input'!$F157=\"\"),\"\",V172/'Lives scenario - input'!$F157),\"\")","v":""},{"$f":"IFERROR(IF(OR(W172=\"\",'Lives scenario - input'!$F157=\"\"),\"\",W172/'Lives scenario - input'!$F157),\"\")","v":""}]
[{"$f":"IFERROR('Lives scenario - input'!A158,\"\")","v":""},{"$f":"IFERROR('Lives scenario - input'!B158,\"\")","v":""},{"$f":"IFERROR('Lives scenario - input'!C158,\"\")","v":""},{"$f":"IFERROR(repcalc('Lives scenario - input'!$CX158:$GJ158,'Lives scenario - input'!$I158,'Lives scenario - input'!$G158,'Lives scenario - input'!$H158,20,TRUE,TRUE),\"\")","v":""},"","","","","","","","","","","","","","","","","","","",{"$f":"IFERROR(IF(OR(D173=\"\",'Lives scenario - input'!$F158=\"\"),\"\",D173/'Lives scenario - input'!$F158),\"\")","v":""},{"$f":"IFERROR(IF(OR(E173=\"\",'Lives scenario - input'!$F158=\"\"),\"\",E173/'Lives scenario - input'!$F158),\"\")","v":""},{"$f":"IFERROR(IF(OR(F173=\"\",'Lives scenario - input'!$F158=\"\"),\"\",F173/'Lives scenario - input'!$F158),\"\")","v":""},{"$f":"IFERROR(IF(OR(G173=\"\",'Lives scenario - input'!$F158=\"\"),\"\",G173/'Lives scenario - input'!$F158),\"\")","v":""},{"$f":"IFERROR(IF(OR(H173=\"\",'Lives scenario - input'!$F158=\"\"),\"\",H173/'Lives scenario - input'!$F158),\"\")","v":""},{"$f":"IFERROR(IF(OR(I173=\"\",'Lives scenario - input'!$F158=\"\"),\"\",I173/'Lives scenario - input'!$F158),\"\")","v":""},{"$f":"IFERROR(IF(OR(J173=\"\",'Lives scenario - input'!$F158=\"\"),\"\",J173/'Lives scenario - input'!$F158),\"\")","v":""},{"$f":"IFERROR(IF(OR(K173=\"\",'Lives scenario - input'!$F158=\"\"),\"\",K173/'Lives scenario - input'!$F158),\"\")","v":""},{"$f":"IFERROR(IF(OR(L173=\"\",'Lives scenario - input'!$F158=\"\"),\"\",L173/'Lives scenario - input'!$F158),\"\")","v":""},{"$f":"IFERROR(IF(OR(M173=\"\",'Lives scenario - input'!$F158=\"\"),\"\",M173/'Lives scenario - input'!$F158),\"\")","v":""},{"$f":"IFERROR(IF(OR(N173=\"\",'Lives scenario - input'!$F158=\"\"),\"\",N173/'Lives scenario - input'!$F158),\"\")","v":""},{"$f":"IFERROR(IF(OR(O173=\"\",'Lives scenario - input'!$F158=\"\"),\"\",O173/'Lives scenario - input'!$F158),\"\")","v":""},{"$f":"IFERROR(IF(OR(P173=\"\",'Lives scenario - input'!$F158=\"\"),\"\",P173/'Lives scenario - input'!$F158),\"\")","v":""},{"$f":"IFERROR(IF(OR(Q173=\"\",'Lives scenario - input'!$F158=\"\"),\"\",Q173/'Lives scenario - input'!$F158),\"\")","v":""},{"$f":"IFERROR(IF(OR(R173=\"\",'Lives scenario - input'!$F158=\"\"),\"\",R173/'Lives scenario - input'!$F158),\"\")","v":""},{"$f":"IFERROR(IF(OR(S173=\"\",'Lives scenario - input'!$F158=\"\"),\"\",S173/'Lives scenario - input'!$F158),\"\")","v":""},{"$f":"IFERROR(IF(OR(T173=\"\",'Lives scenario - input'!$F158=\"\"),\"\",T173/'Lives scenario - input'!$F158),\"\")","v":""},{"$f":"IFERROR(IF(OR(U173=\"\",'Lives scenario - input'!$F158=\"\"),\"\",U173/'Lives scenario - input'!$F158),\"\")","v":""},{"$f":"IFERROR(IF(OR(V173=\"\",'Lives scenario - input'!$F158=\"\"),\"\",V173/'Lives scenario - input'!$F158),\"\")","v":""},{"$f":"IFERROR(IF(OR(W173=\"\",'Lives scenario - input'!$F158=\"\"),\"\",W173/'Lives scenario - input'!$F158),\"\")","v":""}]
[{"$f":"IFERROR('Lives scenario - input'!A159,\"\")","v":""},{"$f":"IFERROR('Lives scenario - input'!B159,\"\")","v":""},{"$f":"IFERROR('Lives scenario - input'!C159,\"\")","v":""},{"$f":"IFERROR(repcalc('Lives scenario - input'!$CX159:$GJ159,'Lives scenario - input'!$I159,'Lives scenario - input'!$G159,'Lives scenario - input'!$H159,20,TRUE,TRUE),\"\")","v":""},"","","","","","","","","","","","","","","","","","","",{"$f":"IFERROR(IF(OR(D174=\"\",'Lives scenario - input'!$F159=\"\"),\"\",D174/'Lives scenario - input'!$F159),\"\")","v":""},{"$f":"IFERROR(IF(OR(E174=\"\",'Lives scenario - input'!$F159=\"\"),\"\",E174/'Lives scenario - input'!$F159),\"\")","v":""},{"$f":"IFERROR(IF(OR(F174=\"\",'Lives scenario - input'!$F159=\"\"),\"\",F174/'Lives scenario - input'!$F159),\"\")","v":""},{"$f":"IFERROR(IF(OR(G174=\"\",'Lives scenario - input'!$F159=\"\"),\"\",G174/'Lives scenario - input'!$F159),\"\")","v":""},{"$f":"IFERROR(IF(OR(H174=\"\",'Lives scenario - input'!$F159=\"\"),\"\",H174/'Lives scenario - input'!$F159),\"\")","v":""},{"$f":"IFERROR(IF(OR(I174=\"\",'Lives scenario - input'!$F159=\"\"),\"\",I174/'Lives scenario - input'!$F159),\"\")","v":""},{"$f":"IFERROR(IF(OR(J174=\"\",'Lives scenario - input'!$F159=\"\"),\"\",J174/'Lives scenario - input'!$F159),\"\")","v":""},{"$f":"IFERROR(IF(OR(K174=\"\",'Lives scenario - input'!$F159=\"\"),\"\",K174/'Lives scenario - input'!$F159),\"\")","v":""},{"$f":"IFERROR(IF(OR(L174=\"\",'Lives scenario - input'!$F159=\"\"),\"\",L174/'Lives scenario - input'!$F159),\"\")","v":""},{"$f":"IFERROR(IF(OR(M174=\"\",'Lives scenario - input'!$F159=\"\"),\"\",M174/'Lives scenario - input'!$F159),\"\")","v":""},{"$f":"IFERROR(IF(OR(N174=\"\",'Lives scenario - input'!$F159=\"\"),\"\",N174/'Lives scenario - input'!$F159),\"\")","v":""},{"$f":"IFERROR(IF(OR(O174=\"\",'Lives scenario - input'!$F159=\"\"),\"\",O174/'Lives scenario - input'!$F159),\"\")","v":""},{"$f":"IFERROR(IF(OR(P174=\"\",'Lives scenario - input'!$F159=\"\"),\"\",P174/'Lives scenario - input'!$F159),\"\")","v":""},{"$f":"IFERROR(IF(OR(Q174=\"\",'Lives scenario - input'!$F159=\"\"),\"\",Q174/'Lives scenario - input'!$F159),\"\")","v":""},{"$f":"IFERROR(IF(OR(R174=\"\",'Lives scenario - input'!$F159=\"\"),\"\",R174/'Lives scenario - input'!$F159),\"\")","v":""},{"$f":"IFERROR(IF(OR(S174=\"\",'Lives scenario - input'!$F159=\"\"),\"\",S174/'Lives scenario - input'!$F159),\"\")","v":""},{"$f":"IFERROR(IF(OR(T174=\"\",'Lives scenario - input'!$F159=\"\"),\"\",T174/'Lives scenario - input'!$F159),\"\")","v":""},{"$f":"IFERROR(IF(OR(U174=\"\",'Lives scenario - input'!$F159=\"\"),\"\",U174/'Lives scenario - input'!$F159),\"\")","v":""},{"$f":"IFERROR(IF(OR(V174=\"\",'Lives scenario - input'!$F159=\"\"),\"\",V174/'Lives scenario - input'!$F159),\"\")","v":""},{"$f":"IFERROR(IF(OR(W174=\"\",'Lives scenario - input'!$F159=\"\"),\"\",W174/'Lives scenario - input'!$F159),\"\")","v":""}]
[{"$f":"IFERROR('Lives scenario - input'!A160,\"\")","v":""},{"$f":"IFERROR('Lives scenario - input'!B160,\"\")","v":""},{"$f":"IFERROR('Lives scenario - input'!C160,\"\")","v":""},{"$f":"IFERROR(repcalc('Lives scenario - input'!$CX160:$GJ160,'Lives scenario - input'!$I160,'Lives scenario - input'!$G160,'Lives scenario - input'!$H160,20,TRUE,TRUE),\"\")","v":""},"","","","","","","","","","","","","","","","","","","",{"$f":"IFERROR(IF(OR(D175=\"\",'Lives scenario - input'!$F160=\"\"),\"\",D175/'Lives scenario - input'!$F160),\"\")","v":""},{"$f":"IFERROR(IF(OR(E175=\"\",'Lives scenario - input'!$F160=\"\"),\"\",E175/'Lives scenario - input'!$F160),\"\")","v":""},{"$f":"IFERROR(IF(OR(F175=\"\",'Lives scenario - input'!$F160=\"\"),\"\",F175/'Lives scenario - input'!$F160),\"\")","v":""},{"$f":"IFERROR(IF(OR(G175=\"\",'Lives scenario - input'!$F160=\"\"),\"\",G175/'Lives scenario - input'!$F160),\"\")","v":""},{"$f":"IFERROR(IF(OR(H175=\"\",'Lives scenario - input'!$F160=\"\"),\"\",H175/'Lives scenario - input'!$F160),\"\")","v":""},{"$f":"IFERROR(IF(OR(I175=\"\",'Lives scenario - input'!$F160=\"\"),\"\",I175/'Lives scenario - input'!$F160),\"\")","v":""},{"$f":"IFERROR(IF(OR(J175=\"\",'Lives scenario - input'!$F160=\"\"),\"\",J175/'Lives scenario - input'!$F160),\"\")","v":""},{"$f":"IFERROR(IF(OR(K175=\"\",'Lives scenario - input'!$F160=\"\"),\"\",K175/'Lives scenario - input'!$F160),\"\")","v":""},{"$f":"IFERROR(IF(OR(L175=\"\",'Lives scenario - input'!$F160=\"\"),\"\",L175/'Lives scenario - input'!$F160),\"\")","v":""},{"$f":"IFERROR(IF(OR(M175=\"\",'Lives scenario - input'!$F160=\"\"),\"\",M175/'Lives scenario - input'!$F160),\"\")","v":""},{"$f":"IFERROR(IF(OR(N175=\"\",'Lives scenario - input'!$F160=\"\"),\"\",N175/'Lives scenario - input'!$F160),\"\")","v":""},{"$f":"IFERROR(IF(OR(O175=\"\",'Lives scenario - input'!$F160=\"\"),\"\",O175/'Lives scenario - input'!$F160),\"\")","v":""},{"$f":"IFERROR(IF(OR(P175=\"\",'Lives scenario - input'!$F160=\"\"),\"\",P175/'Lives scenario - input'!$F160),\"\")","v":""},{"$f":"IFERROR(IF(OR(Q175=\"\",'Lives scenario - input'!$F160=\"\"),\"\",Q175/'Lives scenario - input'!$F160),\"\")","v":""},{"$f":"IFERROR(IF(OR(R175=\"\",'Lives scenario - input'!$F160=\"\"),\"\",R175/'Lives scenario - input'!$F160),\"\")","v":""},{"$f":"IFERROR(IF(OR(S175=\"\",'Lives scenario - input'!$F160=\"\"),\"\",S175/'Lives scenario - input'!$F160),\"\")","v":""},{"$f":"IFERROR(IF(OR(T175=\"\",'Lives scenario - input'!$F160=\"\"),\"\",T175/'Lives scenario - input'!$F160),\"\")","v":""},{"$f":"IFERROR(IF(OR(U175=\"\",'Lives scenario - input'!$F160=\"\"),\"\",U175/'Lives scenario - input'!$F160),\"\")","v":""},{"$f":"IFERROR(IF(OR(V175=\"\",'Lives scenario - input'!$F160=\"\"),\"\",V175/'Lives scenario - input'!$F160),\"\")","v":""},{"$f":"IFERROR(IF(OR(W175=\"\",'Lives scenario - input'!$F160=\"\"),\"\",W175/'Lives scenario - input'!$F160),\"\")","v":""}]

{"sheet":"Combined scenario - input","index":6,"n_rows":190,"n_cols":190,"rows_kept":190,"cut":false,"hidden":false,"merged":[[2,3,3,3],[2,4,3,5],[2,6,3,6]]}
[null,"Unit cost - comparative"]
[null,"Replacement lives - comparative"]
[null,null,null,"Unit cost","Replacement \nlife",null,"Method","Volume",null,null,null,null,null,null,null,null,null,null,null,null,null,null,null,null,null,null,null,null,null,null,null,null,null,null,null,null,null,null,null,null,null,null,null,null,null,null,null,null,null,null,null,null,null,null,null,null,null,null,null,null,null,null,null,null,null,null,null,null,null,null,null,null,null,null,null,null,null,null,null,null,null,null,null,null,null,null,null,null,null,null,null,null,null,null,null,null,null,null,null,"Replacement Cost (NOT depreciated)"]
[null,null,null,null,null,null,null,"Installation date",null,null,null,null,null,null,null,null,null,null,null,null,null,null,null,null,null,null,null,null,null,null,null,null,null,null,null,null,null,null,null,null,null,null,null,null,null,null,null,null,null,null,null,null,null,null,null,null,null,null,null,null,null,null,null,null,null,null,null,null,null,null,null,null,null,null,null,null,null,null,null,null,null,null,null,null,null,null,null,null,null,null,null,null,null,null,null,null,null,null,null,"Installation date"]
["ID","Asset group","Asset category","$ ('000)","μ","σ","#",2018,2017,2016,2015,2014,2013,2012,2011,2010,2009,2008,2007,2006,2005,2004,2003,2002,2001,2000,1999,1998,1997,1996,1995,1994,1993,1992,1991,1990,1989,1988,1987,1986,1985,1984,1983,1982,1981,1980,1979,1978,1977,1976,1975,1974,1973,1972,1971,1970,1969,1968,1967,1966,1965,1964,1963,1962,1961,1960,1959,1958,1957,1956,1955,1954,1953,1952,1951,1950,1949,1948,1947,1946,1945,1944,1943,1942,1941,1940,1939,1938,1937,1936,1935,1934,1933,1932,1931,1930,1929,1928,null,2018,2017,2016,2015,2014,2013,2012,2011,2010,2009,2008,2007,2006,2005,2004,2003,2002,2001,2000,1999,1998,1997,1996,1995,1994,1993,1992,1991,1990,1989,1988,1987,1986,1985,1984,1983,1982,1981,1980,1979,1978,1977,1976,1975,1974,1973,1972,1971,1970,1969,1968,1967,1966,1965,1964,1963,1962,1961,1960,1959,1958,1957,1956,1955,1954,1953,1952,1951,1950,1949,1948,1947,1946,1945,1944,1943,1942,1941,1940,1939,1938,1937,1936,1935,1934,1933,1932,1931,1930,1929,1928]
[1,"OVERHEAD CONDUCTORS","˂ = 1 kv",45.901083489375743,74.112411996723409,8.6088566021698494,2,38,65,70,91,138,105,148,156,127,138,121,104,118,105,87,101,71,64,70,59,48,54,52,65,65,46,39,87,99,92,68,105,101,116,95,87,167,162,338,218,146,148,150,163,267,171,281,191,227,307,424,346,508,514,532,856,510,457,594,538,288,357,364,103,59,51,40,56,22,41,20,6,10,23,40,0,0,0,52,0,0,0,0,0,0,0,0,0,0,0,76,null,1744.2411725962781,2983.5704268094232,3213.0758442563019,4176.9985975331929,6334.3495215338526,4819.6137663844529,6793.36035642761,7160.5690243426161,5829.437603150719,6334.3495215338526,5554.0311022144651,4773.7126828950777,5416.3278517463377,4819.6137663844529,3993.3942635756898,4636.0094324269503,3258.9769277456776,2937.6693433200476,3213.0758442563019,2708.1639258731689,2203.2520074900358,2478.6585084262902,2386.8563414475389,2983.5704268094232,2983.5704268094232,2111.449840511284,1790.142256085654,3993.3942635756898,4544.207265448199,4222.8996810225681,3121.2736772775506,4819.6137663844529,4636.0094324269503,5324.5256847675864,4360.6029314906955,3993.3942635756898,7665.4809427257487,7435.97552527887,15514.566219409002,10006.436200683913,6701.5581894488587,6793.36035642761,6885.1625234063613,7481.8766087682461,12255.589291663324,7849.0852766832522,12898.204460514584,8767.1069464707671,10419.545952088294,14091.632631238353,19462.059399495316,15881.774887324007,23317.750412602876,23593.156913539133,24419.376416347895,39291.327466905634,23409.552579581628,20976.795154644715,27265.243592689192,24694.782917284148,13219.512044940215,16386.686805707141,16707.994390132772,4727.8115994057016,2708.1639258731689,2340.9552579581627,1836.0433395750297,2570.4606754050415,1009.8238367662664,1881.9444230644056,918.02166978751484,275.40650093625447,459.01083489375742,1055.724920255642,1836.0433395750297,0,0,0,2386.8563414475389,0,0,0,0,0,0,0,0,0,0,0,3488.4823451925563]
[1,"OVERHEAD CONDUCTORS","˃ 11 kv & < = 22 kv ; multiple-phase",86.332651852520172,72.53654531847539,8.5168389275878287,2,0,0,0,0,0,0,0,0,0,0,0,0,0,0,1,3,5,0,1,0,1,0,0,3,0,0,0,0,0,2,0,0,0,0,0,0,0,0,0,0,0,0,0,0,2,2,0,0,25,0,0,0,0,0,12,0,0,0,0,0,0,0,0,0,0,0,0,0,0,0,0,0,0,0,0,0,0,0,0,0,0,0,0,0,0,0,0,0,0,0,0,null,0,0,0,0,0,0,0,0,0,0,0,0,0,0,86.332651852520172,258.99795555756054,431.66325926260083,0,86.332651852520172,0,86.332651852520172,0,0,258.99795555756054,0,0,0,0,0,172.66530370504034,0,0,0,0,0,0,0,0,0,0,0,0,0,0,172.66530370504034,172.66530370504034,0,0,2158.3162963130044,0,0,0,0,0,1035.9918222302422,0,0,0,0,0,0,0,0,0,0,0,0,0,0,0,0,0,0,0,0,0,0,0,0,0,0,0,0,0,0,0,0,0,0,0,0]
[1,"OVERHEAD CONDUCTORS","˃ 11 kv & < = 22 kv ; single-phase",68.401859883092015,71.58334210755838,8.460693949526739,2,0,0,0,0,0,0,0,0,0,4,0,0,0,2,6,0,0,2,11,3,4,1,0,0,0,0,0,1,1,0,1,0,0,0,0,1,1,0,1,0,0,0,0,0,6,6,7,6,4,0,0,0,0,0,0,0,0,0,0,0,0,0,0,0,0,0,0,0,0,0,0,0,0,0,0,0,0,0,0,0,0,0,0,0,0,0,0,0,0,0,0,null,0,0,0,0,0,0,0,0,0,273.60743953236806,0,0,0,136.80371976618403,410.41115929855209,0,0,136.80371976618403,752.42045871401217,205.20557964927605,273.60743953236806,68.401859883092015,0,0,0,0,0,68.401859883092015,68.401859883092015,0,68.401859883092015,0,0,0,0,68.401859883092015,68.401859883092015,0,68.401859883092015,0,0,0,0,0,410.41115929855209,410.41115929855209,478.81301918164411,410.41115929855209,273.60743953236806,0,0,0,0,0,0,0,0,0,0,0,0,0,0,0,0,0,0,0,0,0,0,0,0,0,0,0,0,0,0,0,0,0,0,0,0,0,0,0,0,0,0]
[1,"OVERHEAD CONDUCTORS","˃ 11 kv & < = 22 kv ; swer",33.437049787085357,73.07983216564503,8.5486742928740149,2,0,0,0,0,0,0,7,0,0,0,0,0,0,0,0,0,0,0,0,0,0,0,0,0,0,0,0,0,1,0,0,0,0,38,2,0,0,0,0,0,0,2,0,0,4,0,0,1,1,0,0,0,0,0,0,11,6,0,0,0,0,43,0,0,0,0,0,0,0,0,0,0,0,0,0,0,0,0,0,0,0,0,0,0,0,0,0,0,0,0,0,null,0,0,0,0,0,0,234.0593485095975,0,0,0,0,0,0,0,0,0,0,0,0,0,0,0,0,0,0,0,0,0,33.437049787085357,0,0,0,0,1270.6078919092436,66.874099574170714,0,0,0,0,0,0,66.874099574170714,0,0,133.74819914834143,0,0,33.437049787085357,33.437049787085357,0,0,0,0,0,0,367.80754765793893,200.62229872251214,0,0,0,0,1437.7931408446702,0,0,0,0,0,0,0,0,0,0,0,0,0,0,0,0,0,0,0,0,0,0,0,0,0,0,0,0,0]
[1,"OVERHEAD CONDUCTORS","> 1 kv & < = 11 kv",41.630412894161722,75.201418114363008,8.6718751210083163,2,210,161,193,114,162,162,131,168,143,163,128,138,118,178,105,134,116,119,154,131,99,69,62,62,62,56,52,77,83,70,64,83,96,82,56,56,110,102,261,172,120,169,147,137,193,226,333,185,166,310,328,246,249,287,203,494,177,281,202,194,99,83,139,16,31,13,27,1,0,0,0,10,0,0,0,0,0,0,10,0,0,0,0,0,0,0,0,0,0,0,1,null,8742.3867077739615,6702.4964759600371,8034.6696885732126,4745.8670699344366,6744.126888854199,6744.126888854199,5453.5840891351854,6993.909366219169,5953.1490438651263,6785.757301748361,5328.6928504527004,5744.9969793943173,4912.3887215110835,7410.2134951607868,4371.1933538869807,5578.4753278176704,4829.1278957227596,4954.0191344052446,6411.0835857009051,5453.5840891351854,4121.4108765220108,2872.4984896971587,2581.0855994380267,2581.0855994380267,2581.0855994380267,2331.3031220730563,2164.7814704964094,3205.5417928504526,3455.324270215423,2914.1289025913206,2664.3464252263502,3455.324270215423,3996.5196378395253,3413.693857321261,2331.3031220730563,2331.3031220730563,4579.3454183577896,4246.3021152044957,10865.53776537621,7160.4310177958159,4995.6495472994065,7035.539779113331,6119.6706954417732,5703.3665665001563,8034.6696885732126,9408.4733140805492,13862.927493755853,7701.6263854199187,6910.648540430846,12905.427997190134,13654.775429285044,10241.081571963783,10365.972810646268,11947.928500624414,8450.9738175148304,20565.423969715892,7368.5830822666248,11698.146023259444,8409.3434046206676,8076.3001014673737,4121.4108765220108,3455.324270215423,5786.6273922884793,666.08660630658756,1290.5427997190134,541.19536762410235,1124.0211481423664,41.630412894161722,0,0,0,416.30412894161725,0,0,0,0,0,0,416.30412894161725,0,0,0,0,0,0,0,0,0,0,0,41.630412894161722]
[1,"OVERHEAD CONDUCTORS","> 22 kv & < = 66 kv",92.009337620290552,85.517964234053835,9.2475923479602962,2,7,41,11,6,13,32,21,49,70,21,59,34,79,32,6,16,19,21,13,3,25,2,7,5,27,2,21,2,15,6,1,1,1,22,8,12,26,42,70,16,10,38,19,12,21,7,16,13,23,59,95,48,10,129,74,87,26,25,83,0,0,3,20,11,5,3,10,0,0,0,0,0,0,0,0,0,0,0,0,0,0,0,0,0,0,0,0,0,0,0,0,null,644.06536334203383,3772.3828424319126,1012.102713823196,552.05602572174325,1196.1213890637771,2944.2988038492977,1932.1960900261015,4508.4575433942373,6440.6536334203383,1932.1960900261015,5428.5509195971426,3128.3174790898788,7268.7376720029533,2944.2988038492977,552.05602572174325,1472.1494019246488,1748.1774147855206,1932.1960900261015,1196.1213890637771,276.02801286087163,2300.2334405072638,184.0186752405811,644.06536334203383,460.04668810145279,2484.252115747845,184.0186752405811,1932.1960900261015,184.0186752405811,1380.1400643043582,552.05602572174325,92.009337620290552,92.009337620290552,92.009337620290552,2024.2054276463921,736.07470096232441,1104.1120514434865,2392.2427781275542,3864.392180052203,6440.6536334203383,1472.1494019246488,920.09337620290557,3496.3548295710411,1748.1774147855206,1104.1120514434865,1932.1960900261015,644.06536334203383,1472.1494019246488,1196.1213890637771,2116.2147652666827,5428.5509195971426,8740.8870739276026,4416.448205773946,920.09337620290557,11869.204553017482,6808.6909839015007,8004.812372965278,2392.2427781275542,2300.2334405072638,7636.7750224841157,0,0,276.02801286087163,1840.1867524058111,1012.102713823196,460.04668810145279,276.02801286087163,920.09337620290557,0,0,0,0,0,0,0,0,0,0,0,0,0,0,0,0,0,0,0,0,0,0,0,0]
[1,"OVERHEAD CONDUCTORS","> 66 kv & < = 132 kv",113.90821843012708,72.456967657289255,8.5121658617116509,2,0,6,3,16,49,12,21,74,19,0,10,8,0,4,11,19,14,4,4,0,5,2,0,35,0,0,0,0,0,0,6,4,5,51,0,9,16,2,1,29,29,21,0,13,27,25,32,4,4,13,116,9,0,15,48,43,10,53,188,0,0,0,12,0,0,0,0,0,0,0,0,0,0,0,0,0,0,0,0,0,0,0,0,0,0,0,0,0,0,0,0,null,0,683.44931058076247,341.72465529038124,1822.5314948820333,5581.5027030762267,1366.8986211615249,2392.0725870326687,8429.2081638294039,2164.2561501724144,0,1139.0821843012709,911.26574744101663,0,455.63287372050831,1252.9904027313978,2164.2561501724144,1594.715058021779,455.63287372050831,455.63287372050831,0,569.54109215063545,227.81643686025416,0,3986.7876450544477,0,0,0,0,0,0,683.44931058076247,455.63287372050831,569.54109215063545,5809.3191399364814,0,1025.1739658711438,1822.5314948820333,227.81643686025416,113.90821843012708,3303.3383344736853,3303.3383344736853,2392.0725870326687,0,1480.8068395916521,3075.5218976134311,2847.7054607531768,3645.0629897640665,455.63287372050831,455.63287372050831,1480.8068395916521,13213.353337894741,1025.1739658711438,0,1708.6232764519061,5467.5944846460998,4898.0533924954643,1139.0821843012709,6037.1355767967352,21414.745064863891,0,0,0,1366.8986211615249,0,0,0,0,0,0,0,0,0,0,0,0,0,0,0,0,0,0,0,0,0,0,0,0,0,0,0,0]
[2,"POLES","˂ = 1 kv ; concrete",7.4848326670501883,59.426244521115471,7.7088419701739559,2,17,5,1,2,14,58,48,28,24,2,7,6,12,4,14,11,3,10,7,1,1,0,23,18,42,3,60,13,46,0,0,2,25,7,0,0,3,2,0,0,0,0,0,1,0,21,6,4,3,0,0,0,0,0,8,0,1,17,9,0,1,0,0,0,0,0,0,0,0,0,0,0,0,0,0,0,0,0,0,0,0,0,0,0,0,0,0,0,0,0,0,null,127.2421553398532,37.424163335250938,7.4848326670501883,14.969665334100377,104.78765733870264,434.12029468891092,359.27196801840904,209.57531467740529,179.63598400920452,14.969665334100377,52.393828669351322,44.90899600230113,89.81799200460226,29.939330668200753,104.78765733870264,82.333159337552075,22.454498001150565,74.848326670501876,52.393828669351322,7.4848326670501883,7.4848326670501883,0,172.15115134215432,134.72698800690338,314.3629720161079,22.454498001150565,449.08996002301132,97.302824671652445,344.30230268430864,0,0,14.969665334100377,187.12081667625472,52.393828669351322,0,0,22.454498001150565,14.969665334100377,0,0,0,0,0,7.4848326670501883,0,157.18148600805395,44.90899600230113,29.939330668200753,22.454498001150565,0,0,0,0,0,59.878661336401507,0,7.4848326670501883,127.2421553398532,67.363494003451692,0,7.4848326670501883,0,0,0,0,0,0,0,0,0,0,0,0,0,0,0,0,0,0,0,0,0,0,0,0,0,0,0,0,0,0]
[2,"POLES","˂ = 1 kv ; steel",7.4426576042603498,60.063101444929792,7.7500388028015568,2,72,49,18,19,65,8,36,37,62,23,145,419,330,274,171,145,102,84,530,11,47,34,41,10,24,10,166,111,185,4,113,2,3,152,273,936,576,325,76,55,11,79,13,3,27,13,193,9,42,38,88,27,81,54,70,33,18,25,21,16,4,8,1,5,1,1,0,0,0,0,2,3,0,0,0,2,0,0,0,0,0,0,0,0,0,0,0,0,0,0,0,null,535.87134750674522,364.69022260875715,133.96783687668631,141.41049448094665,483.77274427692277,59.541260834082799,267.93567375337261,275.37833135763293,461.4447714641417,171.18112489798804,1079.1853526177508,3118.4735361850867,2456.0770094059153,2039.2881835673359,1272.6944503285199,1079.1853526177508,759.1510756345557,625.18323875786939,3944.6085302579854,81.869233646863847,349.80490740023646,253.05035854485189,305.14896177467432,74.4265760426035,178.62378250224839,74.4265760426035,1235.481162307218,826.13499407289885,1376.8916567881647,29.770630417041399,841.02030928141949,14.8853152085207,22.327972812781049,1131.2839558475732,2031.8455259630755,6966.327517587687,4286.9707800539618,2418.8637213846137,565.64197792378661,409.34616823431924,81.869233646863847,587.96995073656763,96.754548855384542,22.327972812781049,200.95175531502946,96.754548855384542,1436.4329176222475,66.983918438343153,312.59161937893469,282.82098896189331,654.95386917491078,200.95175531502946,602.85526594508838,401.90351063005892,520.98603229822447,245.60770094059154,133.96783687668631,186.06644010650874,156.29580968946735,119.0825216681656,29.770630417041399,59.541260834082799,7.4426576042603498,37.21328802130175,7.4426576042603498,7.4426576042603498,0,0,0,0,14.8853152085207,22.327972812781049,0,0,0,14.8853152085207,0,0,0,0,0,0,0,0,0,0,0,0,0,0,0]
[2,"POLES","˂ = 1 kv ; wood",5.1091055797901488,71.762935056786844,8.4713006708997671,2,2428,2379,2086,2725,3215,3548,4236,3861,3698,3083,3035,2639,2262,1943,2225,1745,1702,1467,1507,1531,1907,2072,3000,3038,2669,1813,1537,3790,3874,3280,2781,4461,3730,3262,2401,3638,6193,5624,5414,4465,3345,3751,2599,3579,4502,3399,6631,6491,5606,6720,9705,12156,10744,13556,9297,13802,7356,9014,5801,7272,4466,2281,616,3183,625,1246,542,845,152,26,703,618,0,10,0,867,0,0,0,0,0,0,0,0,0,0,0,341,0,0,0,null,12404.908347730481,12154.562174320765,10657.594239442251,13922.312704928156,16425.774439025328,18127.106597095448,21642.171235991071,19726.256643569763,18893.47243406397,15751.372502493028,15506.135434663101,13482.929625066203,11556.796821485317,9926.9921415322588,11367.759915033081,8915.3892367338103,8695.6976968028339,7495.057885552148,7699.4221087437545,7822.0406426587178,9743.0643406598138,10586.066761325188,15327.316739370446,15521.462751402472,13636.202792459908,9262.8084161595398,7852.6952761374587,19363.510147404664,19792.675016107038,16757.866301711689,14208.422617396403,22791.719991443853,19056.963812617254,16665.902401275467,12266.962497076147,18586.926099276563,31640.690855640391,28733.609780739796,27660.697608983864,22812.156413763016,17089.958164398049,19164.255029792846,13278.565401874597,18285.488870068941,23001.19332021525,17365.849865706718,33878.479099588476,33163.204318417855,28641.645880303575,34333.1894961898,49583.869651863395,62106.287427929048,54892.230349265359,69259.035239635254,47499.354575309015,70515.875212263636,37582.580644936337,46053.477696228401,29637.921468362652,37153.41577623396,22817.265519342804,11653.86982750133,3147.2090371507315,16262.283060472044,3193.1909873688428,6365.945552418525,2769.1352242462608,4317.1942149226761,776.58404812810261,132.83674507454387,3591.7012225924746,3157.4272483103118,0,51.09105579790149,0,4429.5945376780592,0,0,0,0,0,0,0,0,0,0,0,1742.2050027084408,0,0,0]
[2,"POLES","˃ 11 kv & < = 22 kv ; concrete",10.699015243865569,53.086576274097638,7.28605354592578,2,3,3,0,0,0,0,0,0,0,0,0,0,0,0,0,0,0,0,0,0,0,0,0,0,0,0,0,0,0,0,0,0,0,0,0,0,0,0,0,0,0,0,0,0,0,0,0,0,0,0,0,0,0,0,0,0,0,0,0,0,0,0,0,0,0,0,0,0,0,0,0,0,0,0,0,0,0,0,0,0,0,0,0,0,0,0,0,0,0,0,0,null,32.097045731596708,32.097045731596708,0,0,0,0,0,0,0,0,0,0,0,0,0,0,0,0,0,0,0,0,0,0,0,0,0,0,0,0,0,0,0,0,0,0,0,0,0,0,0,0,0,0,0,0,0,0,0,0,0,0,0,0,0,0,0,0,0,0,0,0,0,0,0,0,0,0,0,0,0,0,0,0,0,0,0,0,0,0,0,0,0,0,0,0,0,0,0,0,0]
[2,"POLES","˃ 11 kv & < = 22 kv ; steel",12.443721101982717,39.469917131452682,6.2825088246219503,2,0,0,0,0,0,1,0,0,0,0,0,0,0,1,0,1,4,0,0,0,0,0,0,0,0,0,0,0,0,0,0,0,0,0,0,0,0,0,0,0,0,0,0,0,0,0,0,0,0,0,0,0,0,0,0,0,0,0,0,0,0,0,0,0,0,0,0,0,0,0,0,0,0,0,0,0,0,0,0,0,0,0,0,0,0,0,0,0,0,0,0,null,0,0,0,0,0,12.443721101982717,0,0,0,0,0,0,0,12.443721101982717,0,12.443721101982717,49.77488440793087,0,0,0,0,0,0,0,0,0,0,0,0,0,0,0,0,0,0,0,0,0,0,0,0,0,0,0,0,0,0,0,0,0,0,0,0,0,0,0,0,0,0,0,0,0,0,0,0,0,0,0,0,0,0,0,0,0,0,0,0,0,0,0,0,0,0,0,0,0,0,0,0,0,0]
[2,"POLES","˃ 11 kv & < = 22 kv ; wood",4.5973030620369499,72.937291931477375,8.5403332447555798,2,3,7,4,8,4,12,18,1,22,37,9,5,16,13,32,25,28,15,42,34,14,7,2,8,4,21,12,8,31,41,14,9,8,15,5,5,13,11,3,6,5,7,16,3,15,38,42,6,173,0,2,23,17,1,0,1,0,39,35,0,0,0,0,0,0,0,0,0,0,0,0,0,0,0,0,0,0,0,0,0,0,0,0,0,0,0,0,0,0,0,0,null,13.79190918611085,32.18112143425865,18.3892122481478,36.7784244962956,18.3892122481478,55.167636744443399,82.751455116665099,4.5973030620369499,101.1406673648129,170.10021329536715,41.375727558332549,22.98651531018475,73.556848992591199,59.764939806480349,147.1136979851824,114.93257655092376,128.7244857370346,68.959545930554242,193.08672860555191,156.30830410925631,64.362242868517299,32.18112143425865,9.1946061240738999,36.7784244962956,18.3892122481478,96.543364302775956,55.167636744443399,36.7784244962956,142.51639492314544,188.48942554351495,64.362242868517299,41.375727558332549,36.7784244962956,68.959545930554242,22.98651531018475,22.98651531018475,59.764939806480349,50.570333682406449,13.79190918611085,27.5838183722217,22.98651531018475,32.18112143425865,73.556848992591199,13.79190918611085,68.959545930554242,174.69751635740408,193.08672860555191,27.5838183722217,795.33342973239235,0,9.1946061240738999,105.73797042684984,78.154152054628156,4.5973030620369499,0,4.5973030620369499,0,179.29481941944104,160.90560717129324,0,0,0,0,0,0,0,0,0,0,0,0,0,0,0,0,0,0,0,0,0,0,0,0,0,0,0,0,0,0,0,0]
[2,"POLES","> 1 kv & < = 11 kv ; concrete",7.4845893855269701,54.008139631117032,7.3490230392288902,2,10,24,9,9,21,11,13,16,7,2,3,9,6,3,7,3,0,9,0,4,0,0,51,8,61,28,1,1,3,0,0,0,0,0,0,0,0,0,0,0,0,0,0,0,0,0,0,1,0,0,1,0,0,0,0,0,0,1,0,0,0,0,0,0,0,0,0,0,0,0,0,0,0,0,0,0,0,0,0,0,0,0,0,0,0,0,0,0,0,0,0,null,74.845893855269708,179.63014525264728,67.361304469742734,67.361304469742734,157.17637709606637,82.330483240796667,97.299662011850614,119.75343016843152,52.392125698688787,14.96917877105394,22.45376815658091,67.361304469742734,44.90753631316182,22.45376815658091,52.392125698688787,22.45376815658091,0,67.361304469742734,0,29.93835754210788,0,0,381.71405866187547,59.87671508421576,456.55995251714518,209.56850279475515,7.4845893855269701,7.4845893855269701,22.45376815658091,0,0,0,0,0,0,0,0,0,0,0,0,0,0,0,0,0,0,7.4845893855269701,0,0,7.4845893855269701,0,0,0,0,0,0,7.4845893855269701,0,0,0,0,0,0,0,0,0,0,0,0,0,0,0,0,0,0,0,0,0,0,0,0,0,0,0,0,0,0,0,0,0]
[2,"POLES","> 1 kv & < = 11 kv ; steel",8.8886567997876629,57.499727857639414,7.5828574994944624,2,1,1,0,0,2,0,5,0,1,1,1,0,0,5,0,1,0,0,0,0,0,0,0,0,0,0,0,0,0,0,0,0,0,1,0,0,0,0,0,0,0,13,0,0,2,0,0,0,0,0,0,0,1,1,1,0,0,0,0,0,0,0,0,0,0,0,0,0,0,0,0,0,0,0,0,0,0,0,0,0,0,0,0,0,0,0,0,0,0,0,0,null,8.8886567997876629,8.8886567997876629,0,0,17.777313599575326,0,44.443283998938313,0,8.8886567997876629,8.8886567997876629,8.8886567997876629,0,0,44.443283998938313,0,8.8886567997876629,0,0,0,0,0,0,0,0,0,0,0,0,0,0,0,0,0,8.8886567997876629,0,0,0,0,0,0,0,115.55253839723962,0,0,17.777313599575326,0,0,0,0,0,0,0,8.8886567997876629,8.8886567997876629,8.8886567997876629,0,0,0,0,0,0,0,0,0,0,0,0,0,0,0,0,0,0,0,0,0,0,0,0,0,0,0,0,0,0,0,0,0,0,0,0]
[2,"POLES","> 1 kv & < = 11 kv ; wood",6.2810725085712713,75.947656666223466,8.714795273913408,2,1347,1474,2020,2019,2598,2914,2875,2800,2638,2852,2253,2113,1871,1915,2007,1520,1574,1545,2126,1419,1514,1182,1480,1913,1615,1362,1501,2434,2455,1901,1907,2479,2607,2260,1445,2396,3567,2744,2040,1969,1711,1850,1727,2988,2766,2048,3017,2786,3088,1844,3233,3733,3100,3524,2253,1749,882,1629,1082,595,220,103,108,41,36,15,1,1,0,24,1,0,0,8,0,0,0,0,0,0,0,0,0,0,0,0,0,0,0,0,0,null,8460.6046690455023,9258.3008776340539,12687.766467313968,12681.485394805397,16318.226377268164,18303.045289976686,18058.083462142404,17587.003023999561,16569.469277611013,17913.618794445265,14151.256361811074,13271.906210611096,11751.886663536849,12028.253853913984,12606.112524702541,9547.2302130283315,9886.4081284911808,9704.2570257426141,13353.560153222523,8912.8418896626335,9509.5437779769054,7424.2277051312431,9295.9873126854818,12015.691708896842,10143.932101342603,8554.8207566740712,9427.8898353654786,15288.130485862474,15420.03300854247,11940.318838793986,11978.005273845414,15570.778748748182,16374.756029845305,14195.223869371073,9076.1497748854872,15049.449730536766,22404.585638073724,17235.26296351957,12813.387917485394,12367.431769376833,10746.915062165444,11619.984140856852,10847.412222302586,18767.844655610959,17373.446558708136,12863.636497553964,18949.995758359524,17499.068008879563,19395.951906468086,11582.297705805424,20306.707420210922,23447.243674496556,19471.324776570942,22134.499520205161,14151.256361811074,10985.595817491154,5539.9059525598614,10231.867116462601,6796.1204542741152,3737.2381425999065,1381.8359518856796,646.950468382841,678.35583092569732,257.52397285142212,226.11861030856576,94.21608762856907,6.2810725085712713,6.2810725085712713,0,150.74574020571052,6.2810725085712713,0,0,50.24858006857017,0,0,0,0,0,0,0,0,0,0,0,0,0,0,0,0,0]
[2,"POLES","> 22 kv & < = 66 kv ; concrete",16.488599616957256,52.275448572437263,7.2301762476745521,2,55,111,67,42,88,146,160,346,327,101,111,413,405,305,153,113,98,73,85,13,59,6,59,9,51,15,85,40,44,38,0,38,6,0,68,4,0,0,1,0,0,1,0,20,0,0,0,2,1,0,7,1,45,22,1,0,0,0,23,0,0,0,0,0,0,0,0,0,0,0,0,0,0,0,0,0,0,0,0,0,0,0,0,0,0,0,0,0,0,0,0,null,906.87297893264906,1830.2345574822555,1104.7361743361362,692.52118391220472,1450.9967662922386,2407.3355440757591,2638.175938713161,5705.0554674672103,5391.772074745023,1665.3485613126829,1830.2345574822555,6809.7916418033465,6677.8828448676886,5029.0228831719633,2522.7557413944601,1863.2117567161699,1615.8827624618111,1203.6677720378796,1401.5309674413668,214.35179502044431,972.8273774004781,98.931597701743527,972.8273774004781,148.39739655261531,840.91858046482002,247.32899425435883,1401.5309674413668,659.54398467829026,725.49838314611929,626.56678544437568,0,626.56678544437568,98.931597701743527,0,1121.2247739530933,65.954398467829023,0,0,16.488599616957256,0,0,16.488599616957256,0,329.77199233914513,0,0,0,32.977199233914511,16.488599616957256,0,115.42019731870079,16.488599616957256,741.98698276307653,362.74919157305965,16.488599616957256,0,0,0,379.23779119001688,0,0,0,0,0,0,0,0,0,0,0,0,0,0,0,0,0,0,0,0,0,0,0,0,0,0,0,0,0,0,0,0]
[2,"POLES","> 22 kv & < = 66 kv ; steel",17.674184206938698,62.847933662680532,7.9276688668662576,2,1,2,0,8,6,9,24,109,2,2,24,48,35,0,25,6,0,1,0,0,0,0,0,0,0,0,0,0,0,0,0,2,0,0,0,3,12,2,5,0,0,0,0,0,0,0,6,2,0,0,8,4,6,0,3,0,0,0,14,0,0,0,0,0,0,0,0,0,0,0,0,0,0,0,0,0,0,0,0,0,0,0,0,0,0,0,0,0,0,0,0,null,17.674184206938698,35.348368413877395,0,141.39347365550958,106.04510524163219,159.06765786244827,424.18042096652874,1926.486078556318,35.348368413877395,35.348368413877395,424.18042096652874,848.36084193305749,618.59644724285442,0,441.85460517346746,106.04510524163219,0,17.674184206938698,0,0,0,0,0,0,0,0,0,0,0,0,0,35.348368413877395,0,0,0,53.022552620816093,212.09021048326437,35.348368413877395,88.370921034693481,0,0,0,0,0,0,0,106.04510524163219,35.348368413877395,0,0,141.39347365550958,70.696736827754791,106.04510524163219,0,53.022552620816093,0,0,0,247.43857889714178,0,0,0,0,0,0,0,0,0,0,0,0,0,0,0,0,0,0,0,0,0,0,0,0,0,0,0,0,0,0,0,0]
[2,"POLES","> 22 kv & < = 66 kv ; wood",8.4285451625174783,72.136197054744429,8.4933030709344415,2,118,141,172,213,178,290,249,280,349,357,256,208,125,191,189,198,211,139,118,90,111,87,133,183,212,177,314,178,212,136,102,301,263,241,243,528,619,295,352,234,238,380,188,208,315,193,450,570,493,397,609,680,717,528,398,210,105,197,208,43,0,0,0,16,12,0,0,0,0,5,0,0,0,63,0,0,0,0,0,0,0,0,0,0,0,0,0,0,0,0,0,null,994.56832917706242,1188.4248679149644,1449.7097679530063,1795.2801196162229,1500.2810389281112,2444.2780971300685,2098.707745466852,2359.992645504894,2941.5622617186,3008.9906230187398,2157.7075616044744,1753.1373938036354,1053.5681453146849,1609.8521260408384,1592.9950357158034,1668.8519421784606,1778.423029291188,1171.5677775899294,994.56832917706242,758.56906462657309,935.56851303944006,733.28342913902065,1120.9965066148245,1542.4237647406985,1786.8515744537053,1491.8524937655936,2646.5631810304881,1500.2810389281112,1786.8515744537053,1146.2821421023771,859.71160657678274,2536.9920939177609,2216.7073777420969,2031.2793841667124,2048.1364744917473,4450.2718458092286,5217.2694555983189,2486.4208229426563,2966.8478972061525,1972.2795680290899,2005.9937486791598,3202.847161756642,1584.566490553286,1753.1373938036354,2654.9917261930059,1626.7092163658733,3792.8453231328654,4804.2707426349625,4155.2727651211171,3346.132429519439,5132.9840039731444,5731.4107105118856,6043.2668815250317,4450.2718458092286,3354.5609746819564,1769.9944841286704,884.99724206433518,1660.4233970159432,1753.1373938036354,362.42744198825159,0,0,0,134.85672260027965,101.14254195020973,0,0,0,0,42.142725812587393,0,0,0,530.99834523860113,0,0,0,0,0,0,0,0,0,0,0,0,0,0,0,0,0]
[2,"POLES","> 66 kv & < = 132 kv ; concrete",16.484529873960149,52.916526637879279,7.2743746561391296,2,13,28,36,38,31,35,245,284,402,182,64,80,34,43,142,248,62,141,65,1,1,17,30,2,1,4,0,99,28,2,46,14,96,29,8,15,16,3,0,0,0,0,0,1,2,0,1,0,7,2,7,7,2,10,0,3,0,0,33,0,0,0,0,0,0,0,0,0,0,0,0,0,0,0,0,0,0,0,0,0,0,0,0,0,0,0,0,0,0,0,0,null,214.29888836148194,461.56683647088414,593.44307546256539,626.41213521048564,511.02042609276464,576.95854558860526,4038.7098191202363,4681.6064842046826,6626.7810093319795,3000.1844370607473,1055.0099119334495,1318.762389916812,560.47401571464502,708.8347845802864,2340.8032421023413,4088.1634087421171,1022.0408521855293,2324.3187122283812,1071.4944418074097,16.484529873960149,16.484529873960149,280.23700785732251,494.53589621880445,32.969059747920298,16.484529873960149,65.938119495840596,0,1631.9684575220547,461.56683647088414,32.969059747920298,758.28837420216689,230.78341823544207,1582.5148679001743,478.05136634484433,131.87623899168119,247.26794810940223,263.75247798336238,49.453589621880447,0,0,0,0,0,16.484529873960149,32.969059747920298,0,16.484529873960149,0,115.39170911772104,32.969059747920298,115.39170911772104,115.39170911772104,32.969059747920298,164.8452987396015,0,49.453589621880447,0,0,543.98948584068489,0,0,0,0,0,0,0,0,0,0,0,0,0,0,0,0,0,0,0,0,0,0,0,0,0,0,0,0,0,0,0,0]
[2,"POLES","> 66 kv & < = 132 kv ; steel",17.262623350886862,62.907492593468845,7.9314243735579328,2,14,54,11,66,101,6,9,25,15,7,12,4,17,14,11,0,0,14,0,7,0,0,0,0,0,0,0,0,0,0,9,6,2,0,0,10,21,43,0,0,11,5,0,7,0,11,4,3,10,6,5,0,16,6,4,0,0,0,14,0,4,0,0,3,0,0,0,0,0,0,0,0,0,0,0,0,0,0,0,0,0,0,0,0,0,0,0,0,0,0,0,null,241.67672691241609,932.18166094789058,189.88885685975549,1139.333141158533,1743.5249584395731,103.57574010532117,155.36361015798175,431.56558377217158,258.93935026330291,120.83836345620804,207.15148021064235,69.050493403547449,293.46459696507668,241.67672691241609,189.88885685975549,0,0,241.67672691241609,0,120.83836345620804,0,0,0,0,0,0,0,0,0,0,155.36361015798175,103.57574010532117,34.525246701773725,0,0,172.62623350886861,362.5150903686241,742.29280408813509,0,0,189.88885685975549,86.313116754434304,0,120.83836345620804,0,189.88885685975549,69.050493403547449,51.787870052660587,172.62623350886861,103.57574010532117,86.313116754434304,0,276.2019736141898,103.57574010532117,69.050493403547449,0,0,0,241.67672691241609,0,69.050493403547449,0,0,51.787870052660587,0,0,0,0,0,0,0,0,0,0,0,0,0,0,0,0,0,0,0,0,0,0,0,0,0,0,0]
[2,"POLES","> 66 kv & < = 132 kv ; wood",15.126178872929982,65.352364883344222,8.0840809547742793,2,15,39,27,18,15,14,21,22,47,35,56,16,9,18,11,12,11,34,73,11,8,16,19,35,61,13,14,32,40,11,15,17,18,19,30,406,323,47,33,74,107,70,501,129,107,17,163,141,364,239,182,61,165,91,101,68,0,46,99,14,12,0,0,0,0,0,0,0,0,0,0,0,0,0,0,0,0,0,0,0,0,0,0,0,0,0,0,0,0,0,0,null,226.89268309394973,589.92097604426931,408.4068295691095,272.27121971273965,226.89268309394973,211.76650422101974,317.6497563315296,332.77593520445959,710.93040702770918,529.41626055254937,847.06601688407898,242.01886196687971,136.13560985636983,272.27121971273965,166.38796760222979,181.51414647515978,166.38796760222979,514.29008167961933,1104.2110577238886,166.38796760222979,121.00943098343986,242.01886196687971,287.39739858566963,529.41626055254937,922.69691124872895,196.64032534808976,211.76650422101974,484.03772393375942,605.04715491719924,166.38796760222979,226.89268309394973,257.14504083980967,272.27121971273965,287.39739858566963,453.78536618789946,6141.2286224095724,4885.7557759563842,710.93040702770918,499.16390280668941,1119.3372365968187,1618.501139403508,1058.8325211050987,7578.215615337921,1951.2770746079677,1618.501139403508,257.14504083980967,2465.5671562875868,2132.7912210831273,5505.9291097465139,3615.1567506302658,2752.9645548732569,922.69691124872895,2495.8195140334469,1376.4822774366285,1527.7440661659282,1028.5801633592387,0,695.80422815477914,1497.4917084200681,211.76650422101974,181.51414647515978,0,0,0,0,0,0,0,0,0,0,0,0,0,0,0,0,0,0,0,0,0,0,0,0,0,0,0,0,0,0]
[2,"POLES","staked wooden pole",9.1702913835191939,26.112176861490767,5.1100075206882787,2,587,989,1003,1305,2189,1912,2083,1827,3019,2269,2826,1394,1048,945,794,893,205,45,19,9,3,2,0,0,0,0,0,0,0,0,0,0,0,0,0,0,0,0,0,0,0,0,0,0,0,0,0,0,0,0,0,0,0,0,0,0,0,0,0,0,0,0,0,0,0,0,0,0,0,0,0,0,0,0,0,0,0,0,0,0,0,0,0,0,0,0,0,0,0,0,0,null,5382.9610421257667,9069.4181783004824,9197.8022576697513,11967.230255492548,20073.767838523516,17533.597125288699,19101.71695187048,16754.122357689568,27685.109686844447,20807.39114920505,25915.243449825241,12783.386188625756,9610.4653699281153,8665.9253574256381,7281.2113585142397,8189.0702054826406,1879.9097336214347,412.66311225836375,174.23553628686469,82.532622451672751,27.510874150557584,18.340582767038388,0,0,0,0,0,0,0,0,0,0,0,0,0,0,0,0,0,0,0,0,0,0,0,0,0,0,0,0,0,0,0,0,0,0,0,0,0,0,0,0,0,0,0,0,0,0,0,0,0,0,0,0,0,0,0,0,0,0,0,0,0,0,0,0,0,0,0,0,0]
[3,"SERVICE LINES","˂ = 11 kv ; commercial and industrial ; complex type",0.37502482417604222,58.756378772640218,7.6652709523304017,2,1301,959,983,1289,762,848,931,740,653,799,836,805,1011,839,569,416,367,615,279,185,174,147,113,240,125,90,97,101,164,124,198,101,164,288,81,281,74,93,512,249,128,176,59,130,251,80,212,95,263,186,873,184,531,773,727,778,506,736,616,632,610,673,320,1001,81,55,121,162,65,75,91,2,15,102,0,0,0,0,22,0,0,0,0,0,0,0,0,0,0,0,225,null,487.90729625303095,359.64880638482447,368.64940216504948,483.40699836291844,285.76891602214414,318.02105090128379,349.14811130789531,277.51836989027123,244.89121018695556,299.64483451665774,313.52075301117128,301.89498346171399,379.1500972419787,314.64582748369941,213.38912495616802,156.01032685723357,137.63411047260749,230.64026686826597,104.63192594511578,69.379592472567808,65.254319406631339,55.128649153878207,42.377805131892771,90.005957802250137,46.878103022005277,33.752234175843796,36.377407945076094,37.877507241780265,61.504071164870922,46.503078197829232,74.254915186856365,37.877507241780265,61.504071164870922,108.00714936270016,30.37701075825942,105.38197559346786,27.751836989027122,34.877308648371923,192.01270997813361,93.381181219834517,48.003177494533404,66.004369054983428,22.12646462638649,48.753227142885486,94.131230868186591,30.001985934083379,79.505262725320947,35.627358296724012,98.631528758299098,69.754617296743845,327.39667150568488,69.00456764839177,199.13818163747843,289.89418908808062,272.6430471759827,291.76931320896085,189.76256103307736,276.01827059356708,231.01529169244199,237.01568887925868,228.76514274738574,252.39170667047642,120.00794373633352,375.39984900021824,30.37701075825942,20.626365329682322,45.378003725301106,60.75402151651884,24.376613571442743,28.126861813203167,34.127259000019841,0.75004964835208443,5.6253723626406336,38.252532065956309,0,0,0,0,8.2505461318729285,0,0,0,0,0,0,0,0,0,0,0,84.380585439609504]
[3,"SERVICE LINES","˂ = 11 kv ; commercial and industrial ; simple type",0.37502482417604222,58.756378772640218,7.6652709523304017,2,805,719,657,733,796,644,743,551,673,643,588,533,1092,1610,701,497,440,515,384,400,361,376,406,427,395,323,323,505,522,477,383,533,476,444,328,297,452,425,792,461,347,278,241,254,341,334,421,301,481,513,879,381,713,963,1031,1242,757,1074,1283,926,574,571,663,239,122,66,58,71,57,77,10,10,6,48,0,0,0,0,71,0,0,0,0,0,0,0,0,0,0,0,122,null,301.89498346171399,269.64284858257435,246.39130948365974,274.89319612103895,298.51976004412961,241.51598676937118,278.64344436279936,206.63867812099926,252.39170667047642,241.14096194519516,220.51459661551283,199.8882312858305,409.52710800023812,603.78996692342798,262.89240174740559,186.38733761549298,165.01092263745858,193.13778445066174,144.0095324836002,150.00992967041688,135.38396152755124,141.00933389019187,152.26007861547313,160.13559992317002,148.13480554953668,121.13301820886164,121.13301820886164,189.38753620890131,195.76295821989405,178.88684113197215,143.63450765942417,199.8882312858305,178.5118163077961,166.51102193416276,123.00814232974184,111.38237278028454,169.51122052757108,159.38555027481794,297.01966074742546,172.88644394515546,130.13361398908665,104.25690112093973,90.380982626426174,95.256305340714718,127.8834650440304,125.2582912747981,157.88545097811377,112.88247207698871,180.3869404286763,192.38773480230967,329.64682045074113,142.88445801107207,267.39269963751809,361.14890568152867,386.6505937254995,465.78083162664444,283.89379190126397,402.77666116506936,481.15684941786219,347.27298718701508,215.26424907704822,214.13917460452009,248.64145842871599,89.630932978074085,45.75302854947715,24.751638395618787,21.751439802210449,26.626762516498996,21.376414978034408,28.876911461555249,3.7502482417604224,3.7502482417604224,2.2501489450562531,18.001191560450025,0,0,0,0,26.626762516498996,0,0,0,0,0,0,0,0,0,0,0,45.75302854947715]
[3,"SERVICE LINES","˂ = 11 kv ; residential ; complex type",10.46333351712661,76.553944971256257,8.7495111275577138,2,10131,10950,5957,5468,6044,5616,7799,4826,4132,3628,3645,3911,3640,2748,3097,2742,2182,2587,2404,3006,2073,3385,2447,3289,2501,2469,2288,2132,1920,3479,1473,2153,1817,2399,1057,2980,4307,6214,8229,6535,5107,4158,620,1173,2545,248,3837,1248,1398,2156,2791,910,3241,2755,2023,3908,1446,4176,3400,2090,2556,1013,986,539,402,144,267,486,499,142,484,50,199,711,0,0,0,0,25,1,1,4,0,0,0,0,0,0,0,0,1149,null,106004.0318620097,114573.50201253638,62330.077761523222,57213.507671648309,63240.387777513235,58762.081032183043,81603.538100070436,50496.047553653021,43234.494092767156,37960.974000135342,38138.850669926498,40922.097385482171,38086.534002340864,28753.240505063925,32404.943902541112,28690.460503961167,22830.993734370262,27068.643808806541,25153.853775172371,31452.780552482593,21690.490381003463,35418.383955473575,25603.777116408815,34413.903937829418,26168.797126333651,25833.970453785601,23940.107087185686,22307.827058513933,20089.600352883092,36401.937306083477,15412.490270727498,22527.557062373591,19011.87700061905,25101.537107586737,11059.743527602826,31180.7338810373,45065.577458264313,65019.154475424759,86102.771512434876,68377.884534422396,53436.244271965603,43506.540764212448,6487.2667806184982,12273.490215589514,26629.183801087223,2594.9067122473994,40147.810705214804,13058.240229374011,14627.740256943001,22558.947062924974,29203.163846300369,9521.6335005852161,33911.663929007344,28826.483839683813,21167.323705147133,40890.707384930793,15129.980265765078,43694.880767520728,35575.333958230476,21868.367050794615,26744.280469775615,10599.356852849256,10316.846847886838,5639.7367657312434,4206.2600738848978,1506.720026466232,2793.7100490728048,5085.1800893235322,5221.2034250461784,1485.7933594319786,5064.2534222892791,523.16667585633047,2082.2033699081953,7439.4301306770203,0,0,0,0,261.58333792816524,10.46333351712661,10.46333351712661,41.853334068506442,0,0,0,0,0,0,0,0,12022.370211178475]
[3,"SERVICE LINES","˂ = 11 kv ; residential ; simple type",0.38298080825383712,59.97284104637248,7.7442133910664213,2,14835,22834,23649,24810,26188,19024,23684,19063,21635,25786,20340,16169,15181,9610,9441,7720,7065,5776,4187,3916,4294,4353,5507,5929,5308,4111,3480,7973,7881,6439,5457,7410,7461,6123,4804,3499,5975,5881,11997,5956,4319,3923,3870,3594,7348,3388,6019,4491,5733,8701,9996,7116,10844,14148,12566,21909,11804,14292,19077,16047,7393,9097,10890,3268,1966,1310,1324,1541,666,908,315,39,264,902,0,0,1,0,1442,1,1,4,0,0,0,0,0,0,0,0,3012,null,5681.5202904456737,8744.9837756681172,9057.1131343949946,9501.7538527776996,10029.501406551486,7285.8268962209977,9070.517462683878,7300.7631477428968,8285.7897865717659,9875.5431216334437,7789.8296398830471,6192.4166886562925,5814.0316501015013,3680.4455673193747,3615.7218107244762,2956.6118397196228,2705.7594103133592,2212.0971484741631,1603.5406441588161,1499.7528451220262,1644.5195906419767,1667.1154583289531,2109.0753110538813,2270.6932121370005,2032.8621302113675,1574.4341027315245,1332.7732127233533,3053.5059842078435,3018.2717498484903,2466.0134243464572,2089.9262706411891,2837.8877891609332,2857.419810381879,2344.9914889382449,1839.8398028514334,1340.0498480801762,2288.3103293166769,2252.3101333408163,4594.6207566212843,2281.0336939598537,1654.0941108483225,1502.4337107798031,1482.1357279423496,1376.4330248642907,2814.1429790491952,1297.5389783640003,2305.1614848798458,1719.9668098679824,2195.6289737192483,3332.3160126166367,3828.276159305356,2725.291431534305,4153.0438847046098,5418.4124751752879,4812.5368365177173,8390.7265280333177,4520.7054606282936,5473.5617115638406,7306.1248790584505,6145.6930300493241,2831.3771154206179,3483.9764126851564,4170.6610018842866,1251.5812813735397,752.94026902704377,501.70485881252665,507.06659012808035,590.17342551916306,255.06521829705554,347.74657389448413,120.63895459995869,14.936251521899647,101.106933379013,345.4486890449611,0,0,0.38298080825383712,0,552.25832550203313,0.38298080825383712,0.38298080825383712,1.5319232330153485,0,0,0,0,0,0,0,0,1153.5381944605574]
[4,"SWITCHGEAR","˂ = 11 kv ; circuit breaker",79.254557452856233,62.695785327710183,7.9180670196525984,2,394,324,287,270,367,428,373,391,475,235,243,250,180,162,125,92,202,137,87,108,108,70,61,64,49,47,54,47,47,34,46,84,14,77,30,45,34,38,61,47,37,37,75,69,70,101,106,92,77,45,36,80,67,77,52,40,59,10,18,33,39,16,17,40,56,30,33,58,29,12,3,6,28,3,0,11,18,1,32,24,35,18,9,7,0,8,5,8,0,15,0,null,31226.295636425355,25678.476614725419,22746.05798896974,21398.730512271184,29086.422585198237,33920.950589822467,29561.949929915376,30988.531964066788,37645.914790106712,18624.821001421216,19258.857461044063,19813.639363214057,14265.820341514122,12839.23830736271,9906.8196816070285,7291.4192856627733,16009.420605476958,10857.874371041304,6895.1464983984924,8559.4922049084726,8559.4922049084726,5547.8190216999365,4834.5280046242306,5072.2916769827989,3883.4733151899554,3724.9642002842429,4279.7461024542363,3724.9642002842429,3724.9642002842429,2694.654953397112,3645.7096428313866,6657.3828260399232,1109.5638043399872,6102.6009238699298,2377.6367235856869,3566.4550853785304,2694.654953397112,3011.673183208537,4834.5280046242306,3724.9642002842429,2932.4186257556808,2932.4186257556808,5944.0918089642173,5468.5644642470797,5547.8190216999365,8004.7103027384792,8400.9830900027609,7291.4192856627733,6102.6009238699298,3566.4550853785304,2853.1640683028245,6340.3645962284991,5310.0553493413672,6102.6009238699298,4121.2369875485238,3170.1822981142495,4676.018889718518,792.54557452856238,1426.5820341514122,2615.4003959442557,3090.9277406613933,1268.0729192456997,1347.327476698556,3170.1822981142495,4438.2552173599488,2377.6367235856869,2615.4003959442557,4596.7643322656613,2298.3821661328307,951.05468943427479,237.7636723585687,475.5273447171374,2219.1276086799744,237.7636723585687,0,871.80013198141853,1426.5820341514122,79.254557452856233,2536.1458384913994,1902.1093788685496,2773.9095108499682,1426.5820341514122,713.29101707570612,554.7819021699936,0,634.03645962284986,396.27278726428119,634.03645962284986,0,1188.8183617928435,0]
[4,"SWITCHGEAR","˂ = 11 kv ; fuse",3.3712881992437973,57.790203569202767,7.601986817221059,2,3928,2260,1321,1528,2065,2125,2181,1971,2089,1840,1421,1185,1298,1161,1036,730,376,232,368,326,310,289,380,369,308,265,403,319,258,192,185,213,157,147,150,989,193,95,91,97,93,100,127,142,173,192,205,235,298,181,132,183,191,164,183,164,198,196,123,216,98,63,70,78,132,107,86,37,42,8,29,27,0,9,4,13,17,18,45,33,57,37,26,6,5,9,58,65,29,31,28,null,13242.420046629635,7619.1113302909816,4453.4717112010567,5151.3283684445223,6961.7101314384417,7163.9874233930695,7352.7795625507215,6644.8090407095242,7042.6210482202923,6203.170286608587,4790.6005311254357,3994.9765161038999,4375.9320826184485,3914.0655993220485,3492.6545744165742,2461.0403854479719,1267.6043629156677,782.13886222456097,1240.6340573217174,1099.039952953478,1045.0993417655773,974.30228958145744,1281.0895157126429,1244.0053455209611,1038.3567653670896,893.3913727996063,1358.6291442952504,1075.4409355587713,869.79235540489969,647.28733425480914,623.68831686010253,718.08438643892885,529.29224728127622,495.57936528883818,505.69322988656961,3334.2040290521154,650.65862245405287,320.27237892816072,306.78722613118555,327.01495532664836,313.52980252967313,337.12881992437974,428.15360130396226,478.72292429261921,583.2328584691769,647.28733425480914,691.1140808449785,792.2527268222924,1004.6438833746516,610.20316406312736,445.01004230018123,616.94574046161495,643.91604605556529,552.89126467598271,616.94574046161495,552.89126467598271,667.5150634502719,660.77248705178431,414.66844850698709,728.19825103666017,330.38624352589216,212.39115655235923,235.99017394706581,262.96047954101618,445.01004230018123,360.72783731908629,289.93078513496658,124.73766337202051,141.5941043682395,26.970305593950378,97.767357778070121,91.024781379582521,0,30.341593793194175,13.485152796975189,43.826746590169364,57.311899387144557,60.68318758638835,151.70796896597088,111.25251057504531,192.16342735689645,124.73766337202051,87.653493180338728,20.227729195462786,16.856440996218986,30.341593793194175,195.53471555614024,219.13373295084682,97.767357778070121,104.50993417655772,94.396069578826328]
[4,"SWITCHGEAR","˂ = 11 kv ; switch",18.642387011994973,68.284865759723715,8.2634657232739652,2,2845,2572,2980,3128,3741,3983,3898,3654,3512,4030,3780,3024,3202,2193,2335,1860,1280,1104,1320,1213,1194,1042,1309,1099,1256,1270,1323,1243,1025,842,901,886,902,886,906,3198,1354,1161,1128,1253,1253,1552,1594,1500,1157,1309,1297,1448,1593,1391,1208,1184,1127,1162,1341,1306,572,501,329,516,266,155,116,139,124,140,85,75,65,48,43,46,5,14,4,19,24,15,45,32,63,34,18,4,17,10,68,73,38,101,74,null,53037.591049125702,47948.219394851069,55554.313295745022,58313.386573520278,69741.169811873202,74252.627468775972,72668.024572756403,68119.282141829637,65472.063186126346,75128.819658339737,70468.222905340997,56374.578324272799,59692.923212407906,40882.754717304975,43529.973673008266,34674.839842310648,23862.255375353565,20581.19526124245,24607.950855833365,22613.215445549904,22259.010092321998,19425.367266498761,24402.884598701421,20487.983326182475,23414.838087065687,23675.831505233615,24663.878016869348,23172.487055909751,19108.446687294847,15696.889864099767,16796.790697807472,16517.154892627546,16815.433084819466,16517.154892627546,16890.002632867447,59618.353664359922,25241.792014241193,21643.811320926165,21028.612549530331,23358.910926029701,23358.910926029701,28932.9846426162,29715.964897119986,27963.580517992461,21569.241772878184,24402.884598701421,24179.175954557479,26994.176393368722,29697.322510107992,25931.560333685007,22520.003510489929,22072.586222202048,21009.970162518333,21662.453707938159,24999.44098308526,24346.957437665435,10663.445370861125,9339.8358930094819,6133.3453269463462,9619.4716981894071,4958.8749451906633,2889.569986859221,2162.5168933914169,2591.2917946673015,2311.6559894873767,2609.9341816792962,1584.6028960195727,1398.179025899623,1211.7551557796733,894.83457657575877,801.62264151578381,857.54980255176872,93.211935059974863,260.99341816792963,74.569548047979893,354.20535322790448,447.41728828787939,279.6358051799246,838.90741553977375,596.55638438383914,1174.4703817556833,633.84115840782908,335.56296621590951,74.569548047979893,316.92057920391454,186.42387011994973,1267.6823168156582,1360.894251875633,708.41070645580896,1882.8810882114924,1379.536638887628]
[4,"SWITCHGEAR","> 11 kv & < = 22 kv ; circuit breaker",54.563409543769374,54.080742481678904,7.3539610062658687,2,1,2,0,0,0,0,0,0,0,3,0,1,1,0,1,0,0,0,0,0,1,0,0,0,0,0,0,0,0,0,0,0,0,0,0,0,0,0,0,0,0,0,0,0,0,0,0,0,0,0,0,0,0,0,0,0,0,0,0,0,0,0,0,0,0,0,0,0,0,0,0,0,0,0,0,0,0,0,0,0,0,0,0,0,0,0,0,0,0,0,0,null,54.563409543769374,109.12681908753875,0,0,0,0,0,0,0,163.69022863130812,0,54.563409543769374,54.563409543769374,0,54.563409543769374,0,0,0,0,0,54.563409543769374,0,0,0,0,0,0,0,0,0,0,0,0,0,0,0,0,0,0,0,0,0,0,0,0,0,0,0,0,0,0,0,0,0,0,0,0,0,0,0,0,0,0,0,0,0,0,0,0,0,0,0,0,0,0,0,0,0,0,0,0,0,0,0,0,0,0,0,0,0,0]
[4,"SWITCHGEAR","> 11 kv & < = 22 kv ; switch",12.47300713019863,66.574406193043203,8.1593140761367433,2,1,1,0,0,1,0,0,0,1,4,3,1,0,1,19,1,1,6,1,0,0,0,1,0,13,0,0,1,0,0,0,0,0,0,0,0,0,0,1,0,0,0,0,0,0,1,2,0,3,0,0,0,0,0,0,0,0,0,0,0,0,0,0,0,0,0,0,0,0,0,0,0,0,0,0,0,0,0,0,0,0,0,0,0,0,0,0,0,0,0,0,null,12.47300713019863,12.47300713019863,0,0,12.47300713019863,0,0,0,12.47300713019863,49.892028520794518,37.419021390595887,12.47300713019863,0,12.47300713019863,236.98713547377398,12.47300713019863,12.47300713019863,74.838042781191774,12.47300713019863,0,0,0,12.47300713019863,0,162.14909269258217,0,0,12.47300713019863,0,0,0,0,0,0,0,0,0,0,12.47300713019863,0,0,0,0,0,0,12.47300713019863,24.946014260397259,0,37.419021390595887,0,0,0,0,0,0,0,0,0,0,0,0,0,0,0,0,0,0,0,0,0,0,0,0,0,0,0,0,0,0,0,0,0,0,0,0,0,0,0,0,0,0]
[4,"SWITCHGEAR","> 22 kv & < = 33 kv ; circuit breaker",222.14155873326087,56.47472704144657,7.5149668689520226,2,60,35,42,32,39,58,65,35,57,22,22,21,15,23,18,7,2,14,27,1,0,0,29,0,49,0,0,0,0,0,0,0,0,0,0,0,0,0,0,1,3,1,7,4,9,0,0,5,0,9,26,19,0,2,67,0,13,17,18,12,0,8,0,0,4,0,18,0,0,0,0,0,0,0,0,0,0,0,0,0,0,0,0,0,0,0,0,0,0,0,0,null,13328.493523995652,7774.9545556641306,9329.9454667969567,7108.5298794643477,8663.5207905971729,12884.21040652913,14439.201317661957,7774.9545556641306,12662.06884779587,4887.1142921317387,4887.1142921317387,4664.9727333984783,3332.123380998913,5109.255850865,3998.5480571986955,1554.9909111328261,444.28311746652173,3109.9818222656522,5997.8220857980432,222.14155873326087,0,0,6442.1052032645648,0,10884.936377929782,0,0,0,0,0,0,0,0,0,0,0,0,0,0,222.14155873326087,666.42467619978265,222.14155873326087,1554.9909111328261,888.56623493304346,1999.2740285993477,0,0,1110.7077936663043,0,1999.2740285993477,5775.6805270647828,4220.6896159319567,0,444.28311746652173,14883.484435128477,0,2887.8402635323914,3776.4064984654347,3998.5480571986955,2665.6987047991306,0,1777.1324698660869,0,0,888.56623493304346,0,3998.5480571986955,0,0,0,0,0,0,0,0,0,0,0,0,0,0,0,0,0,0,0,0,0,0,0,0]
[4,"SWITCHGEAR","> 22 kv & < = 33 kv ; switch",20.827459147571826,66.574406193043203,8.1593140761367433,2,180,88,151,72,48,86,77,45,120,50,27,48,52,84,23,5,3,3,0,1,0,0,87,1,7,0,7,1,4,0,2,0,5,0,0,0,8,0,1,47,24,11,8,0,18,10,33,36,0,0,172,129,20,51,448,11,72,78,61,32,2,95,0,0,13,0,50,2,0,0,0,0,0,0,0,0,0,0,0,0,0,0,0,0,0,0,0,0,0,0,0,null,3748.9426465629285,1832.8164049863208,3144.9463312833459,1499.5770586251715,999.71803908344759,1791.1614866911771,1603.7143543630307,937.23566164073213,2499.2950977086193,1041.3729573785913,562.34139698443926,999.71803908344759,1083.027875673735,1749.5065683960333,479.031560394152,104.13729573785913,62.482377442715475,62.482377442715475,0,20.827459147571826,0,0,1811.9889458387488,20.827459147571826,145.79221403300278,0,145.79221403300278,20.827459147571826,83.309836590287304,0,41.654918295143652,0,104.13729573785913,0,0,0,166.61967318057461,0,20.827459147571826,978.89057993587585,499.8590195417238,229.1020506232901,166.61967318057461,0,374.89426465629288,208.27459147571827,687.30615186987029,749.78852931258575,0,0,3582.3229733823541,2686.7422300367657,416.54918295143653,1062.2004165261631,9330.7016981121778,229.1020506232901,1499.5770586251715,1624.5418135106024,1270.4750080018814,666.47869272229843,41.654918295143652,1978.6086190193234,0,0,270.75696891843376,0,1041.3729573785913,41.654918295143652,0,0,0,0,0,0,0,0,0,0,0,0,0,0,0,0,0,0,0,0,0,0,0]
[4,"SWITCHGEAR","> 33 kv & < = 66 kv ; circuit breaker",21.486806525851822,49.77784528288926,7.0553416134790563,2,0,3,4,7,8,20,11,19,19,2,11,2,3,7,5,2,10,4,0,0,0,0,0,0,0,0,0,0,0,0,0,0,0,0,0,1,1,0,0,0,0,0,0,0,0,0,0,0,0,0,0,0,0,0,0,0,0,0,0,0,0,0,0,0,0,0,0,0,0,0,0,0,0,0,0,0,0,0,0,0,0,0,0,0,0,0,0,0,0,0,0,null,0,64.46041957755547,85.947226103407289,150.40764568096276,171.89445220681458,429.73613051703643,236.35487178437003,408.24932399118461,408.24932399118461,42.973613051703644,236.35487178437003,42.973613051703644,64.46041957755547,150.40764568096276,107.43403262925911,42.973613051703644,214.86806525851821,85.947226103407289,0,0,0,0,0,0,0,0,0,0,0,0,0,0,0,0,0,21.486806525851822,21.486806525851822,0,0,0,0,0,0,0,0,0,0,0,0,0,0,0,0,0,0,0,0,0,0,0,0,0,0,0,0,0,0,0,0,0,0,0,0,0,0,0,0,0,0,0,0,0,0,0,0,0,0,0,0,0,0]
[4,"SWITCHGEAR","> 33 kv & < = 66 kv ; switch",29.519562568682133,62.610676299637426,7.9126908381180563,2,0,0,1,0,18,59,6,30,54,5,30,13,9,17,6,1,7,3,15,2,0,0,1,0,0,0,0,0,5,0,0,0,10,7,9,43,19,0,8,0,45,0,3,0,9,0,2,0,11,2,0,0,10,0,2,0,1,1,0,0,21,1,0,0,0,0,0,0,0,0,0,0,0,0,0,0,0,0,0,0,0,0,0,0,0,0,0,0,0,0,0,null,0,0,29.519562568682133,0,531.35212623627842,1741.6541915522459,177.1173754120928,885.58687706046396,1594.0563787088352,147.59781284341068,885.58687706046396,383.75431339286774,265.67606311813921,501.83256366759628,177.1173754120928,29.519562568682133,206.63693798077492,88.558687706046399,442.79343853023198,59.039125137364266,0,0,29.519562568682133,0,0,0,0,0,147.59781284341068,0,0,0,295.19562568682136,206.63693798077492,265.67606311813921,1269.3411904533318,560.87168880496051,0,236.15650054945706,0,1328.380315590696,0,88.558687706046399,0,265.67606311813921,0,59.039125137364266,0,324.71518825550345,59.039125137364266,0,0,295.19562568682136,0,59.039125137364266,0,29.519562568682133,29.519562568682133,0,0,619.91081394232481,29.519562568682133,0,0,0,0,0,0,0,0,0,0,0,0,0,0,0,0,0,0,0,0,0,0,0,0,0,0,0,0,0]
[4,"SWITCHGEAR","> 66 kv & < = 132 kv ; circuit breaker",189.1185170163736,45.181667491329463,6.7217309892117418,2,17,30,22,41,59,41,35,41,61,31,37,40,29,16,14,23,8,19,5,10,4,2,6,2,1,0,0,0,0,0,0,0,0,0,0,1,0,0,1,2,1,0,0,0,0,0,0,0,1,0,0,0,0,0,0,0,0,0,2,0,2,0,0,0,0,0,0,0,2,0,0,0,0,0,0,0,0,0,0,0,0,0,0,0,0,0,0,0,0,0,0,null,3215.0147892783511,5673.5555104912082,4160.6073743602192,7753.8591976713178,11157.992503966043,7753.8591976713178,6619.1480955730758,7753.8591976713178,11536.22953799879,5862.6740275075817,6997.3851296058228,7564.7406806549443,5484.4369934748347,3025.8962722619776,2647.6592382292306,4349.7258913765927,1512.9481361309888,3593.2518233110986,945.59258508186804,1891.1851701637361,756.47406806549441,378.2370340327472,1134.7111020982416,378.2370340327472,189.1185170163736,0,0,0,0,0,0,0,0,0,0,189.1185170163736,0,0,189.1185170163736,378.2370340327472,189.1185170163736,0,0,0,0,0,0,0,189.1185170163736,0,0,0,0,0,0,0,0,0,378.2370340327472,0,378.2370340327472,0,0,0,0,0,0,0,378.2370340327472,0,0,0,0,0,0,0,0,0,0,0,0,0,0,0,0,0,0,0,0,0,0]
[4,"SWITCHGEAR","> 66 kv & < = 132 kv ; switch",68.450427380231503,62.610676299637426,7.9126908381180563,2,101,133,72,171,231,193,148,187,190,50,26,82,77,40,44,40,45,54,0,10,25,0,24,19,6,0,0,0,0,0,0,0,0,0,6,37,28,0,26,33,26,9,11,5,1,15,11,12,30,2,37,30,2,6,96,14,4,0,36,4,2,0,9,27,3,0,30,0,7,0,0,0,0,0,0,0,0,0,0,0,0,0,0,0,0,0,0,0,0,0,0,null,6913.4931654033817,9103.9068415707898,4928.4307713766684,11705.023082019587,15812.048724833478,13210.932484384681,10130.663252274262,12800.229920103291,13005.581202243986,3422.5213690115752,1779.7111118860191,5612.9350451789833,5270.6829082778258,2738.0170952092603,3011.818804730186,2738.0170952092603,3080.2692321104178,3696.3230785325013,0,684.50427380231508,1711.2606845057876,0,1642.8102571255561,1300.5581202243986,410.70256428138902,0,0,0,0,0,0,0,0,0,410.70256428138902,2532.6658130685655,1916.611966646482,0,1779.7111118860191,2258.8641035476394,1779.7111118860191,616.05384642208355,752.9547011825465,342.25213690115754,68.450427380231503,1026.7564107034725,752.9547011825465,821.40512856277803,2053.512821406945,136.90085476046301,2532.6658130685655,2053.512821406945,136.90085476046301,410.70256428138902,6571.2410285022243,958.30598332324098,273.80170952092601,0,2464.2153856883342,273.80170952092601,136.90085476046301,0,616.05384642208355,1848.1615392662507,205.35128214069451,0,2053.512821406945,0,479.15299166162049,0,0,0,0,0,0,0,0,0,0,0,0,0,0,0,0,0,0,0,0,0,0]
[5,"TRANSFORMERS","ground outdoor / indoor chamber mounted ; ˂ 22 kv ; < = 60 kva ; multiple phase",128.18777669721098,83.845238233253411,9.1567045509426261,2,0,0,0,0,0,0,0,0,0,0,0,2,0,0,0,0,0,0,0,0,0,0,0,0,0,0,0,0,0,0,0,0,0,0,0,0,0,0,0,0,0,0,0,0,0,0,0,2,0,0,0,0,0,0,0,0,0,0,0,0,0,0,0,0,0,0,0,0,0,0,0,0,0,0,0,0,0,0,0,0,0,0,0,0,0,0,0,0,0,0,0,null,0,0,0,0,0,0,0,0,0,0,0,256.37555339442196,0,0,0,0,0,0,0,0,0,0,0,0,0,0,0,0,0,0,0,0,0,0,0,0,0,0,0,0,0,0,0,0,0,0,0,256.37555339442196,0,0,0,0,0,0,0,0,0,0,0,0,0,0,0,0,0,0,0,0,0,0,0,0,0,0,0,0,0,0,0,0,0,0,0,0,0,0,0,0,0,0,0]
[5,"TRANSFORMERS","ground outdoor / indoor chamber mounted ; ˂ 22 kv ; > 60 kva and < = 600 kva ; multiple phase",60.916045857988436,83.845238233253411,9.1567045509426261,2,2,7,0,2,5,2,9,6,0,3,2,3,4,1,0,0,0,4,0,0,0,1,0,2,5,1,1,0,3,2,1,2,1,0,1,10,11,4,5,4,3,9,9,4,12,43,36,36,20,39,16,10,24,6,18,25,18,30,16,14,5,9,1,3,3,59,3,1,74,8,16,2,0,0,21,6,1,2,0,0,6,1,0,0,0,0,0,0,8,0,1,null,121.83209171597687,426.41232100591907,0,121.83209171597687,304.58022928994217,121.83209171597687,548.24441272189597,365.49627514793065,0,182.74813757396532,121.83209171597687,182.74813757396532,243.66418343195375,60.916045857988436,0,0,0,243.66418343195375,0,0,0,60.916045857988436,0,121.83209171597687,304.58022928994217,60.916045857988436,60.916045857988436,0,182.74813757396532,121.83209171597687,60.916045857988436,121.83209171597687,60.916045857988436,0,60.916045857988436,609.16045857988433,670.07650443787281,243.66418343195375,304.58022928994217,243.66418343195375,182.74813757396532,548.24441272189597,548.24441272189597,243.66418343195375,730.99255029586129,2619.3899718935027,2192.9776508875839,2192.9776508875839,1218.3209171597687,2375.7257884615492,974.65673372781498,609.16045857988433,1461.9851005917226,365.49627514793065,1096.4888254437919,1522.901146449711,1096.4888254437919,1827.481375739653,974.65673372781498,852.82464201183814,304.58022928994217,548.24441272189597,60.916045857988436,182.74813757396532,182.74813757396532,3594.0467056213179,182.74813757396532,60.916045857988436,4507.787393491144,487.32836686390749,974.65673372781498,121.83209171597687,0,0,1279.2369630177573,365.49627514793065,60.916045857988436,121.83209171597687,0,0,365.49627514793065,60.916045857988436,0,0,0,0,0,0,487.32836686390749,0,60.916045857988436]
[5,"TRANSFORMERS","ground outdoor / indoor chamber mounted ; ˂ 22 kv ; > 600 kva ; multiple phase",58.639653235771384,60.81606758132304,7.7984657196991662,2,105,84,93,96,97,91,76,84,87,53,77,69,63,54,56,40,13,45,9,19,41,18,34,132,552,48,88,90,163,113,127,107,49,35,38,62,48,72,39,27,21,18,43,15,41,113,178,93,91,30,49,61,43,67,76,13,29,16,3,0,0,0,0,0,0,0,0,0,0,0,0,0,0,0,0,0,0,0,0,0,0,0,0,0,0,0,0,0,0,0,0,null,6157.1635897559954,4925.7308718047962,5453.487750926739,5629.4067106340526,5688.0463638698238,5336.2084444551956,4456.6136459186255,4925.7308718047962,5101.6498315121107,3107.9016214958833,4515.2532991543967,4046.1360732682256,3694.2981538535973,3166.5412747316545,3283.8205812031974,2345.5861294308552,762.31549206502802,2638.7843956097122,527.75687912194246,1114.1534114796564,2404.2257826666269,1055.5137582438849,1993.7482100162269,7740.4342271218229,32369.088586145805,2814.7033553170263,5160.2894847478819,5277.5687912194244,9558.2634774307353,6626.2808156421661,7447.2359609429659,6274.4428962275379,2873.343008552798,2052.3878632519986,2228.3068229593127,3635.6585006178257,2814.7033553170263,4222.0550329755397,2286.946476195084,1583.2706373658273,1231.432717951199,1055.5137582438849,2521.5050891381693,879.59479853657081,2404.2257826666269,6626.2808156421661,10437.858275967306,5453.487750926739,5336.2084444551956,1759.1895970731416,2873.343008552798,3577.0188473820544,2521.5050891381693,3928.8567667966827,4456.6136459186255,762.31549206502802,1700.5499438373702,938.23445177234214,175.91895970731414,0,0,0,0,0,0,0,0,0,0,0,0,0,0,0,0,0,0,0,0,0,0,0,0,0,0,0,0,0,0,0,0]
[5,"TRANSFORMERS","ground outdoor / indoor chamber mounted ; > = 22 kv & < = 33 kv ; < = 15 mva",208.61386192831853,72.212746779813955,8.4978083515582981,2,0,0,3,1,1,0,1,0,0,0,1,1,0,0,0,1,0,0,0,0,0,0,0,0,0,0,0,0,1,0,0,0,0,0,0,0,0,0,0,0,4,0,0,0,0,0,1,2,0,3,0,3,5,1,11,6,5,2,4,2,1,0,0,0,2,2,0,1,0,0,0,0,1,0,0,0,0,0,0,0,0,0,0,0,0,0,0,0,0,0,0,null,0,0,625.84158578495556,208.61386192831853,208.61386192831853,0,208.61386192831853,0,0,0,208.61386192831853,208.61386192831853,0,0,0,208.61386192831853,0,0,0,0,0,0,0,0,0,0,0,0,208.61386192831853,0,0,0,0,0,0,0,0,0,0,0,834.45544771327411,0,0,0,0,0,208.61386192831853,417.22772385663706,0,625.84158578495556,0,625.84158578495556,1043.0693096415926,208.61386192831853,2294.7524812115039,1251.6831715699111,1043.0693096415926,417.22772385663706,834.45544771327411,417.22772385663706,208.61386192831853,0,0,0,417.22772385663706,417.22772385663706,0,208.61386192831853,0,0,0,0,208.61386192831853,0,0,0,0,0,0,0,0,0,0,0,0,0,0,0,0,0,0]
[5,"TRANSFORMERS","ground outdoor / indoor chamber mounted ; > = 22 kv & < = 33 kv ; > 15 mva and < = 40 mva",709.43261494781848,55.331392195215464,7.4385073902776666,2,0,1,0,1,2,0,7,12,2,5,16,14,18,11,6,12,1,0,5,0,0,0,0,0,0,1,2,0,0,0,1,0,2,0,0,3,0,0,0,1,0,3,3,2,3,2,4,9,5,3,9,3,2,5,2,7,3,0,3,0,0,0,0,0,0,0,0,0,0,0,0,0,0,0,0,0,0,0,0,0,0,0,0,0,0,0,0,0,0,0,0,null,0,709.43261494781848,0,709.43261494781848,1418.865229895637,0,4966.0283046347295,8513.1913793738222,1418.865229895637,3547.1630747390923,11350.921839165096,9932.0566092694589,12769.787069060732,7803.7587644260029,4256.5956896869111,8513.1913793738222,709.43261494781848,0,3547.1630747390923,0,0,0,0,0,0,709.43261494781848,1418.865229895637,0,0,0,709.43261494781848,0,1418.865229895637,0,0,2128.2978448434556,0,0,0,709.43261494781848,0,2128.2978448434556,2128.2978448434556,1418.865229895637,2128.2978448434556,1418.865229895637,2837.7304597912739,6384.8935345303662,3547.1630747390923,2128.2978448434556,6384.8935345303662,2128.2978448434556,1418.865229895637,3547.1630747390923,1418.865229895637,4966.0283046347295,2128.2978448434556,0,2128.2978448434556,0,0,0,0,0,0,0,0,0,0,0,0,0,0,0,0,0,0,0,0,0,0,0,0,0,0,0,0,0,0,0,0]
[5,"TRANSFORMERS","ground outdoor / indoor chamber mounted ; > 33 kv & < = 66 kv ; < = 15 mva",364.22877930685485,72.363217677952235,8.5066572564052585,2,0,0,0,0,0,0,0,0,0,0,3,0,0,0,0,0,0,0,0,0,0,0,0,0,0,0,0,0,0,0,0,0,0,0,0,0,0,0,0,0,0,2,0,0,0,0,0,2,0,0,0,2,0,0,1,0,0,1,0,0,0,1,0,0,0,0,0,0,0,0,0,0,0,0,0,0,0,0,0,0,0,0,0,0,0,0,0,0,0,0,0,null,0,0,0,0,0,0,0,0,0,0,1092.6863379205645,0,0,0,0,0,0,0,0,0,0,0,0,0,0,0,0,0,0,0,0,0,0,0,0,0,0,0,0,0,0,728.45755861370969,0,0,0,0,0,728.45755861370969,0,0,0,728.45755861370969,0,0,364.22877930685485,0,0,364.22877930685485,0,0,0,364.22877930685485,0,0,0,0,0,0,0,0,0,0,0,0,0,0,0,0,0,0,0,0,0,0,0,0,0,0,0,0,0]
[5,"TRANSFORMERS","ground outdoor / indoor chamber mounted ; > 33 kv & < = 66 kv ; > 15 mva and < = 40 mva",365.02927496230348,56.266153477786041,7.5010768212161407,2,0,0,0,0,0,4,0,4,0,2,5,1,2,4,1,0,0,0,0,0,0,0,0,0,0,0,0,0,0,0,0,0,0,0,3,2,0,0,1,0,0,0,2,0,1,0,0,0,2,1,0,0,1,0,0,1,0,0,0,0,0,0,0,0,0,0,0,0,0,0,0,0,0,0,0,0,0,0,0,0,0,0,0,0,0,0,0,0,0,0,0,null,0,0,0,0,0,1460.1170998492139,0,1460.1170998492139,0,730.05854992460695,1825.1463748115175,365.02927496230348,730.05854992460695,1460.1170998492139,365.02927496230348,0,0,0,0,0,0,0,0,0,0,0,0,0,0,0,0,0,0,0,1095.0878248869103,730.05854992460695,0,0,365.02927496230348,0,0,0,730.05854992460695,0,365.02927496230348,0,0,0,730.05854992460695,365.02927496230348,0,0,365.02927496230348,0,0,365.02927496230348,0,0,0,0,0,0,0,0,0,0,0,0,0,0,0,0,0,0,0,0,0,0,0,0,0,0,0,0,0,0,0,0,0,0,0]
[5,"TRANSFORMERS","ground outdoor / indoor chamber mounted ; > 66 kv & < = 132 kv ; < = 100 mva",347.69041083862146,54.914940363826773,7.4104615486369516,2,3,6,8,9,1,6,17,8,20,8,11,7,8,8,6,4,6,3,1,4,4,1,0,0,4,3,0,0,1,0,0,2,0,0,3,2,2,3,4,4,2,1,0,3,3,6,4,1,2,2,1,0,1,0,2,3,2,1,2,0,0,3,0,0,1,0,1,0,0,0,0,0,0,0,0,0,0,0,0,0,0,0,0,0,0,0,0,0,0,0,0,null,1043.0712325158643,2086.1424650317285,2781.5232867089717,3129.2136975475933,347.69041083862146,2086.1424650317285,5910.7369842565649,2781.5232867089717,6953.8082167724297,2781.5232867089717,3824.5945192248359,2433.8328758703501,2781.5232867089717,2781.5232867089717,2086.1424650317285,1390.7616433544858,2086.1424650317285,1043.0712325158643,347.69041083862146,1390.7616433544858,1390.7616433544858,347.69041083862146,0,0,1390.7616433544858,1043.0712325158643,0,0,347.69041083862146,0,0,695.38082167724292,0,0,1043.0712325158643,695.38082167724292,695.38082167724292,1043.0712325158643,1390.7616433544858,1390.7616433544858,695.38082167724292,347.69041083862146,0,1043.0712325158643,1043.0712325158643,2086.1424650317285,1390.7616433544858,347.69041083862146,695.38082167724292,695.38082167724292,347.69041083862146,0,347.69041083862146,0,695.38082167724292,1043.0712325158643,695.38082167724292,347.69041083862146,695.38082167724292,0,0,1043.0712325158643,0,0,347.69041083862146,0,347.69041083862146,0,0,0,0,0,0,0,0,0,0,0,0,0,0,0,0,0,0,0,0,0,0,0,0]
[5,"TRANSFORMERS","ground outdoor / indoor chamber mounted ; > 66 kv & < = 132 kv ; > 100 mva",1596.7665849092723,56.758454357951123,7.5338207012080609,2,2,0,0,1,0,0,0,2,6,6,1,1,2,2,0,0,0,1,1,1,0,0,0,0,0,0,0,2,0,0,0,0,0,0,0,0,3,2,0,0,3,0,0,0,0,0,1,2,0,1,2,2,0,0,2,0,1,0,0,0,0,0,0,0,0,0,0,0,0,0,0,0,0,0,0,0,0,0,0,0,0,0,0,0,0,0,0,0,0,0,0,null,3193.5331698185446,0,0,1596.7665849092723,0,0,0,3193.5331698185446,9580.5995094556347,9580.5995094556347,1596.7665849092723,1596.7665849092723,3193.5331698185446,3193.5331698185446,0,0,0,1596.7665849092723,1596.7665849092723,1596.7665849092723,0,0,0,0,0,0,0,3193.5331698185446,0,0,0,0,0,0,0,0,4790.2997547278173,3193.5331698185446,0,0,4790.2997547278173,0,0,0,0,0,1596.7665849092723,3193.5331698185446,0,1596.7665849092723,3193.5331698185446,3193.5331698185446,0,0,3193.5331698185446,0,1596.7665849092723,0,0,0,0,0,0,0,0,0,0,0,0,0,0,0,0,0,0,0,0,0,0,0,0,0,0,0,0,0,0,0,0,0,0]
[5,"TRANSFORMERS","kiosk mounted ; < = 22 kv ; < = 60 kva ; multiple phase",40.234046076781176,62.682208736939074,7.9172096559923864,2,0,0,0,0,0,0,0,0,0,0,0,0,0,0,0,0,0,0,0,0,0,0,0,0,0,1,0,0,0,0,0,0,0,0,0,0,0,0,0,0,0,0,0,0,0,0,0,0,0,0,0,0,0,0,0,0,0,0,0,0,0,0,0,0,0,0,0,0,0,0,0,0,0,0,0,0,0,0,0,0,0,0,0,0,0,0,0,0,0,0,0,null,0,0,0,0,0,0,0,0,0,0,0,0,0,0,0,0,0,0,0,0,0,0,0,0,0,40.234046076781176,0,0,0,0,0,0,0,0,0,0,0,0,0,0,0,0,0,0,0,0,0,0,0,0,0,0,0,0,0,0,0,0,0,0,0,0,0,0,0,0,0,0,0,0,0,0,0,0,0,0,0,0,0,0,0,0,0,0,0,0,0,0,0,0,0]
[5,"TRANSFORMERS","kiosk mounted ; < = 22 kv ; < = 60 kva ; single phase",12.224236193243645,62.682208736939074,7.9172096559923864,2,0,0,0,0,0,0,0,0,0,0,0,0,0,0,0,0,0,0,0,0,1,0,0,0,0,0,0,0,0,0,0,0,0,0,0,0,0,0,0,0,0,0,0,0,0,0,0,0,0,0,0,0,0,0,0,0,0,0,0,0,0,0,0,0,0,0,0,0,0,0,0,0,0,0,0,0,0,0,0,0,0,0,0,0,0,0,0,0,0,0,0,null,0,0,0,0,0,0,0,0,0,0,0,0,0,0,0,0,0,0,0,0,12.224236193243645,0,0,0,0,0,0,0,0,0,0,0,0,0,0,0,0,0,0,0,0,0,0,0,0,0,0,0,0,0,0,0,0,0,0,0,0,0,0,0,0,0,0,0,0,0,0,0,0,0,0,0,0,0,0,0,0,0,0,0,0,0,0,0,0,0,0,0,0,0,0]
[5,"TRANSFORMERS","kiosk mounted ; < = 22 kv ; > 60 kva and < = 600 kva ; multiple phase",40.234046076781176,62.682208736939074,7.9172096559923864,2,137,163,109,133,160,143,196,195,161,228,198,177,204,155,180,122,77,110,30,30,36,33,92,241,480,199,120,89,62,122,88,177,107,27,68,168,141,313,194,248,253,192,209,179,136,149,157,123,96,61,104,39,40,67,72,44,18,7,4,4,0,0,0,0,0,3,0,0,9,1,0,0,0,0,1,0,0,0,1,0,0,0,0,0,0,0,0,0,1,0,0,null,5512.0643125190209,6558.1495105153317,4385.5110223691481,5351.1281282118962,6437.447372284988,5753.4685889797083,7885.873031049111,7845.6389849723291,6477.6814183617698,9173.3625055061075,7966.3411232026729,7121.4261555902685,8207.7453996633594,6236.2771419010824,7242.1282938206114,4908.5536213673031,3098.0215479121507,4425.7450684459291,1207.0213823034353,1207.0213823034353,1448.4256587641223,1327.7235205337788,3701.532239063868,9696.4051045042634,19312.342116854965,8006.5751692794538,4828.0855292137412,3580.8301008335247,2494.5108567604329,4908.5536213673031,3540.5960547567433,7121.4261555902685,4305.0429302155862,1086.3192440730918,2735.91513322112,6759.3197408992373,5673.0004968261455,12593.256422032508,7805.4049388955482,9978.0434270417318,10179.213657425638,7724.9368467419863,8408.9156300472659,7201.8942477438304,5471.8302664422399,5994.8728654403949,6316.7452340546442,4948.7876674440849,3862.4684233709932,2454.2768106836515,4184.3407919852425,1569.1277969944658,1609.361843071247,2695.681087144339,2896.8513175282446,1770.2980273783717,724.21282938206116,281.63832253746824,160.93618430712471,160.93618430712471,0,0,0,0,0,120.70213823034354,0,0,362.10641469103058,40.234046076781176,0,0,0,0,40.234046076781176,0,0,0,40.234046076781176,0,0,0,0,0,0,0,0,0,40.234046076781176,0,0]
[5,"TRANSFORMERS","kiosk mounted ; < = 22 kv ; > 600 kva ; multiple phase",35.845509057404271,60.704619966253674,7.7913169596836243,2,141,140,168,175,287,312,337,374,277,291,281,284,218,133,131,123,100,178,40,23,20,10,28,42,549,17,31,48,21,38,12,26,17,23,14,10,25,15,10,2,3,1,5,10,4,1,1,0,1,1,1,1,0,2,1,1,0,1,0,0,0,0,0,0,0,0,0,0,8,0,0,0,0,0,0,0,0,0,0,0,0,0,0,0,0,0,0,0,0,0,0,null,5054.2167770940023,5018.3712680365979,6022.0455216439177,6272.9640850457472,10287.661099475026,11183.798825910133,12079.93655234524,13406.220387469197,9929.2060089009829,10431.043135704644,10072.5880451306,10180.124572302813,7814.3209745141312,4767.4527046347685,4695.7616865199598,4408.997614060725,3584.550905740427,6380.5006122179602,1433.820362296171,824.44670832029828,716.91018114808548,358.45509057404274,1003.6742536073195,1505.5113804109794,19679.184472514946,609.37365397587257,1111.2107807795323,1720.584434755405,752.75569020548971,1362.1293441813623,430.14610868885126,931.98323549251108,609.37365397587257,824.44670832029828,501.83712680365977,358.45509057404274,896.13772643510674,537.68263586106411,358.45509057404274,71.691018114808543,107.53652717221281,35.845509057404271,179.22754528702137,358.45509057404274,143.38203622961709,35.845509057404271,35.845509057404271,0,35.845509057404271,35.845509057404271,35.845509057404271,35.845509057404271,0,71.691018114808543,35.845509057404271,35.845509057404271,0,35.845509057404271,0,0,0,0,0,0,0,0,0,0,286.76407245923417,0,0,0,0,0,0,0,0,0,0,0,0,0,0,0,0,0,0,0,0,0,0]
[5,"TRANSFORMERS","pole mounted ; < = 22 kv ; < = 60 kva ; multiple phase",11.73837126620894,67.4529856765011,8.2129766635794788,2,25,11,21,27,27,16,18,33,23,41,76,31,26,16,15,14,4,78,17,15,57,135,116,242,166,248,101,119,390,102,83,130,111,85,57,147,147,103,58,46,33,41,32,36,42,29,25,54,31,22,36,24,16,33,27,16,22,29,17,14,21,11,17,5,1,0,0,1,133,1,0,0,0,0,0,0,0,0,0,0,0,0,0,0,0,0,0,0,0,0,0,null,293.45928165522349,129.12208392829834,246.50579659038775,316.93602418764141,316.93602418764141,187.81394025934304,211.29068279176093,387.36625178489504,269.98253912280563,481.27322191456653,892.11621623187943,363.88950925247713,305.19765292143245,187.81394025934304,176.07556899313411,164.33719772692515,46.95348506483576,915.59295876429735,199.55231152555197,176.07556899313411,669.08716217390963,1584.680120938207,1361.6510668802371,2840.6858464225634,1948.5696301906842,2911.116074019817,1185.575497887103,1396.8661806788639,4577.9647938214866,1197.313869153312,974.28481509534208,1525.9882646071621,1302.9592105491924,997.76155762775988,669.08716217390963,1725.5405761327142,1725.5405761327142,1209.0522404195208,680.82553344011853,539.96507824561127,387.36625178489504,481.27322191456653,375.62788051868608,422.58136558352186,493.01159318077549,340.41276672005927,293.45928165522349,633.87204837528282,363.88950925247713,258.24416785659668,422.58136558352186,281.72091038901453,187.81394025934304,387.36625178489504,316.93602418764141,187.81394025934304,258.24416785659668,340.41276672005927,199.55231152555197,164.33719772692515,246.50579659038775,129.12208392829834,199.55231152555197,58.691856331044704,11.73837126620894,0,0,11.73837126620894,1561.203378405789,11.73837126620894,0,0,0,0,0,0,0,0,0,0,0,0,0,0,0,0,0,0,0,0,0]
[5,"TRANSFORMERS","pole mounted ; < = 22 kv ; < = 60 kva ; single phase",12.51965557270241,74.235329193844692,8.6159926412366836,2,43,35,56,65,97,73,71,78,80,127,200,105,68,46,58,51,20,184,42,21,11,7,8,3,16,6,9,8,13,17,11,15,26,20,16,66,33,51,70,52,39,42,24,30,25,37,17,16,22,16,18,13,9,16,11,10,11,28,6,8,16,11,4,2,0,0,0,0,250,0,0,0,0,0,0,0,0,0,0,0,0,0,0,0,0,0,0,0,0,0,0,null,538.34518962620359,438.18794504458435,701.10071207133501,813.77761222565664,1214.4065905521338,913.93485680727599,888.8955456618711,976.53313467078794,1001.5724458161928,1589.996257733206,2503.9311145404822,1314.5638351337532,851.33657894376393,575.90415634431088,726.14002321673979,638.50243420782294,250.39311145404821,2303.6166253772435,525.8255340535012,262.9127670267506,137.71621129972652,87.637589008916876,100.15724458161928,37.558966718107229,200.31448916323856,75.117933436214457,112.67690015432169,100.15724458161928,162.75552244513133,212.83414473594098,137.71621129972652,187.79483359053614,325.51104489026267,250.39311145404821,200.31448916323856,826.29726779835903,413.14863389917952,638.50243420782294,876.37589008916871,651.02208978052533,488.26656733539397,525.8255340535012,300.47173374485783,375.58966718107229,312.99138931756028,463.22725618998919,212.83414473594098,200.31448916323856,275.43242259945305,200.31448916323856,225.35380030864337,162.75552244513133,112.67690015432169,200.31448916323856,137.71621129972652,125.1965557270241,137.71621129972652,350.55035603566751,75.117933436214457,100.15724458161928,200.31448916323856,137.71621129972652,50.078622290809641,25.03931114540482,0,0,0,0,3129.9138931756024,0,0,0,0,0,0,0,0,0,0,0,0,0,0,0,0,0,0,0,0,0,0]
[5,"TRANSFORMERS","pole mounted ; < = 22 kv ; > 60 kva and < = 600 kva ; multiple phase",20.257525018073643,64.722064018172546,8.04500242499482,2,115,128,207,160,217,180,189,222,311,315,482,278,230,93,94,75,47,449,48,44,84,116,126,298,88,171,168,91,166,70,78,82,106,84,123,280,82,87,106,79,50,51,121,89,113,150,135,142,208,157,174,133,144,164,113,104,74,83,47,63,11,16,12,3,6,1,5,2,196,0,0,0,0,0,0,0,0,0,0,0,0,0,0,0,0,0,0,0,0,0,0,null,2329.615377078469,2592.9632023134263,4193.3076787412438,3241.2040028917827,4395.8829289219802,3646.3545032532556,3828.6722284159187,4497.1705540123485,6300.0902806209033,6381.1203806931981,9764.1270587114959,5631.5919550244726,4659.230754156938,1883.9498266808489,1904.2073516989224,1519.3143763555233,952.10367584946118,9095.6287331150652,972.36120086753488,891.33110079524033,1701.6321015181861,2349.8729020965425,2552.448152277279,6036.7424553859455,1782.6622015904807,3464.0367780905931,3403.2642030363722,1843.4347766447015,3362.7491530002249,1418.0267512651551,1580.0869514097442,1661.1170514820387,2147.297651915806,1701.6321015181861,2491.6755772230581,5672.1070050606204,1661.1170514820387,1762.404676572407,2147.297651915806,1600.3444764278179,1012.8762509036821,1033.1337759217558,2451.1605271869107,1802.9197266085544,2289.1003270423216,3038.6287527110467,2734.765877439942,2876.5685525664571,4213.5652037593181,3180.4314278375618,3524.8093531448139,2694.2508274037946,2917.0836026026045,3322.2341029640775,2289.1003270423216,2106.7826018796591,1499.0568513374496,1681.3745765001124,952.10367584946118,1276.2240761386395,222.83277519881008,324.12040028917829,243.09030021688372,60.77257505422093,121.54515010844186,20.257525018073643,101.28762509036821,40.515050036147287,3970.4749035424343,0,0,0,0,0,0,0,0,0,0,0,0,0,0,0,0,0,0,0,0,0,0]
[5,"TRANSFORMERS","pole mounted ; < = 22 kv ; > 60 kva and < = 600 kva ; single phase",20.637348836378887,67.321005750845458,8.204937888299062,2,9,5,5,6,19,5,19,25,25,27,29,39,18,14,12,8,3,52,2,0,0,0,1,41,2,14,4,0,5,0,0,1,1,0,0,0,1,2,1,0,0,2,1,1,1,0,1,0,0,0,0,0,0,1,0,0,0,0,0,0,0,0,0,0,0,0,0,0,12,0,0,0,0,0,0,0,0,0,0,0,0,0,0,0,0,0,0,0,0,0,0,null,185.73613952740999,103.18674418189444,103.18674418189444,123.82409301827332,392.10962789119884,103.18674418189444,392.10962789119884,515.93372090947219,515.93372090947219,557.20841858222991,598.48311625498775,804.8566046187766,371.47227905481998,288.92288370930441,247.64818603654663,165.0987906910311,61.912046509136658,1073.1421394917022,41.274697672757775,0,0,0,20.637348836378887,846.13130229153433,41.274697672757775,288.92288370930441,82.549395345515549,0,103.18674418189444,0,0,20.637348836378887,20.637348836378887,0,0,0,20.637348836378887,41.274697672757775,20.637348836378887,0,0,41.274697672757775,20.637348836378887,20.637348836378887,20.637348836378887,0,20.637348836378887,0,0,0,0,0,0,20.637348836378887,0,0,0,0,0,0,0,0,0,0,0,0,0,0,247.64818603654663,0,0,0,0,0,0,0,0,0,0,0,0,0,0,0,0,0,0,0,0,0,0]
[5,"TRANSFORMERS","pole mounted ; < = 22 kv ; > 600 kva ; multiple phase",15.006378789436674,64.722064018172546,8.04500242499482,2,0,0,0,0,0,0,0,0,0,0,0,0,0,1,0,0,0,0,0,0,0,0,0,0,0,0,0,0,0,0,0,0,0,0,0,0,0,0,0,0,0,0,0,0,0,0,0,0,0,0,0,0,0,0,0,0,0,0,0,0,0,0,0,0,0,0,0,0,0,0,0,0,0,0,0,0,0,0,0,0,0,0,0,0,0,0,0,0,0,0,0,null,0,0,0,0,0,0,0,0,0,0,0,0,0,15.006378789436674,0,0,0,0,0,0,0,0,0,0,0,0,0,0,0,0,0,0,0,0,0,0,0,0,0,0,0,0,0,0,0,0,0,0,0,0,0,0,0,0,0,0,0,0,0,0,0,0,0,0,0,0,0,0,0,0,0,0,0,0,0,0,0,0,0,0,0,0,0,0,0,0,0,0,0,0,0]
[6,"UNDERGROUND CABLES","˂ = 1 kv",474.57774791534484,70.034137508275734,8.3686401229994196,2,178,183,155,154,174,172,223,188,133,152,133,123,149,171,136,141,101,97,100,101,65,65,63,75,53,70,51,43,27,53,75,34,39,50,45,59,118,114,99,136,97,107,69,51,93,43,83,44,57,70,108,38,95,100,84,122,75,104,101,85,55,73,48,80,13,6,16,14,5,19,8,1,3,5,11,1,1,1,4,1,1,1,1,1,1,1,1,1,1,1,21,null,84474.839128931388,86847.727868508111,73559.550926878452,73084.973178963104,82576.528137269997,81627.372641439317,105830.8377851219,89220.616608084834,63118.840472740863,72135.817683132424,63118.840472740863,58373.062993587417,70712.084439386381,81152.794893523969,64542.573716486899,66915.462456063629,47932.352539449828,46034.041547788453,47457.774791534481,47932.352539449828,30847.553614497414,30847.553614497414,29898.398118666726,35593.331093650864,25152.620639513276,33220.442354074141,24203.465143682588,20406.843160359829,12813.599193714312,25152.620639513276,35593.331093650864,16135.643429121725,18508.53216869845,23728.88739576724,21355.998656190517,28000.087127005347,56000.174254010693,54101.86326234931,46983.19704361914,64542.573716486899,46034.041547788453,50779.819026941899,32745.864606158793,24203.465143682588,44135.73055612707,20406.843160359829,39389.953076973623,20881.420908275173,27050.931631174655,33220.442354074141,51254.396774857247,18033.954420783106,45084.886051957757,47457.774791534481,39864.530824888963,57898.485245672069,35593.331093650864,49356.085783195864,47932.352539449828,40339.108572804311,26101.776135343967,34644.175597820176,22779.731899936553,37966.219833227588,6169.510722899483,2847.4664874920691,7593.2439666455175,6644.0884708148278,2372.8887395767242,9016.9772103915529,3796.6219833227588,474.57774791534484,1423.7332437460345,2372.8887395767242,5220.3552270687933,474.57774791534484,474.57774791534484,474.57774791534484,1898.3109916613794,474.57774791534484,474.57774791534484,474.57774791534484,474.57774791534484,474.57774791534484,474.57774791534484,474.57774791534484,474.57774791534484,474.57774791534484,474.57774791534484,474.57774791534484,9966.1327062222408]
[6,"UNDERGROUND CABLES","> 1 kv & < = 11 kv",472.55068172007191,91.298460839860581,9.5550228068728646,2,113,130,122,121,255,268,284,286,236,214,160,189,144,129,104,112,91,121,116,110,85,51,61,89,56,71,83,63,51,58,84,44,44,71,39,71,91,106,131,155,133,118,91,91,109,70,94,62,114,73,136,87,125,122,175,238,131,161,158,174,150,161,182,193,26,34,24,26,17,30,16,2,4,14,28,2,2,2,27,4,7,3,2,1,1,1,2,3,17,11,63,null,53398.227034368123,61431.58862360935,57651.183169848773,57178.6324881287,120500.42383861834,126643.58270097927,134204.39360850042,135149.49497194056,111521.96088593698,101125.84588809538,75608.109075211512,89312.078845093594,68047.298167690358,60959.037941889277,49145.27089888748,52925.67635264805,43002.112036526545,57178.6324881287,54815.879079528342,51980.574989207911,40166.807946206114,24100.084767723667,28825.591584924387,42057.010673086399,26462.838176324025,33551.098402125106,39221.706582765968,29770.692948364529,24100.084767723667,27407.939539764171,39694.257264486041,20792.229995683163,20792.229995683163,33551.098402125106,18429.476587082805,33551.098402125106,43002.112036526545,50090.372262327619,61904.139305329423,73245.35566661114,62849.240668769562,55760.980442968488,43002.112036526545,43002.112036526545,51508.024307487838,33078.547720405033,44419.764081686757,29298.14226664446,53870.777716088196,34496.199765565252,64266.892713929781,41111.909309646253,59068.835215008985,57651.183169848773,82696.369301012586,112467.06224937711,61904.139305329423,76080.659756931578,74663.007711771366,82223.818619292506,70882.602258010782,76080.659756931578,86004.22407305309,91202.281571973872,12286.31772472187,16066.723178482445,11341.216361281726,12286.31772472187,8033.3615892412226,14176.520451602157,7560.8109075211505,945.10136344014381,1890.2027268802876,6615.7095440810062,13231.419088162012,945.10136344014381,945.10136344014381,945.10136344014381,12758.868406441941,1890.2027268802876,3307.8547720405031,1417.6520451602157,945.10136344014381,472.55068172007191,472.55068172007191,472.55068172007191,945.10136344014381,1417.6520451602157,8033.3615892412226,5198.0574989207907,29770.692948364529]
[6,"UNDERGROUND CABLES","> 22 kv & < = 33 kv",619.92005398726315,71.838645227198256,8.475768120188178,2,11,16,6,3,7,15,19,20,29,19,8,18,5,11,1,1,5,6,9,1,3,1,7,0,2,0,0,1,1,1,0,1,0,0,1,0,0,0,0,0,0,1,3,9,9,6,11,10,3,1,12,17,13,22,12,26,0,0,0,0,0,3,44,16,0,20,7,4,1,19,16,42,1,0,1,3,0,3,1,1,1,21,0,0,0,0,18,1,9,0,0,null,6819.1205938598941,9918.7208637962103,3719.5203239235789,1859.7601619617894,4339.4403779108416,9298.8008098089467,11778.481025757999,12398.401079745263,17977.681565630632,11778.481025757999,4959.3604318981052,11158.560971770738,3099.6002699363157,6819.1205938598941,619.92005398726315,619.92005398726315,3099.6002699363157,3719.5203239235789,5579.2804858853688,619.92005398726315,1859.7601619617894,619.92005398726315,4339.4403779108416,0,1239.8401079745263,0,0,619.92005398726315,619.92005398726315,619.92005398726315,0,619.92005398726315,0,0,619.92005398726315,0,0,0,0,0,0,619.92005398726315,1859.7601619617894,5579.2804858853688,5579.2804858853688,3719.5203239235789,6819.1205938598941,6199.2005398726315,1859.7601619617894,619.92005398726315,7439.0406478471577,10538.640917783474,8058.9607018344213,13638.241187719788,7439.0406478471577,16117.921403668843,0,0,0,0,0,1859.7601619617894,27276.482375439577,9918.7208637962103,0,12398.401079745263,4339.4403779108416,2479.6802159490526,619.92005398726315,11778.481025757999,9918.7208637962103,26036.642267465053,619.92005398726315,0,619.92005398726315,1859.7601619617894,0,1859.7601619617894,619.92005398726315,619.92005398726315,619.92005398726315,13018.321133732527,0,0,0,0,11158.560971770738,619.92005398726315,5579.2804858853688,0,0]
[6,"UNDERGROUND CABLES","> 33 kv & < = 66 kv",619.92005398726315,71.838645227198256,8.475768120188178,2,0,0,0,1,7,0,1,1,0,0,0,0,0,0,0,0,0,0,0,0,0,0,0,0,0,0,0,0,0,0,0,0,0,0,0,0,0,0,0,0,0,0,0,0,0,0,0,0,0,0,0,0,0,0,0,0,0,0,0,0,0,0,0,0,0,0,0,0,0,0,0,0,0,0,0,0,0,0,0,0,0,0,0,0,0,0,0,0,0,0,0,null,0,0,0,619.92005398726315,4339.4403779108416,0,619.92005398726315,619.92005398726315,0,0,0,0,0,0,0,0,0,0,0,0,0,0,0,0,0,0,0,0,0,0,0,0,0,0,0,0,0,0,0,0,0,0,0,0,0,0,0,0,0,0,0,0,0,0,0,0,0,0,0,0,0,0,0,0,0,0,0,0,0,0,0,0,0,0,0,0,0,0,0,0,0,0,0,0,0,0,0,0,0,0,0]
["","","","","","","","","","","","","","","","","","","","","","","","","","","","","","","","","","","","","","","","","","","","","","","","","","","","","","","","","","","","","","","","","","","","","","","","","","","","","","","","","","","","","","","","","","","","","","","","","","",null,"","","","","","","","","","","","","","","","","","","","","","","","","","","","","","","","","","","","","","","","","","","","","","","","","","","","","","","","","","","","","","","","","","","","","","","","","","","","","","","","","","","","","","","","","","",""]
["","","","","","","","","","","","","","","","","","","","","","","","","","","","","","","","","","","","","","","","","","","","","","","","","","","","","","","","","","","","","","","","","","","","","","","","","","","","","","","","","","","","","","","","","","","","","","","","","","",null,"","","","","","","","","","","","","","","","","","","","","","","","","","","","","","","","","","","","","","","","","","","","","","","","","","","","","","","","","","","","","","","","","","","","","","","","","","","","","","","","","","","","","","","","","","",""]
["","","","","","","","","","","","","","","","","","","","","","","","","","","","","","","","","","","","","","","","","","","","","","","","","","","","","","","","","","","","","","","","","","","","","","","","","","","","","","","","","","","","","","","","","","","","","","","","","","",null,"","","","","","","","","","","","","","","","","","","","","","","","","","","","","","","","","","","","","","","","","","","","","","","","","","","","","","","","","","","","","","","","","","","","","","","","","","","","","","","","","","","","","","","","","","",""]
["","","","","","","","","","","","","","","","","","","","","","","","","","","","","","","","","","","","","","","","","","","","","","","","","","","","","","","","","","","","","","","","","","","","","","","","","","","","","","","","","","","","","","","","","","","","","","","","","","",null,"","","","","","","","","","","","","","","","","","","","","","","","","","","","","","","","","","","","","","","","","","","","","","","","","","","","","","","","","","","","","","","","","","","","","","","","","","","","","","","","","","","","","","","","","","",""]
["","","","","","","","","","","","","","","","","","","","","","","","","","","","","","","","","","","","","","","","","","","","","","","","","","","","","","","","","","","","","","","","","","","","","","","","","","","","","","","","","","","","","","","","","","","","","","","","","","",null,"","","","","","","","","","","","","","","","","","","","","","","","","","","","","","","","","","","","","","","","","","","","","","","","","","","","","","","","","","","","","","","","","","","","","","","","","","","","","","","","","","","","","","","","","","",""]
["","","","","","","","","","","","","","","","","","","","","","","","","","","","","","","","","","","","","","","","","","","","","","","","","","","","","","","","","","","","","","","","","","","","","","","","","","","","","","","","","","","","","","","","","","","","","","","","","","",null,"","","","","","","","","","","","","","","","","","","","","","","","","","","","","","","","","","","","","","","","","","","","","","","","","","","","","","","","","","","","","","","","","","","","","","","","","","","","","","","","","","","","","","","","","","",""]
["","","","","","","","","","","","","","","","","","","","","","","","","","","","","","","","","","","","","","","","","","","","","","","","","","","","","","","","","","","","","","","","","","","","","","","","","","","","","","","","","","","","","","","","","","","","","","","","","","",null,"","","","","","","","","","","","","","","","","","","","","","","","","","","","","","","","","","","","","","","","","","","","","","","","","","","","","","","","","","","","","","","","","","","","","","","","","","","","","","","","","","","","","","","","","","",""]
["","","","","","","","","","","","","","","","","","","","","","","","","","","","","","","","","","","","","","","","","","","","","","","","","","","","","","","","","","","","","","","","","","","","","","","","","","","","","","","","","","","","","","","","","","","","","","","","","","",null,"","","","","","","","","","","","","","","","","","","","","","","","","","","","","","","","","","","","","","","","","","","","","","","","","","","","","","","","","","","","","","","","","","","","","","","","","","","","","","","","","","","","","","","","","","",""]
["","","","","","","","","","","","","","","","","","","","","","","","","","","","","","","","","","","","","","","","","","","","","","","","","","","","","","","","","","","","","","","","","","","","","","","","","","","","","","","","","","","","","","","","","","","","","","","","","","",null,"","","","","","","","","","","","","","","","","","","","","","","","","","","","","","","","","","","","","","","","","","","","","","","","","","","","","","","","","","","","","","","","","","","","","","","","","","","","","","","","","","","","","","","","","","",""]
["","","","","","","","","","","","","","","","","","","","","","","","","","","","","","","","","","","","","","","","","","","","","","","","","","","","","","","","","","","","","","","","","","","","","","","","","","","","","","","","","","","","","","","","","","","","","","","","","","",null,"","","","","","","","","","","","","","","","","","","","","","","","","","","","","","","","","","","","","","","","","","","","","","","","","","","","","","","","","","","","","","","","","","","","","","","","","","","","","","","","","","","","","","","","","","",""]
["","","","","","","","","","","","","","","","","","","","","","","","","","","","","","","","","","","","","","","","","","","","","","","","","","","","","","","","","","","","","","","","","","","","","","","","","","","","","","","","","","","","","","","","","","","","","","","","","","",null,"","","","","","","","","","","","","","","","","","","","","","","","","","","","","","","","","","","","","","","","","","","","","","","","","","","","","","","","","","","","","","","","","","","","","","","","","","","","","","","","","","","","","","","","","","",""]
["","","","","","","","","","","","","","","","","","","","","","","","","","","","","","","","","","","","","","","","","","","","","","","","","","","","","","","","","","","","","","","","","","","","","","","","","","","","","","","","","","","","","","","","","","","","","","","","","","",null,"","","","","","","","","","","","","","","","","","","","","","","","","","","","","","","","","","","","","","","","","","","","","","","","","","","","","","","","","","","","","","","","","","","","","","","","","","","","","","","","","","","","","","","","","","",""]
["","","","","","","","","","","","","","","","","","","","","","","","","","","","","","","","","","","","","","","","","","","","","","","","","","","","","","","","","","","","","","","","","","","","","","","","","","","","","","","","","","","","","","","","","","","","","","","","","","",null,"","","","","","","","","","","","","","","","","","","","","","","","","","","","","","","","","","","","","","","","","","","","","","","","","","","","","","","","","","","","","","","","","","","","","","","","","","","","","","","","","","","","","","","","","","",""]
["","","","","","","","","","","","","","","","","","","","","","","","","","","","","","","","","","","","","","","","","","","","","","","","","","","","","","","","","","","","","","","","","","","","","","","","","","","","","","","","","","","","","","","","","","","","","","","","","","",null,"","","","","","","","","","","","","","","","","","","","","","","","","","","","","","","","","","","","","","","","","","","","","","","","","","","","","","","","","","","","","","","","","","","","","","","","","","","","","","","","","","","","","","","","","","",""]
["","","","","","","","","","","","","","","","","","","","","","","","","","","","","","","","","","","","","","","","","","","","","","","","","","","","","","","","","","","","","","","","","","","","","","","","","","","","","","","","","","","","","","","","","","","","","","","","","","",null,"","","","","","","","","","","","","","","","","","","","","","","","","","","","","","","","","","","","","","","","","","","","","","","","","","","","","","","","","","","","","","","","","","","","","","","","","","","","","","","","","","","","","","","","","","",""]
["","","","","","","","","","","","","","","","","","","","","","","","","","","","","","","","","","","","","","","","","","","","","","","","","","","","","","","","","","","","","","","","","","","","","","","","","","","","","","","","","","","","","","","","","","","","","","","","","","",null,"","","","","","","","","","","","","","","","","","","","","","","","","","","","","","","","","","","","","","","","","","","","","","","","","","","","","","","","","","","","","","","","","","","","","","","","","","","","","","","","","","","","","","","","","","",""]
["","","","","","","","","","","","","","","","","","","","","","","","","","","","","","","","","","","","","","","","","","","","","","","","","","","","","","","","","","","","","","","","","","","","","","","","","","","","","","","","","","","","","","","","","","","","","","","","","","",null,"","","","","","","","","","","","","","","","","","","","","","","","","","","","","","","","","","","","","","","","","","","","","","","","","","","","","","","","","","","","","","","","","","","","","","","","","","","","","","","","","","","","","","","","","","",""]
["","","","","","","","","","","","","","","","","","","","","","","","","","","","","","","","","","","","","","","","","","","","","","","","","","","","","","","","","","","","","","","","","","","","","","","","","","","","","","","","","","","","","","","","","","","","","","","","","","",null,"","","","","","","","","","","","","","","","","","","","","","","","","","","","","","","","","","","","","","","","","","","","","","","","","","","","","","","","","","","","","","","","","","","","","","","","","","","","","","","","","","","","","","","","","","",""]
["","","","","","","","","","","","","","","","","","","","","","","","","","","","","","","","","","","","","","","","","","","","","","","","","","","","","","","","","","","","","","","","","","","","","","","","","","","","","","","","","","","","","","","","","","","","","","","","","","",null,"","","","","","","","","","","","","","","","","","","","","","","","","","","","","","","","","","","","","","","","","","","","","","","","","","","","","","","","","","","","","","","","","","","","","","","","","","","","","","","","","","","","","","","","","","",""]
["","","","","","","","","","","","","","","","","","","","","","","","","","","","","","","","","","","","","","","","","","","","","","","","","","","","","","","","","","","","","","","","","","","","","","","","","","","","","","","","","","","","","","","","","","","","","","","","","","",null,"","","","","","","","","","","","","","","","","","","","","","","","","","","","","","","","","","","","","","","","","","","","","","","","","","","","","","","","","","","","","","","","","","","","","","","","","","","","","","","","","","","","","","","","","","",""]
["","","","","","","","","","","","","","","","","","","","","","","","","","","","","","","","","","","","","","","","","","","","","","","","","","","","","","","","","","","","","","","","","","","","","","","","","","","","","","","","","","","","","","","","","","","","","","","","","","",null,"","","","","","","","","","","","","","","","","","","","","","","","","","","","","","","","","","","","","","","","","","","","","","","","","","","","","","","","","","","","","","","","","","","","","","","","","","","","","","","","","","","","","","","","","","",""]
["","","","","","","","","","","","","","","","","","","","","","","","","","","","","","","","","","","","","","","","","","","","","","","","","","","","","","","","","","","","","","","","","","","","","","","","","","","","","","","","","","","","","","","","","","","","","","","","","","",null,"","","","","","","","","","","","","","","","","","","","","","","","","","","","","","","","","","","","","","","","","","","","","","","","","","","","","","","","","","","","","","","","","","","","","","","","","","","","","","","","","","","","","","","","","","",""]
["","","","","","","","","","","","","","","","","","","","","","","","","","","","","","","","","","","","","","","","","","","","","","","","","","","","","","","","","","","","","","","","","","","","","","","","","","","","","","","","","","","","","","","","","","","","","","","","","","",null,"","","","","","","","","","","","","","","","","","","","","","","","","","","","","","","","","","","","","","","","","","","","","","","","","","","","","","","","","","","","","","","","","","","","","","","","","","","","","","","","","","","","","","","","","","",""]
["","","","","","","","","","","","","","","","","","","","","","","","","","","","","","","","","","","","","","","","","","","","","","","","","","","","","","","","","","","","","","","","","","","","","","","","","","","","","","","","","","","","","","","","","","","","","","","","","","",null,"","","","","","","","","","","","","","","","","","","","","","","","","","","","","","","","","","","","","","","","","","","","","","","","","","","","","","","","","","","","","","","","","","","","","","","","","","","","","","","","","","","","","","","","","","",""]
["","","","","","","","","","","","","","","","","","","","","","","","","","","","","","","","","","","","","","","","","","","","","","","","","","","","","","","","","","","","","","","","","","","","","","","","","","","","","","","","","","","","","","","","","","","","","","","","","","",null,"","","","","","","","","","","","","","","","","","","","","","","","","","","","","","","","","","","","","","","","","","","","","","","","","","","","","","","","","","","","","","","","","","","","","","","","","","","","","","","","","","","","","","","","","","",""]
["","","","","","","","","","","","","","","","","","","","","","","","","","","","","","","","","","","","","","","","","","","","","","","","","","","","","","","","","","","","","","","","","","","","","","","","","","","","","","","","","","","","","","","","","","","","","","","","","","",null,"","","","","","","","","","","","","","","","","","","","","","","","","","","","","","","","","","","","","","","","","","","","","","","","","","","","","","","","","","","","","","","","","","","","","","","","","","","","","","","","","","","","","","","","","","",""]
["","","","","","","","","","","","","","","","","","","","","","","","","","","","","","","","","","","","","","","","","","","","","","","","","","","","","","","","","","","","","","","","","","","","","","","","","","","","","","","","","","","","","","","","","","","","","","","","","","",null,"","","","","","","","","","","","","","","","","","","","","","","","","","","","","","","","","","","","","","","","","","","","","","","","","","","","","","","","","","","","","","","","","","","","","","","","","","","","","","","","","","","","","","","","","","",""]
["","","","","","","","","","","","","","","","","","","","","","","","","","","","","","","","","","","","","","","","","","","","","","","","","","","","","","","","","","","","","","","","","","","","","","","","","","","","","","","","","","","","","","","","","","","","","","","","","","",null,"","","","","","","","","","","","","","","","","","","","","","","","","","","","","","","","","","","","","","","","","","","","","","","","","","","","","","","","","","","","","","","","","","","","","","","","","","","","","","","","","","","","","","","","","","",""]
["","","","","","","","","","","","","","","","","","","","","","","","","","","","","","","","","","","","","","","","","","","","","","","","","","","","","","","","","","","","","","","","","","","","","","","","","","","","","","","","","","","","","","","","","","","","","","","","","","",null,"","","","","","","","","","","","","","","","","","","","","","","","","","","","","","","","","","","","","","","","","","","","","","","","","","","","","","","","","","","","","","","","","","","","","","","","","","","","","","","","","","","","","","","","","","",""]
["","","","","","","","","","","","","","","","","","","","","","","","","","","","","","","","","","","","","","","","","","","","","","","","","","","","","","","","","","","","","","","","","","","","","","","","","","","","","","","","","","","","","","","","","","","","","","","","","","",null,"","","","","","","","","","","","","","","","","","","","","","","","","","","","","","","","","","","","","","","","","","","","","","","","","","","","","","","","","","","","","","","","","","","","","","","","","","","","","","","","","","","","","","","","","","",""]
["","","","","","","","","","","","","","","","","","","","","","","","","","","","","","","","","","","","","","","","","","","","","","","","","","","","","","","","","","","","","","","","","","","","","","","","","","","","","","","","","","","","","","","","","","","","","","","","","","",null,"","","","","","","","","","","","","","","","","","","","","","","","","","","","","","","","","","","","","","","","","","","","","","","","","","","","","","","","","","","","","","","","","","","","","","","","","","","","","","","","","","","","","","","","","","",""]
["","","","","","","","","","","","","","","","","","","","","","","","","","","","","","","","","","","","","","","","","","","","","","","","","","","","","","","","","","","","","","","","","","","","","","","","","","","","","","","","","","","","","","","","","","","","","","","","","","",null,"","","","","","","","","","","","","","","","","","","","","","","","","","","","","","","","","","","","","","","","","","","","","","","","","","","","","","","","","","","","","","","","","","","","","","","","","","","","","","","","","","","","","","","","","","",""]
["","","","","","","","","","","","","","","","","","","","","","","","","","","","","","","","","","","","","","","","","","","","","","","","","","","","","","","","","","","","","","","","","","","","","","","","","","","","","","","","","","","","","","","","","","","","","","","","","","",null,"","","","","","","","","","","","","","","","","","","","","","","","","","","","","","","","","","","","","","","","","","","","","","","","","","","","","","","","","","","","","","","","","","","","","","","","","","","","","","","","","","","","","","","","","","",""]
["","","","","","","","","","","","","","","","","","","","","","","","","","","","","","","","","","","","","","","","","","","","","","","","","","","","","","","","","","","","","","","","","","","","","","","","","","","","","","","","","","","","","","","","","","","","","","","","","","",null,"","","","","","","","","","","","","","","","","","","","","","","","","","","","","","","","","","","","","","","","","","","","","","","","","","","","","","","","","","","","","","","","","","","","","","","","","","","","","","","","","","","","","","","","","","",""]
["","","","","","","","","","","","","","","","","","","","","","","","","","","","","","","","","","","","","","","","","","","","","","","","","","","","","","","","","","","","","","","","","","","","","","","","","","","","","","","","","","","","","","","","","","","","","","","","","","",null,"","","","","","","","","","","","","","","","","","","","","","","","","","","","","","","","","","","","","","","","","","","","","","","","","","","","","","","","","","","","","","","","","","","","","","","","","","","","","","","","","","","","","","","","","","",""]
["","","","","","","","","","","","","","","","","","","","","","","","","","","","","","","","","","","","","","","","","","","","","","","","","","","","","","","","","","","","","","","","","","","","","","","","","","","","","","","","","","","","","","","","","","","","","","","","","","",null,"","","","","","","","","","","","","","","","","","","","","","","","","","","","","","","","","","","","","","","","","","","","","","","","","","","","","","","","","","","","","","","","","","","","","","","","","","","","","","","","","","","","","","","","","","",""]
["","","","","","","","","","","","","","","","","","","","","","","","","","","","","","","","","","","","","","","","","","","","","","","","","","","","","","","","","","","","","","","","","","","","","","","","","","","","","","","","","","","","","","","","","","","","","","","","","","",null,"","","","","","","","","","","","","","","","","","","","","","","","","","","","","","","","","","","","","","","","","","","","","","","","","","","","","","","","","","","","","","","","","","","","","","","","","","","","","","","","","","","","","","","","","","",""]
["","","","","","","","","","","","","","","","","","","","","","","","","","","","","","","","","","","","","","","","","","","","","","","","","","","","","","","","","","","","","","","","","","","","","","","","","","","","","","","","","","","","","","","","","","","","","","","","","","",null,"","","","","","","","","","","","","","","","","","","","","","","","","","","","","","","","","","","","","","","","","","","","","","","","","","","","","","","","","","","","","","","","","","","","","","","","","","","","","","","","","","","","","","","","","","",""]
["","","","","","","","","","","","","","","","","","","","","","","","","","","","","","","","","","","","","","","","","","","","","","","","","","","","","","","","","","","","","","","","","","","","","","","","","","","","","","","","","","","","","","","","","","","","","","","","","","",null,"","","","","","","","","","","","","","","","","","","","","","","","","","","","","","","","","","","","","","","","","","","","","","","","","","","","","","","","","","","","","","","","","","","","","","","","","","","","","","","","","","","","","","","","","","",""]
["","","","","","","","","","","","","","","","","","","","","","","","","","","","","","","","","","","","","","","","","","","","","","","","","","","","","","","","","","","","","","","","","","","","","","","","","","","","","","","","","","","","","","","","","","","","","","","","","","",null,"","","","","","","","","","","","","","","","","","","","","","","","","","","","","","","","","","","","","","","","","","","","","","","","","","","","","","","","","","","","","","","","","","","","","","","","","","","","","","","","","","","","","","","","","","",""]
["","","","","","","","","","","","","","","","","","","","","","","","","","","","","","","","","","","","","","","","","","","","","","","","","","","","","","","","","","","","","","","","","","","","","","","","","","","","","","","","","","","","","","","","","","","","","","","","","","",null,"","","","","","","","","","","","","","","","","","","","","","","","","","","","","","","","","","","","","","","","","","","","","","","","","","","","","","","","","","","","","","","","","","","","","","","","","","","","","","","","","","","","","","","","","","",""]
["","","","","","","","","","","","","","","","","","","","","","","","","","","","","","","","","","","","","","","","","","","","","","","","","","","","","","","","","","","","","","","","","","","","","","","","","","","","","","","","","","","","","","","","","","","","","","","","","","",null,"","","","","","","","","","","","","","","","","","","","","","","","","","","","","","","","","","","","","","","","","","","","","","","","","","","","","","","","","","","","","","","","","","","","","","","","","","","","","","","","","","","","","","","","","","",""]
["","","","","","","","","","","","","","","","","","","","","","","","","","","","","","","","","","","","","","","","","","","","","","","","","","","","","","","","","","","","","","","","","","","","","","","","","","","","","","","","","","","","","","","","","","","","","","","","","","",null,"","","","","","","","","","","","","","","","","","","","","","","","","","","","","","","","","","","","","","","","","","","","","","","","","","","","","","","","","","","","","","","","","","","","","","","","","","","","","","","","","","","","","","","","","","",""]
["","","","","","","","","","","","","","","","","","","","","","","","","","","","","","","","","","","","","","","","","","","","","","","","","","","","","","","","","","","","","","","","","","","","","","","","","","","","","","","","","","","","","","","","","","","","","","","","","","",null,"","","","","","","","","","","","","","","","","","","","","","","","","","","","","","","","","","","","","","","","","","","","","","","","","","","","","","","","","","","","","","","","","","","","","","","","","","","","","","","","","","","","","","","","","","",""]
["","","","","","","","","","","","","","","","","","","","","","","","","","","","","","","","","","","","","","","","","","","","","","","","","","","","","","","","","","","","","","","","","","","","","","","","","","","","","","","","","","","","","","","","","","","","","","","","","","",null,"","","","","","","","","","","","","","","","","","","","","","","","","","","","","","","","","","","","","","","","","","","","","","","","","","","","","","","","","","","","","","","","","","","","","","","","","","","","","","","","","","","","","","","","","","",""]
["","","","","","","","","","","","","","","","","","","","","","","","","","","","","","","","","","","","","","","","","","","","","","","","","","","","","","","","","","","","","","","","","","","","","","","","","","","","","","","","","","","","","","","","","","","","","","","","","","",null,"","","","","","","","","","","","","","","","","","","","","","","","","","","","","","","","","","","","","","","","","","","","","","","","","","","","","","","","","","","","","","","","","","","","","","","","","","","","","","","","","","","","","","","","","","",""]
["","","","","","","","","","","","","","","","","","","","","","","","","","","","","","","","","","","","","","","","","","","","","","","","","","","","","","","","","","","","","","","","","","","","","","","","","","","","","","","","","","","","","","","","","","","","","","","","","","",null,"","","","","","","","","","","","","","","","","","","","","","","","","","","","","","","","","","","","","","","","","","","","","","","","","","","","","","","","","","","","","","","","","","","","","","","","","","","","","","","","","","","","","","","","","","",""]
["","","","","","","","","","","","","","","","","","","","","","","","","","","","","","","","","","","","","","","","","","","","","","","","","","","","","","","","","","","","","","","","","","","","","","","","","","","","","","","","","","","","","","","","","","","","","","","","","","",null,"","","","","","","","","","","","","","","","","","","","","","","","","","","","","","","","","","","","","","","","","","","","","","","","","","","","","","","","","","","","","","","","","","","","","","","","","","","","","","","","","","","","","","","","","","",""]
["","","","","","","","","","","","","","","","","","","","","","","","","","","","","","","","","","","","","","","","","","","","","","","","","","","","","","","","","","","","","","","","","","","","","","","","","","","","","","","","","","","","","","","","","","","","","","","","","","",null,"","","","","","","","","","","","","","","","","","","","","","","","","","","","","","","","","","","","","","","","","","","","","","","","","","","","","","","","","","","","","","","","","","","","","","","","","","","","","","","","","","","","","","","","","","",""]
["","","","","","","","","","","","","","","","","","","","","","","","","","","","","","","","","","","","","","","","","","","","","","","","","","","","","","","","","","","","","","","","","","","","","","","","","","","","","","","","","","","","","","","","","","","","","","","","","","",null,"","","","","","","","","","","","","","","","","","","","","","","","","","","","","","","","","","","","","","","","","","","","","","","","","","","","","","","","","","","","","","","","","","","","","","","","","","","","","","","","","","","","","","","","","","",""]
["","","","","","","","","","","","","","","","","","","","","","","","","","","","","","","","","","","","","","","","","","","","","","","","","","","","","","","","","","","","","","","","","","","","","","","","","","","","","","","","","","","","","","","","","","","","","","","","","","",null,"","","","","","","","","","","","","","","","","","","","","","","","","","","","","","","","","","","","","","","","","","","","","","","","","","","","","","","","","","","","","","","","","","","","","","","","","","","","","","","","","","","","","","","","","","",""]
["","","","","","","","","","","","","","","","","","","","","","","","","","","","","","","","","","","","","","","","","","","","","","","","","","","","","","","","","","","","","","","","","","","","","","","","","","","","","","","","","","","","","","","","","","","","","","","","","","",null,"","","","","","","","","","","","","","","","","","","","","","","","","","","","","","","","","","","","","","","","","","","","","","","","","","","","","","","","","","","","","","","","","","","","","","","","","","","","","","","","","","","","","","","","","","",""]
["","","","","","","","","","","","","","","","","","","","","","","","","","","","","","","","","","","","","","","","","","","","","","","","","","","","","","","","","","","","","","","","","","","","","","","","","","","","","","","","","","","","","","","","","","","","","","","","","","",null,"","","","","","","","","","","","","","","","","","","","","","","","","","","","","","","","","","","","","","","","","","","","","","","","","","","","","","","","","","","","","","","","","","","","","","","","","","","","","","","","","","","","","","","","","","",""]
["","","","","","","","","","","","","","","","","","","","","","","","","","","","","","","","","","","","","","","","","","","","","","","","","","","","","","","","","","","","","","","","","","","","","","","","","","","","","","","","","","","","","","","","","","","","","","","","","","",null,"","","","","","","","","","","","","","","","","","","","","","","","","","","","","","","","","","","","","","","","","","","","","","","","","","","","","","","","","","","","","","","","","","","","","","","","","","","","","","","","","","","","","","","","","","",""]
["","","","","","","","","","","","","","","","","","","","","","","","","","","","","","","","","","","","","","","","","","","","","","","","","","","","","","","","","","","","","","","","","","","","","","","","","","","","","","","","","","","","","","","","","","","","","","","","","","",null,"","","","","","","","","","","","","","","","","","","","","","","","","","","","","","","","","","","","","","","","","","","","","","","","","","","","","","","","","","","","","","","","","","","","","","","","","","","","","","","","","","","","","","","","","","",""]
["","","","","","","","","","","","","","","","","","","","","","","","","","","","","","","","","","","","","","","","","","","","","","","","","","","","","","","","","","","","","","","","","","","","","","","","","","","","","","","","","","","","","","","","","","","","","","","","","","",null,"","","","","","","","","","","","","","","","","","","","","","","","","","","","","","","","","","","","","","","","","","","","","","","","","","","","","","","","","","","","","","","","","","","","","","","","","","","","","","","","","","","","","","","","","","",""]
["","","","","","","","","","","","","","","","","","","","","","","","","","","","","","","","","","","","","","","","","","","","","","","","","","","","","","","","","","","","","","","","","","","","","","","","","","","","","","","","","","","","","","","","","","","","","","","","","","",null,"","","","","","","","","","","","","","","","","","","","","","","","","","","","","","","","","","","","","","","","","","","","","","","","","","","","","","","","","","","","","","","","","","","","","","","","","","","","","","","","","","","","","","","","","","",""]
["","","","","","","","","","","","","","","","","","","","","","","","","","","","","","","","","","","","","","","","","","","","","","","","","","","","","","","","","","","","","","","","","","","","","","","","","","","","","","","","","","","","","","","","","","","","","","","","","","",null,"","","","","","","","","","","","","","","","","","","","","","","","","","","","","","","","","","","","","","","","","","","","","","","","","","","","","","","","","","","","","","","","","","","","","","","","","","","","","","","","","","","","","","","","","","",""]
["","","","","","","","","","","","","","","","","","","","","","","","","","","","","","","","","","","","","","","","","","","","","","","","","","","","","","","","","","","","","","","","","","","","","","","","","","","","","","","","","","","","","","","","","","","","","","","","","","",null,"","","","","","","","","","","","","","","","","","","","","","","","","","","","","","","","","","","","","","","","","","","","","","","","","","","","","","","","","","","","","","","","","","","","","","","","","","","","","","","","","","","","","","","","","","",""]
["","","","","","","","","","","","","","","","","","","","","","","","","","","","","","","","","","","","","","","","","","","","","","","","","","","","","","","","","","","","","","","","","","","","","","","","","","","","","","","","","","","","","","","","","","","","","","","","","","",null,"","","","","","","","","","","","","","","","","","","","","","","","","","","","","","","","","","","","","","","","","","","","","","","","","","","","","","","","","","","","","","","","","","","","","","","","","","","","","","","","","","","","","","","","","","",""]
["","","","","","","","","","","","","","","","","","","","","","","","","","","","","","","","","","","","","","","","","","","","","","","","","","","","","","","","","","","","","","","","","","","","","","","","","","","","","","","","","","","","","","","","","","","","","","","","","","",null,"","","","","","","","","","","","","","","","","","","","","","","","","","","","","","","","","","","","","","","","","","","","","","","","","","","","","","","","","","","","","","","","","","","","","","","","","","","","","","","","","","","","","","","","","","",""]
["","","","","","","","","","","","","","","","","","","","","","","","","","","","","","","","","","","","","","","","","","","","","","","","","","","","","","","","","","","","","","","","","","","","","","","","","","","","","","","","","","","","","","","","","","","","","","","","","","",null,"","","","","","","","","","","","","","","","","","","","","","","","","","","","","","","","","","","","","","","","","","","","","","","","","","","","","","","","","","","","","","","","","","","","","","","","","","","","","","","","","","","","","","","","","","",""]
["","","","","","","","","","","","","","","","","","","","","","","","","","","","","","","","","","","","","","","","","","","","","","","","","","","","","","","","","","","","","","","","","","","","","","","","","","","","","","","","","","","","","","","","","","","","","","","","","","",null,"","","","","","","","","","","","","","","","","","","","","","","","","","","","","","","","","","","","","","","","","","","","","","","","","","","","","","","","","","","","","","","","","","","","","","","","","","","","","","","","","","","","","","","","","","",""]
["","","","","","","","","","","","","","","","","","","","","","","","","","","","","","","","","","","","","","","","","","","","","","","","","","","","","","","","","","","","","","","","","","","","","","","","","","","","","","","","","","","","","","","","","","","","","","","","","","",null,"","","","","","","","","","","","","","","","","","","","","","","","","","","","","","","","","","","","","","","","","","","","","","","","","","","","","","","","","","","","","","","","","","","","","","","","","","","","","","","","","","","","","","","","","","",""]
["","","","","","","","","","","","","","","","","","","","","","","","","","","","","","","","","","","","","","","","","","","","","","","","","","","","","","","","","","","","","","","","","","","","","","","","","","","","","","","","","","","","","","","","","","","","","","","","","","",null,"","","","","","","","","","","","","","","","","","","","","","","","","","","","","","","","","","","","","","","","","","","","","","","","","","","","","","","","","","","","","","","","","","","","","","","","","","","","","","","","","","","","","","","","","","",""]
["","","","","","","","","","","","","","","","","","","","","","","","","","","","","","","","","","","","","","","","","","","","","","","","","","","","","","","","","","","","","","","","","","","","","","","","","","","","","","","","","","","","","","","","","","","","","","","","","","",null,"","","","","","","","","","","","","","","","","","","","","","","","","","","","","","","","","","","","","","","","","","","","","","","","","","","","","","","","","","","","","","","","","","","","","","","","","","","","","","","","","","","","","","","","","","",""]
["","","","","","","","","","","","","","","","","","","","","","","","","","","","","","","","","","","","","","","","","","","","","","","","","","","","","","","","","","","","","","","","","","","","","","","","","","","","","","","","","","","","","","","","","","","","","","","","","","",null,"","","","","","","","","","","","","","","","","","","","","","","","","","","","","","","","","","","","","","","","","","","","","","","","","","","","","","","","","","","","","","","","","","","","","","","","","","","","","","","","","","","","","","","","","","",""]
["","","","","","","","","","","","","","","","","","","","","","","","","","","","","","","","","","","","","","","","","","","","","","","","","","","","","","","","","","","","","","","","","","","","","","","","","","","","","","","","","","","","","","","","","","","","","","","","","","",null,"","","","","","","","","","","","","","","","","","","","","","","","","","","","","","","","","","","","","","","","","","","","","","","","","","","","","","","","","","","","","","","","","","","","","","","","","","","","","","","","","","","","","","","","","","",""]
["","","","","","","","","","","","","","","","","","","","","","","","","","","","","","","","","","","","","","","","","","","","","","","","","","","","","","","","","","","","","","","","","","","","","","","","","","","","","","","","","","","","","","","","","","","","","","","","","","",null,"","","","","","","","","","","","","","","","","","","","","","","","","","","","","","","","","","","","","","","","","","","","","","","","","","","","","","","","","","","","","","","","","","","","","","","","","","","","","","","","","","","","","","","","","","",""]
["","","","","","","","","","","","","","","","","","","","","","","","","","","","","","","","","","","","","","","","","","","","","","","","","","","","","","","","","","","","","","","","","","","","","","","","","","","","","","","","","","","","","","","","","","","","","","","","","","",null,"","","","","","","","","","","","","","","","","","","","","","","","","","","","","","","","","","","","","","","","","","","","","","","","","","","","","","","","","","","","","","","","","","","","","","","","","","","","","","","","","","","","","","","","","","",""]
["","","","","","","","","","","","","","","","","","","","","","","","","","","","","","","","","","","","","","","","","","","","","","","","","","","","","","","","","","","","","","","","","","","","","","","","","","","","","","","","","","","","","","","","","","","","","","","","","","",null,"","","","","","","","","","","","","","","","","","","","","","","","","","","","","","","","","","","","","","","","","","","","","","","","","","","","","","","","","","","","","","","","","","","","","","","","","","","","","","","","","","","","","","","","","","",""]
["","","","","","","","","","","","","","","","","","","","","","","","","","","","","","","","","","","","","","","","","","","","","","","","","","","","","","","","","","","","","","","","","","","","","","","","","","","","","","","","","","","","","","","","","","","","","","","","","","",null,"","","","","","","","","","","","","","","","","","","","","","","","","","","","","","","","","","","","","","","","","","","","","","","","","","","","","","","","","","","","","","","","","","","","","","","","","","","","","","","","","","","","","","","","","","",""]
["","","","","","","","","","","","","","","","","","","","","","","","","","","","","","","","","","","","","","","","","","","","","","","","","","","","","","","","","","","","","","","","","","","","","","","","","","","","","","","","","","","","","","","","","","","","","","","","","","",null,"","","","","","","","","","","","","","","","","","","","","","","","","","","","","","","","","","","","","","","","","","","","","","","","","","","","","","","","","","","","","","","","","","","","","","","","","","","","","","","","","","","","","","","","","","",""]
["","","","","","","","","","","","","","","","","","","","","","","","","","","","","","","","","","","","","","","","","","","","","","","","","","","","","","","","","","","","","","","","","","","","","","","","","","","","","","","","","","","","","","","","","","","","","","","","","","",null,"","","","","","","","","","","","","","","","","","","","","","","","","","","","","","","","","","","","","","","","","","","","","","","","","","","","","","","","","","","","","","","","","","","","","","","","","","","","","","","","","","","","","","","","","","",""]
["","","","","","","","","","","","","","","","","","","","","","","","","","","","","","","","","","","","","","","","","","","","","","","","","","","","","","","","","","","","","","","","","","","","","","","","","","","","","","","","","","","","","","","","","","","","","","","","","","",null,"","","","","","","","","","","","","","","","","","","","","","","","","","","","","","","","","","","","","","","","","","","","","","","","","","","","","","","","","","","","","","","","","","","","","","","","","","","","","","","","","","","","","","","","","","",""]
["","","","","","","","","","","","","","","","","","","","","","","","","","","","","","","","","","","","","","","","","","","","","","","","","","","","","","","","","","","","","","","","","","","","","","","","","","","","","","","","","","","","","","","","","","","","","","","","","","",null,"","","","","","","","","","","","","","","","","","","","","","","","","","","","","","","","","","","","","","","","","","","","","","","","","","","","","","","","","","","","","","","","","","","","","","","","","","","","","","","","","","","","","","","","","","",""]
["","","","","","","","","","","","","","","","","","","","","","","","","","","","","","","","","","","","","","","","","","","","","","","","","","","","","","","","","","","","","","","","","","","","","","","","","","","","","","","","","","","","","","","","","","","","","","","","","","",null,"","","","","","","","","","","","","","","","","","","","","","","","","","","","","","","","","","","","","","","","","","","","","","","","","","","","","","","","","","","","","","","","","","","","","","","","","","","","","","","","","","","","","","","","","","",""]
["","","","","","","","","","","","","","","","","","","","","","","","","","","","","","","","","","","","","","","","","","","","","","","","","","","","","","","","","","","","","","","","","","","","","","","","","","","","","","","","","","","","","","","","","","","","","","","","","","",null,"","","","","","","","","","","","","","","","","","","","","","","","","","","","","","","","","","","","","","","","","","","","","","","","","","","","","","","","","","","","","","","","","","","","","","","","","","","","","","","","","","","","","","","","","","",""]
["","","","","","","","","","","","","","","","","","","","","","","","","","","","","","","","","","","","","","","","","","","","","","","","","","","","","","","","","","","","","","","","","","","","","","","","","","","","","","","","","","","","","","","","","","","","","","","","","","",null,"","","","","","","","","","","","","","","","","","","","","","","","","","","","","","","","","","","","","","","","","","","","","","","","","","","","","","","","","","","","","","","","","","","","","","","","","","","","","","","","","","","","","","","","","","",""]
["","","","","","","","","","","","","","","","","","","","","","","","","","","","","","","","","","","","","","","","","","","","","","","","","","","","","","","","","","","","","","","","","","","","","","","","","","","","","","","","","","","","","","","","","","","","","","","","","","",null,"","","","","","","","","","","","","","","","","","","","","","","","","","","","","","","","","","","","","","","","","","","","","","","","","","","","","","","","","","","","","","","","","","","","","","","","","","","","","","","","","","","","","","","","","","",""]
["","","","","","","","","","","","","","","","","","","","","","","","","","","","","","","","","","","","","","","","","","","","","","","","","","","","","","","","","","","","","","","","","","","","","","","","","","","","","","","","","","","","","","","","","","","","","","","","","","",null,"","","","","","","","","","","","","","","","","","","","","","","","","","","","","","","","","","","","","","","","","","","","","","","","","","","","","","","","","","","","","","","","","","","","","","","","","","","","","","","","","","","","","","","","","","",""]
["","","","","","","","","","","","","","","","","","","","","","","","","","","","","","","","","","","","","","","","","","","","","","","","","","","","","","","","","","","","","","","","","","","","","","","","","","","","","","","","","","","","","","","","","","","","","","","","","","",null,"","","","","","","","","","","","","","","","","","","","","","","","","","","","","","","","","","","","","","","","","","","","","","","","","","","","","","","","","","","","","","","","","","","","","","","","","","","","","","","","","","","","","","","","","","",""]
["","","","","","","","","","","","","","","","","","","","","","","","","","","","","","","","","","","","","","","","","","","","","","","","","","","","","","","","","","","","","","","","","","","","","","","","","","","","","","","","","","","","","","","","","","","","","","","","","","",null,"","","","","","","","","","","","","","","","","","","","","","","","","","","","","","","","","","","","","","","","","","","","","","","","","","","","","","","","","","","","","","","","","","","","","","","","","","","","","","","","","","","","","","","","","","",""]
["","","","","","","","","","","","","","","","","","","","","","","","","","","","","","","","","","","","","","","","","","","","","","","","","","","","","","","","","","","","","","","","","","","","","","","","","","","","","","","","","","","","","","","","","","","","","","","","","","",null,"","","","","","","","","","","","","","","","","","","","","","","","","","","","","","","","","","","","","","","","","","","","","","","","","","","","","","","","","","","","","","","","","","","","","","","","","","","","","","","","","","","","","","","","","","",""]
["","","","","","","","","","","","","","","","","","","","","","","","","","","","","","","","","","","","","","","","","","","","","","","","","","","","","","","","","","","","","","","","","","","","","","","","","","","","","","","","","","","","","","","","","","","","","","","","","","",null,"","","","","","","","","","","","","","","","","","","","","","","","","","","","","","","","","","","","","","","","","","","","","","","","","","","","","","","","","","","","","","","","","","","","","","","","","","","","","","","","","","","","","","","","","","",""]
["","","","","","","","","","","","","","","","","","","","","","","","","","","","","","","","","","","","","","","","","","","","","","","","","","","","","","","","","","","","","","","","","","","","","","","","","","","","","","","","","","","","","","","","","","","","","","","","","","",null,"","","","","","","","","","","","","","","","","","","","","","","","","","","","","","","","","","","","","","","","","","","","","","","","","","","","","","","","","","","","","","","","","","","","","","","","","","","","","","","","","","","","","","","","","","",""]
["","","","","","","","","","","","","","","","","","","","","","","","","","","","","","","","","","","","","","","","","","","","","","","","","","","","","","","","","","","","","","","","","","","","","","","","","","","","","","","","","","","","","","","","","","","","","","","","","","",null,"","","","","","","","","","","","","","","","","","","","","","","","","","","","","","","","","","","","","","","","","","","","","","","","","","","","","","","","","","","","","","","","","","","","","","","","","","","","","","","","","","","","","","","","","","",""]
["","","","","","","","","","","","","","","","","","","","","","","","","","","","","","","","","","","","","","","","","","","","","","","","","","","","","","","","","","","","","","","","","","","","","","","","","","","","","","","","","","","","","","","","","","","","","","","","","","",null,"","","","","","","","","","","","","","","","","","","","","","","","","","","","","","","","","","","","","","","","","","","","","","","","","","","","","","","","","","","","","","","","","","","","","","","","","","","","","","","","","","","","","","","","","","",""]
["","","","","","","","","","","","","","","","","","","","","","","","","","","","","","","","","","","","","","","","","","","","","","","","","","","","","","","","","","","","","","","","","","","","","","","","","","","","","","","","","","","","","","","","","","","","","","","","","","",null,"","","","","","","","","","","","","","","","","","","","","","","","","","","","","","","","","","","","","","","","","","","","","","","","","","","","","","","","","","","","","","","","","","","","","","","","","","","","","","","","","","","","","","","","","","",""]
["","","","","","","","","","","","","","","","","","","","","","","","","","","","","","","","","","","","","","","","","","","","","","","","","","","","","","","","","","","","","","","","","","","","","","","","","","","","","","","","","","","","","","","","","","","","","","","","","","",null,"","","","","","","","","","","","","","","","","","","","","","","","","","","","","","","","","","","","","","","","","","","","","","","","","","","","","","","","","","","","","","","","","","","","","","","","","","","","","","","","","","","","","","","","","","",""]
["","","","","","","","","","","","","","","","","","","","","","","","","","","","","","","","","","","","","","","","","","","","","","","","","","","","","","","","","","","","","","","","","","","","","","","","","","","","","","","","","","","","","","","","","","","","","","","","","","",null,"","","","","","","","","","","","","","","","","","","","","","","","","","","","","","","","","","","","","","","","","","","","","","","","","","","","","","","","","","","","","","","","","","","","","","","","","","","","","","","","","","","","","","","","","","",""]
["","","","","","","","","","","","","","","","","","","","","","","","","","","","","","","","","","","","","","","","","","","","","","","","","","","","","","","","","","","","","","","","","","","","","","","","","","","","","","","","","","","","","","","","","","","","","","","","","","",null,"","","","","","","","","","","","","","","","","","","","","","","","","","","","","","","","","","","","","","","","","","","","","","","","","","","","","","","","","","","","","","","","","","","","","","","","","","","","","","","","","","","","","","","","","","",""]
["","","","","","","","","","","","","","","","","","","","","","","","","","","","","","","","","","","","","","","","","","","","","","","","","","","","","","","","","","","","","","","","","","","","","","","","","","","","","","","","","","","","","","","","","","","","","","","","","","",null,"","","","","","","","","","","","","","","","","","","","","","","","","","","","","","","","","","","","","","","","","","","","","","","","","","","","","","","","","","","","","","","","","","","","","","","","","","","","","","","","","","","","","","","","","","",""]
["","","","","","","","","","","","","","","","","","","","","","","","","","","","","","","","","","","","","","","","","","","","","","","","","","","","","","","","","","","","","","","","","","","","","","","","","","","","","","","","","","","","","","","","","","","","","","","","","","",null,"","","","","","","","","","","","","","","","","","","","","","","","","","","","","","","","","","","","","","","","","","","","","","","","","","","","","","","","","","","","","","","","","","","","","","","","","","","","","","","","","","","","","","","","","","",""]
["","","","","","","","","","","","","","","","","","","","","","","","","","","","","","","","","","","","","","","","","","","","","","","","","","","","","","","","","","","","","","","","","","","","","","","","","","","","","","","","","","","","","","","","","","","","","","","","","","",null,"","","","","","","","","","","","","","","","","","","","","","","","","","","","","","","","","","","","","","","","","","","","","","","","","","","","","","","","","","","","","","","","","","","","","","","","","","","","","","","","","","","","","","","","","","",""]
["","","","","","","","","","","","","","","","","","","","","","","","","","","","","","","","","","","","","","","","","","","","","","","","","","","","","","","","","","","","","","","","","","","","","","","","","","","","","","","","","","","","","","","","","","","","","","","","","","",null,"","","","","","","","","","","","","","","","","","","","","","","","","","","","","","","","","","","","","","","","","","","","","","","","","","","","","","","","","","","","","","","","","","","","","","","","","","","","","","","","","","","","","","","","","","",""]
["","","","","","","","","","","","","","","","","","","","","","","","","","","","","","","","","","","","","","","","","","","","","","","","","","","","","","","","","","","","","","","","","","","","","","","","","","","","","","","","","","","","","","","","","","","","","","","","","","",null,"","","","","","","","","","","","","","","","","","","","","","","","","","","","","","","","","","","","","","","","","","","","","","","","","","","","","","","","","","","","","","","","","","","","","","","","","","","","","","","","","","","","","","","","","","",""]
["","","","","","","","","","","","","","","","","","","","","","","","","","","","","","","","","","","","","","","","","","","","","","","","","","","","","","","","","","","","","","","","","","","","","","","","","","","","","","","","","","","","","","","","","","","","","","","","","","",null,"","","","","","","","","","","","","","","","","","","","","","","","","","","","","","","","","","","","","","","","","","","","","","","","","","","","","","","","","","","","","","","","","","","","","","","","","","","","","","","","","","","","","","","","","","",""]
["","","","","","","","","","","","","","","","","","","","","","","","","","","","","","","","","","","","","","","","","","","","","","","","","","","","","","","","","","","","","","","","","","","","","","","","","","","","","","","","","","","","","","","","","","","","","","","","","","",null,"","","","","","","","","","","","","","","","","","","","","","","","","","","","","","","","","","","","","","","","","","","","","","","","","","","","","","","","","","","","","","","","","","","","","","","","","","","","","","","","","","","","","","","","","","",""]
["","","","","","","","","","","","","","","","","","","","","","","","","","","","","","","","","","","","","","","","","","","","","","","","","","","","","","","","","","","","","","","","","","","","","","","","","","","","","","","","","","","","","","","","","","","","","","","","","","",null,"","","","","","","","","","","","","","","","","","","","","","","","","","","","","","","","","","","","","","","","","","","","","","","","","","","","","","","","","","","","","","","","","","","","","","","","","","","","","","","","","","","","","","","","","","",""]
["","","","","","","","","","","","","","","","","","","","","","","","","","","","","","","","","","","","","","","","","","","","","","","","","","","","","","","","","","","","","","","","","","","","","","","","","","","","","","","","","","","","","","","","","","","","","","","","","","",null,"","","","","","","","","","","","","","","","","","","","","","","","","","","","","","","","","","","","","","","","","","","","","","","","","","","","","","","","","","","","","","","","","","","","","","","","","","","","","","","","","","","","","","","","","","",""]
["","","","","","","","","","","","","","","","","","","","","","","","","","","","","","","","","","","","","","","","","","","","","","","","","","","","","","","","","","","","","","","","","","","","","","","","","","","","","","","","","","","","","","","","","","","","","","","","","","",null,"","","","","","","","","","","","","","","","","","","","","","","","","","","","","","","","","","","","","","","","","","","","","","","","","","","","","","","","","","","","","","","","","","","","","","","","","","","","","","","","","","","","","","","","","","",""]
["","","","","","","","","","","","","","","","","","","","","","","","","","","","","","","","","","","","","","","","","","","","","","","","","","","","","","","","","","","","","","","","","","","","","","","","","","","","","","","","","","","","","","","","","","","","","","","","","","",null,"","","","","","","","","","","","","","","","","","","","","","","","","","","","","","","","","","","","","","","","","","","","","","","","","","","","","","","","","","","","","","","","","","","","","","","","","","","","","","","","","","","","","","","","","","",""]
["","","","","","","","","","","","","","","","","","","","","","","","","","","","","","","","","","","","","","","","","","","","","","","","","","","","","","","","","","","","","","","","","","","","","","","","","","","","","","","","","","","","","","","","","","","","","","","","","","",null,"","","","","","","","","","","","","","","","","","","","","","","","","","","","","","","","","","","","","","","","","","","","","","","","","","","","","","","","","","","","","","","","","","","","","","","","","","","","","","","","","","","","","","","","","","",""]
["","","","","","","","","","","","","","","","","","","","","","","","","","","","","","","","","","","","","","","","","","","","","","","","","","","","","","","","","","","","","","","","","","","","","","","","","","","","","","","","","","","","","","","","","","","","","","","","","","",null,"","","","","","","","","","","","","","","","","","","","","","","","","","","","","","","","","","","","","","","","","","","","","","","","","","","","","","","","","","","","","","","","","","","","","","","","","","","","","","","","","","","","","","","","","","",""]
["","","","","","","","","","","","","","","","","","","","","","","","","","","","","","","","","","","","","","","","","","","","","","","","","","","","","","","","","","","","","","","","","","","","","","","","","","","","","","","","","","","","","","","","","","","","","","","","","","",null,"","","","","","","","","","","","","","","","","","","","","","","","","","","","","","","","","","","","","","","","","","","","","","","","","","","","","","","","","","","","","","","","","","","","","","","","","","","","","","","","","","","","","","","","","","",""]
["","","","","","","","","","","","","","","","","","","","","","","","","","","","","","","","","","","","","","","","","","","","","","","","","","","","","","","","","","","","","","","","","","","","","","","","","","","","","","","","","","","","","","","","","","","","","","","","","","",null,"","","","","","","","","","","","","","","","","","","","","","","","","","","","","","","","","","","","","","","","","","","","","","","","","","","","","","","","","","","","","","","","","","","","","","","","","","","","","","","","","","","","","","","","","","",""]
["","","","","","","","","","","","","","","","","","","","","","","","","","","","","","","","","","","","","","","","","","","","","","","","","","","","","","","","","","","","","","","","","","","","","","","","","","","","","","","","","","","","","","","","","","","","","","","","","","",null,"","","","","","","","","","","","","","","","","","","","","","","","","","","","","","","","","","","","","","","","","","","","","","","","","","","","","","","","","","","","","","","","","","","","","","","","","","","","","","","","","","","","","","","","","","",""]
["","","","","","","","","","","","","","","","","","","","","","","","","","","","","","","","","","","","","","","","","","","","","","","","","","","","","","","","","","","","","","","","","","","","","","","","","","","","","","","","","","","","","","","","","","","","","","","","","","",null,"","","","","","","","","","","","","","","","","","","","","","","","","","","","","","","","","","","","","","","","","","","","","","","","","","","","","","","","","","","","","","","","","","","","","","","","","","","","","","","","","","","","","","","","","","",""]
["","","","","","","","","","","","","","","","","","","","","","","","","","","","","","","","","","","","","","","","","","","","","","","","","","","","","","","","","","","","","","","","","","","","","","","","","","","","","","","","","","","","","","","","","","","","","","","","","","",null,"","","","","","","","","","","","","","","","","","","","","","","","","","","","","","","","","","","","","","","","","","","","","","","","","","","","","","","","","","","","","","","","","","","","","","","","","","","","","","","","","","","","","","","","","","",""]
["","","","","","","","","","","","","","","","","","","","","","","","","","","","","","","","","","","","","","","","","","","","","","","","","","","","","","","","","","","","","","","","","","","","","","","","","","","","","","","","","","","","","","","","","","","","","","","","","","",null,"","","","","","","","","","","","","","","","","","","","","","","","","","","","","","","","","","","","","","","","","","","","","","","","","","","","","","","","","","","","","","","","","","","","","","","","","","","","","","","","","","","","","","","","","","",""]
["","","","","","","","","","","","","","","","","","","","","","","","","","","","","","","","","","","","","","","","","","","","","","","","","","","","","","","","","","","","","","","","","","","","","","","","","","","","","","","","","","","","","","","","","","","","","","","","","","",null,"","","","","","","","","","","","","","","","","","","","","","","","","","","","","","","","","","","","","","","","","","","","","","","","","","","","","","","","","","","","","","","","","","","","","","","","","","","","","","","","","","","","","","","","","","",""]
["","","","","","","","","","","","","","","","","","","","","","","","","","","","","","","","","","","","","","","","","","","","","","","","","","","","","","","","","","","","","","","","","","","","","","","","","","","","","","","","","","","","","","","","","","","","","","","","","","",null,"","","","","","","","","","","","","","","","","","","","","","","","","","","","","","","","","","","","","","","","","","","","","","","","","","","","","","","","","","","","","","","","","","","","","","","","","","","","","","","","","","","","","","","","","","",""]
["","","","","","","","","","","","","","","","","","","","","","","","","","","","","","","","","","","","","","","","","","","","","","","","","","","","","","","","","","","","","","","","","","","","","","","","","","","","","","","","","","","","","","","","","","","","","","","","","","",null,"","","","","","","","","","","","","","","","","","","","","","","","","","","","","","","","","","","","","","","","","","","","","","","","","","","","","","","","","","","","","","","","","","","","","","","","","","","","","","","","","","","","","","","","","","",""]
["","","","","","","","","","","","","","","","","","","","","","","","","","","","","","","","","","","","","","","","","","","","","","","","","","","","","","","","","","","","","","","","","","","","","","","","","","","","","","","","","","","","","","","","","","","","","","","","","","",null,"","","","","","","","","","","","","","","","","","","","","","","","","","","","","","","","","","","","","","","","","","","","","","","","","","","","","","","","","","","","","","","","","","","","","","","","","","","","","","","","","","","","","","","","","","",""]
["","","","","","","","","","","","","","","","","","","","","","","","","","","","","","","","","","","","","","","","","","","","","","","","","","","","","","","","","","","","","","","","","","","","","","","","","","","","","","","","","","","","","","","","","","","","","","","","","","",null,"","","","","","","","","","","","","","","","","","","","","","","","","","","","","","","","","","","","","","","","","","","","","","","","","","","","","","","","","","","","","","","","","","","","","","","","","","","","","","","","","","","","","","","","","","",""]
["","","","","","","","","","","","","","","","","","","","","","","","","","","","","","","","","","","","","","","","","","","","","","","","","","","","","","","","","","","","","","","","","","","","","","","","","","","","","","","","","","","","","","","","","","","","","","","","","","",null,"","","","","","","","","","","","","","","","","","","","","","","","","","","","","","","","","","","","","","","","","","","","","","","","","","","","","","","","","","","","","","","","","","","","","","","","","","","","","","","","","","","","","","","","","","",""]
["","","","","","","","","","","","","","","","","","","","","","","","","","","","","","","","","","","","","","","","","","","","","","","","","","","","","","","","","","","","","","","","","","","","","","","","","","","","","","","","","","","","","","","","","","","","","","","","","","",null,"","","","","","","","","","","","","","","","","","","","","","","","","","","","","","","","","","","","","","","","","","","","","","","","","","","","","","","","","","","","","","","","","","","","","","","","","","","","","","","","","","","","","","","","","","",""]
["","","","","","","","","","","","","","","","","","","","","","","","","","","","","","","","","","","","","","","","","","","","","","","","","","","","","","","","","","","","","","","","","","","","","","","","","","","","","","","","","","","","","","","","","","","","","","","","","","",null,"","","","","","","","","","","","","","","","","","","","","","","","","","","","","","","","","","","","","","","","","","","","","","","","","","","","","","","","","","","","","","","","","","","","","","","","","","","","","","","","","","","","","","","","","","",""]
["","","","","","","","","","","","","","","","","","","","","","","","","","","","","","","","","","","","","","","","","","","","","","","","","","","","","","","","","","","","","","","","","","","","","","","","","","","","","","","","","","","","","","","","","","","","","","","","","","",null,"","","","","","","","","","","","","","","","","","","","","","","","","","","","","","","","","","","","","","","","","","","","","","","","","","","","","","","","","","","","","","","","","","","","","","","","","","","","","","","","","","","","","","","","","","",""]
["","","","","","","","","","","","","","","","","","","","","","","","","","","","","","","","","","","","","","","","","","","","","","","","","","","","","","","","","","","","","","","","","","","","","","","","","","","","","","","","","","","","","","","","","","","","","","","","","","",null,"","","","","","","","","","","","","","","","","","","","","","","","","","","","","","","","","","","","","","","","","","","","","","","","","","","","","","","","","","","","","","","","","","","","","","","","","","","","","","","","","","","","","","","","","","",""]
["","","","","","","","","","","","","","","","","","","","","","","","","","","","","","","","","","","","","","","","","","","","","","","","","","","","","","","","","","","","","","","","","","","","","","","","","","","","","","","","","","","","","","","","","","","","","","","","","","",null,"","","","","","","","","","","","","","","","","","","","","","","","","","","","","","","","","","","","","","","","","","","","","","","","","","","","","","","","","","","","","","","","","","","","","","","","","","","","","","","","","","","","","","","","","","",""]
["","","","","","","","","","","","","","","","","","","","","","","","","","","","","","","","","","","","","","","","","","","","","","","","","","","","","","","","","","","","","","","","","","","","","","","","","","","","","","","","","","","","","","","","","","","","","","","","","","",null,"","","","","","","","","","","","","","","","","","","","","","","","","","","","","","","","","","","","","","","","","","","","","","","","","","","","","","","","","","","","","","","","","","","","","","","","","","","","","","","","","","","","","","","","","","",""]
["","","","","","","","","","","","","","","","","","","","","","","","","","","","","","","","","","","","","","","","","","","","","","","","","","","","","","","","","","","","","","","","","","","","","","","","","","","","","","","","","","","","","","","","","","","","","","","","","","",null,"","","","","","","","","","","","","","","","","","","","","","","","","","","","","","","","","","","","","","","","","","","","","","","","","","","","","","","","","","","","","","","","","","","","","","","","","","","","","","","","","","","","","","","","","","",""]
["","","","","","","","","","","","","","","","","","","","","","","","","","","","","","","","","","","","","","","","","","","","","","","","","","","","","","","","","","","","","","","","","","","","","","","","","","","","","","","","","","","","","","","","","","","","","","","","","","",null,"","","","","","","","","","","","","","","","","","","","","","","","","","","","","","","","","","","","","","","","","","","","","","","","","","","","","","","","","","","","","","","","","","","","","","","","","","","","","","","","","","","","","","","","","","",""]

{"sheet":"Combined scenario - output","index":7,"n_rows":175,"n_cols":43,"rows_kept":175,"cut":false,"hidden":false,"merged":[]}
[null,null,null,"Replacement expenditure forecast ($,000)",null,null,null,null,null,null,null,null,null,null,null,null,null,null,null,null,null,null,null,"Replacement quantity forecast (#)"]
[null,null,null,1,2,3,4,5,6,7,8,9,10,11,12,13,14,15,16,17,18,19,20,1,2,3,4,5,6,7,8,9,10,11,12,13,14,15,16,17,18,19,20]
[]
[]
["ID","Asset group",null,2018,2019,2020,2021,2022,2023,2024,2025,2026,2027,2028,2029,2030,2031,2032,2033,2034,2035,2036,2037,2018,2019,2020,2021,2022,2023,2024,2025,2026,2027,2028,2029,2030,2031,2032,2033,2034,2035,2036,2037]
[{"$f":"IFERROR(IF('Historical scenario - output'!A6=\"\",\"\",'Historical scenario - output'!A6),\"\")","v":1},{"$f":"IFERROR(IF('Historical scenario - output'!B6=\"\",\"\",'Historical scenario - output'!B6),\"\")","v":"OVERHEAD CONDUCTORS"},null,{"$f":"IFERROR(IF($A6=\"\",\"\",SUMIFS(D$21:D$175,$A$21:$A$175,$A6)),\"\")","v":5961.8713943137573},{"$f":"IFERROR(IF($A6=\"\",\"\",SUMIFS(E$21:E$175,$A$21:$A$175,$A6)),\"\")","v":6637.73260875903},7449.0344789373194,8394.2202815368146,9468.2695389077762,10662.472052276802,11964.303038873919,13357.438676104815,14821.94455821361,16334.657639542736,17869.76635846484,19399.575528763322,20895.424297972248,22328.709126626905,23671.951273494247,24899.841189985571,25990.191433210595,{"$f":"IFERROR(IF($A6=\"\",\"\",SUMIFS(U$21:U$175,$A$21:$A$175,$A6)),\"\")","v":26924.735385541644},27689.720668320602,28276.262446530782,{"$f":"IFERROR(IF($A6=\"\",\"\",SUMIFS(X$21:X$175,$A$21:$A$175,$A6)),\"\")","v":124.74956611244646},{"$f":"IFERROR(IF($A6=\"\",\"\",SUMIFS(Y$21:Y$175,$A$21:$A$175,$A6)),\"\")","v":138.30071633187754},154.64273792601159,173.74313255701253,195.49924974143158,219.73360821916361,246.1910673448098,274.5386744512665,304.3689019448808,335.20676759190195,366.52102410348755,397.73924204684749,428.2662330736174,457.5049109845537,484.87840649438715,509.85207094326961,531.95394687375494,{"$f":"IFERROR(IF($A6=\"\",\"\",SUMIFS(AO$21:AO$175,$A$21:$A$175,$A6)),\"\")","v":550.7923580014326},566.06947168591967,577.58999372176197]
[{"$f":"IFERROR(IF('Historical scenario - output'!A7=\"\",\"\",'Historical scenario - output'!A7),\"\")","v":2},{"$f":"IFERROR(IF('Historical scenario - output'!B7=\"\",\"\",'Historical scenario - output'!B7),\"\")","v":"POLES"},null,{"$f":"IFERROR(IF($A7=\"\",\"\",SUMIFS(D$21:D$175,$A$21:$A$175,$A7)),\"\")","v":10437.675358205925},11998.547890408045,13820.57440516669,15925.872981795186,18331.886957402461,21048.577538673591,24075.277294632142,27397.505757257164,30984.156941197238,34785.541015857409,38732.774300661709,42738.941951120563,46702.294342581881,50511.486916641246,54052.563799373267,57217.071611573796,59910.4396790803,62059.639994946323,63619.182727530679,64574.70856538236,1846.2114188124849,2117.6893539221446,2431.1549913646254,2788.8716360038443,3192.2003558568349,3641.2556962910548,4134.5391295567488,4668.5879696174452,5237.6884507046416,5833.7081028854363,6446.1019059969549,7062.1368156646076,7667.3590667593126,8246.2990442569935,8783.37296094046,9263.9051878608116,9675.1674426402587,10007.318181925413,10254.13159243036,10413.430171320357]
[{"$f":"IFERROR(IF('Historical scenario - output'!A8=\"\",\"\",'Historical scenario - output'!A8),\"\")","v":3},{"$f":"IFERROR(IF('Historical scenario - output'!B8=\"\",\"\",'Historical scenario - output'!B8),\"\")","v":"SERVICE LINES"},null,13033.552836595982,12858.968160556731,12841.904786133589,12948.59907683687,13157.31076061424,13454.263646181706,13830.701663787942,14280.749892094267,14799.859812303854,15383.694539597418,16027.36723861714,16724.982972962749,17469.452669972343,18252.551434701076,19065.186807869257,19897.830624075152,20741.055433061643,21586.106793252922,22425.438908722801,23253.144656131033,19653.73929641884,19046.377223524403,18560.249808956298,18104.612738543026,17626.631857551976,17100.195041537907,16517.676926293043,15883.841781613508,15211.276929837746,14516.931089649912,13819.476125874602,13137.314435410328,12487.121476841899,11882.850895693504,11335.146495652922,10851.108755229368,10434.360280523504,10085.34953138194,9801.8287347055302,9579.4419676964371]
[{"$f":"IFERROR(IF('Historical scenario - output'!A9=\"\",\"\",'Historical scenario - output'!A9),\"\")","v":4},{"$f":"IFERROR(IF('Historical scenario - output'!B9=\"\",\"\",'Historical scenario - output'!B9),\"\")","v":"SWITCHGEAR"},null,26768.875001225664,25044.513666661707,23896.251431418354,23202.806833996248,22868.298995300214,22816.760484114111,22987.605176192501,23331.969795537832,23809.844215177134,24387.902826345613,25037.944840488042,25735.845685571705,26460.916649439441,27195.56791373904,27925.172935786821,28638.040654504002,29325.416027164683,29981.447798323745,30603.08334081803,31189.871758415447,1114.20942600648,1019.9348829919952,965.08819504230996,939.02015768381273,934.14798728236008,945.03068404265696,967.70371959592126,999.20959299097558,1037.2733071540702,1080.0831492451712,1126.1466777632259,1174.1994297899853,1223.1497556865613,1272.047673245633,1320.0690242510868,1366.5087835284817,1410.779320062004,1452.4108880161057,1491.0527324158081,1526.4739983876341]
[{"$f":"IFERROR(IF('Historical scenario - output'!A10=\"\",\"\",'Historical scenario - output'!A10),\"\")","v":5},{"$f":"IFERROR(IF('Historical scenario - output'!B10=\"\",\"\",'Historical scenario - output'!B10),\"\")","v":"TRANSFORMERS"},null,9782.5498141079297,10442.552650042022,11093.809212962196,11729.951551764745,12345.056128936043,12933.767259353241,13491.412821218517,14014.107418949736,14498.839443478482,14943.540283689914,15347.135892532522,15709.582506923047,16031.889075152536,16316.128509396633,16565.438160566715,16784.00714311585,16977.044879997822,17150.722294073203,17312.075324632642,17468.86066317376,164.38759865334129,177.5227852081139,191.2657459407254,205.5625126038862,220.33785730063485,235.49420655877285,250.91304207595593,266.45876248021136,281.98472627143173,297.34097808810361,312.38299944400575,326.98073350396447,341.02711447949656,354.44538053657607,367.19455304315022,379.27260931350708,390.71704493841628,401.6027015163462,412.03691590480071,422.15222173645685]
[{"$f":"IFERROR(IF('Historical scenario - output'!A11=\"\",\"\",'Historical scenario - output'!A11),\"\")","v":6},{"$f":"IFERROR(IF('Historical scenario - output'!B11=\"\",\"\",'Historical scenario - output'!B11),\"\")","v":"UNDERGROUND CABLES"},null,37928.590509956477,37844.110136325173,38140.370232111425,38761.03104458507,39651.138355266012,40759.164079883813,42038.570867817791,43448.935149610799,44956.665037153405,46535.344724253569,48165.729715613837,49835.411100773585,51538.165112135473,53273.008131831506,55042.987603155729,56853.755122288654,58711.987354731857,60623.740495655591,62592.841451836903,64619.430410524234,73.001766526613181,73.275725749069807,74.303780867097885,75.971073846622147,78.166510753746465,80.786557464720715,83.738141591811612,86.940743955074495,90.327752766056278,93.847132296173072,97.461434662755721,101.14716664530671,104.89351907136574,108.7004774203608,112.57635903241354,116.53486198103084,120.59175817661959,124.76141180470105,129.05334612920052,133.46910952125924]
[{"$f":"IFERROR(IF('Historical scenario - output'!A12=\"\",\"\",'Historical scenario - output'!A12),\"\")","v":""},{"$f":"IFERROR(IF('Historical scenario - output'!B12=\"\",\"\",'Historical scenario - output'!B12),\"\")","v":""},null,"","","","","","","","","","","","","","","","","","","","","","","","","","","","","","","","","","","","","","","",""]
[{"$f":"IFERROR(IF('Historical scenario - output'!A13=\"\",\"\",'Historical scenario - output'!A13),\"\")","v":""},{"$f":"IFERROR(IF('Historical scenario - output'!B13=\"\",\"\",'Historical scenario - output'!B13),\"\")","v":""},null,"","","","","","","","","","","","","","","","","","","","","","","","","","","","","","","","","","","","","","","",""]
[{"$f":"IFERROR(IF('Historical scenario - output'!A14=\"\",\"\",'Historical scenario - output'!A14),\"\")","v":""},{"$f":"IFERROR(IF('Historical scenario - output'!B14=\"\",\"\",'Historical scenario - output'!B14),\"\")","v":""},null,"","","","","","","","","","","","","","","","","","","","","","","","","","","","","","","","","","","","","","","",""]
[{"$f":"IFERROR(IF('Historical scenario - output'!A15=\"\",\"\",'Historical scenario - output'!A15),\"\")","v":""},{"$f":"IFERROR(IF('Historical scenario - output'!B15=\"\",\"\",'Historical scenario - output'!B15),\"\")","v":""},null,"","","","","","","","","","","","","","","","","","","","","","","","","","","","","","","","","","","","","","","",""]
[{"$f":"IFERROR(IF('Historical scenario - output'!A16=\"\",\"\",'Historical scenario - output'!A16),\"\")","v":""},{"$f":"IFERROR(IF('Historical scenario - output'!B16=\"\",\"\",'Historical scenario - output'!B16),\"\")","v":""},null,"","","","","","","","","","","","","","","","","","","","","","","","","","","","","","","","","","","","","","","",""]
[{"$f":"IFERROR(IF('Historical scenario - output'!A17=\"\",\"\",'Historical scenario - output'!A17),\"\")","v":""},{"$f":"IFERROR(IF('Historical scenario - output'!B17=\"\",\"\",'Historical scenario - output'!B17),\"\")","v":""},null,"","","","","","","","","","","","","","","","","","","","","","","","","","","","","","","","","","","","","","","",""]
[null,null,"Total",{"$f":"IFERROR(SUM(D$6:D$17),\"\")","v":103913.11491440574},{"$f":"IFERROR(SUM(E$6:E$17),\"\")","v":104826.42511275271},107241.94454672957,110962.48177051495,115821.96073642674,121675.00506048326,128387.87086252282,135830.70668955462,143871.31000752375,152370.68102928667,161180.71834637807,170144.33974611497,179098.14214725391,187877.45203293642,196323.30058024602,204290.54634554303,211656.13480724691,218326.39276179342,224242.34242186166,229382.27850015758]
[]
["ID","Asset group","Asset category"]
[{"$f":"IFERROR('Combined scenario - input'!A6,\"\")","v":1},{"$f":"IFERROR('Combined scenario - input'!B6,\"\")","v":"OVERHEAD CONDUCTORS"},{"$f":"IFERROR('Combined scenario - input'!C6,\"\")","v":"˂ = 1 kv"},{"$f":"IFERROR(repcalc('Combined scenario - input'!$CV6:$GH6,'Combined scenario - input'!$G6,'Combined scenario - input'!$E6,'Combined scenario - input'!$F6,20,TRUE,TRUE),\"\")","v":4479.2953941978367},4847.4480379965489,5304.2731076923792,5846.2737057979084,6467.5803614388606,7159.9111034862335,7912.5889640061105,8712.6423037475251,9545.009810733558,10392.864608014068,11238.061408551092,12061.698270606528,12844.771689909261,13568.89205157731,14217.01729098193,14774.157143505283,15227.999354604926,15569.412930660819,15792.79166376009,15896.212986187702,{"$f":"IFERROR(IF(OR(D21=\"\",'Combined scenario - input'!$D6=\"\"),\"\",D21/'Combined scenario - input'!$D6),\"\")","v":97.585831394037001},{"$f":"IFERROR(IF(OR(E21=\"\",'Combined scenario - input'!$D6=\"\"),\"\",E21/'Combined scenario - input'!$D6),\"\")","v":105.60639683197323},{"$f":"IFERROR(IF(OR(F21=\"\",'Combined scenario - input'!$D6=\"\"),\"\",F21/'Combined scenario - input'!$D6),\"\")","v":115.55877779922352},{"$f":"IFERROR(IF(OR(G21=\"\",'Combined scenario - input'!$D6=\"\"),\"\",G21/'Combined scenario - input'!$D6),\"\")","v":127.36679096368358},{"$f":"IFERROR(IF(OR(H21=\"\",'Combined scenario - input'!$D6=\"\"),\"\",H21/'Combined scenario - input'!$D6),\"\")","v":140.9025641613851},{"$f":"IFERROR(IF(OR(I21=\"\",'Combined scenario - input'!$D6=\"\"),\"\",I21/'Combined scenario - input'!$D6),\"\")","v":155.98566655062652},{"$f":"IFERROR(IF(OR(J21=\"\",'Combined scenario - input'!$D6=\"\"),\"\",J21/'Combined scenario - input'!$D6),\"\")","v":172.3834899417474},{"$f":"IFERROR(IF(OR(K21=\"\",'Combined scenario - input'!$D6=\"\"),\"\",K21/'Combined scenario - input'!$D6),\"\")","v":189.81343448601058},{"$f":"IFERROR(IF(OR(L21=\"\",'Combined scenario - input'!$D6=\"\"),\"\",L21/'Combined scenario - input'!$D6),\"\")","v":207.94737477042005},{"$f":"IFERROR(IF(OR(M21=\"\",'Combined scenario - input'!$D6=\"\"),\"\",M21/'Combined scenario - input'!$D6),\"\")","v":226.41872082212609},{"$f":"IFERROR(IF(OR(N21=\"\",'Combined scenario - input'!$D6=\"\"),\"\",N21/'Combined scenario - input'!$D6),\"\")","v":244.83215981496932},{"$f":"IFERROR(IF(OR(O21=\"\",'Combined scenario - input'!$D6=\"\"),\"\",O21/'Combined scenario - input'!$D6),\"\")","v":262.7758944600584},{"$f":"IFERROR(IF(OR(P21=\"\",'Combined scenario - input'!$D6=\"\"),\"\",P21/'Combined scenario - input'!$D6),\"\")","v":279.83591482938107},{"$f":"IFERROR(IF(OR(Q21=\"\",'Combined scenario - input'!$D6=\"\"),\"\",Q21/'Combined scenario - input'!$D6),\"\")","v":295.61158517571732},{"$f":"IFERROR(IF(OR(R21=\"\",'Combined scenario - input'!$D6=\"\"),\"\",R21/'Combined scenario - input'!$D6),\"\")","v":309.7316274521624},{"$f":"IFERROR(IF(OR(S21=\"\",'Combined scenario - input'!$D6=\"\"),\"\",S21/'Combined scenario - input'!$D6),\"\")","v":321.86946408192972},{"$f":"IFERROR(IF(OR(T21=\"\",'Combined scenario - input'!$D6=\"\"),\"\",T21/'Combined scenario - input'!$D6),\"\")","v":331.75686055710639},{"$f":"IFERROR(IF(OR(U21=\"\",'Combined scenario - input'!$D6=\"\"),\"\",U21/'Combined scenario - input'!$D6),\"\")","v":339.19488925058846},{"$f":"IFERROR(IF(OR(V21=\"\",'Combined scenario - input'!$D6=\"\"),\"\",V21/'Combined scenario - input'!$D6),\"\")","v":344.06141343952123},{"$f":"IFERROR(IF(OR(W21=\"\",'Combined scenario - input'!$D6=\"\"),\"\",W21/'Combined scenario - input'!$D6),\"\")","v":346.31454810575519}]
[{"$f":"IFERROR('Combined scenario - input'!A7,\"\")","v":1},{"$f":"IFERROR('Combined scenario - input'!B7,\"\")","v":"OVERHEAD CONDUCTORS"},{"$f":"IFERROR('Combined scenario - input'!C7,\"\")","v":"˃ 11 kv & < = 22 kv ; multiple-phase"},{"$f":"IFERROR(repcalc('Combined scenario - input'!$CV7:$GH7,'Combined scenario - input'!$G7,'Combined scenario - input'!$E7,'Combined scenario - input'!$F7,20,TRUE,TRUE),\"\")","v":8.2792326177361986},10.730311228159628,13.738046517932649,17.376124586119992,21.713001905976874,26.807000609455542,32.700833400854876,39.415835661881729,46.946272315752573,55.254161593173947,64.265105674374553,73.865628654516001,83.902486938492217,94.18433119392968,104.48596248782137,114.55524414157564,124.12251722226415,132.91213915178463,140.65554369033038,147.10503075124612,{"$f":"IFERROR(IF(OR(D22=\"\",'Combined scenario - input'!$D7=\"\"),\"\",D22/'Combined scenario - input'!$D7),\"\")","v":9.5899204299659382E-2},{"$f":"IFERROR(IF(OR(E22=\"\",'Combined scenario - input'!$D7=\"\"),\"\",E22/'Combined scenario - input'!$D7),\"\")","v":0.12429030034302596},{"$f":"IFERROR(IF(OR(F22=\"\",'Combined scenario - input'!$D7=\"\"),\"\",F22/'Combined scenario - input'!$D7),\"\")","v":0.15912920804750671},{"$f":"IFERROR(IF(OR(G22=\"\",'Combined scenario - input'!$D7=\"\"),\"\",G22/'Combined scenario - input'!$D7),\"\")","v":0.20126944108937109},{"$f":"IFERROR(IF(OR(H22=\"\",'Combined scenario - input'!$D7=\"\"),\"\",H22/'Combined scenario - input'!$D7),\"\")","v":0.25150393785040487},{"$f":"IFERROR(IF(OR(I22=\"\",'Combined scenario - input'!$D7=\"\"),\"\",I22/'Combined scenario - input'!$D7),\"\")","v":0.31050824959308843},{"$f":"IFERROR(IF(OR(J22=\"\",'Combined scenario - input'!$D7=\"\"),\"\",J22/'Combined scenario - input'!$D7),\"\")","v":0.3787771219713818},{"$f":"IFERROR(IF(OR(K22=\"\",'Combined scenario - input'!$D7=\"\"),\"\",K22/'Combined scenario - input'!$D7),\"\")","v":0.4565576849094683},{"$f":"IFERROR(IF(OR(L22=\"\",'Combined scenario - input'!$D7=\"\"),\"\",L22/'Combined scenario - input'!$D7),\"\")","v":0.54378350842216305},{"$f":"IFERROR(IF(OR(M22=\"\",'Combined scenario - input'!$D7=\"\"),\"\",M22/'Combined scenario - input'!$D7),\"\")","v":0.64001464576303291},{"$f":"IFERROR(IF(OR(N22=\"\",'Combined scenario - input'!$D7=\"\"),\"\",N22/'Combined scenario - input'!$D7),\"\")","v":0.74438933932154616},{"$f":"IFERROR(IF(OR(O22=\"\",'Combined scenario - input'!$D7=\"\"),\"\",O22/'Combined scenario - input'!$D7),\"\")","v":0.85559318600219458},{"$f":"IFERROR(IF(OR(P22=\"\",'Combined scenario - input'!$D7=\"\"),\"\",P22/'Combined scenario - input'!$D7),\"\")","v":0.97185114945641493},{"$f":"IFERROR(IF(OR(Q22=\"\",'Combined scenario - input'!$D7=\"\"),\"\",Q22/'Combined scenario - input'!$D7),\"\")","v":1.0909468106553974},{"$f":"IFERROR(IF(OR(R22=\"\",'Combined scenario - input'!$D7=\"\"),\"\",R22/'Combined scenario - input'!$D7),\"\")","v":1.2102716671591651},{"$f":"IFERROR(IF(OR(S22=\"\",'Combined scenario - input'!$D7=\"\"),\"\",S22/'Combined scenario - input'!$D7),\"\")","v":1.3269051938456309},{"$f":"IFERROR(IF(OR(T22=\"\",'Combined scenario - input'!$D7=\"\"),\"\",T22/'Combined scenario - input'!$D7),\"\")","v":1.4377239035156644},{"$f":"IFERROR(IF(OR(U22=\"\",'Combined scenario - input'!$D7=\"\"),\"\",U22/'Combined scenario - input'!$D7),\"\")","v":1.5395349997916776},{"$f":"IFERROR(IF(OR(V22=\"\",'Combined scenario - input'!$D7=\"\"),\"\",V22/'Combined scenario - input'!$D7),\"\")","v":1.6292276522515328},{"$f":"IFERROR(IF(OR(W22=\"\",'Combined scenario - input'!$D7=\"\"),\"\",W22/'Combined scenario - input'!$D7),\"\")","v":1.7039327252745788}]
[{"$f":"IFERROR('Combined scenario - input'!A8,\"\")","v":1},{"$f":"IFERROR('Combined scenario - input'!B8,\"\")","v":"OVERHEAD CONDUCTORS"},{"$f":"IFERROR('Combined scenario - input'!C8,\"\")","v":"˃ 11 kv & < = 22 kv ; single-phase"},{"$f":"IFERROR(repcalc('Combined scenario - input'!$CV8:$GH8,'Combined scenario - input'!$G8,'Combined scenario - input'!$E8,'Combined scenario - input'!$F8,20,TRUE,TRUE),\"\")","v":1.4464110108759323},2.0122684525350034,2.7617084892389867,3.7391368266906366,4.9942557173245579,6.5808326539258104,8.5547413905751295,10.971218317322057,13.881343600594697,17.327842350604261,21.3404004903349,25.930793305433372,31.08821894299377,36.775299526261989,42.925244167949884,49.440648499582608,56.194326818452765,63.032435134868919,69.779954308447046,76.248378730103269,{"$f":"IFERROR(IF(OR(D23=\"\",'Combined scenario - input'!$D8=\"\"),\"\",D23/'Combined scenario - input'!$D8),\"\")","v":2.1145784827313809E-2},{"$f":"IFERROR(IF(OR(E23=\"\",'Combined scenario - input'!$D8=\"\"),\"\",E23/'Combined scenario - input'!$D8),\"\")","v":2.9418329501189604E-2},{"$f":"IFERROR(IF(OR(F23=\"\",'Combined scenario - input'!$D8=\"\"),\"\",F23/'Combined scenario - input'!$D8),\"\")","v":4.0374757264774935E-2},{"$f":"IFERROR(IF(OR(G23=\"\",'Combined scenario - input'!$D8=\"\"),\"\",G23/'Combined scenario - input'!$D8),\"\")","v":5.4664256689530441E-2},{"$f":"IFERROR(IF(OR(H23=\"\",'Combined scenario - input'!$D8=\"\"),\"\",H23/'Combined scenario - input'!$D8),\"\")","v":7.301344913516114E-2},{"$f":"IFERROR(IF(OR(I23=\"\",'Combined scenario - input'!$D8=\"\"),\"\",I23/'Combined scenario - input'!$D8),\"\")","v":9.6208387683804783E-2},{"$f":"IFERROR(IF(OR(J23=\"\",'Combined scenario - input'!$D8=\"\"),\"\",J23/'Combined scenario - input'!$D8),\"\")","v":0.12506591787410948},{"$f":"IFERROR(IF(OR(K23=\"\",'Combined scenario - input'!$D8=\"\"),\"\",K23/'Combined scenario - input'!$D8),\"\")","v":0.16039356731049925},{"$f":"IFERROR(IF(OR(L23=\"\",'Combined scenario - input'!$D8=\"\"),\"\",L23/'Combined scenario - input'!$D8),\"\")","v":0.20293810174635282},{"$f":"IFERROR(IF(OR(M23=\"\",'Combined scenario - input'!$D8=\"\"),\"\",M23/'Combined scenario - input'!$D8),\"\")","v":0.25332414031167977},{"$f":"IFERROR(IF(OR(N23=\"\",'Combined scenario - input'!$D8=\"\"),\"\",N23/'Combined scenario - input'!$D8),\"\")","v":0.31198567592765047},{"$f":"IFERROR(IF(OR(O23=\"\",'Combined scenario - input'!$D8=\"\"),\"\",O23/'Combined scenario - input'!$D8),\"\")","v":0.379094857212254},{"$f":"IFERROR(IF(OR(P23=\"\",'Combined scenario - input'!$D8=\"\"),\"\",P23/'Combined scenario - input'!$D8),\"\")","v":0.45449376663335939},{"$f":"IFERROR(IF(OR(Q23=\"\",'Combined scenario - input'!$D8=\"\"),\"\",Q23/'Combined scenario - input'!$D8),\"\")","v":0.53763595886304738},{"$f":"IFERROR(IF(OR(R23=\"\",'Combined scenario - input'!$D8=\"\"),\"\",R23/'Combined scenario - input'!$D8),\"\")","v":0.62754498549184046},{"$f":"IFERROR(IF(OR(S23=\"\",'Combined scenario - input'!$D8=\"\"),\"\",S23/'Combined scenario - input'!$D8),\"\")","v":0.72279684476538109},{"$f":"IFERROR(IF(OR(T23=\"\",'Combined scenario - input'!$D8=\"\"),\"\",T23/'Combined scenario - input'!$D8),\"\")","v":0.82153214714477696},{"$f":"IFERROR(IF(OR(U23=\"\",'Combined scenario - input'!$D8=\"\"),\"\",U23/'Combined scenario - input'!$D8),\"\")","v":0.92150177265062427},{"$f":"IFERROR(IF(OR(V23=\"\",'Combined scenario - input'!$D8=\"\"),\"\",V23/'Combined scenario - input'!$D8),\"\")","v":1.0201470314946171},{"$f":"IFERROR(IF(OR(W23=\"\",'Combined scenario - input'!$D8=\"\"),\"\",W23/'Combined scenario - input'!$D8),\"\")","v":1.1147120686545953}]
[{"$f":"IFERROR('Combined scenario - input'!A9,\"\")","v":1},{"$f":"IFERROR('Combined scenario - input'!B9,\"\")","v":"OVERHEAD CONDUCTORS"},{"$f":"IFERROR('Combined scenario - input'!C9,\"\")","v":"˃ 11 kv & < = 22 kv ; swer"},{"$f":"IFERROR(repcalc('Combined scenario - input'!$CV9:$GH9,'Combined scenario - input'!$G9,'Combined scenario - input'!$E9,'Combined scenario - input'!$F9,20,TRUE,TRUE),\"\")","v":35.879882895259655},41.854857639616576,48.197925615549117,54.793273239855793,61.499994186272325,68.15675073099284,74.588398306082468,80.614259817663367,86.057552421282992,90.755321677938952,94.568146454041766,97.388856596658201,99.149559845988378,99.826400526335448,99.44165684995771,98.063005233843029,95.800013446771189,92.798143507445914,89.230726936382212,85.289502390885843,{"$f":"IFERROR(IF(OR(D24=\"\",'Combined scenario - input'!$D9=\"\"),\"\",D24/'Combined scenario - input'!$D9),\"\")","v":1.0730576747568743},{"$f":"IFERROR(IF(OR(E24=\"\",'Combined scenario - input'!$D9=\"\"),\"\",E24/'Combined scenario - input'!$D9),\"\")","v":1.2517509142144021},{"$f":"IFERROR(IF(OR(F24=\"\",'Combined scenario - input'!$D9=\"\"),\"\",F24/'Combined scenario - input'!$D9),\"\")","v":1.441452697605067},{"$f":"IFERROR(IF(OR(G24=\"\",'Combined scenario - input'!$D9=\"\"),\"\",G24/'Combined scenario - input'!$D9),\"\")","v":1.63869939449679},{"$f":"IFERROR(IF(OR(H24=\"\",'Combined scenario - input'!$D9=\"\"),\"\",H24/'Combined scenario - input'!$D9),\"\")","v":1.8392769271775267},{"$f":"IFERROR(IF(OR(I24=\"\",'Combined scenario - input'!$D9=\"\"),\"\",I24/'Combined scenario - input'!$D9),\"\")","v":2.0383601772581486},{"$f":"IFERROR(IF(OR(J24=\"\",'Combined scenario - input'!$D9=\"\"),\"\",J24/'Combined scenario - input'!$D9),\"\")","v":2.2307111058252307},{"$f":"IFERROR(IF(OR(K24=\"\",'Combined scenario - input'!$D9=\"\"),\"\",K24/'Combined scenario - input'!$D9),\"\")","v":2.4109262130177411},{"$f":"IFERROR(IF(OR(L24=\"\",'Combined scenario - input'!$D9=\"\"),\"\",L24/'Combined scenario - input'!$D9),\"\")","v":2.5737184640769848},{"$f":"IFERROR(IF(OR(M24=\"\",'Combined scenario - input'!$D9=\"\"),\"\",M24/'Combined scenario - input'!$D9),\"\")","v":2.7142143896018021},{"$f":"IFERROR(IF(OR(N24=\"\",'Combined scenario - input'!$D9=\"\"),\"\",N24/'Combined scenario - input'!$D9),\"\")","v":2.8282443294553916},{"$f":"IFERROR(IF(OR(O24=\"\",'Combined scenario - input'!$D9=\"\"),\"\",O24/'Combined scenario - input'!$D9),\"\")","v":2.9126031517970055},{"$f":"IFERROR(IF(OR(P24=\"\",'Combined scenario - input'!$D9=\"\"),\"\",P24/'Combined scenario - input'!$D9),\"\")","v":2.965260406565045},{"$f":"IFERROR(IF(OR(Q24=\"\",'Combined scenario - input'!$D9=\"\"),\"\",Q24/'Combined scenario - input'!$D9),\"\")","v":2.9855026433848884},{"$f":"IFERROR(IF(OR(R24=\"\",'Combined scenario - input'!$D9=\"\"),\"\",R24/'Combined scenario - input'!$D9),\"\")","v":2.973996135519283},{"$f":"IFERROR(IF(OR(S24=\"\",'Combined scenario - input'!$D9=\"\"),\"\",S24/'Combined scenario - input'!$D9),\"\")","v":2.932764877830778},{"$f":"IFERROR(IF(OR(T24=\"\",'Combined scenario - input'!$D9=\"\"),\"\",T24/'Combined scenario - input'!$D9),\"\")","v":2.8650857075247336},{"$f":"IFERROR(IF(OR(U24=\"\",'Combined scenario - input'!$D9=\"\"),\"\",U24/'Combined scenario - input'!$D9),\"\")","v":2.7753089491551983},{"$f":"IFERROR(IF(OR(V24=\"\",'Combined scenario - input'!$D9=\"\"),\"\",V24/'Combined scenario - input'!$D9),\"\")","v":2.6686184189266142},{"$f":"IFERROR(IF(OR(W24=\"\",'Combined scenario - input'!$D9=\"\"),\"\",W24/'Combined scenario - input'!$D9),\"\")","v":2.5507484342661071}]
[{"$f":"IFERROR('Combined scenario - input'!A10,\"\")","v":1},{"$f":"IFERROR('Combined scenario - input'!B10,\"\")","v":"OVERHEAD CONDUCTORS"},{"$f":"IFERROR('Combined scenario - input'!C10,\"\")","v":"> 1 kv & < = 11 kv"},{"$f":"IFERROR(repcalc('Combined scenario - input'!$CV10:$GH10,'Combined scenario - input'!$G10,'Combined scenario - input'!$E10,'Combined scenario - input'!$F10,20,TRUE,TRUE),\"\")","v":872.39638700536125},1047.7679147192582,1251.5237410229815,1485.4646694867281,1750.8314475221198,2048.1571374794526,2377.1318737057945,2736.4904253090485,3123.9327619793753,3536.0866996237,3968.5196819178282,4415.8039266940268,4871.6357211117156,5329.0058584913122,5780.414403030999,6218.1195019207917,6634.4071786296781,7021.8672225220062,7373.6596342290095,7683.7566731869074,{"$f":"IFERROR(IF(OR(D25=\"\",'Combined scenario - input'!$D10=\"\"),\"\",D25/'Combined scenario - input'!$D10),\"\")","v":20.955746685080481},{"$f":"IFERROR(IF(OR(E25=\"\",'Combined scenario - input'!$D10=\"\"),\"\",E25/'Combined scenario - input'!$D10),\"\")","v":25.168328677955483},{"$f":"IFERROR(IF(OR(F25=\"\",'Combined scenario - input'!$D10=\"\"),\"\",F25/'Combined scenario - input'!$D10),\"\")","v":30.062727078993159},{"$f":"IFERROR(IF(OR(G25=\"\",'Combined scenario - input'!$D10=\"\"),\"\",G25/'Combined scenario - input'!$D10),\"\")","v":35.682198811317832},{"$f":"IFERROR(IF(OR(H25=\"\",'Combined scenario - input'!$D10=\"\"),\"\",H25/'Combined scenario - input'!$D10),\"\")","v":42.05654774487374},{"$f":"IFERROR(IF(OR(I25=\"\",'Combined scenario - input'!$D10=\"\"),\"\",I25/'Combined scenario - input'!$D10),\"\")","v":49.198578517262014},{"$f":"IFERROR(IF(OR(J25=\"\",'Combined scenario - input'!$D10=\"\"),\"\",J25/'Combined scenario - input'!$D10),\"\")","v":57.100847876509178},{"$f":"IFERROR(IF(OR(K25=\"\",'Combined scenario - input'!$D10=\"\"),\"\",K25/'Combined scenario - input'!$D10),\"\")","v":65.73296383742607},{"$f":"IFERROR(IF(OR(L25=\"\",'Combined scenario - input'!$D10=\"\"),\"\",L25/'Combined scenario - input'!$D10),\"\")","v":75.039677601119294},{"$f":"IFERROR(IF(OR(M25=\"\",'Combined scenario - input'!$D10=\"\"),\"\",M25/'Combined scenario - input'!$D10),\"\")","v":84.939986269499698},{"$f":"IFERROR(IF(OR(N25=\"\",'Combined scenario - input'!$D10=\"\"),\"\",N25/'Combined scenario - input'!$D10),\"\")","v":95.327415848771849},{"$f":"IFERROR(IF(OR(O25=\"\",'Combined scenario - input'!$D10=\"\"),\"\",O25/'Combined scenario - input'!$D10),\"\")","v":106.0715861243188},{"$f":"IFERROR(IF(OR(P25=\"\",'Combined scenario - input'!$D10=\"\"),\"\",P25/'Combined scenario - input'!$D10),\"\")","v":117.02107623811045},{"$f":"IFERROR(IF(OR(Q25=\"\",'Combined scenario - input'!$D10=\"\"),\"\",Q25/'Combined scenario - input'!$D10),\"\")","v":128.0075187349068},{"$f":"IFERROR(IF(OR(R25=\"\",'Combined scenario - input'!$D10=\"\"),\"\",R25/'Combined scenario - input'!$D10),\"\")","v":138.85075840411972},{"$f":"IFERROR(IF(OR(S25=\"\",'Combined scenario - input'!$D10=\"\"),\"\",S25/'Combined scenario - input'!$D10),\"\")","v":149.36482897081294},{"$f":"IFERROR(IF(OR(T25=\"\",'Combined scenario - input'!$D10=\"\"),\"\",T25/'Combined scenario - input'!$D10),\"\")","v":159.36443377336985},{"$f":"IFERROR(IF(OR(U25=\"\",'Combined scenario - input'!$D10=\"\"),\"\",U25/'Combined scenario - input'!$D10),\"\")","v":168.67157288047838},{"$f":"IFERROR(IF(OR(V25=\"\",'Combined scenario - input'!$D10=\"\"),\"\",V25/'Combined scenario - input'!$D10),\"\")","v":177.12194334885149},{"$f":"IFERROR(IF(OR(W25=\"\",'Combined scenario - input'!$D10=\"\"),\"\",W25/'Combined scenario - input'!$D10),\"\")","v":184.57075342302173}]
[{"$f":"IFERROR('Combined scenario - input'!A11,\"\")","v":1},{"$f":"IFERROR('Combined scenario - input'!B11,\"\")","v":"OVERHEAD CONDUCTORS"},{"$f":"IFERROR('Combined scenario - input'!C11,\"\")","v":"> 22 kv & < = 66 kv"},{"$f":"IFERROR(repcalc('Combined scenario - input'!$CV11:$GH11,'Combined scenario - input'!$G11,'Combined scenario - input'!$E11,'Combined scenario - input'!$F11,20,TRUE,TRUE),\"\")","v":29.428930789998986},38.904691469121296,50.982437281797999,66.229522065208741,85.292923399822769,108.89783761459157,137.84197778108441,172.98461665792769,215.22949977388492,265.50093761021071,324.71268496456747,393.72963684058925,473.32290878898465,564.11950592392225,666.54848236347664,780.78619787207685,906.70392205502662,1043.8215390895939,1191.2713851342642,1347.7762304099881,{"$f":"IFERROR(IF(OR(D26=\"\",'Combined scenario - input'!$D11=\"\"),\"\",D26/'Combined scenario - input'!$D11),\"\")","v":0.31984721932732518},{"$f":"IFERROR(IF(OR(E26=\"\",'Combined scenario - input'!$D11=\"\"),\"\",E26/'Combined scenario - input'!$D11),\"\")","v":0.42283416526348039},{"$f":"IFERROR(IF(OR(F26=\"\",'Combined scenario - input'!$D11=\"\"),\"\",F26/'Combined scenario - input'!$D11),\"\")","v":0.5541006880431556},{"$f":"IFERROR(IF(OR(G26=\"\",'Combined scenario - input'!$D11=\"\"),\"\",G26/'Combined scenario - input'!$D11),\"\")","v":0.71981305135059837},{"$f":"IFERROR(IF(OR(H26=\"\",'Combined scenario - input'!$D11=\"\"),\"\",H26/'Combined scenario - input'!$D11),\"\")","v":0.92700290650732131},{"$f":"IFERROR(IF(OR(I26=\"\",'Combined scenario - input'!$D11=\"\"),\"\",I26/'Combined scenario - input'!$D11),\"\")","v":1.1835520223392701},{"$f":"IFERROR(IF(OR(J26=\"\",'Combined scenario - input'!$D11=\"\"),\"\",J26/'Combined scenario - input'!$D11),\"\")","v":1.4981303131421144},{"$f":"IFERROR(IF(OR(K26=\"\",'Combined scenario - input'!$D11=\"\"),\"\",K26/'Combined scenario - input'!$D11),\"\")","v":1.8800767523380137},{"$f":"IFERROR(IF(OR(L26=\"\",'Combined scenario - input'!$D11=\"\"),\"\",L26/'Combined scenario - input'!$D11),\"\")","v":2.3392136639664383},{"$f":"IFERROR(IF(OR(M26=\"\",'Combined scenario - input'!$D11=\"\"),\"\",M26/'Combined scenario - input'!$D11),\"\")","v":2.8855868814738708},{"$f":"IFERROR(IF(OR(N26=\"\",'Combined scenario - input'!$D11=\"\"),\"\",N26/'Combined scenario - input'!$D11),\"\")","v":3.5291275142595913},{"$f":"IFERROR(IF(OR(O26=\"\",'Combined scenario - input'!$D11=\"\"),\"\",O26/'Combined scenario - input'!$D11),\"\")","v":4.2792356409026162},{"$f":"IFERROR(IF(OR(P26=\"\",'Combined scenario - input'!$D11=\"\"),\"\",P26/'Combined scenario - input'!$D11),\"\")","v":5.1442921015508336},{"$f":"IFERROR(IF(OR(Q26=\"\",'Combined scenario - input'!$D11=\"\"),\"\",Q26/'Combined scenario - input'!$D11),\"\")","v":6.1311114775324569},{"$f":"IFERROR(IF(OR(R26=\"\",'Combined scenario - input'!$D11=\"\"),\"\",R26/'Combined scenario - input'!$D11),\"\")","v":7.2443569272743531},{"$f":"IFERROR(IF(OR(S26=\"\",'Combined scenario - input'!$D11=\"\"),\"\",S26/'Combined scenario - input'!$D11),\"\")","v":8.4859452101945401},{"$f":"IFERROR(IF(OR(T26=\"\",'Combined scenario - input'!$D11=\"\"),\"\",T26/'Combined scenario - input'!$D11),\"\")","v":9.8544772248754224},{"$f":"IFERROR(IF(OR(U26=\"\",'Combined scenario - input'!$D11=\"\"),\"\",U26/'Combined scenario - input'!$D11),\"\")","v":11.344734850687622},{"$f":"IFERROR(IF(OR(V26=\"\",'Combined scenario - input'!$D11=\"\"),\"\",V26/'Combined scenario - input'!$D11),\"\")","v":12.947287916042519},{"$f":"IFERROR(IF(OR(W26=\"\",'Combined scenario - input'!$D11=\"\"),\"\",W26/'Combined scenario - input'!$D11),\"\")","v":14.64825489747648}]
[{"$f":"IFERROR('Combined scenario - input'!A12,\"\")","v":1},{"$f":"IFERROR('Combined scenario - input'!B12,\"\")","v":"OVERHEAD CONDUCTORS"},{"$f":"IFERROR('Combined scenario - input'!C12,\"\")","v":"> 66 kv & < = 132 kv"},{"$f":"IFERROR(repcalc('Combined scenario - input'!$CV12:$GH12,'Combined scenario - input'!$G12,'Combined scenario - input'!$E12,'Combined scenario - input'!$F12,20,TRUE,TRUE),\"\")","v":535.14515579668955},649.01452725378977,777.55751231743875,920.34384953430254,1076.3575547374003,1243.9613897021495,1420.8962502834163,1604.3200165934495,1790.8873173891629,1976.8680686730406,2158.2989304126027,2331.1584160655702,2491.5537124348134,2635.9056793878344,2761.1182336121133,2864.7194488124173,2944.9641204334757,3000.8909754751312,3032.3317602620764,3039.8736448739478,{"$f":"IFERROR(IF(OR(D27=\"\",'Combined scenario - input'!$D12=\"\"),\"\",D27/'Combined scenario - input'!$D12),\"\")","v":4.6980381501178092},{"$f":"IFERROR(IF(OR(E27=\"\",'Combined scenario - input'!$D12=\"\"),\"\",E27/'Combined scenario - input'!$D12),\"\")","v":5.6976971126267282},{"$f":"IFERROR(IF(OR(F27=\"\",'Combined scenario - input'!$D12=\"\"),\"\",F27/'Combined scenario - input'!$D12),\"\")","v":6.8261756968344089},{"$f":"IFERROR(IF(OR(G27=\"\",'Combined scenario - input'!$D12=\"\"),\"\",G27/'Combined scenario - input'!$D12),\"\")","v":8.0796966383848279},{"$f":"IFERROR(IF(OR(H27=\"\",'Combined scenario - input'!$D12=\"\"),\"\",H27/'Combined scenario - input'!$D12),\"\")","v":9.4493406145023098},{"$f":"IFERROR(IF(OR(I27=\"\",'Combined scenario - input'!$D12=\"\"),\"\",I27/'Combined scenario - input'!$D12),\"\")","v":10.920734314400793},{"$f":"IFERROR(IF(OR(J27=\"\",'Combined scenario - input'!$D12=\"\"),\"\",J27/'Combined scenario - input'!$D12),\"\")","v":12.474045067740343},{"$f":"IFERROR(IF(OR(K27=\"\",'Combined scenario - input'!$D12=\"\"),\"\",K27/'Combined scenario - input'!$D12),\"\")","v":14.084321910254108},{"$f":"IFERROR(IF(OR(L27=\"\",'Combined scenario - input'!$D12=\"\"),\"\",L27/'Combined scenario - input'!$D12),\"\")","v":15.722195835129479},{"$f":"IFERROR(IF(OR(M27=\"\",'Combined scenario - input'!$D12=\"\"),\"\",M27/'Combined scenario - input'!$D12),\"\")","v":17.354920443125703},{"$f":"IFERROR(IF(OR(N27=\"\",'Combined scenario - input'!$D12=\"\"),\"\",N27/'Combined scenario - input'!$D12),\"\")","v":18.947701580782198},{"$f":"IFERROR(IF(OR(O27=\"\",'Combined scenario - input'!$D12=\"\"),\"\",O27/'Combined scenario - input'!$D12),\"\")","v":20.465234626556256},{"$f":"IFERROR(IF(OR(P27=\"\",'Combined scenario - input'!$D12=\"\"),\"\",P27/'Combined scenario - input'!$D12),\"\")","v":21.873344581920293},{"$f":"IFERROR(IF(OR(Q27=\"\",'Combined scenario - input'!$D12=\"\"),\"\",Q27/'Combined scenario - input'!$D12),\"\")","v":23.140610183493795},{"$f":"IFERROR(IF(OR(R27=\"\",'Combined scenario - input'!$D12=\"\"),\"\",R27/'Combined scenario - input'!$D12),\"\")","v":24.239850922660356},{"$f":"IFERROR(IF(OR(S27=\"\",'Combined scenario - input'!$D12=\"\"),\"\",S27/'Combined scenario - input'!$D12),\"\")","v":25.149365763890664},{"$f":"IFERROR(IF(OR(T27=\"\",'Combined scenario - input'!$D12=\"\"),\"\",T27/'Combined scenario - input'!$D12),\"\")","v":25.853833560218121},{"$f":"IFERROR(IF(OR(U27=\"\",'Combined scenario - input'!$D12=\"\"),\"\",U27/'Combined scenario - input'!$D12),\"\")","v":26.344815298080711},{"$f":"IFERROR(IF(OR(V27=\"\",'Combined scenario - input'!$D12=\"\"),\"\",V27/'Combined scenario - input'!$D12),\"\")","v":26.620833878831593},{"$f":"IFERROR(IF(OR(W27=\"\",'Combined scenario - input'!$D12=\"\"),\"\",W27/'Combined scenario - input'!$D12),\"\")","v":26.687044067313277}]
[{"$f":"IFERROR('Combined scenario - input'!A13,\"\")","v":2},{"$f":"IFERROR('Combined scenario - input'!B13,\"\")","v":"POLES"},{"$f":"IFERROR('Combined scenario - input'!C13,\"\")","v":"˂ = 1 kv ; concrete"},{"$f":"IFERROR(repcalc('Combined scenario - input'!$CV13:$GH13,'Combined scenario - input'!$G13,'Combined scenario - input'!$E13,'Combined scenario - input'!$F13,20,TRUE,TRUE),\"\")","v":25.848110038704217},27.102486378053914,28.110842184493205,28.86676801220327,29.376934231892058,29.660516162844448,29.748028590793286,29.679827114826967,29.504535143284141,29.277602340111336,29.06010347374475,28.917765607667967,28.920091419361977,29.13935269424141,29.649181903248785,30.52250410214382,31.828628419659459,33.62944940162857,35.974875300215011,38.89777842929368,{"$f":"IFERROR(IF(OR(D28=\"\",'Combined scenario - input'!$D13=\"\"),\"\",D28/'Combined scenario - input'!$D13),\"\")","v":3.4533985178443665},{"$f":"IFERROR(IF(OR(E28=\"\",'Combined scenario - input'!$D13=\"\"),\"\",E28/'Combined scenario - input'!$D13),\"\")","v":3.620987613706419},{"$f":"IFERROR(IF(OR(F28=\"\",'Combined scenario - input'!$D13=\"\"),\"\",F28/'Combined scenario - input'!$D13),\"\")","v":3.7557075000812055},{"$f":"IFERROR(IF(OR(G28=\"\",'Combined scenario - input'!$D13=\"\"),\"\",G28/'Combined scenario - input'!$D13),\"\")","v":3.8567018524383143},{"$f":"IFERROR(IF(OR(H28=\"\",'Combined scenario - input'!$D13=\"\"),\"\",H28/'Combined scenario - input'!$D13),\"\")","v":3.9248618557921162},{"$f":"IFERROR(IF(OR(I28=\"\",'Combined scenario - input'!$D13=\"\"),\"\",I28/'Combined scenario - input'!$D13),\"\")","v":3.9627494003194346},{"$f":"IFERROR(IF(OR(J28=\"\",'Combined scenario - input'!$D13=\"\"),\"\",J28/'Combined scenario - input'!$D13),\"\")","v":3.974441368843205},{"$f":"IFERROR(IF(OR(K28=\"\",'Combined scenario - input'!$D13=\"\"),\"\",K28/'Combined scenario - input'!$D13),\"\")","v":3.9653294115022537},{"$f":"IFERROR(IF(OR(L28=\"\",'Combined scenario - input'!$D13=\"\"),\"\",L28/'Combined scenario - input'!$D13),\"\")","v":3.9419097868639503},{"$f":"IFERROR(IF(OR(M28=\"\",'Combined scenario - input'!$D13=\"\"),\"\",M28/'Combined scenario - input'!$D13),\"\")","v":3.9115907652815696},{"$f":"IFERROR(IF(OR(N28=\"\",'Combined scenario - input'!$D13=\"\"),\"\",N28/'Combined scenario - input'!$D13),\"\")","v":3.8825321508753898},{"$f":"IFERROR(IF(OR(O28=\"\",'Combined scenario - input'!$D13=\"\"),\"\",O28/'Combined scenario - input'!$D13),\"\")","v":3.8635153107657394},{"$f":"IFERROR(IF(OR(P28=\"\",'Combined scenario - input'!$D13=\"\"),\"\",P28/'Combined scenario - input'!$D13),\"\")","v":3.8638260473977351},{"$f":"IFERROR(IF(OR(Q28=\"\",'Combined scenario - input'!$D13=\"\"),\"\",Q28/'Combined scenario - input'!$D13),\"\")","v":3.8931201257870445},{"$f":"IFERROR(IF(OR(R28=\"\",'Combined scenario - input'!$D13=\"\"),\"\",R28/'Combined scenario - input'!$D13),\"\")","v":3.961235103327124},{"$f":"IFERROR(IF(OR(S28=\"\",'Combined scenario - input'!$D13=\"\"),\"\",S28/'Combined scenario - input'!$D13),\"\")","v":4.0779140242520473},{"$f":"IFERROR(IF(OR(T28=\"\",'Combined scenario - input'!$D13=\"\"),\"\",T28/'Combined scenario - input'!$D13),\"\")","v":4.2524168322126679},{"$f":"IFERROR(IF(OR(U28=\"\",'Combined scenario - input'!$D13=\"\"),\"\",U28/'Combined scenario - input'!$D13),\"\")","v":4.4930128564760698},{"$f":"IFERROR(IF(OR(V28=\"\",'Combined scenario - input'!$D13=\"\"),\"\",V28/'Combined scenario - input'!$D13),\"\")","v":4.806370015268878},{"$f":"IFERROR(IF(OR(W28=\"\",'Combined scenario - input'!$D13=\"\"),\"\",W28/'Combined scenario - input'!$D13),\"\")","v":5.1968801654751617}]
[{"$f":"IFERROR('Combined scenario - input'!A14,\"\")","v":2},{"$f":"IFERROR('Combined scenario - input'!B14,\"\")","v":"POLES"},{"$f":"IFERROR('Combined scenario - input'!C14,\"\")","v":"˂ = 1 kv ; steel"},{"$f":"IFERROR(repcalc('Combined scenario - input'!$CV14:$GH14,'Combined scenario - input'!$G14,'Combined scenario - input'!$E14,'Combined scenario - input'!$F14,20,TRUE,TRUE),\"\")","v":241.58190696206381},263.82962460640181,287.24147880953433,311.80921482458547,337.61164103420037,364.8299623315732,393.75159997973213,424.75939691876658,458.30425141314447,494.86088494484903,534.86853108784919,578.6606355822089,626.38990177777248,677.95685738791428,732.95120122164519,790.61520232442672,849.83717210105749,909.18048725794131,966.94998937743969,1021.2932148080056,{"$f":"IFERROR(IF(OR(D29=\"\",'Combined scenario - input'!$D14=\"\"),\"\",D29/'Combined scenario - input'!$D14),\"\")","v":32.459091873818934},{"$f":"IFERROR(IF(OR(E29=\"\",'Combined scenario - input'!$D14=\"\"),\"\",E29/'Combined scenario - input'!$D14),\"\")","v":35.448308740600886},{"$f":"IFERROR(IF(OR(F29=\"\",'Combined scenario - input'!$D14=\"\"),\"\",F29/'Combined scenario - input'!$D14),\"\")","v":38.593939703085447},{"$f":"IFERROR(IF(OR(G29=\"\",'Combined scenario - input'!$D14=\"\"),\"\",G29/'Combined scenario - input'!$D14),\"\")","v":41.894875648464421},{"$f":"IFERROR(IF(OR(H29=\"\",'Combined scenario - input'!$D14=\"\"),\"\",H29/'Combined scenario - input'!$D14),\"\")","v":45.361705318936565},{"$f":"IFERROR(IF(OR(I29=\"\",'Combined scenario - input'!$D14=\"\"),\"\",I29/'Combined scenario - input'!$D14),\"\")","v":49.018775514103467},{"$f":"IFERROR(IF(OR(J29=\"\",'Combined scenario - input'!$D14=\"\"),\"\",J29/'Combined scenario - input'!$D14),\"\")","v":52.904704329585115},{"$f":"IFERROR(IF(OR(K29=\"\",'Combined scenario - input'!$D14=\"\"),\"\",K29/'Combined scenario - input'!$D14),\"\")","v":57.070930775537015},{"$f":"IFERROR(IF(OR(L29=\"\",'Combined scenario - input'!$D14=\"\"),\"\",L29/'Combined scenario - input'!$D14),\"\")","v":61.578037816868061},{"$f":"IFERROR(IF(OR(M29=\"\",'Combined scenario - input'!$D14=\"\"),\"\",M29/'Combined scenario - input'!$D14),\"\")","v":66.489809320474336},{"$f":"IFERROR(IF(OR(N29=\"\",'Combined scenario - input'!$D14=\"\"),\"\",N29/'Combined scenario - input'!$D14),\"\")","v":71.865260976358499},{"$f":"IFERROR(IF(OR(O29=\"\",'Combined scenario - input'!$D14=\"\"),\"\",O29/'Combined scenario - input'!$D14),\"\")","v":77.749194756852731},{"$f":"IFERROR(IF(OR(P29=\"\",'Combined scenario - input'!$D14=\"\"),\"\",P29/'Combined scenario - input'!$D14),\"\")","v":84.162127976868419},{"$f":"IFERROR(IF(OR(Q29=\"\",'Combined scenario - input'!$D14=\"\"),\"\",Q29/'Combined scenario - input'!$D14),\"\")","v":91.090695479506678},{"$f":"IFERROR(IF(OR(R29=\"\",'Combined scenario - input'!$D14=\"\"),\"\",R29/'Combined scenario - input'!$D14),\"\")","v":98.479768947329632},{"$f":"IFERROR(IF(OR(S29=\"\",'Combined scenario - input'!$D14=\"\"),\"\",S29/'Combined scenario - input'!$D14),\"\")","v":106.22753918867103},{"$f":"IFERROR(IF(OR(T29=\"\",'Combined scenario - input'!$D14=\"\"),\"\",T29/'Combined scenario - input'!$D14),\"\")","v":114.18463904809903},{"$f":"IFERROR(IF(OR(U29=\"\",'Combined scenario - input'!$D14=\"\"),\"\",U29/'Combined scenario - input'!$D14),\"\")","v":122.15804294658206},{"$f":"IFERROR(IF(OR(V29=\"\",'Combined scenario - input'!$D14=\"\"),\"\",V29/'Combined scenario - input'!$D14),\"\")","v":129.91998836866216},{"$f":"IFERROR(IF(OR(W29=\"\",'Combined scenario - input'!$D14=\"\"),\"\",W29/'Combined scenario - input'!$D14),\"\")","v":137.22157717202975}]
[{"$f":"IFERROR('Combined scenario - input'!A15,\"\")","v":2},{"$f":"IFERROR('Combined scenario - input'!B15,\"\")","v":"POLES"},{"$f":"IFERROR('Combined scenario - input'!C15,\"\")","v":"˂ = 1 kv ; wood"},{"$f":"IFERROR(repcalc('Combined scenario - input'!$CV15:$GH15,'Combined scenario - input'!$G15,'Combined scenario - input'!$E15,'Combined scenario - input'!$F15,20,TRUE,TRUE),\"\")","v":8264.0454859335987},9379.7289347508886,10636.754586986295,12031.431690288788,13555.401963285514,15195.2592820469,16932.368353274542,18742.937018217774,20598.383733024522,22466.021999311535,24310.058513853393,26092.873793317907,27776.525812968615,29324.391864364989,30702.844399570171,31882.845651402509,32841.345067343609,33562.373771006423,34037.750860988206,34267.345656117439,{"$f":"IFERROR(IF(OR(D30=\"\",'Combined scenario - input'!$D15=\"\"),\"\",D30/'Combined scenario - input'!$D15),\"\")","v":1617.5131550663777},{"$f":"IFERROR(IF(OR(E30=\"\",'Combined scenario - input'!$D15=\"\"),\"\",E30/'Combined scenario - input'!$D15),\"\")","v":1835.8847332992777},{"$f":"IFERROR(IF(OR(F30=\"\",'Combined scenario - input'!$D15=\"\"),\"\",F30/'Combined scenario - input'!$D15),\"\")","v":2081.9210761785021},{"$f":"IFERROR(IF(OR(G30=\"\",'Combined scenario - input'!$D15=\"\"),\"\",G30/'Combined scenario - input'!$D15),\"\")","v":2354.8997965281756},{"$f":"IFERROR(IF(OR(H30=\"\",'Combined scenario - input'!$D15=\"\"),\"\",H30/'Combined scenario - input'!$D15),\"\")","v":2653.1849364996465},{"$f":"IFERROR(IF(OR(I30=\"\",'Combined scenario - input'!$D15=\"\"),\"\",I30/'Combined scenario - input'!$D15),\"\")","v":2974.152529192992},{"$f":"IFERROR(IF(OR(J30=\"\",'Combined scenario - input'!$D15=\"\"),\"\",J30/'Combined scenario - input'!$D15),\"\")","v":3314.1551077458889},{"$f":"IFERROR(IF(OR(K30=\"\",'Combined scenario - input'!$D15=\"\"),\"\",K30/'Combined scenario - input'!$D15),\"\")","v":3668.5358573051099},{"$f":"IFERROR(IF(OR(L30=\"\",'Combined scenario - input'!$D15=\"\"),\"\",L30/'Combined scenario - input'!$D15),\"\")","v":4031.7005415790563},{"$f":"IFERROR(IF(OR(M30=\"\",'Combined scenario - input'!$D15=\"\"),\"\",M30/'Combined scenario - input'!$D15),\"\")","v":4397.2514657319534},{"$f":"IFERROR(IF(OR(N30=\"\",'Combined scenario - input'!$D15=\"\"),\"\",N30/'Combined scenario - input'!$D15),\"\")","v":4758.1828431997101},{"$f":"IFERROR(IF(OR(O30=\"\",'Combined scenario - input'!$D15=\"\"),\"\",O30/'Combined scenario - input'!$D15),\"\")","v":5107.1314510571619},{"$f":"IFERROR(IF(OR(P30=\"\",'Combined scenario - input'!$D15=\"\"),\"\",P30/'Combined scenario - input'!$D15),\"\")","v":5436.6709356805868},{"$f":"IFERROR(IF(OR(Q30=\"\",'Combined scenario - input'!$D15=\"\"),\"\",Q30/'Combined scenario - input'!$D15),\"\")","v":5739.6331718730025},{"$f":"IFERROR(IF(OR(R30=\"\",'Combined scenario - input'!$D15=\"\"),\"\",R30/'Combined scenario - input'!$D15),\"\")","v":6009.4362741337709},{"$f":"IFERROR(IF(OR(S30=\"\",'Combined scenario - input'!$D15=\"\"),\"\",S30/'Combined scenario - input'!$D15),\"\")","v":6240.3967100464706},{"$f":"IFERROR(IF(OR(T30=\"\",'Combined scenario - input'!$D15=\"\"),\"\",T30/'Combined scenario - input'!$D15),\"\")","v":6428.0028185858182},{"$f":"IFERROR(IF(OR(U30=\"\",'Combined scenario - input'!$D15=\"\"),\"\",U30/'Combined scenario - input'!$D15),\"\")","v":6569.1290279393606},{"$f":"IFERROR(IF(OR(V30=\"\",'Combined scenario - input'!$D15=\"\"),\"\",V30/'Combined scenario - input'!$D15),\"\")","v":6662.1740986582372},{"$f":"IFERROR(IF(OR(W30=\"\",'Combined scenario - input'!$D15=\"\"),\"\",W30/'Combined scenario - input'!$D15),\"\")","v":6707.1124526506528}]
[{"$f":"IFERROR('Combined scenario - input'!A16,\"\")","v":2},{"$f":"IFERROR('Combined scenario - input'!B16,\"\")","v":"POLES"},{"$f":"IFERROR('Combined scenario - input'!C16,\"\")","v":"˃ 11 kv & < = 22 kv ; concrete"},{"$f":"IFERROR(repcalc('Combined scenario - input'!$CV16:$GH16,'Combined scenario - input'!$G16,'Combined scenario - input'!$E16,'Combined scenario - input'!$F16,20,TRUE,TRUE),\"\")","v":5.3130890534290199E-11},1.3829616197712695E-10,3.5329333466093065E-10,8.8577480121745343E-10,2.179586119487761E-9,5.2636602836312042E-9,1.2475703526052892E-8,2.9020566033720954E-8,6.6253772795133054E-8,1.4844976330321145E-7,3.2644710394520363E-7,7.0454834218161372E-7,1.4923603039957423E-6,3.102428184793688E-6,6.3298757149984595E-6,1.2675183656971733E-5,2.4910313990458715E-5,4.8047437708748955E-5,9.0955208658811555E-5,1.6898627982984019E-4,{"$f":"IFERROR(IF(OR(D31=\"\",'Combined scenario - input'!$D16=\"\"),\"\",D31/'Combined scenario - input'!$D16),\"\")","v":4.9659608219320506E-12},{"$f":"IFERROR(IF(OR(E31=\"\",'Combined scenario - input'!$D16=\"\"),\"\",E31/'Combined scenario - input'!$D16),\"\")","v":1.2926064579300512E-11},{"$f":"IFERROR(IF(OR(F31=\"\",'Combined scenario - input'!$D16=\"\"),\"\",F31/'Combined scenario - input'!$D16),\"\")","v":3.3021107700869608E-11},{"$f":"IFERROR(IF(OR(G31=\"\",'Combined scenario - input'!$D16=\"\"),\"\",G31/'Combined scenario - input'!$D16),\"\")","v":8.2790311166751997E-11},{"$f":"IFERROR(IF(OR(H31=\"\",'Combined scenario - input'!$D16=\"\"),\"\",H31/'Combined scenario - input'!$D16),\"\")","v":2.0371838620731543E-10},{"$f":"IFERROR(IF(OR(I31=\"\",'Combined scenario - input'!$D16=\"\"),\"\",I31/'Combined scenario - input'!$D16),\"\")","v":4.9197614580923212E-10},{"$f":"IFERROR(IF(OR(J31=\"\",'Combined scenario - input'!$D16=\"\"),\"\",J31/'Combined scenario - input'!$D16),\"\")","v":1.1660609169807485E-9},{"$f":"IFERROR(IF(OR(K31=\"\",'Combined scenario - input'!$D16=\"\"),\"\",K31/'Combined scenario - input'!$D16),\"\")","v":2.7124520689285215E-9},{"$f":"IFERROR(IF(OR(L31=\"\",'Combined scenario - input'!$D16=\"\"),\"\",L31/'Combined scenario - input'!$D16),\"\")","v":6.1925112998713215E-9},{"$f":"IFERROR(IF(OR(M31=\"\",'Combined scenario - input'!$D16=\"\"),\"\",M31/'Combined scenario - input'!$D16),\"\")","v":1.3875086624287895E-8},{"$f":"IFERROR(IF(OR(N31=\"\",'Combined scenario - input'!$D16=\"\"),\"\",N31/'Combined scenario - input'!$D16),\"\")","v":3.0511883243869257E-8},{"$f":"IFERROR(IF(OR(O31=\"\",'Combined scenario - input'!$D16=\"\"),\"\",O31/'Combined scenario - input'!$D16),\"\")","v":6.5851700004407083E-8},{"$f":"IFERROR(IF(OR(P31=\"\",'Combined scenario - input'!$D16=\"\"),\"\",P31/'Combined scenario - input'!$D16),\"\")","v":1.3948576293985637E-7},{"$f":"IFERROR(IF(OR(Q31=\"\",'Combined scenario - input'!$D16=\"\"),\"\",Q31/'Combined scenario - input'!$D16),\"\")","v":2.8997324651654358E-7},{"$f":"IFERROR(IF(OR(R31=\"\",'Combined scenario - input'!$D16=\"\"),\"\",R31/'Combined scenario - input'!$D16),\"\")","v":5.9163161942663674E-7},{"$f":"IFERROR(IF(OR(S31=\"\",'Combined scenario - input'!$D16=\"\"),\"\",S31/'Combined scenario - input'!$D16),\"\")","v":1.1847056358050549E-6},{"$f":"IFERROR(IF(OR(T31=\"\",'Combined scenario - input'!$D16=\"\"),\"\",T31/'Combined scenario - input'!$D16),\"\")","v":2.3282810074264913E-6},{"$f":"IFERROR(IF(OR(U31=\"\",'Combined scenario - input'!$D16=\"\"),\"\",U31/'Combined scenario - input'!$D16),\"\")","v":4.4908280447864234E-6},{"$f":"IFERROR(IF(OR(V31=\"\",'Combined scenario - input'!$D16=\"\"),\"\",V31/'Combined scenario - input'!$D16),\"\")","v":8.5012691902614127E-6},{"$f":"IFERROR(IF(OR(W31=\"\",'Combined scenario - input'!$D16=\"\"),\"\",W31/'Combined scenario - input'!$D16),\"\")","v":1.5794563890048745E-5}]
[{"$f":"IFERROR('Combined scenario - input'!A17,\"\")","v":2},{"$f":"IFERROR('Combined scenario - input'!B17,\"\")","v":"POLES"},{"$f":"IFERROR('Combined scenario - input'!C17,\"\")","v":"˃ 11 kv & < = 22 kv ; steel"},{"$f":"IFERROR(repcalc('Combined scenario - input'!$CV17:$GH17,'Combined scenario - input'!$G17,'Combined scenario - input'!$E17,'Combined scenario - input'!$F17,20,TRUE,TRUE),\"\")","v":6.3034105544947155E-3},1.1048570752938145E-2,1.8887343614068519E-2,3.1490321156849813E-2,5.1207380131891321E-2,8.1216806873804767E-2,0.12563965314458395,0.18957703838129117,0.27901981412825566,0.40057928968401763,0.56099892515641747,0.76643310873093318,1.0215205275058472,1.3283320658483717,1.6853275629231719,2.0864990133252856,2.5208952678415444,2.9727027833883994,3.4219931296644912,3.8461457607868539,{"$f":"IFERROR(IF(OR(D32=\"\",'Combined scenario - input'!$D17=\"\"),\"\",D32/'Combined scenario - input'!$D17),\"\")","v":5.0655350620887535E-4},{"$f":"IFERROR(IF(OR(E32=\"\",'Combined scenario - input'!$D17=\"\"),\"\",E32/'Combined scenario - input'!$D17),\"\")","v":8.8788318722264864E-4},{"$f":"IFERROR(IF(OR(F32=\"\",'Combined scenario - input'!$D17=\"\"),\"\",F32/'Combined scenario - input'!$D17),\"\")","v":1.5178211934578885E-3},{"$f":"IFERROR(IF(OR(G32=\"\",'Combined scenario - input'!$D17=\"\"),\"\",G32/'Combined scenario - input'!$D17),\"\")","v":2.5306193299231296E-3},{"$f":"IFERROR(IF(OR(H32=\"\",'Combined scenario - input'!$D17=\"\"),\"\",H32/'Combined scenario - input'!$D17),\"\")","v":4.1151179548481048E-3},{"$f":"IFERROR(IF(OR(I32=\"\",'Combined scenario - input'!$D17=\"\"),\"\",I32/'Combined scenario - input'!$D17),\"\")","v":6.5267299233236677E-3},{"$f":"IFERROR(IF(OR(J32=\"\",'Combined scenario - input'!$D17=\"\"),\"\",J32/'Combined scenario - input'!$D17),\"\")","v":1.0096630430311169E-2},{"$f":"IFERROR(IF(OR(K32=\"\",'Combined scenario - input'!$D17=\"\"),\"\",K32/'Combined scenario - input'!$D17),\"\")","v":1.5234754686930821E-2},{"$f":"IFERROR(IF(OR(L32=\"\",'Combined scenario - input'!$D17=\"\"),\"\",L32/'Combined scenario - input'!$D17),\"\")","v":2.2422538390369267E-2},{"$f":"IFERROR(IF(OR(M32=\"\",'Combined scenario - input'!$D17=\"\"),\"\",M32/'Combined scenario - input'!$D17),\"\")","v":3.2191278348418742E-2},{"$f":"IFERROR(IF(OR(N32=\"\",'Combined scenario - input'!$D17=\"\"),\"\",N32/'Combined scenario - input'!$D17),\"\")","v":4.5082891247621326E-2},{"$f":"IFERROR(IF(OR(O32=\"\",'Combined scenario - input'!$D17=\"\"),\"\",O32/'Combined scenario - input'!$D17),\"\")","v":6.1591954886293113E-2},{"$f":"IFERROR(IF(OR(P32=\"\",'Combined scenario - input'!$D17=\"\"),\"\",P32/'Combined scenario - input'!$D17),\"\")","v":8.2091242573982426E-2},{"$f":"IFERROR(IF(OR(Q32=\"\",'Combined scenario - input'!$D17=\"\"),\"\",Q32/'Combined scenario - input'!$D17),\"\")","v":0.10674717433491195},{"$f":"IFERROR(IF(OR(R32=\"\",'Combined scenario - input'!$D17=\"\"),\"\",R32/'Combined scenario - input'!$D17),\"\")","v":0.13543598005058477},{"$f":"IFERROR(IF(OR(S32=\"\",'Combined scenario - input'!$D17=\"\"),\"\",S32/'Combined scenario - input'!$D17),\"\")","v":0.16767484550845757},{"$f":"IFERROR(IF(OR(T32=\"\",'Combined scenario - input'!$D17=\"\"),\"\",T32/'Combined scenario - input'!$D17),\"\")","v":0.20258371649296111},{"$f":"IFERROR(IF(OR(U32=\"\",'Combined scenario - input'!$D17=\"\"),\"\",U32/'Combined scenario - input'!$D17),\"\")","v":0.23889178799697983},{"$f":"IFERROR(IF(OR(V32=\"\",'Combined scenario - input'!$D17=\"\"),\"\",V32/'Combined scenario - input'!$D17),\"\")","v":0.27499757521238954},{"$f":"IFERROR(IF(OR(W32=\"\",'Combined scenario - input'!$D17=\"\"),\"\",W32/'Combined scenario - input'!$D17),\"\")","v":0.30908325003957449}]
[{"$f":"IFERROR('Combined scenario - input'!A18,\"\")","v":2},{"$f":"IFERROR('Combined scenario - input'!B18,\"\")","v":"POLES"},{"$f":"IFERROR('Combined scenario - input'!C18,\"\")","v":"˃ 11 kv & < = 22 kv ; wood"},{"$f":"IFERROR(repcalc('Combined scenario - input'!$CV18:$GH18,'Combined scenario - input'!$G18,'Combined scenario - input'!$E18,'Combined scenario - input'!$F18,20,TRUE,TRUE),\"\")","v":5.4495443301514719},6.816510904341615,8.4376223163074666,10.337772360044209,12.539314009355003,15.060799727885003,17.915634071031668,21.110674043042387,24.644822976860468,28.507677121932566,32.67830057288009,37.124222414300363,41.800767391702806,46.650844148685266,51.605318333091105,56.584086823157541,61.497940068253151,66.251250263449009,70.745455004289695,74.883224004032428,{"$f":"IFERROR(IF(OR(D33=\"\",'Combined scenario - input'!$D18=\"\"),\"\",D33/'Combined scenario - input'!$D18),\"\")","v":1.1853785266305492},{"$f":"IFERROR(IF(OR(E33=\"\",'Combined scenario - input'!$D18=\"\"),\"\",E33/'Combined scenario - input'!$D18),\"\")","v":1.482719501489943},{"$f":"IFERROR(IF(OR(F33=\"\",'Combined scenario - input'!$D18=\"\"),\"\",F33/'Combined scenario - input'!$D18),\"\")","v":1.8353417650410384},{"$f":"IFERROR(IF(OR(G33=\"\",'Combined scenario - input'!$D18=\"\"),\"\",G33/'Combined scenario - input'!$D18),\"\")","v":2.2486601863188458},{"$f":"IFERROR(IF(OR(H33=\"\",'Combined scenario - input'!$D18=\"\"),\"\",H33/'Combined scenario - input'!$D18),\"\")","v":2.7275369581136872},{"$f":"IFERROR(IF(OR(I33=\"\",'Combined scenario - input'!$D18=\"\"),\"\",I33/'Combined scenario - input'!$D18),\"\")","v":3.2760075906790318},{"$f":"IFERROR(IF(OR(J33=\"\",'Combined scenario - input'!$D18=\"\"),\"\",J33/'Combined scenario - input'!$D18),\"\")","v":3.8969878272705607},{"$f":"IFERROR(IF(OR(K33=\"\",'Combined scenario - input'!$D18=\"\"),\"\",K33/'Combined scenario - input'!$D18),\"\")","v":4.5919691954545137},{"$f":"IFERROR(IF(OR(L33=\"\",'Combined scenario - input'!$D18=\"\"),\"\",L33/'Combined scenario - input'!$D18),\"\")","v":5.3607131494918159},{"$f":"IFERROR(IF(OR(M33=\"\",'Combined scenario - input'!$D18=\"\"),\"\",M33/'Combined scenario - input'!$D18),\"\")","v":6.2009566776964942},{"$f":"IFERROR(IF(OR(N33=\"\",'Combined scenario - input'!$D18=\"\"),\"\",N33/'Combined scenario - input'!$D18),\"\")","v":7.108145826349145},{"$f":"IFERROR(IF(OR(O33=\"\",'Combined scenario - input'!$D18=\"\"),\"\",O33/'Combined scenario - input'!$D18),\"\")","v":8.0752175598037574},{"$f":"IFERROR(IF(OR(P33=\"\",'Combined scenario - input'!$D18=\"\"),\"\",P33/'Combined scenario - input'!$D18),\"\")","v":9.092454168810427},{"$f":"IFERROR(IF(OR(Q33=\"\",'Combined scenario - input'!$D18=\"\"),\"\",Q33/'Combined scenario - input'!$D18),\"\")","v":10.147437208112933},{"$f":"IFERROR(IF(OR(R33=\"\",'Combined scenario - input'!$D18=\"\"),\"\",R33/'Combined scenario - input'!$D18),\"\")","v":11.225128654064864},{"$f":"IFERROR(IF(OR(S33=\"\",'Combined scenario - input'!$D18=\"\"),\"\",S33/'Combined scenario - input'!$D18),\"\")","v":12.308104569048478},{"$f":"IFERROR(IF(OR(T33=\"\",'Combined scenario - input'!$D18=\"\"),\"\",T33/'Combined scenario - input'!$D18),\"\")","v":13.376960195659791},{"$f":"IFERROR(IF(OR(U33=\"\",'Combined scenario - input'!$D18=\"\"),\"\",U33/'Combined scenario - input'!$D18),\"\")","v":14.410894685305941},{"$f":"IFERROR(IF(OR(V33=\"\",'Combined scenario - input'!$D18=\"\"),\"\",V33/'Combined scenario - input'!$D18),\"\")","v":15.388468858727828},{"$f":"IFERROR(IF(OR(W33=\"\",'Combined scenario - input'!$D18=\"\"),\"\",W33/'Combined scenario - input'!$D18),\"\")","v":16.28851154547413}]
[{"$f":"IFERROR('Combined scenario - input'!A19,\"\")","v":2},{"$f":"IFERROR('Combined scenario - input'!B19,\"\")","v":"POLES"},{"$f":"IFERROR('Combined scenario - input'!C19,\"\")","v":"> 1 kv & < = 11 kv ; concrete"},{"$f":"IFERROR(repcalc('Combined scenario - input'!$CV19:$GH19,'Combined scenario - input'!$G19,'Combined scenario - input'!$E19,'Combined scenario - input'!$F19,20,TRUE,TRUE),\"\")","v":2.0357511101426589},2.0303502031173961,2.0121177258080909,1.9886256437163994,1.9705001577695722,1.9720715768392265,2.0121213631383505,2.1146747878649439,2.3097488072643615,2.6339224644528061,3.130556754280307,3.849460365955963,4.8457870835647459,6.1779708447602983,7.9045652812161284,10.079961630587434,12.749110619184101,15.941558849369843,19.665306056402322,23.901164315133098,{"$f":"IFERROR(IF(OR(D34=\"\",'Combined scenario - input'!$D19=\"\"),\"\",D34/'Combined scenario - input'!$D19),\"\")","v":0.27199235726668086},{"$f":"IFERROR(IF(OR(E34=\"\",'Combined scenario - input'!$D19=\"\"),\"\",E34/'Combined scenario - input'!$D19),\"\")","v":0.27127075361589054},{"$f":"IFERROR(IF(OR(F34=\"\",'Combined scenario - input'!$D19=\"\"),\"\",F34/'Combined scenario - input'!$D19),\"\")","v":0.26883475126891321},{"$f":"IFERROR(IF(OR(G34=\"\",'Combined scenario - input'!$D19=\"\"),\"\",G34/'Combined scenario - input'!$D19),\"\")","v":0.26569602436198114},{"$f":"IFERROR(IF(OR(H34=\"\",'Combined scenario - input'!$D19=\"\"),\"\",H34/'Combined scenario - input'!$D19),\"\")","v":0.26327431690240072},{"$f":"IFERROR(IF(OR(I34=\"\",'Combined scenario - input'!$D19=\"\"),\"\",I34/'Combined scenario - input'!$D19),\"\")","v":0.26348427084759551},{"$f":"IFERROR(IF(OR(J34=\"\",'Combined scenario - input'!$D19=\"\"),\"\",J34/'Combined scenario - input'!$D19),\"\")","v":0.26883523724483949},{"$f":"IFERROR(IF(OR(K34=\"\",'Combined scenario - input'!$D19=\"\"),\"\",K34/'Combined scenario - input'!$D19),\"\")","v":0.2825371812586156},{"$f":"IFERROR(IF(OR(L34=\"\",'Combined scenario - input'!$D19=\"\"),\"\",L34/'Combined scenario - input'!$D19),\"\")","v":0.30860060429377023},{"$f":"IFERROR(IF(OR(M34=\"\",'Combined scenario - input'!$D19=\"\"),\"\",M34/'Combined scenario - input'!$D19),\"\")","v":0.3519127541647174},{"$f":"IFERROR(IF(OR(N34=\"\",'Combined scenario - input'!$D19=\"\"),\"\",N34/'Combined scenario - input'!$D19),\"\")","v":0.41826700077012879},{"$f":"IFERROR(IF(OR(O34=\"\",'Combined scenario - input'!$D19=\"\"),\"\",O34/'Combined scenario - input'!$D19),\"\")","v":0.51431817667909818},{"$f":"IFERROR(IF(OR(P34=\"\",'Combined scenario - input'!$D19=\"\"),\"\",P34/'Combined scenario - input'!$D19),\"\")","v":0.64743526116944983},{"$f":"IFERROR(IF(OR(Q34=\"\",'Combined scenario - input'!$D19=\"\"),\"\",Q34/'Combined scenario - input'!$D19),\"\")","v":0.82542548783059577},{"$f":"IFERROR(IF(OR(R34=\"\",'Combined scenario - input'!$D19=\"\"),\"\",R34/'Combined scenario - input'!$D19),\"\")","v":1.0561120823142642},{"$f":"IFERROR(IF(OR(S34=\"\",'Combined scenario - input'!$D19=\"\"),\"\",S34/'Combined scenario - input'!$D19),\"\")","v":1.3467621416986699},{"$f":"IFERROR(IF(OR(T34=\"\",'Combined scenario - input'!$D19=\"\"),\"\",T34/'Combined scenario - input'!$D19),\"\")","v":1.703381436507017},{"$f":"IFERROR(IF(OR(U34=\"\",'Combined scenario - input'!$D19=\"\"),\"\",U34/'Combined scenario - input'!$D19),\"\")","v":2.1299176251667467},{"$f":"IFERROR(IF(OR(V34=\"\",'Combined scenario - input'!$D19=\"\"),\"\",V34/'Combined scenario - input'!$D19),\"\")","v":2.6274395352174338},{"$f":"IFERROR(IF(OR(W34=\"\",'Combined scenario - input'!$D19=\"\"),\"\",W34/'Combined scenario - input'!$D19),\"\")","v":3.1933835089672433}]
[{"$f":"IFERROR('Combined scenario - input'!A20,\"\")","v":2},{"$f":"IFERROR('Combined scenario - input'!B20,\"\")","v":"POLES"},{"$f":"IFERROR('Combined scenario - input'!C20,\"\")","v":"> 1 kv & < = 11 kv ; steel"},{"$f":"IFERROR(repcalc('Combined scenario - input'!$CV20:$GH20,'Combined scenario - input'!$G20,'Combined scenario - input'!$E20,'Combined scenario - input'!$F20,20,TRUE,TRUE),\"\")","v":2.8254954988117067},3.2079399570822251,3.6147585190221223,4.0437918246162372,4.4916990693416912,4.9535686287687808,5.4225677272733277,5.889709369339938,6.3438141620288864,6.7717293523698388,7.1588379250985117,7.4898504927017777,7.7498281001604274,7.9253426681820542,8.0056514032801509,7.983748368639132,7.8571638748512385,7.6284100174168064,7.3050143886923129,6.8991365522488355,{"$f":"IFERROR(IF(OR(D35=\"\",'Combined scenario - input'!$D20=\"\"),\"\",D35/'Combined scenario - input'!$D20),\"\")","v":0.31787654338045807},{"$f":"IFERROR(IF(OR(E35=\"\",'Combined scenario - input'!$D20=\"\"),\"\",E35/'Combined scenario - input'!$D20),\"\")","v":0.36090266834904211},{"$f":"IFERROR(IF(OR(F35=\"\",'Combined scenario - input'!$D20=\"\"),\"\",F35/'Combined scenario - input'!$D20),\"\")","v":0.40667095157824901},{"$f":"IFERROR(IF(OR(G35=\"\",'Combined scenario - input'!$D20=\"\"),\"\",G35/'Combined scenario - input'!$D20),\"\")","v":0.45493845872335148},{"$f":"IFERROR(IF(OR(H35=\"\",'Combined scenario - input'!$D20=\"\"),\"\",H35/'Combined scenario - input'!$D20),\"\")","v":0.50532933946206493},{"$f":"IFERROR(IF(OR(I35=\"\",'Combined scenario - input'!$D20=\"\"),\"\",I35/'Combined scenario - input'!$D20),\"\")","v":0.55729102161837485},{"$f":"IFERROR(IF(OR(J35=\"\",'Combined scenario - input'!$D20=\"\"),\"\",J35/'Combined scenario - input'!$D20),\"\")","v":0.61005479786359451},{"$f":"IFERROR(IF(OR(K35=\"\",'Combined scenario - input'!$D20=\"\"),\"\",K35/'Combined scenario - input'!$D20),\"\")","v":0.66260960480335285},{"$f":"IFERROR(IF(OR(L35=\"\",'Combined scenario - input'!$D20=\"\"),\"\",L35/'Combined scenario - input'!$D20),\"\")","v":0.71369772789297381},{"$f":"IFERROR(IF(OR(M35=\"\",'Combined scenario - input'!$D20=\"\"),\"\",M35/'Combined scenario - input'!$D20),\"\")","v":0.76183944378768287},{"$f":"IFERROR(IF(OR(N35=\"\",'Combined scenario - input'!$D20=\"\"),\"\",N35/'Combined scenario - input'!$D20),\"\")","v":0.80539029533343287},{"$f":"IFERROR(IF(OR(O35=\"\",'Combined scenario - input'!$D20=\"\"),\"\",O35/'Combined scenario - input'!$D20),\"\")","v":0.8426301815231183},{"$f":"IFERROR(IF(OR(P35=\"\",'Combined scenario - input'!$D20=\"\"),\"\",P35/'Combined scenario - input'!$D20),\"\")","v":0.87187842603457921},{"$f":"IFERROR(IF(OR(Q35=\"\",'Combined scenario - input'!$D20=\"\"),\"\",Q35/'Combined scenario - input'!$D20),\"\")","v":0.89162433050304957},{"$f":"IFERROR(IF(OR(R35=\"\",'Combined scenario - input'!$D20=\"\"),\"\",R35/'Combined scenario - input'!$D20),\"\")","v":0.90065929910483145},{"$f":"IFERROR(IF(OR(S35=\"\",'Combined scenario - input'!$D20=\"\"),\"\",S35/'Combined scenario - input'!$D20),\"\")","v":0.89819514336855166},{"$f":"IFERROR(IF(OR(T35=\"\",'Combined scenario - input'!$D20=\"\"),\"\",T35/'Combined scenario - input'!$D20),\"\")","v":0.88395401598123746},{"$f":"IFERROR(IF(OR(U35=\"\",'Combined scenario - input'!$D20=\"\"),\"\",U35/'Combined scenario - input'!$D20),\"\")","v":0.85821853506584234},{"$f":"IFERROR(IF(OR(V35=\"\",'Combined scenario - input'!$D20=\"\"),\"\",V35/'Combined scenario - input'!$D20),\"\")","v":0.82183557687442932},{"$f":"IFERROR(IF(OR(W35=\"\",'Combined scenario - input'!$D20=\"\"),\"\",W35/'Combined scenario - input'!$D20),\"\")","v":0.77617312802690797}]
[{"$f":"IFERROR('Combined scenario - input'!A21,\"\")","v":2},{"$f":"IFERROR('Combined scenario - input'!B21,\"\")","v":"POLES"},{"$f":"IFERROR('Combined scenario - input'!C21,\"\")","v":"> 1 kv & < = 11 kv ; wood"},{"$f":"IFERROR(repcalc('Combined scenario - input'!$CV21:$GH21,'Combined scenario - input'!$G21,'Combined scenario - input'!$E21,'Combined scenario - input'!$F21,20,TRUE,TRUE),\"\")","v":433.63035002964261},555.90495143514374,705.84204849351443,887.58353742874419,1105.3097555737629,1363.0732133094559,1664.6027109366064,2013.0846864589321,2410.9318925947123,2859.5524896020615,3359.1350023583786,3908.4659650871909,4504.7971522643466,5143.7778517710631,5819.4645963085486,6524.4162200639803,7249.8763194816866,7986.0386109970059,8722.3838735715672,9448.0708005564138,{"$f":"IFERROR(IF(OR(D36=\"\",'Combined scenario - input'!$D21=\"\"),\"\",D36/'Combined scenario - input'!$D21),\"\")","v":69.037628436529332},{"$f":"IFERROR(IF(OR(E36=\"\",'Combined scenario - input'!$D21=\"\"),\"\",E36/'Combined scenario - input'!$D21),\"\")","v":88.504781735371665},{"$f":"IFERROR(IF(OR(F36=\"\",'Combined scenario - input'!$D21=\"\"),\"\",F36/'Combined scenario - input'!$D21),\"\")","v":112.37603888990438},{"$f":"IFERROR(IF(OR(G36=\"\",'Combined scenario - input'!$D21=\"\"),\"\",G36/'Combined scenario - input'!$D21),\"\")","v":141.31082489774332},{"$f":"IFERROR(IF(OR(H36=\"\",'Combined scenario - input'!$D21=\"\"),\"\",H36/'Combined scenario - input'!$D21),\"\")","v":175.9746849069862},{"$f":"IFERROR(IF(OR(I36=\"\",'Combined scenario - input'!$D21=\"\"),\"\",I36/'Combined scenario - input'!$D21),\"\")","v":217.01281293113243},{"$f":"IFERROR(IF(OR(J36=\"\",'Combined scenario - input'!$D21=\"\"),\"\",J36/'Combined scenario - input'!$D21),\"\")","v":265.01886559422104},{"$f":"IFERROR(IF(OR(K36=\"\",'Combined scenario - input'!$D21=\"\"),\"\",K36/'Combined scenario - input'!$D21),\"\")","v":320.50015084395829},{"$f":"IFERROR(IF(OR(L36=\"\",'Combined scenario - input'!$D21=\"\"),\"\",L36/'Combined scenario - input'!$D21),\"\")","v":383.8407993706025},{"$f":"IFERROR(IF(OR(M36=\"\",'Combined scenario - input'!$D21=\"\"),\"\",M36/'Combined scenario - input'!$D21),\"\")","v":455.26500222690657},{"$f":"IFERROR(IF(OR(N36=\"\",'Combined scenario - input'!$D21=\"\"),\"\",N36/'Combined scenario - input'!$D21),\"\")","v":534.80277417183754},{"$f":"IFERROR(IF(OR(O36=\"\",'Combined scenario - input'!$D21=\"\"),\"\",O36/'Combined scenario - input'!$D21),\"\")","v":622.26092116491634},{"$f":"IFERROR(IF(OR(P36=\"\",'Combined scenario - input'!$D21=\"\"),\"\",P36/'Combined scenario - input'!$D21),\"\")","v":717.2019024007468},{"$f":"IFERROR(IF(OR(Q36=\"\",'Combined scenario - input'!$D21=\"\"),\"\",Q36/'Combined scenario - input'!$D21),\"\")","v":818.93304762073126},{"$f":"IFERROR(IF(OR(R36=\"\",'Combined scenario - input'!$D21=\"\"),\"\",R36/'Combined scenario - input'!$D21),\"\")","v":926.50810643679029},{"$f":"IFERROR(IF(OR(S36=\"\",'Combined scenario - input'!$D21=\"\"),\"\",S36/'Combined scenario - input'!$D21),\"\")","v":1038.7423821585626},{"$f":"IFERROR(IF(OR(T36=\"\",'Combined scenario - input'!$D21=\"\"),\"\",T36/'Combined scenario - input'!$D21),\"\")","v":1154.2417810952456},{"$f":"IFERROR(IF(OR(U36=\"\",'Combined scenario - input'!$D21=\"\"),\"\",U36/'Combined scenario - input'!$D21),\"\")","v":1271.4450597567702},{"$f":"IFERROR(IF(OR(V36=\"\",'Combined scenario - input'!$D21=\"\"),\"\",V36/'Combined scenario - input'!$D21),\"\")","v":1388.6774689623207},{"$f":"IFERROR(IF(OR(W36=\"\",'Combined scenario - input'!$D21=\"\"),\"\",W36/'Combined scenario - input'!$D21),\"\")","v":1504.2129807709425}]
[{"$f":"IFERROR('Combined scenario - input'!A22,\"\")","v":2},{"$f":"IFERROR('Combined scenario - input'!B22,\"\")","v":"POLES"},{"$f":"IFERROR('Combined scenario - input'!C22,\"\")","v":"> 22 kv & < = 66 kv ; concrete"},{"$f":"IFERROR(repcalc('Combined scenario - input'!$CV22:$GH22,'Combined scenario - input'!$G22,'Combined scenario - input'!$E22,'Combined scenario - input'!$F22,20,TRUE,TRUE),\"\")","v":232.6061702953601},224.24153745476139,214.37055964701446,203.7342137922499,193.12266586892153,183.33428418707896,175.13680701306058,169.23328103747892,166.23476292140214,166.64110871631269,170.83057376019104,179.05848021556807,191.46489978219293,208.0911081927824,228.90441185284354,253.83071492545341,282.79377844887341,315.75944538564704,352.78215136944129,394.04987637918219,{"$f":"IFERROR(IF(OR(D37=\"\",'Combined scenario - input'!$D22=\"\"),\"\",D37/'Combined scenario - input'!$D22),\"\")","v":14.107090698966488},{"$f":"IFERROR(IF(OR(E37=\"\",'Combined scenario - input'!$D22=\"\"),\"\",E37/'Combined scenario - input'!$D22),\"\")","v":13.599792745537117},{"$f":"IFERROR(IF(OR(F37=\"\",'Combined scenario - input'!$D22=\"\"),\"\",F37/'Combined scenario - input'!$D22),\"\")","v":13.001138036401274},{"$f":"IFERROR(IF(OR(G37=\"\",'Combined scenario - input'!$D22=\"\"),\"\",G37/'Combined scenario - input'!$D22),\"\")","v":12.356065313316538},{"$f":"IFERROR(IF(OR(H37=\"\",'Combined scenario - input'!$D22=\"\"),\"\",H37/'Combined scenario - input'!$D22),\"\")","v":11.712496534290864},{"$f":"IFERROR(IF(OR(I37=\"\",'Combined scenario - input'!$D22=\"\"),\"\",I37/'Combined scenario - input'!$D22),\"\")","v":11.118851112045547},{"$f":"IFERROR(IF(OR(J37=\"\",'Combined scenario - input'!$D22=\"\"),\"\",J37/'Combined scenario - input'!$D22),\"\")","v":10.621690809506093},{"$f":"IFERROR(IF(OR(K37=\"\",'Combined scenario - input'!$D22=\"\"),\"\",K37/'Combined scenario - input'!$D22),\"\")","v":10.263653977226515},{"$f":"IFERROR(IF(OR(L37=\"\",'Combined scenario - input'!$D22=\"\"),\"\",L37/'Combined scenario - input'!$D22),\"\")","v":10.081799957738223},{"$f":"IFERROR(IF(OR(M37=\"\",'Combined scenario - input'!$D22=\"\"),\"\",M37/'Combined scenario - input'!$D22),\"\")","v":10.106444002978588},{"$f":"IFERROR(IF(OR(N37=\"\",'Combined scenario - input'!$D22=\"\"),\"\",N37/'Combined scenario - input'!$D22),\"\")","v":10.360526529160484},{"$f":"IFERROR(IF(OR(O37=\"\",'Combined scenario - input'!$D22=\"\"),\"\",O37/'Combined scenario - input'!$D22),\"\")","v":10.859532305667742},{"$f":"IFERROR(IF(OR(P37=\"\",'Combined scenario - input'!$D22=\"\"),\"\",P37/'Combined scenario - input'!$D22),\"\")","v":11.61195639593832},{"$f":"IFERROR(IF(OR(Q37=\"\",'Combined scenario - input'!$D22=\"\"),\"\",Q37/'Combined scenario - input'!$D22),\"\")","v":12.620302089134162},{"$f":"IFERROR(IF(OR(R37=\"\",'Combined scenario - input'!$D22=\"\"),\"\",R37/'Combined scenario - input'!$D22),\"\")","v":13.882586585305459},{"$f":"IFERROR(IF(OR(S37=\"\",'Combined scenario - input'!$D22=\"\"),\"\",S37/'Combined scenario - input'!$D22),\"\")","v":15.394316122783893},{"$f":"IFERROR(IF(OR(T37=\"\",'Combined scenario - input'!$D22=\"\"),\"\",T37/'Combined scenario - input'!$D22),\"\")","v":17.150866963743955},{"$f":"IFERROR(IF(OR(U37=\"\",'Combined scenario - input'!$D22=\"\"),\"\",U37/'Combined scenario - input'!$D22),\"\")","v":19.150167553399303},{"$f":"IFERROR(IF(OR(V37=\"\",'Combined scenario - input'!$D22=\"\"),\"\",V37/'Combined scenario - input'!$D22),\"\")","v":21.39551930211417},{"$f":"IFERROR(IF(OR(W37=\"\",'Combined scenario - input'!$D22=\"\"),\"\",W37/'Combined scenario - input'!$D22),\"\")","v":23.898322812929013}]
[{"$f":"IFERROR('Combined scenario - input'!A23,\"\")","v":2},{"$f":"IFERROR('Combined scenario - input'!B23,\"\")","v":"POLES"},{"$f":"IFERROR('Combined scenario - input'!C23,\"\")","v":"> 22 kv & < = 66 kv ; steel"},{"$f":"IFERROR(repcalc('Combined scenario - input'!$CV23:$GH23,'Combined scenario - input'!$G23,'Combined scenario - input'!$E23,'Combined scenario - input'!$F23,20,TRUE,TRUE),\"\")","v":25.432479095527029},28.064641461265808,30.603288392797758,32.988024925380387,35.162495314953112,37.077468203719626,38.693562597082639,39.983396940057347,40.932980908368819,41.542222320843457,41.824486607680342,41.805219835476287,41.519724128797471,41.010251373007897,40.322651293246381,39.502866469571572,38.5936023262555,37.631508042547189,36.645180053888495,35.654242006469204,{"$f":"IFERROR(IF(OR(D38=\"\",'Combined scenario - input'!$D23=\"\"),\"\",D38/'Combined scenario - input'!$D23),\"\")","v":1.4389619796732971},{"$f":"IFERROR(IF(OR(E38=\"\",'Combined scenario - input'!$D23=\"\"),\"\",E38/'Combined scenario - input'!$D23),\"\")","v":1.587888930695196},{"$f":"IFERROR(IF(OR(F38=\"\",'Combined scenario - input'!$D23=\"\"),\"\",F38/'Combined scenario - input'!$D23),\"\")","v":1.7315248067168629},{"$f":"IFERROR(IF(OR(G38=\"\",'Combined scenario - input'!$D23=\"\"),\"\",G38/'Combined scenario - input'!$D23),\"\")","v":1.8664524788889343},{"$f":"IFERROR(IF(OR(H38=\"\",'Combined scenario - input'!$D23=\"\"),\"\",H38/'Combined scenario - input'!$D23),\"\")","v":1.9894833562472825},{"$f":"IFERROR(IF(OR(I38=\"\",'Combined scenario - input'!$D23=\"\"),\"\",I38/'Combined scenario - input'!$D23),\"\")","v":2.0978319434491017},{"$f":"IFERROR(IF(OR(J38=\"\",'Combined scenario - input'!$D23=\"\"),\"\",J38/'Combined scenario - input'!$D23),\"\")","v":2.1892700757238885},{"$f":"IFERROR(IF(OR(K38=\"\",'Combined scenario - input'!$D23=\"\"),\"\",K38/'Combined scenario - input'!$D23),\"\")","v":2.2622485129673078},{"$f":"IFERROR(IF(OR(L38=\"\",'Combined scenario - input'!$D23=\"\"),\"\",L38/'Combined scenario - input'!$D23),\"\")","v":2.315975686860781},{"$f":"IFERROR(IF(OR(M38=\"\",'Combined scenario - input'!$D23=\"\"),\"\",M38/'Combined scenario - input'!$D23),\"\")","v":2.3504463818213699},{"$f":"IFERROR(IF(OR(N38=\"\",'Combined scenario - input'!$D23=\"\"),\"\",N38/'Combined scenario - input'!$D23),\"\")","v":2.3664168098497296},{"$f":"IFERROR(IF(OR(O38=\"\",'Combined scenario - input'!$D23=\"\"),\"\",O38/'Combined scenario - input'!$D23),\"\")","v":2.3653267017022488},{"$f":"IFERROR(IF(OR(P38=\"\",'Combined scenario - input'!$D23=\"\"),\"\",P38/'Combined scenario - input'!$D23),\"\")","v":2.3491734409160037},{"$f":"IFERROR(IF(OR(Q38=\"\",'Combined scenario - input'!$D23=\"\"),\"\",Q38/'Combined scenario - input'!$D23),\"\")","v":2.3203476263932852},{"$f":"IFERROR(IF(OR(R38=\"\",'Combined scenario - input'!$D23=\"\"),\"\",R38/'Combined scenario - input'!$D23),\"\")","v":2.2814434217233139},{"$f":"IFERROR(IF(OR(S38=\"\",'Combined scenario - input'!$D23=\"\"),\"\",S38/'Combined scenario - input'!$D23),\"\")","v":2.2350602441986074},{"$f":"IFERROR(IF(OR(T38=\"\",'Combined scenario - input'!$D23=\"\"),\"\",T38/'Combined scenario - input'!$D23),\"\")","v":2.1836143538157797},{"$f":"IFERROR(IF(OR(U38=\"\",'Combined scenario - input'!$D23=\"\"),\"\",U38/'Combined scenario - input'!$D23),\"\")","v":2.1291793500586835},{"$f":"IFERROR(IF(OR(V38=\"\",'Combined scenario - input'!$D23=\"\"),\"\",V38/'Combined scenario - input'!$D23),\"\")","v":2.0733732106006899},{"$f":"IFERROR(IF(OR(W38=\"\",'Combined scenario - input'!$D23=\"\"),\"\",W38/'Combined scenario - input'!$D23),\"\")","v":2.0173062354115174}]
[{"$f":"IFERROR('Combined scenario - input'!A24,\"\")","v":2},{"$f":"IFERROR('Combined scenario - input'!B24,\"\")","v":"POLES"},{"$f":"IFERROR('Combined scenario - input'!C24,\"\")","v":"> 22 kv & < = 66 kv ; wood"},{"$f":"IFERROR(repcalc('Combined scenario - input'!$CV24:$GH24,'Combined scenario - input'!$G24,'Combined scenario - input'!$E24,'Combined scenario - input'!$F24,20,TRUE,TRUE),\"\")","v":255.71781498175167},304.94373307822707,363.27914125513649,431.75451045350263,511.26103389878966,602.47445309402258,705.77846776994795,821.19350923843365,948.31715088339536,1086.2823954810146,1233.7394323827077,1388.8651714903663,1549.4029800279786,1712.7326950172119,1875.9683563509559,2036.0784594853649,2190.0211540457371,2334.8850054261438,2468.0249413381739,2587.1829969861196,{"$f":"IFERROR(IF(OR(D39=\"\",'Combined scenario - input'!$D24=\"\"),\"\",D39/'Combined scenario - input'!$D24),\"\")","v":30.339496324816825},{"$f":"IFERROR(IF(OR(E39=\"\",'Combined scenario - input'!$D24=\"\"),\"\",E39/'Combined scenario - input'!$D24),\"\")","v":36.179877689252962},{"$f":"IFERROR(IF(OR(F39=\"\",'Combined scenario - input'!$D24=\"\"),\"\",F39/'Combined scenario - input'!$D24),\"\")","v":43.101049380463962},{"$f":"IFERROR(IF(OR(G39=\"\",'Combined scenario - input'!$D24=\"\"),\"\",G39/'Combined scenario - input'!$D24),\"\")","v":51.225271043638109},{"$f":"IFERROR(IF(OR(H39=\"\",'Combined scenario - input'!$D24=\"\"),\"\",H39/'Combined scenario - input'!$D24),\"\")","v":60.658277797740809},{"$f":"IFERROR(IF(OR(I39=\"\",'Combined scenario - input'!$D24=\"\"),\"\",I39/'Combined scenario - input'!$D24),\"\")","v":71.480242613313905},{"$f":"IFERROR(IF(OR(J39=\"\",'Combined scenario - input'!$D24=\"\"),\"\",J39/'Combined scenario - input'!$D24),\"\")","v":83.736689329092073},{"$f":"IFERROR(IF(OR(K39=\"\",'Combined scenario - input'!$D24=\"\"),\"\",K39/'Combined scenario - input'!$D24),\"\")","v":97.430042006579896},{"$f":"IFERROR(IF(OR(L39=\"\",'Combined scenario - input'!$D24=\"\"),\"\",L39/'Combined scenario - input'!$D24),\"\")","v":112.51255496626507},{"$f":"IFERROR(IF(OR(M39=\"\",'Combined scenario - input'!$D24=\"\"),\"\",M39/'Combined scenario - input'!$D24),\"\")","v":128.88136381018793},{"$f":"IFERROR(IF(OR(N39=\"\",'Combined scenario - input'!$D24=\"\"),\"\",N39/'Combined scenario - input'!$D24),\"\")","v":146.37632101317573},{"$f":"IFERROR(IF(OR(O39=\"\",'Combined scenario - input'!$D24=\"\"),\"\",O39/'Combined scenario - input'!$D24),\"\")","v":164.78112707597253},{"$f":"IFERROR(IF(OR(P39=\"\",'Combined scenario - input'!$D24=\"\"),\"\",P39/'Combined scenario - input'!$D24),\"\")","v":183.82804507215758},{"$f":"IFERROR(IF(OR(Q39=\"\",'Combined scenario - input'!$D24=\"\"),\"\",Q39/'Combined scenario - input'!$D24),\"\")","v":203.20620723893052},{"$f":"IFERROR(IF(OR(R39=\"\",'Combined scenario - input'!$D24=\"\"),\"\",R39/'Combined scenario - input'!$D24),\"\")","v":222.57321046265031},{"$f":"IFERROR(IF(OR(S39=\"\",'Combined scenario - input'!$D24=\"\"),\"\",S39/'Combined scenario - input'!$D24),\"\")","v":241.56938359184389},{"$f":"IFERROR(IF(OR(T39=\"\",'Combined scenario - input'!$D24=\"\"),\"\",T39/'Combined scenario - input'!$D24),\"\")","v":259.83382799975544},{"$f":"IFERROR(IF(OR(U39=\"\",'Combined scenario - input'!$D24=\"\"),\"\",U39/'Combined scenario - input'!$D24),\"\")","v":277.0211181651602},{"$f":"IFERROR(IF(OR(V39=\"\",'Combined scenario - input'!$D24=\"\"),\"\",V39/'Combined scenario - input'!$D24),\"\")","v":292.8174309741745},{"$f":"IFERROR(IF(OR(W39=\"\",'Combined scenario - input'!$D24=\"\"),\"\",W39/'Combined scenario - input'!$D24),\"\")","v":306.95487146364979}]
[{"$f":"IFERROR('Combined scenario - input'!A25,\"\")","v":2},{"$f":"IFERROR('Combined scenario - input'!B25,\"\")","v":"POLES"},{"$f":"IFERROR('Combined scenario - input'!C25,\"\")","v":"> 66 kv & < = 132 kv ; concrete"},{"$f":"IFERROR(repcalc('Combined scenario - input'!$CV25:$GH25,'Combined scenario - input'!$G25,'Combined scenario - input'!$E25,'Combined scenario - input'!$F25,20,TRUE,TRUE),\"\")","v":164.27628877949968},156.30157493813644,148.15370504628751,140.49880556163293,133.99415434552279,129.25788408490047,126.8411588543122,127.20335927254914,130.69084741854178,137.52015819319513,147.76687450486659,161.36183242474269,178.09649377438376,197.63916217892384,219.56310565565207,243.38656938234882,268.62319872463468,294.83972083480734,321.71610149894008,349.10208646562899,{"$f":"IFERROR(IF(OR(D40=\"\",'Combined scenario - input'!$D25=\"\"),\"\",D40/'Combined scenario - input'!$D25),\"\")","v":9.9654821845419654},{"$f":"IFERROR(IF(OR(E40=\"\",'Combined scenario - input'!$D25=\"\"),\"\",E40/'Combined scenario - input'!$D25),\"\")","v":9.4817126198447923},{"$f":"IFERROR(IF(OR(F40=\"\",'Combined scenario - input'!$D25=\"\"),\"\",F40/'Combined scenario - input'!$D25),\"\")","v":8.9874389005366222},{"$f":"IFERROR(IF(OR(G40=\"\",'Combined scenario - input'!$D25=\"\"),\"\",G40/'Combined scenario - input'!$D25),\"\")","v":8.5230702140661236},{"$f":"IFERROR(IF(OR(H40=\"\",'Combined scenario - input'!$D25=\"\"),\"\",H40/'Combined scenario - input'!$D25),\"\")","v":8.1284789660387684},{"$f":"IFERROR(IF(OR(I40=\"\",'Combined scenario - input'!$D25=\"\"),\"\",I40/'Combined scenario - input'!$D25),\"\")","v":7.8411629008045409},{"$f":"IFERROR(IF(OR(J40=\"\",'Combined scenario - input'!$D25=\"\"),\"\",J40/'Combined scenario - input'!$D25),\"\")","v":7.6945572499872936},{"$f":"IFERROR(IF(OR(K40=\"\",'Combined scenario - input'!$D25=\"\"),\"\",K40/'Combined scenario - input'!$D25),\"\")","v":7.7165293912012869},{"$f":"IFERROR(IF(OR(L40=\"\",'Combined scenario - input'!$D25=\"\"),\"\",L40/'Combined scenario - input'!$D25),\"\")","v":7.928090665478309},{"$f":"IFERROR(IF(OR(M40=\"\",'Combined scenario - input'!$D25=\"\"),\"\",M40/'Combined scenario - input'!$D25),\"\")","v":8.342376715906795},{"$f":"IFERROR(IF(OR(N40=\"\",'Combined scenario - input'!$D25=\"\"),\"\",N40/'Combined scenario - input'!$D25),\"\")","v":8.9639726237074626},{"$f":"IFERROR(IF(OR(O40=\"\",'Combined scenario - input'!$D25=\"\"),\"\",O40/'Combined scenario - input'!$D25),\"\")","v":9.7886827018123537},{"$f":"IFERROR(IF(OR(P40=\"\",'Combined scenario - input'!$D25=\"\"),\"\",P40/'Combined scenario - input'!$D25),\"\")","v":10.803856411805505},{"$f":"IFERROR(IF(OR(Q40=\"\",'Combined scenario - input'!$D25=\"\"),\"\",Q40/'Combined scenario - input'!$D25),\"\")","v":11.989372077339331},{"$f":"IFERROR(IF(OR(R40=\"\",'Combined scenario - input'!$D25=\"\"),\"\",R40/'Combined scenario - input'!$D25),\"\")","v":13.319342882958754},{"$f":"IFERROR(IF(OR(S40=\"\",'Combined scenario - input'!$D25=\"\"),\"\",S40/'Combined scenario - input'!$D25),\"\")","v":14.764544166152737},{"$f":"IFERROR(IF(OR(T40=\"\",'Combined scenario - input'!$D25=\"\"),\"\",T40/'Combined scenario - input'!$D25),\"\")","v":16.295472226294201},{"$f":"IFERROR(IF(OR(U40=\"\",'Combined scenario - input'!$D25=\"\"),\"\",U40/'Combined scenario - input'!$D25),\"\")","v":17.885843459846072},{"$f":"IFERROR(IF(OR(V40=\"\",'Combined scenario - input'!$D25=\"\"),\"\",V40/'Combined scenario - input'!$D25),\"\")","v":19.516243651397069},{"$f":"IFERROR(IF(OR(W40=\"\",'Combined scenario - input'!$D25=\"\"),\"\",W40/'Combined scenario - input'!$D25),\"\")","v":21.177557936734942}]
[{"$f":"IFERROR('Combined scenario - input'!A26,\"\")","v":2},{"$f":"IFERROR('Combined scenario - input'!B26,\"\")","v":"POLES"},{"$f":"IFERROR('Combined scenario - input'!C26,\"\")","v":"> 66 kv & < = 132 kv ; steel"},{"$f":"IFERROR(repcalc('Combined scenario - input'!$CV26:$GH26,'Combined scenario - input'!$G26,'Combined scenario - input'!$E26,'Combined scenario - input'!$F26,20,TRUE,TRUE),\"\")","v":46.638403788477305},51.426549546321198,56.233580602259167,61.006743905495981,65.698326217566219,70.267846131129161,74.683715338345792,78.92418652218123,82.977435327434435,86.840672244408253,90.518249384404413,94.018817241608332,97.351693947766989,100.52272558338511,103.53002705794925,106.36008124474834,108.98472041735729,111.35950175980943,113.42390715418976,115.10364555823594,{"$f":"IFERROR(IF(OR(D41=\"\",'Combined scenario - input'!$D26=\"\"),\"\",D41/'Combined scenario - input'!$D26),\"\")","v":2.7016985101561213},{"$f":"IFERROR(IF(OR(E41=\"\",'Combined scenario - input'!$D26=\"\"),\"\",E41/'Combined scenario - input'!$D26),\"\")","v":2.9790692006078654},{"$f":"IFERROR(IF(OR(F41=\"\",'Combined scenario - input'!$D26=\"\"),\"\",F41/'Combined scenario - input'!$D26),\"\")","v":3.2575338903730517},{"$f":"IFERROR(IF(OR(G41=\"\",'Combined scenario - input'!$D26=\"\"),\"\",G41/'Combined scenario - input'!$D26),\"\")","v":3.5340366678603212},{"$f":"IFERROR(IF(OR(H41=\"\",'Combined scenario - input'!$D26=\"\"),\"\",H41/'Combined scenario - input'!$D26),\"\")","v":3.8058135708667353},{"$f":"IFERROR(IF(OR(I41=\"\",'Combined scenario - input'!$D26=\"\"),\"\",I41/'Combined scenario - input'!$D26),\"\")","v":4.0705195672081427},{"$f":"IFERROR(IF(OR(J41=\"\",'Combined scenario - input'!$D26=\"\"),\"\",J41/'Combined scenario - input'!$D26),\"\")","v":4.3263247897086821},{"$f":"IFERROR(IF(OR(K41=\"\",'Combined scenario - input'!$D26=\"\"),\"\",K41/'Combined scenario - input'!$D26),\"\")","v":4.5719694462386871},{"$f":"IFERROR(IF(OR(L41=\"\",'Combined scenario - input'!$D26=\"\"),\"\",L41/'Combined scenario - input'!$D26),\"\")","v":4.8067685681835544},{"$f":"IFERROR(IF(OR(M41=\"\",'Combined scenario - input'!$D26=\"\"),\"\",M41/'Combined scenario - input'!$D26),\"\")","v":5.0305605630876977},{"$f":"IFERROR(IF(OR(N41=\"\",'Combined scenario - input'!$D26=\"\"),\"\",N41/'Combined scenario - input'!$D26),\"\")","v":5.2435975427659471},{"$f":"IFERROR(IF(OR(O41=\"\",'Combined scenario - input'!$D26=\"\"),\"\",O41/'Combined scenario - input'!$D26),\"\")","v":5.4463806184346915},{"$f":"IFERROR(IF(OR(P41=\"\",'Combined scenario - input'!$D26=\"\"),\"\",P41/'Combined scenario - input'!$D26),\"\")","v":5.6394495766349193},{"$f":"IFERROR(IF(OR(Q41=\"\",'Combined scenario - input'!$D26=\"\"),\"\",Q41/'Combined scenario - input'!$D26),\"\")","v":5.8231430727601889},{"$f":"IFERROR(IF(OR(R41=\"\",'Combined scenario - input'!$D26=\"\"),\"\",R41/'Combined scenario - input'!$D26),\"\")","v":5.9973519061128346},{"$f":"IFERROR(IF(OR(S41=\"\",'Combined scenario - input'!$D26=\"\"),\"\",S41/'Combined scenario - input'!$D26),\"\")","v":6.1612930481556338},{"$f":"IFERROR(IF(OR(T41=\"\",'Combined scenario - input'!$D26=\"\"),\"\",T41/'Combined scenario - input'!$D26),\"\")","v":6.3133347812838796},{"$f":"IFERROR(IF(OR(U41=\"\",'Combined scenario - input'!$D26=\"\"),\"\",U41/'Combined scenario - input'!$D26),\"\")","v":6.4509025943665952},{"$f":"IFERROR(IF(OR(V41=\"\",'Combined scenario - input'!$D26=\"\"),\"\",V41/'Combined scenario - input'!$D26),\"\")","v":6.5704907561667119},{"$f":"IFERROR(IF(OR(W41=\"\",'Combined scenario - input'!$D26=\"\"),\"\",W41/'Combined scenario - input'!$D26),\"\")","v":6.6677956889051009}]
[{"$f":"IFERROR('Combined scenario - input'!A27,\"\")","v":2},{"$f":"IFERROR('Combined scenario - input'!B27,\"\")","v":"POLES"},{"$f":"IFERROR('Combined scenario - input'!C27,\"\")","v":"> 66 kv & < = 132 kv ; wood"},{"$f":"IFERROR(repcalc('Combined scenario - input'!$CV27:$GH27,'Combined scenario - input'!$G27,'Combined scenario - input'!$E27,'Combined scenario - input'!$F27,20,TRUE,TRUE),\"\")","v":396.20487928380481},470.6723036034179,553.36481548559436,643.97009508471842,741.90449391621087,846.30214901076897,956.01698782112271,1069.638875321303,1185.5242070550144,1301.8401624142207,1416.6207028802482,1527.8313544421621,1633.4389833905527,1731.4822794124375,1820.1385852337992,1897.7830917035637,1963.0372207932005,2014.8041502214376,2052.2907404731004,2075.0164223616148,{"$f":"IFERROR(IF(OR(D42=\"\",'Combined scenario - input'!$D27=\"\"),\"\",D42/'Combined scenario - input'!$D27),\"\")","v":26.193322359347377},{"$f":"IFERROR(IF(OR(E42=\"\",'Combined scenario - input'!$D27=\"\"),\"\",E42/'Combined scenario - input'!$D27),\"\")","v":31.116404715122041},{"$f":"IFERROR(IF(OR(F42=\"\",'Combined scenario - input'!$D27=\"\"),\"\",F42/'Combined scenario - input'!$D27),\"\")","v":36.583252130906878},{"$f":"IFERROR(IF(OR(G42=\"\",'Combined scenario - input'!$D27=\"\"),\"\",G42/'Combined scenario - input'!$D27),\"\")","v":42.573216970029108},{"$f":"IFERROR(IF(OR(H42=\"\",'Combined scenario - input'!$D27=\"\"),\"\",H42/'Combined scenario - input'!$D27),\"\")","v":49.047713910347404},{"$f":"IFERROR(IF(OR(I42=\"\",'Combined scenario - input'!$D27=\"\"),\"\",I42/'Combined scenario - input'!$D27),\"\")","v":55.949500275004873},{"$f":"IFERROR(IF(OR(J42=\"\",'Combined scenario - input'!$D27=\"\"),\"\",J42/'Combined scenario - input'!$D27),\"\")","v":63.202808577916784},{"$f":"IFERROR(IF(OR(K42=\"\",'Combined scenario - input'!$D27=\"\"),\"\",K42/'Combined scenario - input'!$D27),\"\")","v":70.71441401737907},{"$f":"IFERROR(IF(OR(L42=\"\",'Combined scenario - input'!$D27=\"\"),\"\",L42/'Combined scenario - input'!$D27),\"\")","v":78.375656999312952},{"$f":"IFERROR(IF(OR(M42=\"\",'Combined scenario - input'!$D27=\"\"),\"\",M42/'Combined scenario - input'!$D27),\"\")","v":86.065368745837844},{"$f":"IFERROR(IF(OR(N42=\"\",'Combined scenario - input'!$D27=\"\"),\"\",N42/'Combined scenario - input'!$D27),\"\")","v":93.653573369772332},{"$f":"IFERROR(IF(OR(O42=\"\",'Combined scenario - input'!$D27=\"\"),\"\",O42/'Combined scenario - input'!$D27),\"\")","v":101.00577067592333},{"$f":"IFERROR(IF(OR(P42=\"\",'Combined scenario - input'!$D27=\"\"),\"\",P42/'Combined scenario - input'!$D27),\"\")","v":107.9875490771683},{"$f":"IFERROR(IF(OR(Q42=\"\",'Combined scenario - input'!$D27=\"\"),\"\",Q42/'Combined scenario - input'!$D27),\"\")","v":114.46924527060314},{"$f":"IFERROR(IF(OR(R42=\"\",'Combined scenario - input'!$D27=\"\"),\"\",R42/'Combined scenario - input'!$D27),\"\")","v":120.33036238194593},{"$f":"IFERROR(IF(OR(S42=\"\",'Combined scenario - input'!$D27=\"\"),\"\",S42/'Combined scenario - input'!$D27),\"\")","v":125.46348338507768},{"$f":"IFERROR(IF(OR(T42=\"\",'Combined scenario - input'!$D27=\"\"),\"\",T42/'Combined scenario - input'!$D27),\"\")","v":129.77746972874152},{"$f":"IFERROR(IF(OR(U42=\"\",'Combined scenario - input'!$D27=\"\"),\"\",U42/'Combined scenario - input'!$D27),\"\")","v":133.19980988901028},{"$f":"IFERROR(IF(OR(V42=\"\",'Combined scenario - input'!$D27=\"\"),\"\",V42/'Combined scenario - input'!$D27),\"\")","v":135.67806897655481},{"$f":"IFERROR(IF(OR(W42=\"\",'Combined scenario - input'!$D27=\"\"),\"\",W42/'Combined scenario - input'!$D27),\"\")","v":137.18047629828658}]
[{"$f":"IFERROR('Combined scenario - input'!A28,\"\")","v":2},{"$f":"IFERROR('Combined scenario - input'!B28,\"\")","v":"POLES"},{"$f":"IFERROR('Combined scenario - input'!C28,\"\")","v":"staked wooden pole"},{"$f":"IFERROR(repcalc('Combined scenario - input'!$CV28:$GH28,'Combined scenario - input'!$G28,'Combined scenario - input'!$E28,'Combined scenario - input'!$F28,20,TRUE,TRUE),\"\")","v":341.37637466777909},524.26570351999305,782.53697235866025,1135.8276973674672,1603.9907730963537,2204.972823365566,2952.1799396295301,3851.5635849472069,4898.7777386808857,6076.8474119119646,7354.8231358643798,8687.852948789423,10018.968704504812,11282.660275835391,12410.026414014832,13334.995941958798,14000.873682237787,14366.344374651859,14410.102246871254,14133.462006095466,{"$f":"IFERROR(IF(OR(D43=\"\",'Combined scenario - input'!$D28=\"\"),\"\",D43/'Combined scenario - input'!$D28),\"\")","v":37.226338879623732},{"$f":"IFERROR(IF(OR(E43=\"\",'Combined scenario - input'!$D28=\"\"),\"\",E43/'Combined scenario - input'!$D28),\"\")","v":57.170015825473222},{"$f":"IFERROR(IF(OR(F43=\"\",'Combined scenario - input'!$D28=\"\"),\"\",F43/'Combined scenario - input'!$D28),\"\")","v":85.333926658539127},{"$f":"IFERROR(IF(OR(G43=\"\",'Combined scenario - input'!$D28=\"\"),\"\",G43/'Combined scenario - input'!$D28),\"\")","v":123.85949910040716},{"$f":"IFERROR(IF(OR(H43=\"\",'Combined scenario - input'!$D28=\"\"),\"\",H43/'Combined scenario - input'!$D28),\"\")","v":174.91164740730471},{"$f":"IFERROR(IF(OR(I43=\"\",'Combined scenario - input'!$D28=\"\"),\"\",I43/'Combined scenario - input'!$D28),\"\")","v":240.44741122712122},{"$f":"IFERROR(IF(OR(J43=\"\",'Combined scenario - input'!$D28=\"\"),\"\",J43/'Combined scenario - input'!$D28),\"\")","v":321.92869519230049},{"$f":"IFERROR(IF(OR(K43=\"\",'Combined scenario - input'!$D28=\"\"),\"\",K43/'Combined scenario - input'!$D28),\"\")","v":420.00449319082918},{"$f":"IFERROR(IF(OR(L43=\"\",'Combined scenario - input'!$D28=\"\"),\"\",L43/'Combined scenario - input'!$D28),\"\")","v":534.20088128114958},{"$f":"IFERROR(IF(OR(M43=\"\",'Combined scenario - input'!$D28=\"\"),\"\",M43/'Combined scenario - input'!$D28),\"\")","v":662.66677445312666},{"$f":"IFERROR(IF(OR(N43=\"\",'Combined scenario - input'!$D28=\"\"),\"\",N43/'Combined scenario - input'!$D28),\"\")","v":802.02720156552869},{"$f":"IFERROR(IF(OR(O43=\"\",'Combined scenario - input'!$D28=\"\"),\"\",O43/'Combined scenario - input'!$D28),\"\")","v":947.39115535665451},{"$f":"IFERROR(IF(OR(P43=\"\",'Combined scenario - input'!$D28=\"\"),\"\",P43/'Combined scenario - input'!$D28),\"\")","v":1092.5463854410186},{"$f":"IFERROR(IF(OR(Q43=\"\",'Combined scenario - input'!$D28=\"\"),\"\",Q43/'Combined scenario - input'!$D28),\"\")","v":1230.3491572920504},{"$f":"IFERROR(IF(OR(R43=\"\",'Combined scenario - input'!$D28=\"\"),\"\",R43/'Combined scenario - input'!$D28),\"\")","v":1353.2859420713801},{"$f":"IFERROR(IF(OR(S43=\"\",'Combined scenario - input'!$D28=\"\"),\"\",S43/'Combined scenario - input'!$D28),\"\")","v":1454.1518240003138},{"$f":"IFERROR(IF(OR(T43=\"\",'Combined scenario - input'!$D28=\"\"),\"\",T43/'Combined scenario - input'!$D28),\"\")","v":1526.7643193323272},{"$f":"IFERROR(IF(OR(U43=\"\",'Combined scenario - input'!$D28=\"\"),\"\",U43/'Combined scenario - input'!$D28),\"\")","v":1566.6180902900194},{"$f":"IFERROR(IF(OR(V43=\"\",'Combined scenario - input'!$D28=\"\"),\"\",V43/'Combined scenario - input'!$D28),\"\")","v":1571.389789507564},{"$f":"IFERROR(IF(OR(W43=\"\",'Combined scenario - input'!$D28=\"\"),\"\",W43/'Combined scenario - input'!$D28),\"\")","v":1541.2227828982686}]
[{"$f":"IFERROR('Combined scenario - input'!A29,\"\")","v":3},{"$f":"IFERROR('Combined scenario - input'!B29,\"\")","v":"SERVICE LINES"},{"$f":"IFERROR('Combined scenario - input'!C29,\"\")","v":"˂ = 11 kv ; commercial and industrial ; complex type"},{"$f":"IFERROR(repcalc('Combined scenario - input'!$CV29:$GH29,'Combined scenario - input'!$G29,'Combined scenario - input'!$E29,'Combined scenario - input'!$F29,20,TRUE,TRUE),\"\")","v":416.66474042068103},387.28011411164618,362.34951026189839,339.58124966118294,317.7320642305703,296.22962293304323,274.91495624138588,253.86910557922479,233.29778248220333,213.45551857213235,194.59665580768234,176.94475953523019,160.67493861624149,145.90544883637031,132.69612726042575,121.05189214826594,110.92992593753127,102.24936805877796,94.902469418912474,88.766258945943349,{"$f":"IFERROR(IF(OR(D44=\"\",'Combined scenario - input'!$D29=\"\"),\"\",D44/'Combined scenario - input'!$D29),\"\")","v":1111.0324265496954},{"$f":"IFERROR(IF(OR(E44=\"\",'Combined scenario - input'!$D29=\"\"),\"\",E44/'Combined scenario - input'!$D29),\"\")","v":1032.6786099094368},{"$f":"IFERROR(IF(OR(F44=\"\",'Combined scenario - input'!$D29=\"\"),\"\",F44/'Combined scenario - input'!$D29),\"\")","v":966.20140028865433},{"$f":"IFERROR(IF(OR(G44=\"\",'Combined scenario - input'!$D29=\"\"),\"\",G44/'Combined scenario - input'!$D29),\"\")","v":905.49005764423339},{"$f":"IFERROR(IF(OR(H44=\"\",'Combined scenario - input'!$D29=\"\"),\"\",H44/'Combined scenario - input'!$D29),\"\")","v":847.22941988880757},{"$f":"IFERROR(IF(OR(I44=\"\",'Combined scenario - input'!$D29=\"\"),\"\",I44/'Combined scenario - input'!$D29),\"\")","v":789.893371949129},{"$f":"IFERROR(IF(OR(J44=\"\",'Combined scenario - input'!$D29=\"\"),\"\",J44/'Combined scenario - input'!$D29),\"\")","v":733.05802314658706},{"$f":"IFERROR(IF(OR(K44=\"\",'Combined scenario - input'!$D29=\"\"),\"\",K44/'Combined scenario - input'!$D29),\"\")","v":676.9394696390948},{"$f":"IFERROR(IF(OR(L44=\"\",'Combined scenario - input'!$D29=\"\"),\"\",L44/'Combined scenario - input'!$D29),\"\")","v":622.08623921036724},{"$f":"IFERROR(IF(OR(M44=\"\",'Combined scenario - input'!$D29=\"\"),\"\",M44/'Combined scenario - input'!$D29),\"\")","v":569.17703792305008},{"$f":"IFERROR(IF(OR(N44=\"\",'Combined scenario - input'!$D29=\"\"),\"\",N44/'Combined scenario - input'!$D29),\"\")","v":518.89006610489275},{"$f":"IFERROR(IF(OR(O44=\"\",'Combined scenario - input'!$D29=\"\"),\"\",O44/'Combined scenario - input'!$D29),\"\")","v":471.82145855008707},{"$f":"IFERROR(IF(OR(P44=\"\",'Combined scenario - input'!$D29=\"\"),\"\",P44/'Combined scenario - input'!$D29),\"\")","v":428.4381413130622},{"$f":"IFERROR(IF(OR(Q44=\"\",'Combined scenario - input'!$D29=\"\"),\"\",Q44/'Combined scenario - input'!$D29),\"\")","v":389.05544228154918},{"$f":"IFERROR(IF(OR(R44=\"\",'Combined scenario - input'!$D29=\"\"),\"\",R44/'Combined scenario - input'!$D29),\"\")","v":353.83291639951875},{"$f":"IFERROR(IF(OR(S44=\"\",'Combined scenario - input'!$D29=\"\"),\"\",S44/'Combined scenario - input'!$D29),\"\")","v":322.78367815844206},{"$f":"IFERROR(IF(OR(T44=\"\",'Combined scenario - input'!$D29=\"\"),\"\",T44/'Combined scenario - input'!$D29),\"\")","v":295.79355495000277},{"$f":"IFERROR(IF(OR(U44=\"\",'Combined scenario - input'!$D29=\"\"),\"\",U44/'Combined scenario - input'!$D29),\"\")","v":272.6469328621846},{"$f":"IFERROR(IF(OR(V44=\"\",'Combined scenario - input'!$D29=\"\"),\"\",V44/'Combined scenario - input'!$D29),\"\")","v":253.05649999948764},{"$f":"IFERROR(IF(OR(W44=\"\",'Combined scenario - input'!$D29=\"\"),\"\",W44/'Combined scenario - input'!$D29),\"\")","v":236.6943552096038}]
[{"$f":"IFERROR('Combined scenario - input'!A30,\"\")","v":3},{"$f":"IFERROR('Combined scenario - input'!B30,\"\")","v":"SERVICE LINES"},{"$f":"IFERROR('Combined scenario - input'!C30,\"\")","v":"˂ = 11 kv ; commercial and industrial ; simple type"},{"$f":"IFERROR(repcalc('Combined scenario - input'!$CV30:$GH30,'Combined scenario - input'!$G30,'Combined scenario - input'!$E30,'Combined scenario - input'!$F30,20,TRUE,TRUE),\"\")","v":452.81061138841244},440.06600646109274,427.78626911969911,414.64577425814383,400.01365154366874,383.73552567859059,365.97351977528285,347.08746508578156,327.54551137088396,307.85639878288089,288.51853149397476,269.98284143612045,252.62747460000224,236.74281097466832,222.52545719445439,210.07980129007245,199.42561787327165,190.51014122539698,183.2230265983124,177.41271038966815,{"$f":"IFERROR(IF(OR(D45=\"\",'Combined scenario - input'!$D30=\"\"),\"\",D45/'Combined scenario - input'!$D30),\"\")","v":1207.4150354800418},{"$f":"IFERROR(IF(OR(E45=\"\",'Combined scenario - input'!$D30=\"\"),\"\",E45/'Combined scenario - input'!$D30),\"\")","v":1173.4316719645183},{"$f":"IFERROR(IF(OR(F45=\"\",'Combined scenario - input'!$D30=\"\"),\"\",F45/'Combined scenario - input'!$D30),\"\")","v":1140.687873288329},{"$f":"IFERROR(IF(OR(G45=\"\",'Combined scenario - input'!$D30=\"\"),\"\",G45/'Combined scenario - input'!$D30),\"\")","v":1105.6488731623349},{"$f":"IFERROR(IF(OR(H45=\"\",'Combined scenario - input'!$D30=\"\"),\"\",H45/'Combined scenario - input'!$D30),\"\")","v":1066.6324620577554},{"$f":"IFERROR(IF(OR(I45=\"\",'Combined scenario - input'!$D30=\"\"),\"\",I45/'Combined scenario - input'!$D30),\"\")","v":1023.2269997637795},{"$f":"IFERROR(IF(OR(J45=\"\",'Combined scenario - input'!$D30=\"\"),\"\",J45/'Combined scenario - input'!$D30),\"\")","v":975.86478596278062},{"$f":"IFERROR(IF(OR(K45=\"\",'Combined scenario - input'!$D30=\"\"),\"\",K45/'Combined scenario - input'!$D30),\"\")","v":925.50530714429067},{"$f":"IFERROR(IF(OR(L45=\"\",'Combined scenario - input'!$D30=\"\"),\"\",L45/'Combined scenario - input'!$D30),\"\")","v":873.3968800346114},{"$f":"IFERROR(IF(OR(M45=\"\",'Combined scenario - input'!$D30=\"\"),\"\",M45/'Combined scenario - input'!$D30),\"\")","v":820.89605523918203},{"$f":"IFERROR(IF(OR(N45=\"\",'Combined scenario - input'!$D30=\"\"),\"\",N45/'Combined scenario - input'!$D30),\"\")","v":769.3318225743368},{"$f":"IFERROR(IF(OR(O45=\"\",'Combined scenario - input'!$D30=\"\"),\"\",O45/'Combined scenario - input'!$D30),\"\")","v":719.90658759534938},{"$f":"IFERROR(IF(OR(P45=\"\",'Combined scenario - input'!$D30=\"\"),\"\",P45/'Combined scenario - input'!$D30),\"\")","v":673.62867286197343},{"$f":"IFERROR(IF(OR(Q45=\"\",'Combined scenario - input'!$D30=\"\"),\"\",Q45/'Combined scenario - input'!$D30),\"\")","v":631.27237375501772},{"$f":"IFERROR(IF(OR(R45=\"\",'Combined scenario - input'!$D30=\"\"),\"\",R45/'Combined scenario - input'!$D30),\"\")","v":593.36193992853566},{"$f":"IFERROR(IF(OR(S45=\"\",'Combined scenario - input'!$D30=\"\"),\"\",S45/'Combined scenario - input'!$D30),\"\")","v":560.17572103829025},{"$f":"IFERROR(IF(OR(T45=\"\",'Combined scenario - input'!$D30=\"\"),\"\",T45/'Combined scenario - input'!$D30),\"\")","v":531.76644589174794},{"$f":"IFERROR(IF(OR(U45=\"\",'Combined scenario - input'!$D30=\"\"),\"\",U45/'Combined scenario - input'!$D30),\"\")","v":507.99341521981142},{"$f":"IFERROR(IF(OR(V45=\"\",'Combined scenario - input'!$D30=\"\"),\"\",V45/'Combined scenario - input'!$D30),\"\")","v":488.5623958383747},{"$f":"IFERROR(IF(OR(W45=\"\",'Combined scenario - input'!$D30=\"\"),\"\",W45/'Combined scenario - input'!$D30),\"\")","v":473.06924489454059}]
[{"$f":"IFERROR('Combined scenario - input'!A31,\"\")","v":3},{"$f":"IFERROR('Combined scenario - input'!B31,\"\")","v":"SERVICE LINES"},{"$f":"IFERROR('Combined scenario - input'!C31,\"\")","v":"˂ = 11 kv ; residential ; complex type"},{"$f":"IFERROR(repcalc('Combined scenario - input'!$CV31:$GH31,'Combined scenario - input'!$G31,'Combined scenario - input'!$E31,'Combined scenario - input'!$F31,20,TRUE,TRUE),\"\")","v":5734.9033673915073},5794.2034690624087,5968.9232902238282,6260.0104713848341,6665.8607284739446,7182.5388589953627,7803.9875161544342,8522.2243357056195,9327.5389718174065,10208.708930420837,11153.255636406679,12147.759511901137,13178.245316434159,14230.637655534829,15291.273023643949,16347.440998076843,17387.915346552578,18403.427802401449,19387.034641455979,20334.329882567807,{"$f":"IFERROR(IF(OR(D46=\"\",'Combined scenario - input'!$D31=\"\"),\"\",D46/'Combined scenario - input'!$D31),\"\")","v":548.09524689282762},{"$f":"IFERROR(IF(OR(E46=\"\",'Combined scenario - input'!$D31=\"\"),\"\",E46/'Combined scenario - input'!$D31),\"\")","v":553.76266651333742},{"$f":"IFERROR(IF(OR(F46=\"\",'Combined scenario - input'!$D31=\"\"),\"\",F46/'Combined scenario - input'!$D31),\"\")","v":570.46096069228474},{"$f":"IFERROR(IF(OR(G46=\"\",'Combined scenario - input'!$D31=\"\"),\"\",G46/'Combined scenario - input'!$D31),\"\")","v":598.28069717344988},{"$f":"IFERROR(IF(OR(H46=\"\",'Combined scenario - input'!$D31=\"\"),\"\",H46/'Combined scenario - input'!$D31),\"\")","v":637.06855158187591},{"$f":"IFERROR(IF(OR(I46=\"\",'Combined scenario - input'!$D31=\"\"),\"\",I46/'Combined scenario - input'!$D31),\"\")","v":686.44842938809393},{"$f":"IFERROR(IF(OR(J46=\"\",'Combined scenario - input'!$D31=\"\"),\"\",J46/'Combined scenario - input'!$D31),\"\")","v":745.84141883470488},{"$f":"IFERROR(IF(OR(K46=\"\",'Combined scenario - input'!$D31=\"\"),\"\",K46/'Combined scenario - input'!$D31),\"\")","v":814.48463071126025},{"$f":"IFERROR(IF(OR(L46=\"\",'Combined scenario - input'!$D31=\"\"),\"\",L46/'Combined scenario - input'!$D31),\"\")","v":891.45002943372583},{"$f":"IFERROR(IF(OR(M46=\"\",'Combined scenario - input'!$D31=\"\"),\"\",M46/'Combined scenario - input'!$D31),\"\")","v":975.66506063397492},{"$f":"IFERROR(IF(OR(N46=\"\",'Combined scenario - input'!$D31=\"\"),\"\",N46/'Combined scenario - input'!$D31),\"\")","v":1065.9371239720867},{"$f":"IFERROR(IF(OR(O46=\"\",'Combined scenario - input'!$D31=\"\"),\"\",O46/'Combined scenario - input'!$D31),\"\")","v":1160.9836857457924},{"$f":"IFERROR(IF(OR(P46=\"\",'Combined scenario - input'!$D31=\"\"),\"\",P46/'Combined scenario - input'!$D31),\"\")","v":1259.4691065580316},{"$f":"IFERROR(IF(OR(Q46=\"\",'Combined scenario - input'!$D31=\"\"),\"\",Q46/'Combined scenario - input'!$D31),\"\")","v":1360.0481751099508},{"$f":"IFERROR(IF(OR(R46=\"\",'Combined scenario - input'!$D31=\"\"),\"\",R46/'Combined scenario - input'!$D31),\"\")","v":1461.415045082417},{"$f":"IFERROR(IF(OR(S46=\"\",'Combined scenario - input'!$D31=\"\"),\"\",S46/'Combined scenario - input'!$D31),\"\")","v":1562.354958036939},{"$f":"IFERROR(IF(OR(T46=\"\",'Combined scenario - input'!$D31=\"\"),\"\",T46/'Combined scenario - input'!$D31),\"\")","v":1661.795002337607},{"$f":"IFERROR(IF(OR(U46=\"\",'Combined scenario - input'!$D31=\"\"),\"\",U46/'Combined scenario - input'!$D31),\"\")","v":1758.8493927177531},{"$f":"IFERROR(IF(OR(V46=\"\",'Combined scenario - input'!$D31=\"\"),\"\",V46/'Combined scenario - input'!$D31),\"\")","v":1852.8545047066368},{"$f":"IFERROR(IF(OR(W46=\"\",'Combined scenario - input'!$D31=\"\"),\"\",W46/'Combined scenario - input'!$D31),\"\")","v":1943.3892505943861}]
[{"$f":"IFERROR('Combined scenario - input'!A32,\"\")","v":3},{"$f":"IFERROR('Combined scenario - input'!B32,\"\")","v":"SERVICE LINES"},{"$f":"IFERROR('Combined scenario - input'!C32,\"\")","v":"˂ = 11 kv ; residential ; simple type"},{"$f":"IFERROR(repcalc('Combined scenario - input'!$CV32:$GH32,'Combined scenario - input'!$G32,'Combined scenario - input'!$E32,'Combined scenario - input'!$F32,20,TRUE,TRUE),\"\")","v":6429.1741173953806},6237.4185709215844,6082.8457165281643,5934.3615815327094,5773.7043163660574,5591.7596385747092,5385.8256716168389,5157.5689857236421,4911.4775466333595,4653.6736918215684,4390.9964149088046,4130.2958600902612,3877.9049403219396,3639.2655193552091,3418.6921997704285,3219.2579325599677,3042.7845426982626,2889.9194815672977,2760.278771249596,2652.6358042276142,{"$f":"IFERROR(IF(OR(D47=\"\",'Combined scenario - input'!$D32=\"\"),\"\",D47/'Combined scenario - input'!$D32),\"\")","v":16787.196587496277},{"$f":"IFERROR(IF(OR(E47=\"\",'Combined scenario - input'!$D32=\"\"),\"\",E47/'Combined scenario - input'!$D32),\"\")","v":16286.504275137111},{"$f":"IFERROR(IF(OR(F47=\"\",'Combined scenario - input'!$D32=\"\"),\"\",F47/'Combined scenario - input'!$D32),\"\")","v":15882.89957468703},{"$f":"IFERROR(IF(OR(G47=\"\",'Combined scenario - input'!$D32=\"\"),\"\",G47/'Combined scenario - input'!$D32),\"\")","v":15495.193110563008},{"$f":"IFERROR(IF(OR(H47=\"\",'Combined scenario - input'!$D32=\"\"),\"\",H47/'Combined scenario - input'!$D32),\"\")","v":15075.701424023537},{"$f":"IFERROR(IF(OR(I47=\"\",'Combined scenario - input'!$D32=\"\"),\"\",I47/'Combined scenario - input'!$D32),\"\")","v":14600.626240436904},{"$f":"IFERROR(IF(OR(J47=\"\",'Combined scenario - input'!$D32=\"\"),\"\",J47/'Combined scenario - input'!$D32),\"\")","v":14062.912698348971},{"$f":"IFERROR(IF(OR(K47=\"\",'Combined scenario - input'!$D32=\"\"),\"\",K47/'Combined scenario - input'!$D32),\"\")","v":13466.912374118861},{"$f":"IFERROR(IF(OR(L47=\"\",'Combined scenario - input'!$D32=\"\"),\"\",L47/'Combined scenario - input'!$D32),\"\")","v":12824.343781159041},{"$f":"IFERROR(IF(OR(M47=\"\",'Combined scenario - input'!$D32=\"\"),\"\",M47/'Combined scenario - input'!$D32),\"\")","v":12151.192935853705},{"$f":"IFERROR(IF(OR(N47=\"\",'Combined scenario - input'!$D32=\"\"),\"\",N47/'Combined scenario - input'!$D32),\"\")","v":11465.317113223286},{"$f":"IFERROR(IF(OR(O47=\"\",'Combined scenario - input'!$D32=\"\"),\"\",O47/'Combined scenario - input'!$D32),\"\")","v":10784.602703519098},{"$f":"IFERROR(IF(OR(P47=\"\",'Combined scenario - input'!$D32=\"\"),\"\",P47/'Combined scenario - input'!$D32),\"\")","v":10125.585556108832},{"$f":"IFERROR(IF(OR(Q47=\"\",'Combined scenario - input'!$D32=\"\"),\"\",Q47/'Combined scenario - input'!$D32),\"\")","v":9502.4749045469871},{"$f":"IFERROR(IF(OR(R47=\"\",'Combined scenario - input'!$D32=\"\"),\"\",R47/'Combined scenario - input'!$D32),\"\")","v":8926.5365942424505},{"$f":"IFERROR(IF(OR(S47=\"\",'Combined scenario - input'!$D32=\"\"),\"\",S47/'Combined scenario - input'!$D32),\"\")","v":8405.7943979956963},{"$f":"IFERROR(IF(OR(T47=\"\",'Combined scenario - input'!$D32=\"\"),\"\",T47/'Combined scenario - input'!$D32),\"\")","v":7945.0052773441466},{"$f":"IFERROR(IF(OR(U47=\"\",'Combined scenario - input'!$D32=\"\"),\"\",U47/'Combined scenario - input'!$D32),\"\")","v":7545.8597905821907},{"$f":"IFERROR(IF(OR(V47=\"\",'Combined scenario - input'!$D32=\"\"),\"\",V47/'Combined scenario - input'!$D32),\"\")","v":7207.3553341610314},{"$f":"IFERROR(IF(OR(W47=\"\",'Combined scenario - input'!$D32=\"\"),\"\",W47/'Combined scenario - input'!$D32),\"\")","v":6926.2891169979066}]
[{"$f":"IFERROR('Combined scenario - input'!A33,\"\")","v":4},{"$f":"IFERROR('Combined scenario - input'!B33,\"\")","v":"SWITCHGEAR"},{"$f":"IFERROR('Combined scenario - input'!C33,\"\")","v":"˂ = 11 kv ; circuit breaker"},{"$f":"IFERROR(repcalc('Combined scenario - input'!$CV33:$GH33,'Combined scenario - input'!$G33,'Combined scenario - input'!$E33,'Combined scenario - input'!$F33,20,TRUE,TRUE),\"\")","v":9976.5564731179966},8760.3629538789537,7824.6038921356558,7112.342142440044,6576.6494238779806,6179.1933341286358,5888.8304537521344,5680.3038682598153,5533.1073551318541,5430.54698270684,5359.0050293249433,5307.3915265225469,5266.7554422269723,5230.0201900721404,5191.8060590813402,5148.3043274013235,5097.1731340954957,5037.4324757797594,4969.3438622446711,4894.2682185204894,{"$f":"IFERROR(IF(OR(D48=\"\",'Combined scenario - input'!$D33=\"\"),\"\",D48/'Combined scenario - input'!$D33),\"\")","v":125.87990891315556},{"$f":"IFERROR(IF(OR(E48=\"\",'Combined scenario - input'!$D33=\"\"),\"\",E48/'Combined scenario - input'!$D33),\"\")","v":110.53450092242286},{"$f":"IFERROR(IF(OR(F48=\"\",'Combined scenario - input'!$D33=\"\"),\"\",F48/'Combined scenario - input'!$D33),\"\")","v":98.727494589696519},{"$f":"IFERROR(IF(OR(G48=\"\",'Combined scenario - input'!$D33=\"\"),\"\",G48/'Combined scenario - input'!$D33),\"\")","v":89.740481443868362},{"$f":"IFERROR(IF(OR(H48=\"\",'Combined scenario - input'!$D33=\"\"),\"\",H48/'Combined scenario - input'!$D33),\"\")","v":82.981340571992135},{"$f":"IFERROR(IF(OR(I48=\"\",'Combined scenario - input'!$D33=\"\"),\"\",I48/'Combined scenario - input'!$D33),\"\")","v":77.966410168957992},{"$f":"IFERROR(IF(OR(J48=\"\",'Combined scenario - input'!$D33=\"\"),\"\",J48/'Combined scenario - input'!$D33),\"\")","v":74.30273593105413},{"$f":"IFERROR(IF(OR(K48=\"\",'Combined scenario - input'!$D33=\"\"),\"\",K48/'Combined scenario - input'!$D33),\"\")","v":71.671636948306556},{"$f":"IFERROR(IF(OR(L48=\"\",'Combined scenario - input'!$D33=\"\"),\"\",L48/'Combined scenario - input'!$D33),\"\")","v":69.81437450361345},{"$f":"IFERROR(IF(OR(M48=\"\",'Combined scenario - input'!$D33=\"\"),\"\",M48/'Combined scenario - input'!$D33),\"\")","v":68.520311730175834},{"$f":"IFERROR(IF(OR(N48=\"\",'Combined scenario - input'!$D33=\"\"),\"\",N48/'Combined scenario - input'!$D33),\"\")","v":67.617626059077963},{"$f":"IFERROR(IF(OR(O48=\"\",'Combined scenario - input'!$D33=\"\"),\"\",O48/'Combined scenario - input'!$D33),\"\")","v":66.966389026644862},{"$f":"IFERROR(IF(OR(P48=\"\",'Combined scenario - input'!$D33=\"\"),\"\",P48/'Combined scenario - input'!$D33),\"\")","v":66.453660350823966},{"$f":"IFERROR(IF(OR(Q48=\"\",'Combined scenario - input'!$D33=\"\"),\"\",Q48/'Combined scenario - input'!$D33),\"\")","v":65.990150701215697},{"$f":"IFERROR(IF(OR(R48=\"\",'Combined scenario - input'!$D33=\"\"),\"\",R48/'Combined scenario - input'!$D33),\"\")","v":65.507981193001214},{"$f":"IFERROR(IF(OR(S48=\"\",'Combined scenario - input'!$D33=\"\"),\"\",S48/'Combined scenario - input'!$D33),\"\")","v":64.959095008053509},{"$f":"IFERROR(IF(OR(T48=\"\",'Combined scenario - input'!$D33=\"\"),\"\",T48/'Combined scenario - input'!$D33),\"\")","v":64.313943549902447},{"$f":"IFERROR(IF(OR(U48=\"\",'Combined scenario - input'!$D33=\"\"),\"\",U48/'Combined scenario - input'!$D33),\"\")","v":63.560161556339835},{"$f":"IFERROR(IF(OR(V48=\"\",'Combined scenario - input'!$D33=\"\"),\"\",V48/'Combined scenario - input'!$D33),\"\")","v":62.701048645696304},{"$f":"IFERROR(IF(OR(W48=\"\",'Combined scenario - input'!$D33=\"\"),\"\",W48/'Combined scenario - input'!$D33),\"\")","v":61.753776386068338}]
[{"$f":"IFERROR('Combined scenario - input'!A34,\"\")","v":4},{"$f":"IFERROR('Combined scenario - input'!B34,\"\")","v":"SWITCHGEAR"},{"$f":"IFERROR('Combined scenario - input'!C34,\"\")","v":"˂ = 11 kv ; fuse"},{"$f":"IFERROR(repcalc('Combined scenario - input'!$CV34:$GH34,'Combined scenario - input'!$G34,'Combined scenario - input'!$E34,'Combined scenario - input'!$F34,20,TRUE,TRUE),\"\")","v":1703.4816217876678},1436.7887540200243,1253.1581469574594,1124.1306922055876,1030.8802846321578,961.16295295057409,907.15927722189792,863.97827670381071,828.63773459245033,799.379097011358,775.21198591485995,755.61323571901426,740.32852298160799,729.24194665849859,722.29133628903651,719.41559568531102,720.52590499483529,725.4958597453566,734.16726686887273,746.36889249112266,{"$f":"IFERROR(IF(OR(D49=\"\",'Combined scenario - input'!$D34=\"\"),\"\",D49/'Combined scenario - input'!$D34),\"\")","v":505.29101076845649},{"$f":"IFERROR(IF(OR(E49=\"\",'Combined scenario - input'!$D34=\"\"),\"\",E49/'Combined scenario - input'!$D34),\"\")","v":426.18390036850178},{"$f":"IFERROR(IF(OR(F49=\"\",'Combined scenario - input'!$D34=\"\"),\"\",F49/'Combined scenario - input'!$D34),\"\")","v":371.71492702360814},{"$f":"IFERROR(IF(OR(G49=\"\",'Combined scenario - input'!$D34=\"\"),\"\",G49/'Combined scenario - input'!$D34),\"\")","v":333.44247829590415},{"$f":"IFERROR(IF(OR(H49=\"\",'Combined scenario - input'!$D34=\"\"),\"\",H49/'Combined scenario - input'!$D34),\"\")","v":305.78230744656929},{"$f":"IFERROR(IF(OR(I49=\"\",'Combined scenario - input'!$D34=\"\"),\"\",I49/'Combined scenario - input'!$D34),\"\")","v":285.10257686250895},{"$f":"IFERROR(IF(OR(J49=\"\",'Combined scenario - input'!$D34=\"\"),\"\",J49/'Combined scenario - input'!$D34),\"\")","v":269.08387049952591},{"$f":"IFERROR(IF(OR(K49=\"\",'Combined scenario - input'!$D34=\"\"),\"\",K49/'Combined scenario - input'!$D34),\"\")","v":256.27541332645688},{"$f":"IFERROR(IF(OR(L49=\"\",'Combined scenario - input'!$D34=\"\"),\"\",L49/'Combined scenario - input'!$D34),\"\")","v":245.79261268090914},{"$f":"IFERROR(IF(OR(M49=\"\",'Combined scenario - input'!$D34=\"\"),\"\",M49/'Combined scenario - input'!$D34),\"\")","v":237.11384188117293},{"$f":"IFERROR(IF(OR(N49=\"\",'Combined scenario - input'!$D34=\"\"),\"\",N49/'Combined scenario - input'!$D34),\"\")","v":229.94533249597148},{"$f":"IFERROR(IF(OR(O49=\"\",'Combined scenario - input'!$D34=\"\"),\"\",O49/'Combined scenario - input'!$D34),\"\")","v":224.13190183162135},{"$f":"IFERROR(IF(OR(P49=\"\",'Combined scenario - input'!$D34=\"\"),\"\",P49/'Combined scenario - input'!$D34),\"\")","v":219.59811182789673},{"$f":"IFERROR(IF(OR(Q49=\"\",'Combined scenario - input'!$D34=\"\"),\"\",Q49/'Combined scenario - input'!$D34),\"\")","v":216.30958362505837},{"$f":"IFERROR(IF(OR(R49=\"\",'Combined scenario - input'!$D34=\"\"),\"\",R49/'Combined scenario - input'!$D34),\"\")","v":214.24787606442288},{"$f":"IFERROR(IF(OR(S49=\"\",'Combined scenario - input'!$D34=\"\"),\"\",S49/'Combined scenario - input'!$D34),\"\")","v":213.39486664079351},{"$f":"IFERROR(IF(OR(T49=\"\",'Combined scenario - input'!$D34=\"\"),\"\",T49/'Combined scenario - input'!$D34),\"\")","v":213.72420938573396},{"$f":"IFERROR(IF(OR(U49=\"\",'Combined scenario - input'!$D34=\"\"),\"\",U49/'Combined scenario - input'!$D34),\"\")","v":215.1984098861943},{"$f":"IFERROR(IF(OR(V49=\"\",'Combined scenario - input'!$D34=\"\"),\"\",V49/'Combined scenario - input'!$D34),\"\")","v":217.77054451575853},{"$f":"IFERROR(IF(OR(W49=\"\",'Combined scenario - input'!$D34=\"\"),\"\",W49/'Combined scenario - input'!$D34),\"\")","v":221.38982145120025}]
[{"$f":"IFERROR('Combined scenario - input'!A35,\"\")","v":4},{"$f":"IFERROR('Combined scenario - input'!B35,\"\")","v":"SWITCHGEAR"},{"$f":"IFERROR('Combined scenario - input'!C35,\"\")","v":"˂ = 11 kv ; switch"},{"$f":"IFERROR(repcalc('Combined scenario - input'!$CV35:$GH35,'Combined scenario - input'!$G35,'Combined scenario - input'!$E35,'Combined scenario - input'!$F35,20,TRUE,TRUE),\"\")","v":7520.7033083719643},7465.0047252240338,7618.4423621771612,7955.656506429993,8452.5199361724244,9086.1605126744125,9834.8433318217449,10677.79417302091,11595.030634520053,12567.248159736517,13575.787857035722,14602.693890103214,15630.852039989348,16644.18901666515,17627.90485336032,18568.708321564216,19455.027326260537,20277.17182937586,21027.434851007478,21700.126196579658,{"$f":"IFERROR(IF(OR(D50=\"\",'Combined scenario - input'!$D35=\"\"),\"\",D50/'Combined scenario - input'!$D35),\"\")","v":403.41954619507459},{"$f":"IFERROR(IF(OR(E50=\"\",'Combined scenario - input'!$D35=\"\"),\"\",E50/'Combined scenario - input'!$D35),\"\")","v":400.43180738715836},{"$f":"IFERROR(IF(OR(F50=\"\",'Combined scenario - input'!$D35=\"\"),\"\",F50/'Combined scenario - input'!$D35),\"\")","v":408.66238627463679},{"$f":"IFERROR(IF(OR(G50=\"\",'Combined scenario - input'!$D35=\"\"),\"\",G50/'Combined scenario - input'!$D35),\"\")","v":426.75095744504858},{"$f":"IFERROR(IF(OR(H50=\"\",'Combined scenario - input'!$D35=\"\"),\"\",H50/'Combined scenario - input'!$D35),\"\")","v":453.40330778101878},{"$f":"IFERROR(IF(OR(I50=\"\",'Combined scenario - input'!$D35=\"\"),\"\",I50/'Combined scenario - input'!$D35),\"\")","v":487.39254832700084},{"$f":"IFERROR(IF(OR(J50=\"\",'Combined scenario - input'!$D35=\"\"),\"\",J50/'Combined scenario - input'!$D35),\"\")","v":527.55279275630119},{"$f":"IFERROR(IF(OR(K50=\"\",'Combined scenario - input'!$D35=\"\"),\"\",K50/'Combined scenario - input'!$D35),\"\")","v":572.76968695857204},{"$f":"IFERROR(IF(OR(L50=\"\",'Combined scenario - input'!$D35=\"\"),\"\",L50/'Combined scenario - input'!$D35),\"\")","v":621.9713509358819},{"$f":"IFERROR(IF(OR(M50=\"\",'Combined scenario - input'!$D35=\"\"),\"\",M50/'Combined scenario - input'!$D35),\"\")","v":674.12226511821893},{"$f":"IFERROR(IF(OR(N50=\"\",'Combined scenario - input'!$D35=\"\"),\"\",N50/'Combined scenario - input'!$D35),\"\")","v":728.22154417783111},{"$f":"IFERROR(IF(OR(O50=\"\",'Combined scenario - input'!$D35=\"\"),\"\",O50/'Combined scenario - input'!$D35),\"\")","v":783.30601551762004},{"$f":"IFERROR(IF(OR(P50=\"\",'Combined scenario - input'!$D35=\"\"),\"\",P50/'Combined scenario - input'!$D35),\"\")","v":838.45765190541692},{"$f":"IFERROR(IF(OR(Q50=\"\",'Combined scenario - input'!$D35=\"\"),\"\",Q50/'Combined scenario - input'!$D35),\"\")","v":892.81426278490335},{"$f":"IFERROR(IF(OR(R50=\"\",'Combined scenario - input'!$D35=\"\"),\"\",R50/'Combined scenario - input'!$D35),\"\")","v":945.5819601866483},{"$f":"IFERROR(IF(OR(S50=\"\",'Combined scenario - input'!$D35=\"\"),\"\",S50/'Combined scenario - input'!$D35),\"\")","v":996.0477866711301},{"$f":"IFERROR(IF(OR(T50=\"\",'Combined scenario - input'!$D35=\"\"),\"\",T50/'Combined scenario - input'!$D35),\"\")","v":1043.5910011814844},{"$f":"IFERROR(IF(OR(U50=\"\",'Combined scenario - input'!$D35=\"\"),\"\",U50/'Combined scenario - input'!$D35),\"\")","v":1087.6918184527028},{"$f":"IFERROR(IF(OR(V50=\"\",'Combined scenario - input'!$D35=\"\"),\"\",V50/'Combined scenario - input'!$D35),\"\")","v":1127.9368268386395},{"$f":"IFERROR(IF(OR(W50=\"\",'Combined scenario - input'!$D35=\"\"),\"\",W50/'Combined scenario - input'!$D35),\"\")","v":1164.0207974771288}]
[{"$f":"IFERROR('Combined scenario - input'!A36,\"\")","v":4},{"$f":"IFERROR('Combined scenario - input'!B36,\"\")","v":"SWITCHGEAR"},{"$f":"IFERROR('Combined scenario - input'!C36,\"\")","v":"> 11 kv & < = 22 kv ; circuit breaker"},{"$f":"IFERROR(repcalc('Combined scenario - input'!$CV36:$GH36,'Combined scenario - input'!$G36,'Combined scenario - input'!$E36,'Combined scenario - input'!$F36,20,TRUE,TRUE),\"\")","v":1.2436396890159345E-4},2.2771194133813343E-4,4.095024237770406E-4,7.2332629577649861E-4,1.2550201286952156E-3,2.1391525011815195E-3,3.5821877992577543E-3,5.8940936050147696E-3,9.5301684296993944E-3,1.5144633552079349E-2,2.3656969531599504E-2,3.6331019174818062E-2,5.4865504635618588E-2,8.1492866790365825E-2,0.11908136488663834,0.17123339149561059,0.24237123596002308,0.33780034559025568,0.46373969456902397,0.62730923832216479,{"$f":"IFERROR(IF(OR(D51=\"\",'Combined scenario - input'!$D36=\"\"),\"\",D51/'Combined scenario - input'!$D36),\"\")","v":2.2792558225642378E-6},{"$f":"IFERROR(IF(OR(E51=\"\",'Combined scenario - input'!$D36=\"\"),\"\",E51/'Combined scenario - input'!$D36),\"\")","v":4.1733451637670976E-6},{"$f":"IFERROR(IF(OR(F51=\"\",'Combined scenario - input'!$D36=\"\"),\"\",F51/'Combined scenario - input'!$D36),\"\")","v":7.5050739534256597E-6},{"$f":"IFERROR(IF(OR(G51=\"\",'Combined scenario - input'!$D36=\"\"),\"\",G51/'Combined scenario - input'!$D36),\"\")","v":1.3256618342302542E-5},{"$f":"IFERROR(IF(OR(H51=\"\",'Combined scenario - input'!$D36=\"\"),\"\",H51/'Combined scenario - input'!$D36),\"\")","v":2.3001130962838209E-5},{"$f":"IFERROR(IF(OR(I51=\"\",'Combined scenario - input'!$D36=\"\"),\"\",I51/'Combined scenario - input'!$D36),\"\")","v":3.9204890586346991E-5},{"$f":"IFERROR(IF(OR(J51=\"\",'Combined scenario - input'!$D36=\"\"),\"\",J51/'Combined scenario - input'!$D36),\"\")","v":6.5651832046606526E-5},{"$f":"IFERROR(IF(OR(K51=\"\",'Combined scenario - input'!$D36=\"\"),\"\",K51/'Combined scenario - input'!$D36),\"\")","v":1.0802282434873645E-4},{"$f":"IFERROR(IF(OR(L51=\"\",'Combined scenario - input'!$D36=\"\"),\"\",L51/'Combined scenario - input'!$D36),\"\")","v":1.7466226010041651E-4},{"$f":"IFERROR(IF(OR(M51=\"\",'Combined scenario - input'!$D36=\"\"),\"\",M51/'Combined scenario - input'!$D36),\"\")","v":2.7756024923498795E-4},{"$f":"IFERROR(IF(OR(N51=\"\",'Combined scenario - input'!$D36=\"\"),\"\",N51/'Combined scenario - input'!$D36),\"\")","v":4.3356838821852743E-4},{"$f":"IFERROR(IF(OR(O51=\"\",'Combined scenario - input'!$D36=\"\"),\"\",O51/'Combined scenario - input'!$D36),\"\")","v":6.6584950388179549E-4},{"$f":"IFERROR(IF(OR(P51=\"\",'Combined scenario - input'!$D36=\"\"),\"\",P51/'Combined scenario - input'!$D36),\"\")","v":1.0055365875112127E-3},{"$f":"IFERROR(IF(OR(Q51=\"\",'Combined scenario - input'!$D36=\"\"),\"\",Q51/'Combined scenario - input'!$D36),\"\")","v":1.4935442537731137E-3},{"$f":"IFERROR(IF(OR(R51=\"\",'Combined scenario - input'!$D36=\"\"),\"\",R51/'Combined scenario - input'!$D36),\"\")","v":2.1824399516513775E-3},{"$f":"IFERROR(IF(OR(S51=\"\",'Combined scenario - input'!$D36=\"\"),\"\",S51/'Combined scenario - input'!$D36),\"\")","v":3.1382458121179458E-3},{"$f":"IFERROR(IF(OR(T51=\"\",'Combined scenario - input'!$D36=\"\"),\"\",T51/'Combined scenario - input'!$D36),\"\")","v":4.4420104606109536E-3},{"$f":"IFERROR(IF(OR(U51=\"\",'Combined scenario - input'!$D36=\"\"),\"\",U51/'Combined scenario - input'!$D36),\"\")","v":6.1909684239816586E-3},{"$f":"IFERROR(IF(OR(V51=\"\",'Combined scenario - input'!$D36=\"\"),\"\",V51/'Combined scenario - input'!$D36),\"\")","v":8.4990967105349931E-3},{"$f":"IFERROR(IF(OR(W51=\"\",'Combined scenario - input'!$D36=\"\"),\"\",W51/'Combined scenario - input'!$D36),\"\")","v":1.1496884882513681E-2}]
[{"$f":"IFERROR('Combined scenario - input'!A37,\"\")","v":4},{"$f":"IFERROR('Combined scenario - input'!B37,\"\")","v":"SWITCHGEAR"},{"$f":"IFERROR('Combined scenario - input'!C37,\"\")","v":"> 11 kv & < = 22 kv ; switch"},{"$f":"IFERROR(repcalc('Combined scenario - input'!$CV37:$GH37,'Combined scenario - input'!$G37,'Combined scenario - input'!$E37,'Combined scenario - input'!$F37,20,TRUE,TRUE),\"\")","v":0.27967969879655713},0.36602104596691776,0.47209759440587318,0.60013915375874949,0.75193917083869943,0.92863069788985719,1.1304609995512387,1.3565869551473171,1.6049165802549712,1.8720227522595529,2.1531529659004294,2.4423533909340858,2.7327168223371068,3.0167529563592468,3.2868668908630796,3.5359192537346726,3.7578304523574642,3.9481836471137934,4.1047772858656035,4.228078987414488,{"$f":"IFERROR(IF(OR(D52=\"\",'Combined scenario - input'!$D37=\"\"),\"\",D52/'Combined scenario - input'!$D37),\"\")","v":2.2422796353528847E-2},{"$f":"IFERROR(IF(OR(E52=\"\",'Combined scenario - input'!$D37=\"\"),\"\",E52/'Combined scenario - input'!$D37),\"\")","v":2.9345052251332191E-2},{"$f":"IFERROR(IF(OR(F52=\"\",'Combined scenario - input'!$D37=\"\"),\"\",F52/'Combined scenario - input'!$D37),\"\")","v":3.7849540970987576E-2},{"$f":"IFERROR(IF(OR(G52=\"\",'Combined scenario - input'!$D37=\"\"),\"\",G52/'Combined scenario - input'!$D37),\"\")","v":4.8115033327106933E-2},{"$f":"IFERROR(IF(OR(H52=\"\",'Combined scenario - input'!$D37=\"\"),\"\",H52/'Combined scenario - input'!$D37),\"\")","v":6.0285315561005776E-2},{"$f":"IFERROR(IF(OR(I52=\"\",'Combined scenario - input'!$D37=\"\"),\"\",I52/'Combined scenario - input'!$D37),\"\")","v":7.445122801553862E-2},{"$f":"IFERROR(IF(OR(J52=\"\",'Combined scenario - input'!$D37=\"\"),\"\",J52/'Combined scenario - input'!$D37),\"\")","v":9.0632594670314787E-2},{"$f":"IFERROR(IF(OR(K52=\"\",'Combined scenario - input'!$D37=\"\"),\"\",K52/'Combined scenario - input'!$D37),\"\")","v":0.10876181990330618},{"$f":"IFERROR(IF(OR(L52=\"\",'Combined scenario - input'!$D37=\"\"),\"\",L52/'Combined scenario - input'!$D37),\"\")","v":0.1286711827791133},{"$f":"IFERROR(IF(OR(M52=\"\",'Combined scenario - input'!$D37=\"\"),\"\",M52/'Combined scenario - input'!$D37),\"\")","v":0.15008592015690939},{"$f":"IFERROR(IF(OR(N52=\"\",'Combined scenario - input'!$D37=\"\"),\"\",N52/'Combined scenario - input'!$D37),\"\")","v":0.17262500882304402},{"$f":"IFERROR(IF(OR(O52=\"\",'Combined scenario - input'!$D37=\"\"),\"\",O52/'Combined scenario - input'!$D37),\"\")","v":0.19581111158197437},{"$f":"IFERROR(IF(OR(P52=\"\",'Combined scenario - input'!$D37=\"\"),\"\",P52/'Combined scenario - input'!$D37),\"\")","v":0.2190904561996822},{"$f":"IFERROR(IF(OR(Q52=\"\",'Combined scenario - input'!$D37=\"\"),\"\",Q52/'Combined scenario - input'!$D37),\"\")","v":0.24186252159315536},{"$f":"IFERROR(IF(OR(R52=\"\",'Combined scenario - input'!$D37=\"\"),\"\",R52/'Combined scenario - input'!$D37),\"\")","v":0.26351840069947408},{"$f":"IFERROR(IF(OR(S52=\"\",'Combined scenario - input'!$D37=\"\"),\"\",S52/'Combined scenario - input'!$D37),\"\")","v":0.28348570772270248},{"$f":"IFERROR(IF(OR(T52=\"\",'Combined scenario - input'!$D37=\"\"),\"\",T52/'Combined scenario - input'!$D37),\"\")","v":0.30127702270443757},{"$f":"IFERROR(IF(OR(U52=\"\",'Combined scenario - input'!$D37=\"\"),\"\",U52/'Combined scenario - input'!$D37),\"\")","v":0.31653823379566365},{"$f":"IFERROR(IF(OR(V52=\"\",'Combined scenario - input'!$D37=\"\"),\"\",V52/'Combined scenario - input'!$D37),\"\")","v":0.32909283567452235},{"$f":"IFERROR(IF(OR(W52=\"\",'Combined scenario - input'!$D37=\"\"),\"\",W52/'Combined scenario - input'!$D37),\"\")","v":0.33897831880315432}]
[{"$f":"IFERROR('Combined scenario - input'!A38,\"\")","v":4},{"$f":"IFERROR('Combined scenario - input'!B38,\"\")","v":"SWITCHGEAR"},{"$f":"IFERROR('Combined scenario - input'!C38,\"\")","v":"> 22 kv & < = 33 kv ; circuit breaker"},{"$f":"IFERROR(repcalc('Combined scenario - input'!$CV38:$GH38,'Combined scenario - input'!$G38,'Combined scenario - input'!$E38,'Combined scenario - input'!$F38,20,TRUE,TRUE),\"\")","v":5022.1351406780595},4841.6092500478835,4626.8037322831751,4382.3008850559399,4113.3539898612698,3825.759273942243,3525.6770024158959,3219.4143788451679,2913.1902662353837,2612.9053772019906,2323.9410146650157,2051.0050153948469,1798.0363009249422,1568.1708469551752,1363.7635271818103,1186.4535653766941,1037.25722108692,916.67028419001485,824.76485643800015,761.26917589750178,{"$f":"IFERROR(IF(OR(D53=\"\",'Combined scenario - input'!$D38=\"\"),\"\",D53/'Combined scenario - input'!$D38),\"\")","v":22.607814446410941},{"$f":"IFERROR(IF(OR(E53=\"\",'Combined scenario - input'!$D38=\"\"),\"\",E53/'Combined scenario - input'!$D38),\"\")","v":21.795152954074226},{"$f":"IFERROR(IF(OR(F53=\"\",'Combined scenario - input'!$D38=\"\"),\"\",F53/'Combined scenario - input'!$D38),\"\")","v":20.82817712573479},{"$f":"IFERROR(IF(OR(G53=\"\",'Combined scenario - input'!$D38=\"\"),\"\",G53/'Combined scenario - input'!$D38),\"\")","v":19.727514788522935},{"$f":"IFERROR(IF(OR(H53=\"\",'Combined scenario - input'!$D38=\"\"),\"\",H53/'Combined scenario - input'!$D38),\"\")","v":18.516814293179731},{"$f":"IFERROR(IF(OR(I53=\"\",'Combined scenario - input'!$D38=\"\"),\"\",I53/'Combined scenario - input'!$D38),\"\")","v":17.222168133501167},{"$f":"IFERROR(IF(OR(J53=\"\",'Combined scenario - input'!$D38=\"\"),\"\",J53/'Combined scenario - input'!$D38),\"\")","v":15.871307568564397},{"$f":"IFERROR(IF(OR(K53=\"\",'Combined scenario - input'!$D38=\"\"),\"\",K53/'Combined scenario - input'!$D38),\"\")","v":14.492625320554801},{"$f":"IFERROR(IF(OR(L53=\"\",'Combined scenario - input'!$D38=\"\"),\"\",L53/'Combined scenario - input'!$D38),\"\")","v":13.11411643479747},{"$f":"IFERROR(IF(OR(M53=\"\",'Combined scenario - input'!$D38=\"\"),\"\",M53/'Combined scenario - input'!$D38),\"\")","v":11.762343759996156},{"$f":"IFERROR(IF(OR(N53=\"\",'Combined scenario - input'!$D38=\"\"),\"\",N53/'Combined scenario - input'!$D38),\"\")","v":10.46153195249483},{"$f":"IFERROR(IF(OR(O53=\"\",'Combined scenario - input'!$D38=\"\"),\"\",O53/'Combined scenario - input'!$D38),\"\")","v":9.2328739705010161},{"$f":"IFERROR(IF(OR(P53=\"\",'Combined scenario - input'!$D38=\"\"),\"\",P53/'Combined scenario - input'!$D38),\"\")","v":8.0941013972264226},{"$f":"IFERROR(IF(OR(Q53=\"\",'Combined scenario - input'!$D38=\"\"),\"\",Q53/'Combined scenario - input'!$D38),\"\")","v":7.0593312475950309},{"$f":"IFERROR(IF(OR(R53=\"\",'Combined scenario - input'!$D38=\"\"),\"\",R53/'Combined scenario - input'!$D38),\"\")","v":6.1391643011714239},{"$f":"IFERROR(IF(OR(S53=\"\",'Combined scenario - input'!$D38=\"\"),\"\",S53/'Combined scenario - input'!$D38),\"\")","v":5.3409797434677335},{"$f":"IFERROR(IF(OR(T53=\"\",'Combined scenario - input'!$D38=\"\"),\"\",T53/'Combined scenario - input'!$D38),\"\")","v":4.6693524030432281},{"$f":"IFERROR(IF(OR(U53=\"\",'Combined scenario - input'!$D38=\"\"),\"\",U53/'Combined scenario - input'!$D38),\"\")","v":4.1265141444817068},{"$f":"IFERROR(IF(OR(V53=\"\",'Combined scenario - input'!$D38=\"\"),\"\",V53/'Combined scenario - input'!$D38),\"\")","v":3.7127895434836056},{"$f":"IFERROR(IF(OR(W53=\"\",'Combined scenario - input'!$D38=\"\"),\"\",W53/'Combined scenario - input'!$D38),\"\")","v":3.426955227281919}]
[{"$f":"IFERROR('Combined scenario - input'!A39,\"\")","v":4},{"$f":"IFERROR('Combined scenario - input'!B39,\"\")","v":"SWITCHGEAR"},{"$f":"IFERROR('Combined scenario - input'!C39,\"\")","v":"> 22 kv & < = 33 kv ; switch"},{"$f":"IFERROR(repcalc('Combined scenario - input'!$CV39:$GH39,'Combined scenario - input'!$G39,'Combined scenario - input'!$E39,'Combined scenario - input'!$F39,20,TRUE,TRUE),\"\")","v":682.94038306881669},763.83949508411661,846.12219156136086,928.15898648334564,1008.1201731024645,1084.0351002291507,1153.8690381801318,1215.6142125957711,1267.3896726979865,1307.5430839983251,1334.7465503795247,1348.0783771191777,1347.0833898657702,1331.8060086726555,1302.792596636227,1261.0624017406926,1208.0493519632214,1145.5196824070167,1075.4725308133875,1000.0319744257758,{"$f":"IFERROR(IF(OR(D54=\"\",'Combined scenario - input'!$D39=\"\"),\"\",D54/'Combined scenario - input'!$D39),\"\")","v":32.790383994028261},{"$f":"IFERROR(IF(OR(E54=\"\",'Combined scenario - input'!$D39=\"\"),\"\",E54/'Combined scenario - input'!$D39),\"\")","v":36.674636578181406},{"$f":"IFERROR(IF(OR(F54=\"\",'Combined scenario - input'!$D39=\"\"),\"\",F54/'Combined scenario - input'!$D39),\"\")","v":40.625319947392924},{"$f":"IFERROR(IF(OR(G54=\"\",'Combined scenario - input'!$D39=\"\"),\"\",G54/'Combined scenario - input'!$D39),\"\")","v":44.564196712951194},{"$f":"IFERROR(IF(OR(H54=\"\",'Combined scenario - input'!$D39=\"\"),\"\",H54/'Combined scenario - input'!$D39),\"\")","v":48.403416180508813},{"$f":"IFERROR(IF(OR(I54=\"\",'Combined scenario - input'!$D39=\"\"),\"\",I54/'Combined scenario - input'!$D39),\"\")","v":52.048360414406723},{"$f":"IFERROR(IF(OR(J54=\"\",'Combined scenario - input'!$D39=\"\"),\"\",J54/'Combined scenario - input'!$D39),\"\")","v":55.401334843797109},{"$f":"IFERROR(IF(OR(K54=\"\",'Combined scenario - input'!$D39=\"\"),\"\",K54/'Combined scenario - input'!$D39),\"\")","v":58.365939118286242},{"$f":"IFERROR(IF(OR(L54=\"\",'Combined scenario - input'!$D39=\"\"),\"\",L54/'Combined scenario - input'!$D39),\"\")","v":60.851862136325231},{"$f":"IFERROR(IF(OR(M54=\"\",'Combined scenario - input'!$D39=\"\"),\"\",M54/'Combined scenario - input'!$D39),\"\")","v":62.779769473261233},{"$f":"IFERROR(IF(OR(N54=\"\",'Combined scenario - input'!$D39=\"\"),\"\",N54/'Combined scenario - input'!$D39),\"\")","v":64.085904138486157},{"$f":"IFERROR(IF(OR(O54=\"\",'Combined scenario - input'!$D39=\"\"),\"\",O54/'Combined scenario - input'!$D39),\"\")","v":64.726012307475528},{"$f":"IFERROR(IF(OR(P54=\"\",'Combined scenario - input'!$D39=\"\"),\"\",P54/'Combined scenario - input'!$D39),\"\")","v":64.678239449233061},{"$f":"IFERROR(IF(OR(Q54=\"\",'Combined scenario - input'!$D39=\"\"),\"\",Q54/'Combined scenario - input'!$D39),\"\")","v":63.944718327675815},{"$f":"IFERROR(IF(OR(R54=\"\",'Combined scenario - input'!$D39=\"\"),\"\",R54/'Combined scenario - input'!$D39),\"\")","v":62.55168176806211},{"$f":"IFERROR(IF(OR(S54=\"\",'Combined scenario - input'!$D39=\"\"),\"\",S54/'Combined scenario - input'!$D39),\"\")","v":60.548067472153164},{"$f":"IFERROR(IF(OR(T54=\"\",'Combined scenario - input'!$D39=\"\"),\"\",T54/'Combined scenario - input'!$D39),\"\")","v":58.002723395285692},{"$f":"IFERROR(IF(OR(U54=\"\",'Combined scenario - input'!$D39=\"\"),\"\",U54/'Combined scenario - input'!$D39),\"\")","v":55.000452733600362},{"$f":"IFERROR(IF(OR(V54=\"\",'Combined scenario - input'!$D39=\"\"),\"\",V54/'Combined scenario - input'!$D39),\"\")","v":51.637241162889126},{"$f":"IFERROR(IF(OR(W54=\"\",'Combined scenario - input'!$D39=\"\"),\"\",W54/'Combined scenario - input'!$D39),\"\")","v":48.015073146469945}]
[{"$f":"IFERROR('Combined scenario - input'!A40,\"\")","v":4},{"$f":"IFERROR('Combined scenario - input'!B40,\"\")","v":"SWITCHGEAR"},{"$f":"IFERROR('Combined scenario - input'!C40,\"\")","v":"> 33 kv & < = 66 kv ; circuit breaker"},{"$f":"IFERROR(repcalc('Combined scenario - input'!$CV40:$GH40,'Combined scenario - input'!$G40,'Combined scenario - input'!$E40,'Combined scenario - input'!$F40,20,TRUE,TRUE),\"\")","v":0.42884548219204244},0.5537178877685589,0.7010318807781819,0.87038473619470247,1.0599915410156724,1.2666303670508063,1.4857972970866591,1.7121260896489674,1.9401084183622832,2.165123190924922,2.3847501388386454,2.6003074705521581,2.8185200906695371,3.0531975131594602,3.3267819256852214,3.6716183629022785,4.1308008534288829,4.7584601077002953,5.6193788304449788,6.7878490305453099,{"$f":"IFERROR(IF(OR(D55=\"\",'Combined scenario - input'!$D40=\"\"),\"\",D55/'Combined scenario - input'!$D40),\"\")","v":1.9958549060144305E-2},{"$f":"IFERROR(IF(OR(E55=\"\",'Combined scenario - input'!$D40=\"\"),\"\",E55/'Combined scenario - input'!$D40),\"\")","v":2.5770134203161089E-2},{"$f":"IFERROR(IF(OR(F55=\"\",'Combined scenario - input'!$D40=\"\"),\"\",F55/'Combined scenario - input'!$D40),\"\")","v":3.2626155028423434E-2},{"$f":"IFERROR(IF(OR(G55=\"\",'Combined scenario - input'!$D40=\"\"),\"\",G55/'Combined scenario - input'!$D40),\"\")","v":4.0507868637784786E-2},{"$f":"IFERROR(IF(OR(H55=\"\",'Combined scenario - input'!$D40=\"\"),\"\",H55/'Combined scenario - input'!$D40),\"\")","v":4.9332204845812938E-2},{"$f":"IFERROR(IF(OR(I55=\"\",'Combined scenario - input'!$D40=\"\"),\"\",I55/'Combined scenario - input'!$D40),\"\")","v":5.8949214511093667E-2},{"$f":"IFERROR(IF(OR(J55=\"\",'Combined scenario - input'!$D40=\"\"),\"\",J55/'Combined scenario - input'!$D40),\"\")","v":6.9149284482969781E-2},{"$f":"IFERROR(IF(OR(K55=\"\",'Combined scenario - input'!$D40=\"\"),\"\",K55/'Combined scenario - input'!$D40),\"\")","v":7.9682668878179971E-2},{"$f":"IFERROR(IF(OR(L55=\"\",'Combined scenario - input'!$D40=\"\"),\"\",L55/'Combined scenario - input'!$D40),\"\")","v":9.0293009155550608E-2},{"$f":"IFERROR(IF(OR(M55=\"\",'Combined scenario - input'!$D40=\"\"),\"\",M55/'Combined scenario - input'!$D40),\"\")","v":0.10076523881387199},{"$f":"IFERROR(IF(OR(N55=\"\",'Combined scenario - input'!$D40=\"\"),\"\",N55/'Combined scenario - input'!$D40),\"\")","v":0.11098671810394144},{"$f":"IFERROR(IF(OR(O55=\"\",'Combined scenario - input'!$D40=\"\"),\"\",O55/'Combined scenario - input'!$D40),\"\")","v":0.12101879669385032},{"$f":"IFERROR(IF(OR(P55=\"\",'Combined scenario - input'!$D40=\"\"),\"\",P55/'Combined scenario - input'!$D40),\"\")","v":0.13117445290338695},{"$f":"IFERROR(IF(OR(Q55=\"\",'Combined scenario - input'!$D40=\"\"),\"\",Q55/'Combined scenario - input'!$D40),\"\")","v":0.14209638409905212},{"$f":"IFERROR(IF(OR(R55=\"\",'Combined scenario - input'!$D40=\"\"),\"\",R55/'Combined scenario - input'!$D40),\"\")","v":0.15482905389791676},{"$f":"IFERROR(IF(OR(S55=\"\",'Combined scenario - input'!$D40=\"\"),\"\",S55/'Combined scenario - input'!$D40),\"\")","v":0.17087780627078183},{"$f":"IFERROR(IF(OR(T55=\"\",'Combined scenario - input'!$D40=\"\"),\"\",T55/'Combined scenario - input'!$D40),\"\")","v":0.19224824538066723},{"$f":"IFERROR(IF(OR(U55=\"\",'Combined scenario - input'!$D40=\"\"),\"\",U55/'Combined scenario - input'!$D40),\"\")","v":0.22145962462942831},{"$f":"IFERROR(IF(OR(V55=\"\",'Combined scenario - input'!$D40=\"\"),\"\",V55/'Combined scenario - input'!$D40),\"\")","v":0.26152694322834946},{"$f":"IFERROR(IF(OR(W55=\"\",'Combined scenario - input'!$D40=\"\"),\"\",W55/'Combined scenario - input'!$D40),\"\")","v":0.31590776518504593}]
[{"$f":"IFERROR('Combined scenario - input'!A41,\"\")","v":4},{"$f":"IFERROR('Combined scenario - input'!B41,\"\")","v":"SWITCHGEAR"},{"$f":"IFERROR('Combined scenario - input'!C41,\"\")","v":"> 33 kv & < = 66 kv ; switch"},{"$f":"IFERROR(repcalc('Combined scenario - input'!$CV41:$GH41,'Combined scenario - input'!$G41,'Combined scenario - input'!$E41,'Combined scenario - input'!$F41,20,TRUE,TRUE),\"\")","v":75.268931474805612},80.497939538762765,85.4376297618781,90.114985426671552,94.595701248759397,98.981263331564634,103.40264783338992,108.01094424224868,112.96546460969917,118.4201070334035,124.50889144916719,131.3316771564248,138.94110727291903,147.33180850793639,156.43280544096828,166.10398313286115,176.13724398727453,186.26274880078572,196.1603079977416,205.47560748477707,{"$f":"IFERROR(IF(OR(D56=\"\",'Combined scenario - input'!$D41=\"\"),\"\",D56/'Combined scenario - input'!$D41),\"\")","v":2.5497983345681368},{"$f":"IFERROR(IF(OR(E56=\"\",'Combined scenario - input'!$D41=\"\"),\"\",E56/'Combined scenario - input'!$D41),\"\")","v":2.7269353789193529},{"$f":"IFERROR(IF(OR(F56=\"\",'Combined scenario - input'!$D41=\"\"),\"\",F56/'Combined scenario - input'!$D41),\"\")","v":2.8942715381738249},{"$f":"IFERROR(IF(OR(G56=\"\",'Combined scenario - input'!$D41=\"\"),\"\",G56/'Combined scenario - input'!$D41),\"\")","v":3.0527208937125736},{"$f":"IFERROR(IF(OR(H56=\"\",'Combined scenario - input'!$D41=\"\"),\"\",H56/'Combined scenario - input'!$D41),\"\")","v":3.2045089092586276},{"$f":"IFERROR(IF(OR(I56=\"\",'Combined scenario - input'!$D41=\"\"),\"\",I56/'Combined scenario - input'!$D41),\"\")","v":3.3530735118878674},{"$f":"IFERROR(IF(OR(J56=\"\",'Combined scenario - input'!$D41=\"\"),\"\",J56/'Combined scenario - input'!$D41),\"\")","v":3.5028516290783984},{"$f":"IFERROR(IF(OR(K56=\"\",'Combined scenario - input'!$D41=\"\"),\"\",K56/'Combined scenario - input'!$D41),\"\")","v":3.6589615442621617},{"$f":"IFERROR(IF(OR(L56=\"\",'Combined scenario - input'!$D41=\"\"),\"\",L56/'Combined scenario - input'!$D41),\"\")","v":3.8268000871241359},{"$f":"IFERROR(IF(OR(M56=\"\",'Combined scenario - input'!$D41=\"\"),\"\",M56/'Combined scenario - input'!$D41),\"\")","v":4.0115806851093945},{"$f":"IFERROR(IF(OR(N56=\"\",'Combined scenario - input'!$D41=\"\"),\"\",N56/'Combined scenario - input'!$D41),\"\")","v":4.2178433762179477},{"$f":"IFERROR(IF(OR(O56=\"\",'Combined scenario - input'!$D41=\"\"),\"\",O56/'Combined scenario - input'!$D41),\"\")","v":4.4489709781728637},{"$f":"IFERROR(IF(OR(P56=\"\",'Combined scenario - input'!$D41=\"\"),\"\",P56/'Combined scenario - input'!$D41),\"\")","v":4.7067468208463321},{"$f":"IFERROR(IF(OR(Q56=\"\",'Combined scenario - input'!$D41=\"\"),\"\",Q56/'Combined scenario - input'!$D41),\"\")","v":4.9909888794979471},{"$f":"IFERROR(IF(OR(R56=\"\",'Combined scenario - input'!$D41=\"\"),\"\",R56/'Combined scenario - input'!$D41),\"\")","v":5.2992928020868044},{"$f":"IFERROR(IF(OR(S56=\"\",'Combined scenario - input'!$D41=\"\"),\"\",S56/'Combined scenario - input'!$D41),\"\")","v":5.6269120772502239},{"$f":"IFERROR(IF(OR(T56=\"\",'Combined scenario - input'!$D41=\"\"),\"\",T56/'Combined scenario - input'!$D41),\"\")","v":5.9667972239582534},{"$f":"IFERROR(IF(OR(U56=\"\",'Combined scenario - input'!$D41=\"\"),\"\",U56/'Combined scenario - input'!$D41),\"\")","v":6.3098072123329976},{"$f":"IFERROR(IF(OR(V56=\"\",'Combined scenario - input'!$D41=\"\"),\"\",V56/'Combined scenario - input'!$D41),\"\")","v":6.645095351306181},{"$f":"IFERROR(IF(OR(W56=\"\",'Combined scenario - input'!$D41=\"\"),\"\",W56/'Combined scenario - input'!$D41),\"\")","v":6.9606589530825254}]
[{"$f":"IFERROR('Combined scenario - input'!A42,\"\")","v":4},{"$f":"IFERROR('Combined scenario - input'!B42,\"\")","v":"SWITCHGEAR"},{"$f":"IFERROR('Combined scenario - input'!C42,\"\")","v":"> 66 kv & < = 132 kv ; circuit breaker"},{"$f":"IFERROR(repcalc('Combined scenario - input'!$CV42:$GH42,'Combined scenario - input'!$G42,'Combined scenario - input'!$E42,'Combined scenario - input'!$F42,20,TRUE,TRUE),\"\")","v":480.51465523125034},347.24126717272429,257.60648492307178,198.19989988810158,159.5452482955061,135.13341160218891,120.68020226312268,113.57183197351858,112.45793000350731,116.95526226950017,127.43132187991419,144.84351052030985,170.61553885162638,206.5374595751189,254.67932090178201,317.31090319507518,396.82157929887683,495.63525990411006,616.11591403909665,760.45958126521384,{"$f":"IFERROR(IF(OR(D57=\"\",'Combined scenario - input'!$D42=\"\"),\"\",D57/'Combined scenario - input'!$D42),\"\")","v":2.5408123054901499},{"$f":"IFERROR(IF(OR(E57=\"\",'Combined scenario - input'!$D42=\"\"),\"\",E57/'Combined scenario - input'!$D42),\"\")","v":1.8361040084861742},{"$f":"IFERROR(IF(OR(F57=\"\",'Combined scenario - input'!$D42=\"\"),\"\",F57/'Combined scenario - input'!$D42),\"\")","v":1.3621431099777954},{"$f":"IFERROR(IF(OR(G57=\"\",'Combined scenario - input'!$D42=\"\"),\"\",G57/'Combined scenario - input'!$D42),\"\")","v":1.0480195330155944},{"$f":"IFERROR(IF(OR(H57=\"\",'Combined scenario - input'!$D42=\"\"),\"\",H57/'Combined scenario - input'!$D42),\"\")","v":0.84362573698530485},{"$f":"IFERROR(IF(OR(I57=\"\",'Combined scenario - input'!$D42=\"\"),\"\",I57/'Combined scenario - input'!$D42),\"\")","v":0.71454352399817767},{"$f":"IFERROR(IF(OR(J57=\"\",'Combined scenario - input'!$D42=\"\"),\"\",J57/'Combined scenario - input'!$D42),\"\")","v":0.63811944048120028},{"$f":"IFERROR(IF(OR(K57=\"\",'Combined scenario - input'!$D42=\"\"),\"\",K57/'Combined scenario - input'!$D42),\"\")","v":0.60053258541407506},{"$f":"IFERROR(IF(OR(L57=\"\",'Combined scenario - input'!$D42=\"\"),\"\",L57/'Combined scenario - input'!$D42),\"\")","v":0.59464261764368043},{"$f":"IFERROR(IF(OR(M57=\"\",'Combined scenario - input'!$D42=\"\"),\"\",M57/'Combined scenario - input'!$D42),\"\")","v":0.61842311432346075},{"$f":"IFERROR(IF(OR(N57=\"\",'Combined scenario - input'!$D42=\"\"),\"\",N57/'Combined scenario - input'!$D42),\"\")","v":0.67381726491056071},{"$f":"IFERROR(IF(OR(O57=\"\",'Combined scenario - input'!$D42=\"\"),\"\",O57/'Combined scenario - input'!$D42),\"\")","v":0.76588751226179252},{"$f":"IFERROR(IF(OR(P57=\"\",'Combined scenario - input'!$D42=\"\"),\"\",P57/'Combined scenario - input'!$D42),\"\")","v":0.90216199631501315},{"$f":"IFERROR(IF(OR(Q57=\"\",'Combined scenario - input'!$D42=\"\"),\"\",Q57/'Combined scenario - input'!$D42),\"\")","v":1.0921059599744916},{"$f":"IFERROR(IF(OR(R57=\"\",'Combined scenario - input'!$D42=\"\"),\"\",R57/'Combined scenario - input'!$D42),\"\")","v":1.3466651754663044},{"$f":"IFERROR(IF(OR(S57=\"\",'Combined scenario - input'!$D42=\"\"),\"\",S57/'Combined scenario - input'!$D42),\"\")","v":1.677841536625432},{"$f":"IFERROR(IF(OR(T57=\"\",'Combined scenario - input'!$D42=\"\"),\"\",T57/'Combined scenario - input'!$D42),\"\")","v":2.0982693051919425},{"$f":"IFERROR(IF(OR(U57=\"\",'Combined scenario - input'!$D42=\"\"),\"\",U57/'Combined scenario - input'!$D42),\"\")","v":2.6207653683176813},{"$f":"IFERROR(IF(OR(V57=\"\",'Combined scenario - input'!$D42=\"\"),\"\",V57/'Combined scenario - input'!$D42),\"\")","v":3.257829660253492},{"$f":"IFERROR(IF(OR(W57=\"\",'Combined scenario - input'!$D42=\"\"),\"\",W57/'Combined scenario - input'!$D42),\"\")","v":4.0210741563681696}]
[{"$f":"IFERROR('Combined scenario - input'!A43,\"\")","v":4},{"$f":"IFERROR('Combined scenario - input'!B43,\"\")","v":"SWITCHGEAR"},{"$f":"IFERROR('Combined scenario - input'!C43,\"\")","v":"> 66 kv & < = 132 kv ; switch"},{"$f":"IFERROR(repcalc('Combined scenario - input'!$CV43:$GH43,'Combined scenario - input'!$G43,'Combined scenario - input'!$E43,'Combined scenario - input'!$F43,20,TRUE,TRUE),\"\")","v":1306.5658379501458},1348.249315049527,1382.9034526409835,1410.4314888503159,1430.8210523776679,1444.1372350378999,1450.5233822197465,1450.2075027581973,1443.5106022191503,1430.8524658109457,1412.7506297646271,1389.8094611555086,1362.6982049086103,1332.1191932960576,1298.769706713904,1263.3027853996955,1226.2932629357765,1188.2152140204389,1149.4358555979011,1110.2288744946277,{"$f":"IFERROR(IF(OR(D58=\"\",'Combined scenario - input'!$D43=\"\"),\"\",D58/'Combined scenario - input'!$D43),\"\")","v":19.087767424626517},{"$f":"IFERROR(IF(OR(E58=\"\",'Combined scenario - input'!$D43=\"\"),\"\",E58/'Combined scenario - input'!$D43),\"\")","v":19.696726034451345},{"$f":"IFERROR(IF(OR(F58=\"\",'Combined scenario - input'!$D43=\"\"),\"\",F58/'Combined scenario - input'!$D43),\"\")","v":20.20299223201587},{"$f":"IFERROR(IF(OR(G58=\"\",'Combined scenario - input'!$D43=\"\"),\"\",G58/'Combined scenario - input'!$D43),\"\")","v":20.605152412206102},{"$f":"IFERROR(IF(OR(H58=\"\",'Combined scenario - input'!$D43=\"\"),\"\",H58/'Combined scenario - input'!$D43),\"\")","v":20.903025841309638},{"$f":"IFERROR(IF(OR(I58=\"\",'Combined scenario - input'!$D43=\"\"),\"\",I58/'Combined scenario - input'!$D43),\"\")","v":21.097563452978047},{"$f":"IFERROR(IF(OR(J58=\"\",'Combined scenario - input'!$D43=\"\"),\"\",J58/'Combined scenario - input'!$D43),\"\")","v":21.190859396133703},{"$f":"IFERROR(IF(OR(K58=\"\",'Combined scenario - input'!$D43=\"\"),\"\",K58/'Combined scenario - input'!$D43),\"\")","v":21.186244677517053},{"$f":"IFERROR(IF(OR(L58=\"\",'Combined scenario - input'!$D43=\"\"),\"\",L58/'Combined scenario - input'!$D43),\"\")","v":21.088408903580294},{"$f":"IFERROR(IF(OR(M58=\"\",'Combined scenario - input'!$D43=\"\"),\"\",M58/'Combined scenario - input'!$D43),\"\")","v":20.903484763693033},{"$f":"IFERROR(IF(OR(N58=\"\",'Combined scenario - input'!$D43=\"\"),\"\",N58/'Combined scenario - input'!$D43),\"\")","v":20.639033002920733},{"$f":"IFERROR(IF(OR(O58=\"\",'Combined scenario - input'!$D43=\"\"),\"\",O58/'Combined scenario - input'!$D43),\"\")","v":20.303882887908539},{"$f":"IFERROR(IF(OR(P58=\"\",'Combined scenario - input'!$D43=\"\"),\"\",P58/'Combined scenario - input'!$D43),\"\")","v":19.907811493112135},{"$f":"IFERROR(IF(OR(Q58=\"\",'Combined scenario - input'!$D43=\"\"),\"\",Q58/'Combined scenario - input'!$D43),\"\")","v":19.461079269766163},{"$f":"IFERROR(IF(OR(R58=\"\",'Combined scenario - input'!$D43=\"\"),\"\",R58/'Combined scenario - input'!$D43),\"\")","v":18.973872865678981},{"$f":"IFERROR(IF(OR(S58=\"\",'Combined scenario - input'!$D43=\"\"),\"\",S58/'Combined scenario - input'!$D43),\"\")","v":18.455732619202575},{"$f":"IFERROR(IF(OR(T58=\"\",'Combined scenario - input'!$D43=\"\"),\"\",T58/'Combined scenario - input'!$D43),\"\")","v":17.915056338858307},{"$f":"IFERROR(IF(OR(U58=\"\",'Combined scenario - input'!$D43=\"\"),\"\",U58/'Combined scenario - input'!$D43),\"\")","v":17.358769835286605},{"$f":"IFERROR(IF(OR(V58=\"\",'Combined scenario - input'!$D43=\"\"),\"\",V58/'Combined scenario - input'!$D43),\"\")","v":16.7922378221682},{"$f":"IFERROR(IF(OR(W58=\"\",'Combined scenario - input'!$D43=\"\"),\"\",W58/'Combined scenario - input'!$D43),\"\")","v":16.219458621163586}]
[{"$f":"IFERROR('Combined scenario - input'!A44,\"\")","v":5},{"$f":"IFERROR('Combined scenario - input'!B44,\"\")","v":"TRANSFORMERS"},{"$f":"IFERROR('Combined scenario - input'!C44,\"\")","v":"ground outdoor / indoor chamber mounted ; ˂ 22 kv ; < = 60 kva ; multiple phase"},{"$f":"IFERROR(repcalc('Combined scenario - input'!$CV44:$GH44,'Combined scenario - input'!$G44,'Combined scenario - input'!$E44,'Combined scenario - input'!$F44,20,TRUE,TRUE),\"\")","v":5.2904067650206459E-3},8.0609456341294711E-3,1.2136914866795774E-2,1.805743283021681E-2,2.6547834513751093E-2,3.8568041805496438E-2,5.5367061224719315E-2,7.8541782661706569E-2,0.11009698758549347,0.15250199346500629,0.20873775574892067,0.28232666996663808,0.3773359731167375,0.49834479455227459,0.65036484163563602,0.83870571235201308,1.0687781481913947,1.3458323212679488,1.6746334851847859,2.0590838092859243,{"$f":"IFERROR(IF(OR(D59=\"\",'Combined scenario - input'!$D44=\"\"),\"\",D59/'Combined scenario - input'!$D44),\"\")","v":4.127075842431512E-5},{"$f":"IFERROR(IF(OR(E59=\"\",'Combined scenario - input'!$D44=\"\"),\"\",E59/'Combined scenario - input'!$D44),\"\")","v":6.2883886762230243E-5},{"$f":"IFERROR(IF(OR(F59=\"\",'Combined scenario - input'!$D44=\"\"),\"\",F59/'Combined scenario - input'!$D44),\"\")","v":9.4680750220546109E-5},{"$f":"IFERROR(IF(OR(G59=\"\",'Combined scenario - input'!$D44=\"\"),\"\",G59/'Combined scenario - input'!$D44),\"\")","v":1.4086704126922963E-4},{"$f":"IFERROR(IF(OR(H59=\"\",'Combined scenario - input'!$D44=\"\"),\"\",H59/'Combined scenario - input'!$D44),\"\")","v":2.0710113864022344E-4},{"$f":"IFERROR(IF(OR(I59=\"\",'Combined scenario - input'!$D44=\"\"),\"\",I59/'Combined scenario - input'!$D44),\"\")","v":3.0087144655451046E-4},{"$f":"IFERROR(IF(OR(J59=\"\",'Combined scenario - input'!$D44=\"\"),\"\",J59/'Combined scenario - input'!$D44),\"\")","v":4.3192153457423957E-4},{"$f":"IFERROR(IF(OR(K59=\"\",'Combined scenario - input'!$D44=\"\"),\"\",K59/'Combined scenario - input'!$D44),\"\")","v":6.1270882985378606E-4},{"$f":"IFERROR(IF(OR(L59=\"\",'Combined scenario - input'!$D44=\"\"),\"\",L59/'Combined scenario - input'!$D44),\"\")","v":8.5887274451721481E-4},{"$f":"IFERROR(IF(OR(M59=\"\",'Combined scenario - input'!$D44=\"\"),\"\",M59/'Combined scenario - input'!$D44),\"\")","v":1.1896765619488611E-3},{"$f":"IFERROR(IF(OR(N59=\"\",'Combined scenario - input'!$D44=\"\"),\"\",N59/'Combined scenario - input'!$D44),\"\")","v":1.6283748819669033E-3},{"$f":"IFERROR(IF(OR(O59=\"\",'Combined scenario - input'!$D44=\"\"),\"\",O59/'Combined scenario - input'!$D44),\"\")","v":2.2024461086762944E-3},{"$f":"IFERROR(IF(OR(P59=\"\",'Combined scenario - input'!$D44=\"\"),\"\",P59/'Combined scenario - input'!$D44),\"\")","v":2.9436189848899012E-3},{"$f":"IFERROR(IF(OR(Q59=\"\",'Combined scenario - input'!$D44=\"\"),\"\",Q59/'Combined scenario - input'!$D44),\"\")","v":3.8876155542458771E-3},{"$f":"IFERROR(IF(OR(R59=\"\",'Combined scenario - input'!$D44=\"\"),\"\",R59/'Combined scenario - input'!$D44),\"\")","v":5.0735324255747564E-3},{"$f":"IFERROR(IF(OR(S59=\"\",'Combined scenario - input'!$D44=\"\"),\"\",S59/'Combined scenario - input'!$D44),\"\")","v":6.5427900690804407E-3},{"$f":"IFERROR(IF(OR(T59=\"\",'Combined scenario - input'!$D44=\"\"),\"\",T59/'Combined scenario - input'!$D44),\"\")","v":8.3375979810924403E-3},{"$f":"IFERROR(IF(OR(U59=\"\",'Combined scenario - input'!$D44=\"\"),\"\",U59/'Combined scenario - input'!$D44),\"\")","v":1.0498913047278326E-2},{"$f":"IFERROR(IF(OR(V59=\"\",'Combined scenario - input'!$D44=\"\"),\"\",V59/'Combined scenario - input'!$D44),\"\")","v":1.3063909276938271E-2},{"$f":"IFERROR(IF(OR(W59=\"\",'Combined scenario - input'!$D44=\"\"),\"\",W59/'Combined scenario - input'!$D44),\"\")","v":1.6063027710899711E-2}]
[{"$f":"IFERROR('Combined scenario - input'!A45,\"\")","v":5},{"$f":"IFERROR('Combined scenario - input'!B45,\"\")","v":"TRANSFORMERS"},{"$f":"IFERROR('Combined scenario - input'!C45,\"\")","v":"ground outdoor / indoor chamber mounted ; ˂ 22 kv ; > 60 kva and < = 600 kva ; multiple phase"},{"$f":"IFERROR(repcalc('Combined scenario - input'!$CV45:$GH45,'Combined scenario - input'!$G45,'Combined scenario - input'!$E45,'Combined scenario - input'!$F45,20,TRUE,TRUE),\"\")","v":277.11223053183488},303.31658469301703,331.59450509805475,361.91443043818532,394.17507504648148,428.20295200729191,463.75463735361444,500.52394662134623,538.15376300665969,576.25181489268039,614.40929355083415,652.2208733934275,689.30448642819374,725.31913909448508,759.97915931614716,793.06352382344164,824.41932259588714,853.95893432192963,881.65106644948503,907.50639964010304,{"$f":"IFERROR(IF(OR(D60=\"\",'Combined scenario - input'!$D45=\"\"),\"\",D60/'Combined scenario - input'!$D45),\"\")","v":4.5490843443426625},{"$f":"IFERROR(IF(OR(E60=\"\",'Combined scenario - input'!$D45=\"\"),\"\",E60/'Combined scenario - input'!$D45),\"\")","v":4.9792559648426451},{"$f":"IFERROR(IF(OR(F60=\"\",'Combined scenario - input'!$D45=\"\"),\"\",F60/'Combined scenario - input'!$D45),\"\")","v":5.4434673233894735},{"$f":"IFERROR(IF(OR(G60=\"\",'Combined scenario - input'!$D45=\"\"),\"\",G60/'Combined scenario - input'!$D45),\"\")","v":5.9412003084032152},{"$f":"IFERROR(IF(OR(H60=\"\",'Combined scenario - input'!$D45=\"\"),\"\",H60/'Combined scenario - input'!$D45),\"\")","v":6.4707922107322728},{"$f":"IFERROR(IF(OR(I60=\"\",'Combined scenario - input'!$D45=\"\"),\"\",I60/'Combined scenario - input'!$D45),\"\")","v":7.0293950629288595},{"$f":"IFERROR(IF(OR(J60=\"\",'Combined scenario - input'!$D45=\"\"),\"\",J60/'Combined scenario - input'!$D45),\"\")","v":7.6130128083945285},{"$f":"IFERROR(IF(OR(K60=\"\",'Combined scenario - input'!$D45=\"\"),\"\",K60/'Combined scenario - input'!$D45),\"\")","v":8.2166191119528857},{"$f":"IFERROR(IF(OR(L60=\"\",'Combined scenario - input'!$D45=\"\"),\"\",L60/'Combined scenario - input'!$D45),\"\")","v":8.8343515313065417},{"$f":"IFERROR(IF(OR(M60=\"\",'Combined scenario - input'!$D45=\"\"),\"\",M60/'Combined scenario - input'!$D45),\"\")","v":9.4597705214825858},{"$f":"IFERROR(IF(OR(N60=\"\",'Combined scenario - input'!$D45=\"\"),\"\",N60/'Combined scenario - input'!$D45),\"\")","v":10.086165063687591},{"$f":"IFERROR(IF(OR(O60=\"\",'Combined scenario - input'!$D45=\"\"),\"\",O60/'Combined scenario - input'!$D45),\"\")","v":10.706881318494119},{"$f":"IFERROR(IF(OR(P60=\"\",'Combined scenario - input'!$D45=\"\"),\"\",P60/'Combined scenario - input'!$D45),\"\")","v":11.315647243997853},{"$f":"IFERROR(IF(OR(Q60=\"\",'Combined scenario - input'!$D45=\"\"),\"\",Q60/'Combined scenario - input'!$D45),\"\")","v":11.906865077641408},{"$f":"IFERROR(IF(OR(R60=\"\",'Combined scenario - input'!$D45=\"\"),\"\",R60/'Combined scenario - input'!$D45),\"\")","v":12.475845216346798},{"$f":"IFERROR(IF(OR(S60=\"\",'Combined scenario - input'!$D45=\"\"),\"\",S60/'Combined scenario - input'!$D45),\"\")","v":13.018959334167626},{"$f":"IFERROR(IF(OR(T60=\"\",'Combined scenario - input'!$D45=\"\"),\"\",T60/'Combined scenario - input'!$D45),\"\")","v":13.533697254707382},{"$f":"IFERROR(IF(OR(U60=\"\",'Combined scenario - input'!$D45=\"\"),\"\",U60/'Combined scenario - input'!$D45),\"\")","v":14.018620583363797},{"$f":"IFERROR(IF(OR(V60=\"\",'Combined scenario - input'!$D45=\"\"),\"\",V60/'Combined scenario - input'!$D45),\"\")","v":14.473215620476237},{"$f":"IFERROR(IF(OR(W60=\"\",'Combined scenario - input'!$D45=\"\"),\"\",W60/'Combined scenario - input'!$D45),\"\")","v":14.897657700168896}]
[{"$f":"IFERROR('Combined scenario - input'!A46,\"\")","v":5},{"$f":"IFERROR('Combined scenario - input'!B46,\"\")","v":"TRANSFORMERS"},{"$f":"IFERROR('Combined scenario - input'!C46,\"\")","v":"ground outdoor / indoor chamber mounted ; ˂ 22 kv ; > 600 kva ; multiple phase"},{"$f":"IFERROR(repcalc('Combined scenario - input'!$CV46:$GH46,'Combined scenario - input'!$G46,'Combined scenario - input'!$E46,'Combined scenario - input'!$F46,20,TRUE,TRUE),\"\")","v":1316.4023831935258},1509.0181726114893,1709.5745354761268,1914.5856521609016,2120.1706560582675,2322.2345407955295,2516.6835587703126,2699.663093751476,2867.8027628371542,3018.4511687185568,3149.881598894804,3261.4503071079953,3353.6909630384848,3428.3324277365905,3488.232046625054,3537.2228198724847,3579.8796312596101,3621.2166067406902,3666.3340096949796,3720.0382728843865,{"$f":"IFERROR(IF(OR(D61=\"\",'Combined scenario - input'!$D46=\"\"),\"\",D61/'Combined scenario - input'!$D46),\"\")","v":22.449013774018933},{"$f":"IFERROR(IF(OR(E61=\"\",'Combined scenario - input'!$D46=\"\"),\"\",E61/'Combined scenario - input'!$D46),\"\")","v":25.733749934437835},{"$f":"IFERROR(IF(OR(F61=\"\",'Combined scenario - input'!$D46=\"\"),\"\",F61/'Combined scenario - input'!$D46),\"\")","v":29.153899130379774},{"$f":"IFERROR(IF(OR(G61=\"\",'Combined scenario - input'!$D46=\"\"),\"\",G61/'Combined scenario - input'!$D46),\"\")","v":32.650016610141982},{"$f":"IFERROR(IF(OR(H61=\"\",'Combined scenario - input'!$D46=\"\"),\"\",H61/'Combined scenario - input'!$D46),\"\")","v":36.155920764635766},{"$f":"IFERROR(IF(OR(I61=\"\",'Combined scenario - input'!$D46=\"\"),\"\",I61/'Combined scenario - input'!$D46),\"\")","v":39.601778193649331},{"$f":"IFERROR(IF(OR(J61=\"\",'Combined scenario - input'!$D46=\"\"),\"\",J61/'Combined scenario - input'!$D46),\"\")","v":42.917776963167377},{"$f":"IFERROR(IF(OR(K61=\"\",'Combined scenario - input'!$D46=\"\"),\"\",K61/'Combined scenario - input'!$D46),\"\")","v":46.038183119824907},{"$f":"IFERROR(IF(OR(L61=\"\",'Combined scenario - input'!$D46=\"\"),\"\",L61/'Combined scenario - input'!$D46),\"\")","v":48.905520489806307},{"$f":"IFERROR(IF(OR(M61=\"\",'Combined scenario - input'!$D46=\"\"),\"\",M61/'Combined scenario - input'!$D46),\"\")","v":51.474573981232894},{"$f":"IFERROR(IF(OR(N61=\"\",'Combined scenario - input'!$D46=\"\"),\"\",N61/'Combined scenario - input'!$D46),\"\")","v":53.715897435991522},{"$f":"IFERROR(IF(OR(O61=\"\",'Combined scenario - input'!$D46=\"\"),\"\",O61/'Combined scenario - input'!$D46),\"\")","v":55.618512851614959},{"$f":"IFERROR(IF(OR(P61=\"\",'Combined scenario - input'!$D46=\"\"),\"\",P61/'Combined scenario - input'!$D46),\"\")","v":57.191521060916934},{"$f":"IFERROR(IF(OR(Q61=\"\",'Combined scenario - input'!$D46=\"\"),\"\",Q61/'Combined scenario - input'!$D46),\"\")","v":58.464404861883423},{"$f":"IFERROR(IF(OR(R61=\"\",'Combined scenario - input'!$D46=\"\"),\"\",R61/'Combined scenario - input'!$D46),\"\")","v":59.485891442774786},{"$f":"IFERROR(IF(OR(S61=\"\",'Combined scenario - input'!$D46=\"\"),\"\",S61/'Combined scenario - input'!$D46),\"\")","v":60.321346131608884},{"$f":"IFERROR(IF(OR(T61=\"\",'Combined scenario - input'!$D46=\"\"),\"\",T61/'Combined scenario - input'!$D46),\"\")","v":61.048785825285378},{"$f":"IFERROR(IF(OR(U61=\"\",'Combined scenario - input'!$D46=\"\"),\"\",U61/'Combined scenario - input'!$D46),\"\")","v":61.753717952269099},{"$f":"IFERROR(IF(OR(V61=\"\",'Combined scenario - input'!$D46=\"\"),\"\",V61/'Combined scenario - input'!$D46),\"\")","v":62.523118868964275},{"$f":"IFERROR(IF(OR(W61=\"\",'Combined scenario - input'!$D46=\"\"),\"\",W61/'Combined scenario - input'!$D46),\"\")","v":63.43895414809662}]
[{"$f":"IFERROR('Combined scenario - input'!A47,\"\")","v":5},{"$f":"IFERROR('Combined scenario - input'!B47,\"\")","v":"TRANSFORMERS"},{"$f":"IFERROR('Combined scenario - input'!C47,\"\")","v":"ground outdoor / indoor chamber mounted ; > = 22 kv & < = 33 kv ; < = 15 mva"},{"$f":"IFERROR(repcalc('Combined scenario - input'!$CV47:$GH47,'Combined scenario - input'!$G47,'Combined scenario - input'!$E47,'Combined scenario - input'!$F47,20,TRUE,TRUE),\"\")","v":139.58716739894882},159.39775692090726,180.88038878316752,203.93045999187112,228.37263800763856,253.95291825536427,280.33406405649049,307.09561052598139,333.73940097357377,359.70125575209994,384.36886923574764,407.10543335146372,427.2778581430008,444.28787636914103,457.60385826333351,466.79089394117824,471.53667436515821,471.67093820462554,467.17673829565632,458.19247063342863,{"$f":"IFERROR(IF(OR(D62=\"\",'Combined scenario - input'!$D47=\"\"),\"\",D62/'Combined scenario - input'!$D47),\"\")","v":0.66911741199111752},{"$f":"IFERROR(IF(OR(E62=\"\",'Combined scenario - input'!$D47=\"\"),\"\",E62/'Combined scenario - input'!$D47),\"\")","v":0.76408037053490563},{"$f":"IFERROR(IF(OR(F62=\"\",'Combined scenario - input'!$D47=\"\"),\"\",F62/'Combined scenario - input'!$D47),\"\")","v":0.8670583398015973},{"$f":"IFERROR(IF(OR(G62=\"\",'Combined scenario - input'!$D47=\"\"),\"\",G62/'Combined scenario - input'!$D47),\"\")","v":0.97754990060029345},{"$f":"IFERROR(IF(OR(H62=\"\",'Combined scenario - input'!$D47=\"\"),\"\",H62/'Combined scenario - input'!$D47),\"\")","v":1.0947145884586966},{"$f":"IFERROR(IF(OR(I62=\"\",'Combined scenario - input'!$D47=\"\"),\"\",I62/'Combined scenario - input'!$D47),\"\")","v":1.2173348209364181},{"$f":"IFERROR(IF(OR(J62=\"\",'Combined scenario - input'!$D47=\"\"),\"\",J62/'Combined scenario - input'!$D47),\"\")","v":1.3437940387337042},{"$f":"IFERROR(IF(OR(K62=\"\",'Combined scenario - input'!$D47=\"\"),\"\",K62/'Combined scenario - input'!$D47),\"\")","v":1.4720767243717583},{"$f":"IFERROR(IF(OR(L62=\"\",'Combined scenario - input'!$D47=\"\"),\"\",L62/'Combined scenario - input'!$D47),\"\")","v":1.5997949411830046},{"$f":"IFERROR(IF(OR(M62=\"\",'Combined scenario - input'!$D47=\"\"),\"\",M62/'Combined scenario - input'!$D47),\"\")","v":1.7242442684642707},{"$f":"IFERROR(IF(OR(N62=\"\",'Combined scenario - input'!$D47=\"\"),\"\",N62/'Combined scenario - input'!$D47),\"\")","v":1.8424895914530359},{"$f":"IFERROR(IF(OR(O62=\"\",'Combined scenario - input'!$D47=\"\"),\"\",O62/'Combined scenario - input'!$D47),\"\")","v":1.9514783417956596},{"$f":"IFERROR(IF(OR(P62=\"\",'Combined scenario - input'!$D47=\"\"),\"\",P62/'Combined scenario - input'!$D47),\"\")","v":2.0481757740998874},{"$f":"IFERROR(IF(OR(Q62=\"\",'Combined scenario - input'!$D47=\"\"),\"\",Q62/'Combined scenario - input'!$D47),\"\")","v":2.1297140672358679},{"$f":"IFERROR(IF(OR(R62=\"\",'Combined scenario - input'!$D47=\"\"),\"\",R62/'Combined scenario - input'!$D47),\"\")","v":2.1935448298280869},{"$f":"IFERROR(IF(OR(S62=\"\",'Combined scenario - input'!$D47=\"\"),\"\",S62/'Combined scenario - input'!$D47),\"\")","v":2.2375833016387543},{"$f":"IFERROR(IF(OR(T62=\"\",'Combined scenario - input'!$D47=\"\"),\"\",T62/'Combined scenario - input'!$D47),\"\")","v":2.2603324151449828},{"$f":"IFERROR(IF(OR(U62=\"\",'Combined scenario - input'!$D47=\"\"),\"\",U62/'Combined scenario - input'!$D47),\"\")","v":2.2609760149433198},{"$f":"IFERROR(IF(OR(V62=\"\",'Combined scenario - input'!$D47=\"\"),\"\",V62/'Combined scenario - input'!$D47),\"\")","v":2.239432864035575},{"$f":"IFERROR(IF(OR(W62=\"\",'Combined scenario - input'!$D47=\"\"),\"\",W62/'Combined scenario - input'!$D47),\"\")","v":2.1963663698957236}]
[{"$f":"IFERROR('Combined scenario - input'!A48,\"\")","v":5},{"$f":"IFERROR('Combined scenario - input'!B48,\"\")","v":"TRANSFORMERS"},{"$f":"IFERROR('Combined scenario - input'!C48,\"\")","v":"ground outdoor / indoor chamber mounted ; > = 22 kv & < = 33 kv ; > 15 mva and < = 40 mva"},{"$f":"IFERROR(repcalc('Combined scenario - input'!$CV48:$GH48,'Combined scenario - input'!$G48,'Combined scenario - input'!$E48,'Combined scenario - input'!$F48,20,TRUE,TRUE),\"\")","v":2984.3234386363611},3097.7811801260164,3176.2566370718218,3217.650161267351,3221.2188768101319,3187.5911623575134,3118.7039443322824,3017.6701003513494,2888.5877838516517,2736.3068787653392,2566.169985386095,2383.7463008343675,2194.5765033436792,2003.9453189615394,1816.6959146818897,1637.0967449426685,1468.7671655447659,1314.6632790414224,1177.1204111794657,1057.9437040485443,{"$f":"IFERROR(IF(OR(D63=\"\",'Combined scenario - input'!$D48=\"\"),\"\",D63/'Combined scenario - input'!$D48),\"\")","v":4.206634112608242},{"$f":"IFERROR(IF(OR(E63=\"\",'Combined scenario - input'!$D48=\"\"),\"\",E63/'Combined scenario - input'!$D48),\"\")","v":4.3665615519436898},{"$f":"IFERROR(IF(OR(F63=\"\",'Combined scenario - input'!$D48=\"\"),\"\",F63/'Combined scenario - input'!$D48),\"\")","v":4.4771787625036774},{"$f":"IFERROR(IF(OR(G63=\"\",'Combined scenario - input'!$D48=\"\"),\"\",G63/'Combined scenario - input'!$D48),\"\")","v":4.535526128163732},{"$f":"IFERROR(IF(OR(H63=\"\",'Combined scenario - input'!$D48=\"\"),\"\",H63/'Combined scenario - input'!$D48),\"\")","v":4.5405565080301038},{"$f":"IFERROR(IF(OR(I63=\"\",'Combined scenario - input'!$D48=\"\"),\"\",I63/'Combined scenario - input'!$D48),\"\")","v":4.493155650296643},{"$f":"IFERROR(IF(OR(J63=\"\",'Combined scenario - input'!$D48=\"\"),\"\",J63/'Combined scenario - input'!$D48),\"\")","v":4.3960538021805995},{"$f":"IFERROR(IF(OR(K63=\"\",'Combined scenario - input'!$D48=\"\"),\"\",K63/'Combined scenario - input'!$D48),\"\")","v":4.2536388048261786},{"$f":"IFERROR(IF(OR(L63=\"\",'Combined scenario - input'!$D48=\"\"),\"\",L63/'Combined scenario - input'!$D48),\"\")","v":4.0716873216550926},{"$f":"IFERROR(IF(OR(M63=\"\",'Combined scenario - input'!$D48=\"\"),\"\",M63/'Combined scenario - input'!$D48),\"\")","v":3.8570356382143571},{"$f":"IFERROR(IF(OR(N63=\"\",'Combined scenario - input'!$D48=\"\"),\"\",N63/'Combined scenario - input'!$D48),\"\")","v":3.617214561773209},{"$f":"IFERROR(IF(OR(O63=\"\",'Combined scenario - input'!$D48=\"\"),\"\",O63/'Combined scenario - input'!$D48),\"\")","v":3.3600743053090407},{"$f":"IFERROR(IF(OR(P63=\"\",'Combined scenario - input'!$D48=\"\"),\"\",P63/'Combined scenario - input'!$D48),\"\")","v":3.0934248822280308},{"$f":"IFERROR(IF(OR(Q63=\"\",'Combined scenario - input'!$D48=\"\"),\"\",Q63/'Combined scenario - input'!$D48),\"\")","v":2.8247155215847206},{"$f":"IFERROR(IF(OR(R63=\"\",'Combined scenario - input'!$D48=\"\"),\"\",R63/'Combined scenario - input'!$D48),\"\")","v":2.5607730408835443},{"$f":"IFERROR(IF(OR(S63=\"\",'Combined scenario - input'!$D48=\"\"),\"\",S63/'Combined scenario - input'!$D48),\"\")","v":2.3076141559450059},{"$f":"IFERROR(IF(OR(T63=\"\",'Combined scenario - input'!$D48=\"\"),\"\",T63/'Combined scenario - input'!$D48),\"\")","v":2.0703406279859284},{"$f":"IFERROR(IF(OR(U63=\"\",'Combined scenario - input'!$D48=\"\"),\"\",U63/'Combined scenario - input'!$D48),\"\")","v":1.8531193116038525},{"$f":"IFERROR(IF(OR(V63=\"\",'Combined scenario - input'!$D48=\"\"),\"\",V63/'Combined scenario - input'!$D48),\"\")","v":1.6592420285978076},{"$f":"IFERROR(IF(OR(W63=\"\",'Combined scenario - input'!$D48=\"\"),\"\",W63/'Combined scenario - input'!$D48),\"\")","v":1.4912532660009721}]
[{"$f":"IFERROR('Combined scenario - input'!A49,\"\")","v":5},{"$f":"IFERROR('Combined scenario - input'!B49,\"\")","v":"TRANSFORMERS"},{"$f":"IFERROR('Combined scenario - input'!C49,\"\")","v":"ground outdoor / indoor chamber mounted ; > 33 kv & < = 66 kv ; < = 15 mva"},{"$f":"IFERROR(repcalc('Combined scenario - input'!$CV49:$GH49,'Combined scenario - input'!$G49,'Combined scenario - input'!$E49,'Combined scenario - input'!$F49,20,TRUE,TRUE),\"\")","v":18.093886496004856},21.75746312075573,25.890687610323329,30.494444296561117,35.556856560570338,41.052099890337537,46.93968758990102,53.164296891535137,59.656175660307532,66.332140255208259,73.097145666690935,79.846381677732083,86.467824874333417,92.845156703501402,98.860942833259784,104.39995890672081,109.35254236601212,113.61784929893419,117.10689918779718,119.74529892173157,{"$f":"IFERROR(IF(OR(D64=\"\",'Combined scenario - input'!$D49=\"\"),\"\",D64/'Combined scenario - input'!$D49),\"\")","v":4.9677256504657333E-2},{"$f":"IFERROR(IF(OR(E64=\"\",'Combined scenario - input'!$D49=\"\"),\"\",E64/'Combined scenario - input'!$D49),\"\")","v":5.9735705569892758E-2},{"$f":"IFERROR(IF(OR(F64=\"\",'Combined scenario - input'!$D49=\"\"),\"\",F64/'Combined scenario - input'!$D49),\"\")","v":7.1083585595829557E-2},{"$f":"IFERROR(IF(OR(G64=\"\",'Combined scenario - input'!$D49=\"\"),\"\",G64/'Combined scenario - input'!$D49),\"\")","v":8.3723324539575192E-2},{"$f":"IFERROR(IF(OR(H64=\"\",'Combined scenario - input'!$D49=\"\"),\"\",H64/'Combined scenario - input'!$D49),\"\")","v":9.7622314821571132E-2},{"$f":"IFERROR(IF(OR(I64=\"\",'Combined scenario - input'!$D49=\"\"),\"\",I64/'Combined scenario - input'!$D49),\"\")","v":0.11270965454311899},{"$f":"IFERROR(IF(OR(J64=\"\",'Combined scenario - input'!$D49=\"\"),\"\",J64/'Combined scenario - input'!$D49),\"\")","v":0.12887418638150872},{"$f":"IFERROR(IF(OR(K64=\"\",'Combined scenario - input'!$D49=\"\"),\"\",K64/'Combined scenario - input'!$D49),\"\")","v":0.1459640201763007},{"$f":"IFERROR(IF(OR(L64=\"\",'Combined scenario - input'!$D49=\"\"),\"\",L64/'Combined scenario - input'!$D49),\"\")","v":0.16378764954772698},{"$f":"IFERROR(IF(OR(M64=\"\",'Combined scenario - input'!$D49=\"\"),\"\",M64/'Combined scenario - input'!$D49),\"\")","v":0.18211669155150662},{"$f":"IFERROR(IF(OR(N64=\"\",'Combined scenario - input'!$D49=\"\"),\"\",N64/'Combined scenario - input'!$D49),\"\")","v":0.20069019753408385},{"$f":"IFERROR(IF(OR(O64=\"\",'Combined scenario - input'!$D49=\"\"),\"\",O64/'Combined scenario - input'!$D49),\"\")","v":0.2192204081997135},{"$f":"IFERROR(IF(OR(P64=\"\",'Combined scenario - input'!$D49=\"\"),\"\",P64/'Combined scenario - input'!$D49),\"\")","v":0.23739976022456521},{"$f":"IFERROR(IF(OR(Q64=\"\",'Combined scenario - input'!$D49=\"\"),\"\",Q64/'Combined scenario - input'!$D49),\"\")","v":0.25490889786411242},{"$f":"IFERROR(IF(OR(R64=\"\",'Combined scenario - input'!$D49=\"\"),\"\",R64/'Combined scenario - input'!$D49),\"\")","v":0.27142540197234549},{"$f":"IFERROR(IF(OR(S64=\"\",'Combined scenario - input'!$D49=\"\"),\"\",S64/'Combined scenario - input'!$D49),\"\")","v":0.28663292094984649},{"$f":"IFERROR(IF(OR(T64=\"\",'Combined scenario - input'!$D49=\"\"),\"\",T64/'Combined scenario - input'!$D49),\"\")","v":0.30023037326736052},{"$f":"IFERROR(IF(OR(U64=\"\",'Combined scenario - input'!$D49=\"\"),\"\",U64/'Combined scenario - input'!$D49),\"\")","v":0.31194088922669566},{"$f":"IFERROR(IF(OR(V64=\"\",'Combined scenario - input'!$D49=\"\"),\"\",V64/'Combined scenario - input'!$D49),\"\")","v":0.32152017040129921},{"$f":"IFERROR(IF(OR(W64=\"\",'Combined scenario - input'!$D49=\"\"),\"\",W64/'Combined scenario - input'!$D49),\"\")","v":0.32876396848599587}]
[{"$f":"IFERROR('Combined scenario - input'!A50,\"\")","v":5},{"$f":"IFERROR('Combined scenario - input'!B50,\"\")","v":"TRANSFORMERS"},{"$f":"IFERROR('Combined scenario - input'!C50,\"\")","v":"ground outdoor / indoor chamber mounted ; > 33 kv & < = 66 kv ; > 15 mva and < = 40 mva"},{"$f":"IFERROR(repcalc('Combined scenario - input'!$CV50:$GH50,'Combined scenario - input'!$G50,'Combined scenario - input'!$E50,'Combined scenario - input'!$F50,20,TRUE,TRUE),\"\")","v":125.26478985411829},136.77834322308524,147.76744290138933,158.03839058218819,167.43053378518459,175.82238183976256,183.13383799565869,189.32428945187914,194.38679560149862,198.3391242002678,201.21283965860533,203.04198094343016,203.8530212775467,203.65773931459091,202.45034056237728,200.20967034531787,196.90671095074751,192.51683924731446,187.03563680302003,180.49649223656209,{"$f":"IFERROR(IF(OR(D65=\"\",'Combined scenario - input'!$D50=\"\"),\"\",D65/'Combined scenario - input'!$D50),\"\")","v":0.34316368150761162},{"$f":"IFERROR(IF(OR(E65=\"\",'Combined scenario - input'!$D50=\"\"),\"\",E65/'Combined scenario - input'!$D50),\"\")","v":0.37470513354637192},{"$f":"IFERROR(IF(OR(F65=\"\",'Combined scenario - input'!$D50=\"\"),\"\",F65/'Combined scenario - input'!$D50),\"\")","v":0.40480984139326703},{"$f":"IFERROR(IF(OR(G65=\"\",'Combined scenario - input'!$D50=\"\"),\"\",G65/'Combined scenario - input'!$D50),\"\")","v":0.43294716731557703},{"$f":"IFERROR(IF(OR(H65=\"\",'Combined scenario - input'!$D50=\"\"),\"\",H65/'Combined scenario - input'!$D50),\"\")","v":0.45867700283073221},{"$f":"IFERROR(IF(OR(I65=\"\",'Combined scenario - input'!$D50=\"\"),\"\",I65/'Combined scenario - input'!$D50),\"\")","v":0.48166652348067074},{"$f":"IFERROR(IF(OR(J65=\"\",'Combined scenario - input'!$D50=\"\"),\"\",J65/'Combined scenario - input'!$D50),\"\")","v":0.50169630371309504},{"$f":"IFERROR(IF(OR(K65=\"\",'Combined scenario - input'!$D50=\"\"),\"\",K65/'Combined scenario - input'!$D50),\"\")","v":0.51865508450364872},{"$f":"IFERROR(IF(OR(L65=\"\",'Combined scenario - input'!$D50=\"\"),\"\",L65/'Combined scenario - input'!$D50),\"\")","v":0.53252385201590458},{"$f":"IFERROR(IF(OR(M65=\"\",'Combined scenario - input'!$D50=\"\"),\"\",M65/'Combined scenario - input'!$D50),\"\")","v":0.54335128112875397},{"$f":"IFERROR(IF(OR(N65=\"\",'Combined scenario - input'!$D50=\"\"),\"\",N65/'Combined scenario - input'!$D50),\"\")","v":0.55122384274352942},{"$f":"IFERROR(IF(OR(O65=\"\",'Combined scenario - input'!$D50=\"\"),\"\",O65/'Combined scenario - input'!$D50),\"\")","v":0.55623478682469585},{"$f":"IFERROR(IF(OR(P65=\"\",'Combined scenario - input'!$D50=\"\"),\"\",P65/'Combined scenario - input'!$D50),\"\")","v":0.55845663693302017},{"$f":"IFERROR(IF(OR(Q65=\"\",'Combined scenario - input'!$D50=\"\"),\"\",Q65/'Combined scenario - input'!$D50),\"\")","v":0.55792166076439387},{"$f":"IFERROR(IF(OR(R65=\"\",'Combined scenario - input'!$D50=\"\"),\"\",R65/'Combined scenario - input'!$D50),\"\")","v":0.55461398427094455},{"$f":"IFERROR(IF(OR(S65=\"\",'Combined scenario - input'!$D50=\"\"),\"\",S65/'Combined scenario - input'!$D50),\"\")","v":0.54847565408553467},{"$f":"IFERROR(IF(OR(T65=\"\",'Combined scenario - input'!$D50=\"\"),\"\",T65/'Combined scenario - input'!$D50),\"\")","v":0.53942717600138246},{"$f":"IFERROR(IF(OR(U65=\"\",'Combined scenario - input'!$D50=\"\"),\"\",U65/'Combined scenario - input'!$D50),\"\")","v":0.52740109479491926},{"$f":"IFERROR(IF(OR(V65=\"\",'Combined scenario - input'!$D50=\"\"),\"\",V65/'Combined scenario - input'!$D50),\"\")","v":0.5123853061438296},{"$f":"IFERROR(IF(OR(W65=\"\",'Combined scenario - input'!$D50=\"\"),\"\",W65/'Combined scenario - input'!$D50),\"\")","v":0.49447127837952709}]
[{"$f":"IFERROR('Combined scenario - input'!A51,\"\")","v":5},{"$f":"IFERROR('Combined scenario - input'!B51,\"\")","v":"TRANSFORMERS"},{"$f":"IFERROR('Combined scenario - input'!C51,\"\")","v":"ground outdoor / indoor chamber mounted ; > 66 kv & < = 132 kv ; < = 100 mva"},{"$f":"IFERROR(repcalc('Combined scenario - input'!$CV51:$GH51,'Combined scenario - input'!$G51,'Combined scenario - input'!$E51,'Combined scenario - input'!$F51,20,TRUE,TRUE),\"\")","v":1107.0676254049956},1081.5730571547717,1056.0997612296376,1031.5005756532203,1008.3137634091693,986.76307099273629,966.78325792268924,948.06729219638316,930.12990771168211,912.3813302447453,894.20474284091483,875.03143332535615,854.40842227521307,832.05453761066792,807.90220121085804,782.12346985881959,755.1400237651925,727.61777212813388,700.4475396073542,674.71392103497612,{"$f":"IFERROR(IF(OR(D66=\"\",'Combined scenario - input'!$D51=\"\"),\"\",D66/'Combined scenario - input'!$D51),\"\")","v":3.1840614261830615},{"$f":"IFERROR(IF(OR(E66=\"\",'Combined scenario - input'!$D51=\"\"),\"\",E66/'Combined scenario - input'!$D51),\"\")","v":3.1107359404765917},{"$f":"IFERROR(IF(OR(F66=\"\",'Combined scenario - input'!$D51=\"\"),\"\",F66/'Combined scenario - input'!$D51),\"\")","v":3.0374716365698688},{"$f":"IFERROR(IF(OR(G66=\"\",'Combined scenario - input'!$D51=\"\"),\"\",G66/'Combined scenario - input'!$D51),\"\")","v":2.9667213805674537},{"$f":"IFERROR(IF(OR(H66=\"\",'Combined scenario - input'!$D51=\"\"),\"\",H66/'Combined scenario - input'!$D51),\"\")","v":2.9000332824167887},{"$f":"IFERROR(IF(OR(I66=\"\",'Combined scenario - input'!$D51=\"\"),\"\",I66/'Combined scenario - input'!$D51),\"\")","v":2.8380508643096767},{"$f":"IFERROR(IF(OR(J66=\"\",'Combined scenario - input'!$D51=\"\"),\"\",J66/'Combined scenario - input'!$D51),\"\")","v":2.7805864866702241},{"$f":"IFERROR(IF(OR(K66=\"\",'Combined scenario - input'!$D51=\"\"),\"\",K66/'Combined scenario - input'!$D51),\"\")","v":2.726757088036067},{"$f":"IFERROR(IF(OR(L66=\"\",'Combined scenario - input'!$D51=\"\"),\"\",L66/'Combined scenario - input'!$D51),\"\")","v":2.6751669839505485},{"$f":"IFERROR(IF(OR(M66=\"\",'Combined scenario - input'!$D51=\"\"),\"\",M66/'Combined scenario - input'!$D51),\"\")","v":2.6241199118609626},{"$f":"IFERROR(IF(OR(N66=\"\",'Combined scenario - input'!$D51=\"\"),\"\",N66/'Combined scenario - input'!$D51),\"\")","v":2.5718418310246554},{"$f":"IFERROR(IF(OR(O66=\"\",'Combined scenario - input'!$D51=\"\"),\"\",O66/'Combined scenario - input'!$D51),\"\")","v":2.5166970559090198},{"$f":"IFERROR(IF(OR(P66=\"\",'Combined scenario - input'!$D51=\"\"),\"\",P66/'Combined scenario - input'!$D51),\"\")","v":2.4573827624822875},{"$f":"IFERROR(IF(OR(Q66=\"\",'Combined scenario - input'!$D51=\"\"),\"\",Q66/'Combined scenario - input'!$D51),\"\")","v":2.3930902655720963},{"$f":"IFERROR(IF(OR(R66=\"\",'Combined scenario - input'!$D51=\"\"),\"\",R66/'Combined scenario - input'!$D51),\"\")","v":2.3236252022660508},{"$f":"IFERROR(IF(OR(S66=\"\",'Combined scenario - input'!$D51=\"\"),\"\",S66/'Combined scenario - input'!$D51),\"\")","v":2.2494824288433937},{"$f":"IFERROR(IF(OR(T66=\"\",'Combined scenario - input'!$D51=\"\"),\"\",T66/'Combined scenario - input'!$D51),\"\")","v":2.1718747489866392},{"$f":"IFERROR(IF(OR(U66=\"\",'Combined scenario - input'!$D51=\"\"),\"\",U66/'Combined scenario - input'!$D51),\"\")","v":2.0927173987143797},{"$f":"IFERROR(IF(OR(V66=\"\",'Combined scenario - input'!$D51=\"\"),\"\",V66/'Combined scenario - input'!$D51),\"\")","v":2.0145724983265731},{"$f":"IFERROR(IF(OR(W66=\"\",'Combined scenario - input'!$D51=\"\"),\"\",W66/'Combined scenario - input'!$D51),\"\")","v":1.940559474756814}]
[{"$f":"IFERROR('Combined scenario - input'!A52,\"\")","v":5},{"$f":"IFERROR('Combined scenario - input'!B52,\"\")","v":"TRANSFORMERS"},{"$f":"IFERROR('Combined scenario - input'!C52,\"\")","v":"ground outdoor / indoor chamber mounted ; > 66 kv & < = 132 kv ; > 100 mva"},{"$f":"IFERROR(repcalc('Combined scenario - input'!$CV52:$GH52,'Combined scenario - input'!$G52,'Combined scenario - input'!$E52,'Combined scenario - input'!$F52,20,TRUE,TRUE),\"\")","v":1021.3816453940022},1100.1052841066105,1170.5793120404928,1231.172442916951,1280.7032638895828,1318.4971402654301,1344.3985243902914,1358.737805481609,1362.2574621650635,1356.0074139023216,1341.2233143816331,1319.2034616415021,1291.199679016938,1258.3349762655403,1221.556435287594,1181.6262970600455,1139.1485608613066,1094.6234697634682,1048.5188208890943,1001.3455804768549,{"$f":"IFERROR(IF(OR(D67=\"\",'Combined scenario - input'!$D52=\"\"),\"\",D67/'Combined scenario - input'!$D52),\"\")","v":0.63965619962672049},{"$f":"IFERROR(IF(OR(E67=\"\",'Combined scenario - input'!$D52=\"\"),\"\",E67/'Combined scenario - input'!$D52),\"\")","v":0.68895810727972995},{"$f":"IFERROR(IF(OR(F67=\"\",'Combined scenario - input'!$D52=\"\"),\"\",F67/'Combined scenario - input'!$D52),\"\")","v":0.73309356740265497},{"$f":"IFERROR(IF(OR(G67=\"\",'Combined scenario - input'!$D52=\"\"),\"\",G67/'Combined scenario - input'!$D52),\"\")","v":0.77104096149839318},{"$f":"IFERROR(IF(OR(H67=\"\",'Combined scenario - input'!$D52=\"\"),\"\",H67/'Combined scenario - input'!$D52),\"\")","v":0.80206041132953187},{"$f":"IFERROR(IF(OR(I67=\"\",'Combined scenario - input'!$D52=\"\"),\"\",I67/'Combined scenario - input'!$D52),\"\")","v":0.82572941638827357},{"$f":"IFERROR(IF(OR(J67=\"\",'Combined scenario - input'!$D52=\"\"),\"\",J67/'Combined scenario - input'!$D52),\"\")","v":0.84195056252801015},{"$f":"IFERROR(IF(OR(K67=\"\",'Combined scenario - input'!$D52=\"\"),\"\",K67/'Combined scenario - input'!$D52),\"\")","v":0.85093076115367983},{"$f":"IFERROR(IF(OR(L67=\"\",'Combined scenario - input'!$D52=\"\"),\"\",L67/'Combined scenario - input'!$D52),\"\")","v":0.85313500109502016},{"$f":"IFERROR(IF(OR(M67=\"\",'Combined scenario - input'!$D52=\"\"),\"\",M67/'Combined scenario - input'!$D52),\"\")","v":0.84922081080458567},{"$f":"IFERROR(IF(OR(N67=\"\",'Combined scenario - input'!$D52=\"\"),\"\",N67/'Combined scenario - input'!$D52),\"\")","v":0.83996203769371902},{"$f":"IFERROR(IF(OR(O67=\"\",'Combined scenario - input'!$D52=\"\"),\"\",O67/'Combined scenario - input'!$D52),\"\")","v":0.82617176117601354},{"$f":"IFERROR(IF(OR(P67=\"\",'Combined scenario - input'!$D52=\"\"),\"\",P67/'Combined scenario - input'!$D52),\"\")","v":0.80863395515650993},{"$f":"IFERROR(IF(OR(Q67=\"\",'Combined scenario - input'!$D52=\"\"),\"\",Q67/'Combined scenario - input'!$D52),\"\")","v":0.78805192202656116},{"$f":"IFERROR(IF(OR(R67=\"\",'Combined scenario - input'!$D52=\"\"),\"\",R67/'Combined scenario - input'!$D52),\"\")","v":0.76501878661056921},{"$f":"IFERROR(IF(OR(S67=\"\",'Combined scenario - input'!$D52=\"\"),\"\",S67/'Combined scenario - input'!$D52),\"\")","v":0.74001191421925028},{"$f":"IFERROR(IF(OR(T67=\"\",'Combined scenario - input'!$D52=\"\"),\"\",T67/'Combined scenario - input'!$D52),\"\")","v":0.71340956882939321},{"$f":"IFERROR(IF(OR(U67=\"\",'Combined scenario - input'!$D52=\"\"),\"\",U67/'Combined scenario - input'!$D52),\"\")","v":0.68552503547390065},{"$f":"IFERROR(IF(OR(V67=\"\",'Combined scenario - input'!$D52=\"\"),\"\",V67/'Combined scenario - input'!$D52),\"\")","v":0.65665127940328905},{"$f":"IFERROR(IF(OR(W67=\"\",'Combined scenario - input'!$D52=\"\"),\"\",W67/'Combined scenario - input'!$D52),\"\")","v":0.62710830120092409}]
[{"$f":"IFERROR('Combined scenario - input'!A53,\"\")","v":5},{"$f":"IFERROR('Combined scenario - input'!B53,\"\")","v":"TRANSFORMERS"},{"$f":"IFERROR('Combined scenario - input'!C53,\"\")","v":"kiosk mounted ; < = 22 kv ; < = 60 kva ; multiple phase"},{"$f":"IFERROR(repcalc('Combined scenario - input'!$CV53:$GH53,'Combined scenario - input'!$G53,'Combined scenario - input'!$E53,'Combined scenario - input'!$F53,20,TRUE,TRUE),\"\")","v":4.4809538560351281E-5},7.974952347018583E-5,1.396903058038162E-4,2.4081580897893987E-4,4.0858675292400223E-4,6.8228235502764941E-4,1.121307107359225E-3,1.8137005903588815E-3,2.8872687151502282E-3,4.5236543557196458E-3,6.9754499531625817E-3,1.0586091687741836E-2,1.5811741004876034E-2,2.3243651511989857E-2,3.3628666574094607E-2,4.7884567875762243E-2,6.7106121162219215E-2,9.2557015932511713E-2,0.12564268259787273,0.16785941657872935,{"$f":"IFERROR(IF(OR(D68=\"\",'Combined scenario - input'!$D53=\"\"),\"\",D68/'Combined scenario - input'!$D53),\"\")","v":1.1137219079293791E-6},{"$f":"IFERROR(IF(OR(E68=\"\",'Combined scenario - input'!$D53=\"\"),\"\",E68/'Combined scenario - input'!$D53),\"\")","v":1.9821402828339652E-6},{"$f":"IFERROR(IF(OR(F68=\"\",'Combined scenario - input'!$D53=\"\"),\"\",F68/'Combined scenario - input'!$D53),\"\")","v":3.4719427804311888E-6},{"$f":"IFERROR(IF(OR(G68=\"\",'Combined scenario - input'!$D53=\"\"),\"\",G68/'Combined scenario - input'!$D53),\"\")","v":5.9853738925331006E-6},{"$f":"IFERROR(IF(OR(H68=\"\",'Combined scenario - input'!$D53=\"\"),\"\",H68/'Combined scenario - input'!$D53),\"\")","v":1.0155248918894965E-5},{"$f":"IFERROR(IF(OR(I68=\"\",'Combined scenario - input'!$D53=\"\"),\"\",I68/'Combined scenario - input'!$D53),\"\")","v":1.6957836001022786E-5},{"$f":"IFERROR(IF(OR(J68=\"\",'Combined scenario - input'!$D53=\"\"),\"\",J68/'Combined scenario - input'!$D53),\"\")","v":2.7869608371461417E-5},{"$f":"IFERROR(IF(OR(K68=\"\",'Combined scenario - input'!$D53=\"\"),\"\",K68/'Combined scenario - input'!$D53),\"\")","v":4.5078752131905447E-5},{"$f":"IFERROR(IF(OR(L68=\"\",'Combined scenario - input'!$D53=\"\"),\"\",L68/'Combined scenario - input'!$D53),\"\")","v":7.1761828518073246E-5},{"$f":"IFERROR(IF(OR(M68=\"\",'Combined scenario - input'!$D53=\"\"),\"\",M68/'Combined scenario - input'!$D53),\"\")","v":1.1243349344201849E-4},{"$f":"IFERROR(IF(OR(N68=\"\",'Combined scenario - input'!$D53=\"\"),\"\",N68/'Combined scenario - input'!$D53),\"\")","v":1.7337182394857551E-4},{"$f":"IFERROR(IF(OR(O68=\"\",'Combined scenario - input'!$D53=\"\"),\"\",O68/'Combined scenario - input'!$D53),\"\")","v":2.6311277934960175E-4},{"$f":"IFERROR(IF(OR(P68=\"\",'Combined scenario - input'!$D53=\"\"),\"\",P68/'Combined scenario - input'!$D53),\"\")","v":3.9299405718981102E-4},{"$f":"IFERROR(IF(OR(Q68=\"\",'Combined scenario - input'!$D53=\"\"),\"\",Q68/'Combined scenario - input'!$D53),\"\")","v":5.7771101289769676E-4},{"$f":"IFERROR(IF(OR(R68=\"\",'Combined scenario - input'!$D53=\"\"),\"\",R68/'Combined scenario - input'!$D53),\"\")","v":8.3582611875322938E-4},{"$f":"IFERROR(IF(OR(S68=\"\",'Combined scenario - input'!$D53=\"\"),\"\",S68/'Combined scenario - input'!$D53),\"\")","v":1.1901504458284183E-3},{"$f":"IFERROR(IF(OR(T68=\"\",'Combined scenario - input'!$D53=\"\"),\"\",T68/'Combined scenario - input'!$D53),\"\")","v":1.6678939282953635E-3},{"$f":"IFERROR(IF(OR(U68=\"\",'Combined scenario - input'!$D53=\"\"),\"\",U68/'Combined scenario - input'!$D53),\"\")","v":2.3004650279487004E-3},{"$f":"IFERROR(IF(OR(V68=\"\",'Combined scenario - input'!$D53=\"\"),\"\",V68/'Combined scenario - input'!$D53),\"\")","v":3.1227951163077371E-3},{"$f":"IFERROR(IF(OR(W68=\"\",'Combined scenario - input'!$D53=\"\"),\"\",W68/'Combined scenario - input'!$D53),\"\")","v":4.1720739758162179E-3}]
[{"$f":"IFERROR('Combined scenario - input'!A54,\"\")","v":5},{"$f":"IFERROR('Combined scenario - input'!B54,\"\")","v":"TRANSFORMERS"},{"$f":"IFERROR('Combined scenario - input'!C54,\"\")","v":"kiosk mounted ; < = 22 kv ; < = 60 kva ; single phase"},{"$f":"IFERROR(repcalc('Combined scenario - input'!$CV54:$GH54,'Combined scenario - input'!$G54,'Combined scenario - input'!$E54,'Combined scenario - input'!$F54,20,TRUE,TRUE),\"\")","v":6.0036824910581635E-7},1.1571049124436855E-6,2.1948672659209862E-6,4.0975503400388367E-6,7.5287149614669184E-6,1.3614382305884467E-5,2.4230120106523899E-5,4.2441794509392009E-5,7.3166530923423115E-5,1.2414000318114587E-4,2.0729632842337727E-4,3.406842411763641E-4,5.5105261109313108E-4,8.7723242351506073E-4,1.3744118283103952E-3,2.1193354243111361E-3,3.2163486613035314E-3,4.8040460553372896E-3,7.062066873183029E-3,1.0217322871148585E-2,{"$f":"IFERROR(IF(OR(D69=\"\",'Combined scenario - input'!$D54=\"\"),\"\",D69/'Combined scenario - input'!$D54),\"\")","v":4.9112945759150245E-8},{"$f":"IFERROR(IF(OR(E69=\"\",'Combined scenario - input'!$D54=\"\"),\"\",E69/'Combined scenario - input'!$D54),\"\")","v":9.4656622643075186E-8},{"$f":"IFERROR(IF(OR(F69=\"\",'Combined scenario - input'!$D54=\"\"),\"\",F69/'Combined scenario - input'!$D54),\"\")","v":1.7955046280389223E-7},{"$f":"IFERROR(IF(OR(G69=\"\",'Combined scenario - input'!$D54=\"\"),\"\",G69/'Combined scenario - input'!$D54),\"\")","v":3.3519888484350126E-7},{"$f":"IFERROR(IF(OR(H69=\"\",'Combined scenario - input'!$D54=\"\"),\"\",H69/'Combined scenario - input'!$D54),\"\")","v":6.1588428450262211E-7},{"$f":"IFERROR(IF(OR(I69=\"\",'Combined scenario - input'!$D54=\"\"),\"\",I69/'Combined scenario - input'!$D54),\"\")","v":1.113720488598638E-6},{"$f":"IFERROR(IF(OR(J69=\"\",'Combined scenario - input'!$D54=\"\"),\"\",J69/'Combined scenario - input'!$D54),\"\")","v":1.982137756788103E-6},{"$f":"IFERROR(IF(OR(K69=\"\",'Combined scenario - input'!$D54=\"\"),\"\",K69/'Combined scenario - input'!$D54),\"\")","v":3.4719383557763435E-6},{"$f":"IFERROR(IF(OR(L69=\"\",'Combined scenario - input'!$D54=\"\"),\"\",L69/'Combined scenario - input'!$D54),\"\")","v":5.985366264753816E-6},{"$f":"IFERROR(IF(OR(M69=\"\",'Combined scenario - input'!$D54=\"\"),\"\",M69/'Combined scenario - input'!$D54),\"\")","v":1.015523597701411E-5},{"$f":"IFERROR(IF(OR(N69=\"\",'Combined scenario - input'!$D54=\"\"),\"\",N69/'Combined scenario - input'!$D54),\"\")","v":1.6957814389904401E-5},{"$f":"IFERROR(IF(OR(O69=\"\",'Combined scenario - input'!$D54=\"\"),\"\",O69/'Combined scenario - input'!$D54),\"\")","v":2.786957285434822E-5},{"$f":"IFERROR(IF(OR(P69=\"\",'Combined scenario - input'!$D54=\"\"),\"\",P69/'Combined scenario - input'!$D54),\"\")","v":4.5078694683410877E-5},{"$f":"IFERROR(IF(OR(Q69=\"\",'Combined scenario - input'!$D54=\"\"),\"\",Q69/'Combined scenario - input'!$D54),\"\")","v":7.1761737064595372E-5},{"$f":"IFERROR(IF(OR(R69=\"\",'Combined scenario - input'!$D54=\"\"),\"\",R69/'Combined scenario - input'!$D54),\"\")","v":1.1243335015647317E-4},{"$f":"IFERROR(IF(OR(S69=\"\",'Combined scenario - input'!$D54=\"\"),\"\",S69/'Combined scenario - input'!$D54),\"\")","v":1.7337160300309775E-4},{"$f":"IFERROR(IF(OR(T69=\"\",'Combined scenario - input'!$D54=\"\"),\"\",T69/'Combined scenario - input'!$D54),\"\")","v":2.6311244403811609E-4},{"$f":"IFERROR(IF(OR(U69=\"\",'Combined scenario - input'!$D54=\"\"),\"\",U69/'Combined scenario - input'!$D54),\"\")","v":3.9299355635753292E-4},{"$f":"IFERROR(IF(OR(V69=\"\",'Combined scenario - input'!$D54=\"\"),\"\",V69/'Combined scenario - input'!$D54),\"\")","v":5.7771027666221348E-4},{"$f":"IFERROR(IF(OR(W69=\"\",'Combined scenario - input'!$D54=\"\"),\"\",W69/'Combined scenario - input'!$D54),\"\")","v":8.3582505357641208E-4}]
[{"$f":"IFERROR('Combined scenario - input'!A55,\"\")","v":5},{"$f":"IFERROR('Combined scenario - input'!B55,\"\")","v":"TRANSFORMERS"},{"$f":"IFERROR('Combined scenario - input'!C55,\"\")","v":"kiosk mounted ; < = 22 kv ; > 60 kva and < = 600 kva ; multiple phase"},{"$f":"IFERROR(repcalc('Combined scenario - input'!$CV55:$GH55,'Combined scenario - input'!$G55,'Combined scenario - input'!$E55,'Combined scenario - input'!$F55,20,TRUE,TRUE),\"\")","v":927.82398570920509},1070.2085486904198,1234.6963024439276,1421.2922193029542,1629.6976706468049,1859.2238722852621,2108.7187146511978,2376.5088631018475,2660.3592902369951,2957.4531308523983,3264.3956296931965,3577.2466030107516,3891.5858613868945,4202.6151069673251,4505.2977231937548,4794.534620621419,5065.3701287978311,5313.2173099198917,5534.0876855858933,5724.8069860850273,{"$f":"IFERROR(IF(OR(D70=\"\",'Combined scenario - input'!$D55=\"\"),\"\",D70/'Combined scenario - input'!$D55),\"\")","v":23.060668169902172},{"$f":"IFERROR(IF(OR(E70=\"\",'Combined scenario - input'!$D55=\"\"),\"\",E70/'Combined scenario - input'!$D55),\"\")","v":26.599575559665887},{"$f":"IFERROR(IF(OR(F70=\"\",'Combined scenario - input'!$D55=\"\"),\"\",F70/'Combined scenario - input'!$D55),\"\")","v":30.687848298619496},{"$f":"IFERROR(IF(OR(G70=\"\",'Combined scenario - input'!$D55=\"\"),\"\",G70/'Combined scenario - input'!$D55),\"\")","v":35.325609971977769},{"$f":"IFERROR(IF(OR(H70=\"\",'Combined scenario - input'!$D55=\"\"),\"\",H70/'Combined scenario - input'!$D55),\"\")","v":40.50543829314978},{"$f":"IFERROR(IF(OR(I70=\"\",'Combined scenario - input'!$D55=\"\"),\"\",I70/'Combined scenario - input'!$D55),\"\")","v":46.210213825802846},{"$f":"IFERROR(IF(OR(J70=\"\",'Combined scenario - input'!$D55=\"\"),\"\",J70/'Combined scenario - input'!$D55),\"\")","v":52.411301379607622},{"$f":"IFERROR(IF(OR(K70=\"\",'Combined scenario - input'!$D55=\"\"),\"\",K70/'Combined scenario - input'!$D55),\"\")","v":59.067110938000248},{"$f":"IFERROR(IF(OR(L70=\"\",'Combined scenario - input'!$D55=\"\"),\"\",L70/'Combined scenario - input'!$D55),\"\")","v":66.122091851266049},{"$f":"IFERROR(IF(OR(M70=\"\",'Combined scenario - input'!$D55=\"\"),\"\",M70/'Combined scenario - input'!$D55),\"\")","v":73.506232140026469},{"$f":"IFERROR(IF(OR(N70=\"\",'Combined scenario - input'!$D55=\"\"),\"\",N70/'Combined scenario - input'!$D55),\"\")","v":81.135156614960962},{"$f":"IFERROR(IF(OR(O70=\"\",'Combined scenario - input'!$D55=\"\"),\"\",O70/'Combined scenario - input'!$D55),\"\")","v":88.910933694912657},{"$f":"IFERROR(IF(OR(P70=\"\",'Combined scenario - input'!$D55=\"\"),\"\",P70/'Combined scenario - input'!$D55),\"\")","v":96.723701463192015},{"$f":"IFERROR(IF(OR(Q70=\"\",'Combined scenario - input'!$D55=\"\"),\"\",Q70/'Combined scenario - input'!$D55),\"\")","v":104.45420027971358},{"$f":"IFERROR(IF(OR(R70=\"\",'Combined scenario - input'!$D55=\"\"),\"\",R70/'Combined scenario - input'!$D55),\"\")","v":111.97724719497538},{"$f":"IFERROR(IF(OR(S70=\"\",'Combined scenario - input'!$D55=\"\"),\"\",S70/'Combined scenario - input'!$D55),\"\")","v":119.16610652261284},{"$f":"IFERROR(IF(OR(T70=\"\",'Combined scenario - input'!$D55=\"\"),\"\",T70/'Combined scenario - input'!$D55),\"\")","v":125.89760719394874},{"$f":"IFERROR(IF(OR(U70=\"\",'Combined scenario - input'!$D55=\"\"),\"\",U70/'Combined scenario - input'!$D55),\"\")","v":132.05774283253399},{"$f":"IFERROR(IF(OR(V70=\"\",'Combined scenario - input'!$D55=\"\"),\"\",V70/'Combined scenario - input'!$D55),\"\")","v":137.54738151427384},{"$f":"IFERROR(IF(OR(W70=\"\",'Combined scenario - input'!$D55=\"\"),\"\",W70/'Combined scenario - input'!$D55),\"\")","v":142.28762812370439}]
[{"$f":"IFERROR('Combined scenario - input'!A56,\"\")","v":5},{"$f":"IFERROR('Combined scenario - input'!B56,\"\")","v":"TRANSFORMERS"},{"$f":"IFERROR('Combined scenario - input'!C56,\"\")","v":"kiosk mounted ; < = 22 kv ; > 600 kva ; multiple phase"},{"$f":"IFERROR(repcalc('Combined scenario - input'!$CV56:$GH56,'Combined scenario - input'!$G56,'Combined scenario - input'!$E56,'Combined scenario - input'!$F56,20,TRUE,TRUE),\"\")","v":72.055363122779127},68.582155192709251,65.99097632596964,64.543189683558069,64.47887205785311,66.021550173005934,69.386154785352645,74.789283942092069,82.460843470678768,92.656212253276422,105.66820777823995,121.83824419469329,141.56612878762863,165.31790168009766,193.63098559164845,227.11571064225146,266.45208122071074,312.38055300906512,365.68569607863884,427.1720326858902,{"$f":"IFERROR(IF(OR(D71=\"\",'Combined scenario - input'!$D56=\"\"),\"\",D71/'Combined scenario - input'!$D56),\"\")","v":2.0101643139559577},{"$f":"IFERROR(IF(OR(E71=\"\",'Combined scenario - input'!$D56=\"\"),\"\",E71/'Combined scenario - input'!$D56),\"\")","v":1.9132705043434968},{"$f":"IFERROR(IF(OR(F71=\"\",'Combined scenario - input'!$D56=\"\"),\"\",F71/'Combined scenario - input'!$D56),\"\")","v":1.8409830983370705},{"$f":"IFERROR(IF(OR(G71=\"\",'Combined scenario - input'!$D56=\"\"),\"\",G71/'Combined scenario - input'!$D56),\"\")","v":1.8005934740722001},{"$f":"IFERROR(IF(OR(H71=\"\",'Combined scenario - input'!$D56=\"\"),\"\",H71/'Combined scenario - input'!$D56),\"\")","v":1.7987991732686612},{"$f":"IFERROR(IF(OR(I71=\"\",'Combined scenario - input'!$D56=\"\"),\"\",I71/'Combined scenario - input'!$D56),\"\")","v":1.8418360321589151},{"$f":"IFERROR(IF(OR(J71=\"\",'Combined scenario - input'!$D56=\"\"),\"\",J71/'Combined scenario - input'!$D56),\"\")","v":1.9357000809846274},{"$f":"IFERROR(IF(OR(K71=\"\",'Combined scenario - input'!$D56=\"\"),\"\",K71/'Combined scenario - input'!$D56),\"\")","v":2.0864338632301709},{"$f":"IFERROR(IF(OR(L71=\"\",'Combined scenario - input'!$D56=\"\"),\"\",L71/'Combined scenario - input'!$D56),\"\")","v":2.3004511761465865},{"$f":"IFERROR(IF(OR(M71=\"\",'Combined scenario - input'!$D56=\"\"),\"\",M71/'Combined scenario - input'!$D56),\"\")","v":2.5848764514654672},{"$f":"IFERROR(IF(OR(N71=\"\",'Combined scenario - input'!$D56=\"\"),\"\",N71/'Combined scenario - input'!$D56),\"\")","v":2.9478785643417456},{"$f":"IFERROR(IF(OR(O71=\"\",'Combined scenario - input'!$D56=\"\"),\"\",O71/'Combined scenario - input'!$D56),\"\")","v":3.3989821151535944},{"$f":"IFERROR(IF(OR(P71=\"\",'Combined scenario - input'!$D56=\"\"),\"\",P71/'Combined scenario - input'!$D56),\"\")","v":3.9493407266422023},{"$f":"IFERROR(IF(OR(Q71=\"\",'Combined scenario - input'!$D56=\"\"),\"\",Q71/'Combined scenario - input'!$D56),\"\")","v":4.6119557519842083},{"$f":"IFERROR(IF(OR(R71=\"\",'Combined scenario - input'!$D56=\"\"),\"\",R71/'Combined scenario - input'!$D56),\"\")","v":5.4018199401649145},{"$f":"IFERROR(IF(OR(S71=\"\",'Combined scenario - input'!$D56=\"\"),\"\",S71/'Combined scenario - input'!$D56),\"\")","v":6.3359599741920327},{"$f":"IFERROR(IF(OR(T71=\"\",'Combined scenario - input'!$D56=\"\"),\"\",T71/'Combined scenario - input'!$D56),\"\")","v":7.4333462748152055},{"$f":"IFERROR(IF(OR(U71=\"\",'Combined scenario - input'!$D56=\"\"),\"\",U71/'Combined scenario - input'!$D56),\"\")","v":8.7146357025871168},{"$f":"IFERROR(IF(OR(V71=\"\",'Combined scenario - input'!$D56=\"\"),\"\",V71/'Combined scenario - input'!$D56),\"\")","v":10.201715799126099},{"$f":"IFERROR(IF(OR(W71=\"\",'Combined scenario - input'!$D56=\"\"),\"\",W71/'Combined scenario - input'!$D56),\"\")","v":11.917030722085764}]
[{"$f":"IFERROR('Combined scenario - input'!A57,\"\")","v":5},{"$f":"IFERROR('Combined scenario - input'!B57,\"\")","v":"TRANSFORMERS"},{"$f":"IFERROR('Combined scenario - input'!C57,\"\")","v":"pole mounted ; < = 22 kv ; < = 60 kva ; multiple phase"},{"$f":"IFERROR(repcalc('Combined scenario - input'!$CV57:$GH57,'Combined scenario - input'!$G57,'Combined scenario - input'!$E57,'Combined scenario - input'!$F57,20,TRUE,TRUE),\"\")","v":259.69192744379484},268.17226913325965,275.36923743870227,281.49101650745177,286.80504410406797,291.6219083464722,296.27876464684817,301.12398101769867,306.50439976427475,312.75612540066254,320.19918553608693,329.13584288404849,339.85183605856997,352.61945241554781,367.70112393302384,385.35219891984565,405.82166753266387,429.34987892100696,456.16264178374837,486.4615028186804,{"$f":"IFERROR(IF(OR(D72=\"\",'Combined scenario - input'!$D57=\"\"),\"\",D72/'Combined scenario - input'!$D57),\"\")","v":22.123335644644825},{"$f":"IFERROR(IF(OR(E72=\"\",'Combined scenario - input'!$D57=\"\"),\"\",E72/'Combined scenario - input'!$D57),\"\")","v":22.845781842430117},{"$f":"IFERROR(IF(OR(F72=\"\",'Combined scenario - input'!$D57=\"\"),\"\",F72/'Combined scenario - input'!$D57),\"\")","v":23.458896570378826},{"$f":"IFERROR(IF(OR(G72=\"\",'Combined scenario - input'!$D57=\"\"),\"\",G72/'Combined scenario - input'!$D57),\"\")","v":23.980415180577516},{"$f":"IFERROR(IF(OR(H72=\"\",'Combined scenario - input'!$D57=\"\"),\"\",H72/'Combined scenario - input'!$D57),\"\")","v":24.433120881913919},{"$f":"IFERROR(IF(OR(I72=\"\",'Combined scenario - input'!$D57=\"\"),\"\",I72/'Combined scenario - input'!$D57),\"\")","v":24.84347289184484},{"$f":"IFERROR(IF(OR(J72=\"\",'Combined scenario - input'!$D57=\"\"),\"\",J72/'Combined scenario - input'!$D57),\"\")","v":25.240193714075229},{"$f":"IFERROR(IF(OR(K72=\"\",'Combined scenario - input'!$D57=\"\"),\"\",K72/'Combined scenario - input'!$D57),\"\")","v":25.652961061517914},{"$f":"IFERROR(IF(OR(L72=\"\",'Combined scenario - input'!$D57=\"\"),\"\",L72/'Combined scenario - input'!$D57),\"\")","v":26.111322671025409},{"$f":"IFERROR(IF(OR(M72=\"\",'Combined scenario - input'!$D57=\"\"),\"\",M72/'Combined scenario - input'!$D57),\"\")","v":26.643911519563925},{"$f":"IFERROR(IF(OR(N72=\"\",'Combined scenario - input'!$D57=\"\"),\"\",N72/'Combined scenario - input'!$D57),\"\")","v":27.277990981409761},{"$f":"IFERROR(IF(OR(O72=\"\",'Combined scenario - input'!$D57=\"\"),\"\",O72/'Combined scenario - input'!$D57),\"\")","v":28.039311027035456},{"$f":"IFERROR(IF(OR(P72=\"\",'Combined scenario - input'!$D57=\"\"),\"\",P72/'Combined scenario - input'!$D57),\"\")","v":28.952213927403708},{"$f":"IFERROR(IF(OR(Q72=\"\",'Combined scenario - input'!$D57=\"\"),\"\",Q72/'Combined scenario - input'!$D57),\"\")","v":30.039896031456063},{"$f":"IFERROR(IF(OR(R72=\"\",'Combined scenario - input'!$D57=\"\"),\"\",R72/'Combined scenario - input'!$D57),\"\")","v":31.324714101650468},{"$f":"IFERROR(IF(OR(S72=\"\",'Combined scenario - input'!$D57=\"\"),\"\",S72/'Combined scenario - input'!$D57),\"\")","v":32.82842143774689},{"$f":"IFERROR(IF(OR(T72=\"\",'Combined scenario - input'!$D57=\"\"),\"\",T72/'Combined scenario - input'!$D57),\"\")","v":34.572229684104144},{"$f":"IFERROR(IF(OR(U72=\"\",'Combined scenario - input'!$D57=\"\"),\"\",U72/'Combined scenario - input'!$D57),\"\")","v":36.576614351683482},{"$f":"IFERROR(IF(OR(V72=\"\",'Combined scenario - input'!$D57=\"\"),\"\",V72/'Combined scenario - input'!$D57),\"\")","v":38.860812240357092},{"$f":"IFERROR(IF(OR(W72=\"\",'Combined scenario - input'!$D57=\"\"),\"\",W72/'Combined scenario - input'!$D57),\"\")","v":41.441993253276053}]
[{"$f":"IFERROR('Combined scenario - input'!A58,\"\")","v":5},{"$f":"IFERROR('Combined scenario - input'!B58,\"\")","v":"TRANSFORMERS"},{"$f":"IFERROR('Combined scenario - input'!C58,\"\")","v":"pole mounted ; < = 22 kv ; < = 60 kva ; single phase"},{"$f":"IFERROR(repcalc('Combined scenario - input'!$CV58:$GH58,'Combined scenario - input'!$G58,'Combined scenario - input'!$E58,'Combined scenario - input'!$F58,20,TRUE,TRUE),\"\")","v":177.4961850315778},191.77105800771906,204.87115836471509,216.49681308522662,226.41047805987137,234.4526792819733,240.55316857914232,244.73631931547212,247.12030431924083,247.91015836040785,247.38536305332082,245.88304005230759,243.77814989185373,241.46224082746761,239.32227081871827,237.72085601826171,236.9790192286741,237.36217158322239,239.06971265771679,242.22832493764301,{"$f":"IFERROR(IF(OR(D73=\"\",'Combined scenario - input'!$D58=\"\"),\"\",D73/'Combined scenario - input'!$D58),\"\")","v":14.177401606685306},{"$f":"IFERROR(IF(OR(E73=\"\",'Combined scenario - input'!$D58=\"\"),\"\",E73/'Combined scenario - input'!$D58),\"\")","v":15.31759854686838},{"$f":"IFERROR(IF(OR(F73=\"\",'Combined scenario - input'!$D58=\"\"),\"\",F73/'Combined scenario - input'!$D58),\"\")","v":16.363961226809767},{"$f":"IFERROR(IF(OR(G73=\"\",'Combined scenario - input'!$D58=\"\"),\"\",G73/'Combined scenario - input'!$D58),\"\")","v":17.292553443504602},{"$f":"IFERROR(IF(OR(H73=\"\",'Combined scenario - input'!$D58=\"\"),\"\",H73/'Combined scenario - input'!$D58),\"\")","v":18.084401503307483},{"$f":"IFERROR(IF(OR(I73=\"\",'Combined scenario - input'!$D58=\"\"),\"\",I73/'Combined scenario - input'!$D58),\"\")","v":18.726767515327573},{"$f":"IFERROR(IF(OR(J73=\"\",'Combined scenario - input'!$D58=\"\"),\"\",J73/'Combined scenario - input'!$D58),\"\")","v":19.214040448815485},{"$f":"IFERROR(IF(OR(K73=\"\",'Combined scenario - input'!$D58=\"\"),\"\",K73/'Combined scenario - input'!$D58),\"\")","v":19.548167111648819},{"$f":"IFERROR(IF(OR(L73=\"\",'Combined scenario - input'!$D58=\"\"),\"\",L73/'Combined scenario - input'!$D58),\"\")","v":19.738586487798965},{"$f":"IFERROR(IF(OR(M73=\"\",'Combined scenario - input'!$D58=\"\"),\"\",M73/'Combined scenario - input'!$D58),\"\")","v":19.801675606870997},{"$f":"IFERROR(IF(OR(N73=\"\",'Combined scenario - input'!$D58=\"\"),\"\",N73/'Combined scenario - input'!$D58),\"\")","v":19.759757895633694},{"$f":"IFERROR(IF(OR(O73=\"\",'Combined scenario - input'!$D58=\"\"),\"\",O73/'Combined scenario - input'!$D58),\"\")","v":19.639760744570779},{"$f":"IFERROR(IF(OR(P73=\"\",'Combined scenario - input'!$D58=\"\"),\"\",P73/'Combined scenario - input'!$D58),\"\")","v":19.471633902084527},{"$f":"IFERROR(IF(OR(Q73=\"\",'Combined scenario - input'!$D58=\"\"),\"\",Q73/'Combined scenario - input'!$D58),\"\")","v":19.286652050871648},{"$f":"IFERROR(IF(OR(R73=\"\",'Combined scenario - input'!$D58=\"\"),\"\",R73/'Combined scenario - input'!$D58),\"\")","v":19.115723226486473},{"$f":"IFERROR(IF(OR(S73=\"\",'Combined scenario - input'!$D58=\"\"),\"\",S73/'Combined scenario - input'!$D58),\"\")","v":18.987811177216663},{"$f":"IFERROR(IF(OR(T73=\"\",'Combined scenario - input'!$D58=\"\"),\"\",T73/'Combined scenario - input'!$D58),\"\")","v":18.928557407392109},{"$f":"IFERROR(IF(OR(U73=\"\",'Combined scenario - input'!$D58=\"\"),\"\",U73/'Combined scenario - input'!$D58),\"\")","v":18.959161472521799},{"$f":"IFERROR(IF(OR(V73=\"\",'Combined scenario - input'!$D58=\"\"),\"\",V73/'Combined scenario - input'!$D58),\"\")","v":19.095550294448937},{"$f":"IFERROR(IF(OR(W73=\"\",'Combined scenario - input'!$D58=\"\"),\"\",W73/'Combined scenario - input'!$D58),\"\")","v":19.347842560924157}]
[{"$f":"IFERROR('Combined scenario - input'!A59,\"\")","v":5},{"$f":"IFERROR('Combined scenario - input'!B59,\"\")","v":"TRANSFORMERS"},{"$f":"IFERROR('Combined scenario - input'!C59,\"\")","v":"pole mounted ; < = 22 kv ; > 60 kva and < = 600 kva ; multiple phase"},{"$f":"IFERROR(repcalc('Combined scenario - input'!$CV59:$GH59,'Combined scenario - input'!$G59,'Combined scenario - input'!$E59,'Combined scenario - input'!$F59,20,TRUE,TRUE),\"\")","v":1329.2249754453276},1407.801282981349,1488.9999578648572,1572.9175618348306,1659.3115430872956,1747.5627706047262,1836.6762632124492,1925.3214472901011,2011.9089046960528,2094.696589774685,2171.9153650118951,2241.9017655966004,2303.2253304162327,2354.7986381732612,2395.9602125459855,2426.5234315321632,2446.7881268192214,2457.5152798648965,2459.8687066030348,2455.3305137049429,{"$f":"IFERROR(IF(OR(D74=\"\",'Combined scenario - input'!$D59=\"\"),\"\",D74/'Combined scenario - input'!$D59),\"\")","v":65.616356107639064},{"$f":"IFERROR(IF(OR(E74=\"\",'Combined scenario - input'!$D59=\"\"),\"\",E74/'Combined scenario - input'!$D59),\"\")","v":69.495226180163527},{"$f":"IFERROR(IF(OR(F74=\"\",'Combined scenario - input'!$D59=\"\"),\"\",F74/'Combined scenario - input'!$D59),\"\")","v":73.503547769847515},{"$f":"IFERROR(IF(OR(G74=\"\",'Combined scenario - input'!$D59=\"\"),\"\",G74/'Combined scenario - input'!$D59),\"\")","v":77.646087586291159},{"$f":"IFERROR(IF(OR(H74=\"\",'Combined scenario - input'!$D59=\"\"),\"\",H74/'Combined scenario - input'!$D59),\"\")","v":81.910872212023321},{"$f":"IFERROR(IF(OR(I74=\"\",'Combined scenario - input'!$D59=\"\"),\"\",I74/'Combined scenario - input'!$D59),\"\")","v":86.267338633202286},{"$f":"IFERROR(IF(OR(J74=\"\",'Combined scenario - input'!$D59=\"\"),\"\",J74/'Combined scenario - input'!$D59),\"\")","v":90.666370229027365},{"$f":"IFERROR(IF(OR(K74=\"\",'Combined scenario - input'!$D59=\"\"),\"\",K74/'Combined scenario - input'!$D59),\"\")","v":95.042284068381534},{"$f":"IFERROR(IF(OR(L74=\"\",'Combined scenario - input'!$D59=\"\"),\"\",L74/'Combined scenario - input'!$D59),\"\")","v":99.316619522919979},{"$f":"IFERROR(IF(OR(M74=\"\",'Combined scenario - input'!$D59=\"\"),\"\",M74/'Combined scenario - input'!$D59),\"\")","v":103.40338160292579},{"$f":"IFERROR(IF(OR(N74=\"\",'Combined scenario - input'!$D59=\"\"),\"\",N74/'Combined scenario - input'!$D59),\"\")","v":107.21523794610275},{"$f":"IFERROR(IF(OR(O74=\"\",'Combined scenario - input'!$D59=\"\"),\"\",O74/'Combined scenario - input'!$D59),\"\")","v":110.67007265677267},{"$f":"IFERROR(IF(OR(P74=\"\",'Combined scenario - input'!$D59=\"\"),\"\",P74/'Combined scenario - input'!$D59),\"\")","v":113.69727192049912},{"$f":"IFERROR(IF(OR(Q74=\"\",'Combined scenario - input'!$D59=\"\"),\"\",Q74/'Combined scenario - input'!$D59),\"\")","v":116.2431558678725},{"$f":"IFERROR(IF(OR(R74=\"\",'Combined scenario - input'!$D59=\"\"),\"\",R74/'Combined scenario - input'!$D59),\"\")","v":118.27507113570508},{"$f":"IFERROR(IF(OR(S74=\"\",'Combined scenario - input'!$D59=\"\"),\"\",S74/'Combined scenario - input'!$D59),\"\")","v":119.78380524606206},{"$f":"IFERROR(IF(OR(T74=\"\",'Combined scenario - input'!$D59=\"\"),\"\",T74/'Combined scenario - input'!$D59),\"\")","v":120.78415920188728},{"$f":"IFERROR(IF(OR(U74=\"\",'Combined scenario - input'!$D59=\"\"),\"\",U74/'Combined scenario - input'!$D59),\"\")","v":121.31369837491579},{"$f":"IFERROR(IF(OR(V74=\"\",'Combined scenario - input'!$D59=\"\"),\"\",V74/'Combined scenario - input'!$D59),\"\")","v":121.42987380780004},{"$f":"IFERROR(IF(OR(W74=\"\",'Combined scenario - input'!$D59=\"\"),\"\",W74/'Combined scenario - input'!$D59),\"\")","v":121.20584876554818}]
[{"$f":"IFERROR('Combined scenario - input'!A60,\"\")","v":5},{"$f":"IFERROR('Combined scenario - input'!B60,\"\")","v":"TRANSFORMERS"},{"$f":"IFERROR('Combined scenario - input'!C60,\"\")","v":"pole mounted ; < = 22 kv ; > 60 kva and < = 600 kva ; single phase"},{"$f":"IFERROR(repcalc('Combined scenario - input'!$CV60:$GH60,'Combined scenario - input'!$G60,'Combined scenario - input'!$E60,'Combined scenario - input'!$F60,20,TRUE,TRUE),\"\")","v":27.01887462700212},26.281352223782676,25.226031504705233,23.905891679912724,22.383893427101196,20.728948245746679,19.011730186050688,17.300690793514207,15.658591191129664,14.139789436512347,12.788429277784942,11.637581622910041,10.709304412549525,10.015518910423255,9.5595552490599403,9.3381976077981808,9.3440562103551752,9.5681035744701983,10.002229447903714,10.641686621574205,{"$f":"IFERROR(IF(OR(D75=\"\",'Combined scenario - input'!$D60=\"\"),\"\",D75/'Combined scenario - input'!$D60),\"\")","v":1.3092221700189548},{"$f":"IFERROR(IF(OR(E75=\"\",'Combined scenario - input'!$D60=\"\"),\"\",E75/'Combined scenario - input'!$D60),\"\")","v":1.2734849050695267},{"$f":"IFERROR(IF(OR(F75=\"\",'Combined scenario - input'!$D60=\"\"),\"\",F75/'Combined scenario - input'!$D60),\"\")","v":1.2223484569024465},{"$f":"IFERROR(IF(OR(G75=\"\",'Combined scenario - input'!$D60=\"\"),\"\",G75/'Combined scenario - input'!$D60),\"\")","v":1.1583799774597088},{"$f":"IFERROR(IF(OR(H75=\"\",'Combined scenario - input'!$D60=\"\"),\"\",H75/'Combined scenario - input'!$D60),\"\")","v":1.0846302790426041},{"$f":"IFERROR(IF(OR(I75=\"\",'Combined scenario - input'!$D60=\"\"),\"\",I75/'Combined scenario - input'!$D60),\"\")","v":1.0044385259993436},{"$f":"IFERROR(IF(OR(J75=\"\",'Combined scenario - input'!$D60=\"\"),\"\",J75/'Combined scenario - input'!$D60),\"\")","v":0.92122928854782893},{"$f":"IFERROR(IF(OR(K75=\"\",'Combined scenario - input'!$D60=\"\"),\"\",K75/'Combined scenario - input'!$D60),\"\")","v":0.83831944358168131},{"$f":"IFERROR(IF(OR(L75=\"\",'Combined scenario - input'!$D60=\"\"),\"\",L75/'Combined scenario - input'!$D60),\"\")","v":0.75875013381210954},{"$f":"IFERROR(IF(OR(M75=\"\",'Combined scenario - input'!$D60=\"\"),\"\",M75/'Combined scenario - input'!$D60),\"\")","v":0.68515532438871984},{"$f":"IFERROR(IF(OR(N75=\"\",'Combined scenario - input'!$D60=\"\"),\"\",N75/'Combined scenario - input'!$D60),\"\")","v":0.61967403755088402},{"$f":"IFERROR(IF(OR(O75=\"\",'Combined scenario - input'!$D60=\"\"),\"\",O75/'Combined scenario - input'!$D60),\"\")","v":0.56390875180612676},{"$f":"IFERROR(IF(OR(P75=\"\",'Combined scenario - input'!$D60=\"\"),\"\",P75/'Combined scenario - input'!$D60),\"\")","v":0.51892830311960858},{"$f":"IFERROR(IF(OR(Q75=\"\",'Combined scenario - input'!$D60=\"\"),\"\",Q75/'Combined scenario - input'!$D60),\"\")","v":0.48531034629642955},{"$f":"IFERROR(IF(OR(R75=\"\",'Combined scenario - input'!$D60=\"\"),\"\",R75/'Combined scenario - input'!$D60),\"\")","v":0.46321624569376124},{"$f":"IFERROR(IF(OR(S75=\"\",'Combined scenario - input'!$D60=\"\"),\"\",S75/'Combined scenario - input'!$D60),\"\")","v":0.45249017603157882},{"$f":"IFERROR(IF(OR(T75=\"\",'Combined scenario - input'!$D60=\"\"),\"\",T75/'Combined scenario - input'!$D60),\"\")","v":0.45277405951891259},{"$f":"IFERROR(IF(OR(U75=\"\",'Combined scenario - input'!$D60=\"\"),\"\",U75/'Combined scenario - input'!$D60),\"\")","v":0.46363046195177154},{"$f":"IFERROR(IF(OR(V75=\"\",'Combined scenario - input'!$D60=\"\"),\"\",V75/'Combined scenario - input'!$D60),\"\")","v":0.48466639427405955},{"$f":"IFERROR(IF(OR(W75=\"\",'Combined scenario - input'!$D60=\"\"),\"\",W75/'Combined scenario - input'!$D60),\"\")","v":0.51565182649892338}]
[{"$f":"IFERROR('Combined scenario - input'!A61,\"\")","v":5},{"$f":"IFERROR('Combined scenario - input'!B61,\"\")","v":"TRANSFORMERS"},{"$f":"IFERROR('Combined scenario - input'!C61,\"\")","v":"pole mounted ; < = 22 kv ; > 600 kva ; multiple phase"},{"$f":"IFERROR(repcalc('Combined scenario - input'!$CV61:$GH61,'Combined scenario - input'!$G61,'Combined scenario - input'!$E61,'Combined scenario - input'!$F61,20,TRUE,TRUE),\"\")","v":1.7813240215734114E-9},3.8664366643026252E-9,8.2637489906608428E-9,1.7391681933249809E-8,3.604162065410247E-8,7.354705845877086E-8,1.4778303535163582E-7,2.9240321573940636E-7,5.6968922162673174E-7,1.0929295436946802E-6,2.0646414497926268E-6,3.8405678279744602E-6,7.0346835618225763E-6,1.2687966717559944E-5,2.2533976646991357E-5,3.9407782853505332E-5,6.7861666825426941E-5,1.1507087369741829E-4,1.9213419811531419E-4,3.1589468152277246E-4,{"$f":"IFERROR(IF(OR(D76=\"\",'Combined scenario - input'!$D61=\"\"),\"\",D76/'Combined scenario - input'!$D61),\"\")","v":1.1870445538981898E-10},{"$f":"IFERROR(IF(OR(E76=\"\",'Combined scenario - input'!$D61=\"\"),\"\",E76/'Combined scenario - input'!$D61),\"\")","v":2.5765287672361679E-10},{"$f":"IFERROR(IF(OR(F76=\"\",'Combined scenario - input'!$D61=\"\"),\"\",F76/'Combined scenario - input'!$D61),\"\")","v":5.50682420230381E-10},{"$f":"IFERROR(IF(OR(G76=\"\",'Combined scenario - input'!$D61=\"\"),\"\",G76/'Combined scenario - input'!$D61),\"\")","v":1.1589526145702923E-9},{"$f":"IFERROR(IF(OR(H76=\"\",'Combined scenario - input'!$D61=\"\"),\"\",H76/'Combined scenario - input'!$D61),\"\")","v":2.4017533583433847E-9},{"$f":"IFERROR(IF(OR(I76=\"\",'Combined scenario - input'!$D61=\"\"),\"\",I76/'Combined scenario - input'!$D61),\"\")","v":4.9010530448919685E-9},{"$f":"IFERROR(IF(OR(J76=\"\",'Combined scenario - input'!$D61=\"\"),\"\",J76/'Combined scenario - input'!$D61),\"\")","v":9.8480144627339149E-9},{"$f":"IFERROR(IF(OR(K76=\"\",'Combined scenario - input'!$D61=\"\"),\"\",K76/'Combined scenario - input'!$D61),\"\")","v":1.9485261557254273E-8},{"$f":"IFERROR(IF(OR(L76=\"\",'Combined scenario - input'!$D61=\"\"),\"\",L76/'Combined scenario - input'!$D61),\"\")","v":3.7963137517743371E-8},{"$f":"IFERROR(IF(OR(M76=\"\",'Combined scenario - input'!$D61=\"\"),\"\",M76/'Combined scenario - input'!$D61),\"\")","v":7.2830998006262358E-8},{"$f":"IFERROR(IF(OR(N76=\"\",'Combined scenario - input'!$D61=\"\"),\"\",N76/'Combined scenario - input'!$D61),\"\")","v":1.3758425525323765E-7},{"$f":"IFERROR(IF(OR(O76=\"\",'Combined scenario - input'!$D61=\"\"),\"\",O76/'Combined scenario - input'!$D61),\"\")","v":2.5592902070937472E-7},{"$f":"IFERROR(IF(OR(P76=\"\",'Combined scenario - input'!$D61=\"\"),\"\",P76/'Combined scenario - input'!$D61),\"\")","v":4.6877955438352971E-7},{"$f":"IFERROR(IF(OR(Q76=\"\",'Combined scenario - input'!$D61=\"\"),\"\",Q76/'Combined scenario - input'!$D61),\"\")","v":8.4550489465794964E-7},{"$f":"IFERROR(IF(OR(R76=\"\",'Combined scenario - input'!$D61=\"\"),\"\",R76/'Combined scenario - input'!$D61),\"\")","v":1.5016265391656997E-6},{"$f":"IFERROR(IF(OR(S76=\"\",'Combined scenario - input'!$D61=\"\"),\"\",S76/'Combined scenario - input'!$D61),\"\")","v":2.6260687809137105E-6},{"$f":"IFERROR(IF(OR(T76=\"\",'Combined scenario - input'!$D61=\"\"),\"\",T76/'Combined scenario - input'!$D61),\"\")","v":4.5221880493378118E-6},{"$f":"IFERROR(IF(OR(U76=\"\",'Combined scenario - input'!$D61=\"\"),\"\",U76/'Combined scenario - input'!$D61),\"\")","v":7.6681306870928292E-6},{"$f":"IFERROR(IF(OR(V76=\"\",'Combined scenario - input'!$D61=\"\"),\"\",V76/'Combined scenario - input'!$D61),\"\")","v":1.2803501818210916E-5},{"$f":"IFERROR(IF(OR(W76=\"\",'Combined scenario - input'!$D61=\"\"),\"\",W76/'Combined scenario - input'!$D61),\"\")","v":2.1050693572065354E-5}]
[{"$f":"IFERROR('Combined scenario - input'!A62,\"\")","v":6},{"$f":"IFERROR('Combined scenario - input'!B62,\"\")","v":"UNDERGROUND CABLES"},{"$f":"IFERROR('Combined scenario - input'!C62,\"\")","v":"˂ = 1 kv"},{"$f":"IFERROR(repcalc('Combined scenario - input'!$CV62:$GH62,'Combined scenario - input'!$G62,'Combined scenario - input'!$E62,'Combined scenario - input'!$F62,20,TRUE,TRUE),\"\")","v":19304.580688605474},19880.009929958869,20733.906081143105,21810.613953219785,23055.596436170716,24416.527210176799,25844.219523064272,27293.448982817648,28723.698529794376,30099.823147697789,31392.605963412836,32579.160235794647,33643.12566135142,34574.612956098637,35369.866686684698,36030.640347996261,36563.306291412162,36977.752367252862,37286.143092092927,37501.642236291387,{"$f":"IFERROR(IF(OR(D77=\"\",'Combined scenario - input'!$D62=\"\"),\"\",D77/'Combined scenario - input'!$D62),\"\")","v":40.677382733185006},{"$f":"IFERROR(IF(OR(E77=\"\",'Combined scenario - input'!$D62=\"\"),\"\",E77/'Combined scenario - input'!$D62),\"\")","v":41.889890575959043},{"$f":"IFERROR(IF(OR(F77=\"\",'Combined scenario - input'!$D62=\"\"),\"\",F77/'Combined scenario - input'!$D62),\"\")","v":43.68916615290108},{"$f":"IFERROR(IF(OR(G77=\"\",'Combined scenario - input'!$D62=\"\"),\"\",G77/'Combined scenario - input'!$D62),\"\")","v":45.957936395092759},{"$f":"IFERROR(IF(OR(H77=\"\",'Combined scenario - input'!$D62=\"\"),\"\",H77/'Combined scenario - input'!$D62),\"\")","v":48.581284178295213},{"$f":"IFERROR(IF(OR(I77=\"\",'Combined scenario - input'!$D62=\"\"),\"\",I77/'Combined scenario - input'!$D62),\"\")","v":51.448950814550656},{"$f":"IFERROR(IF(OR(J77=\"\",'Combined scenario - input'!$D62=\"\"),\"\",J77/'Combined scenario - input'!$D62),\"\")","v":54.457293112854423},{"$f":"IFERROR(IF(OR(K77=\"\",'Combined scenario - input'!$D62=\"\"),\"\",K77/'Combined scenario - input'!$D62),\"\")","v":57.511017115126627},{"$f":"IFERROR(IF(OR(L77=\"\",'Combined scenario - input'!$D62=\"\"),\"\",L77/'Combined scenario - input'!$D62),\"\")","v":60.524747854208513},{"$f":"IFERROR(IF(OR(M77=\"\",'Combined scenario - input'!$D62=\"\"),\"\",M77/'Combined scenario - input'!$D62),\"\")","v":63.424429990482814},{"$f":"IFERROR(IF(OR(N77=\"\",'Combined scenario - input'!$D62=\"\"),\"\",N77/'Combined scenario - input'!$D62),\"\")","v":66.148499590024286},{"$f":"IFERROR(IF(OR(O77=\"\",'Combined scenario - input'!$D62=\"\"),\"\",O77/'Combined scenario - input'!$D62),\"\")","v":68.648731169768453},{"$f":"IFERROR(IF(OR(P77=\"\",'Combined scenario - input'!$D62=\"\"),\"\",P77/'Combined scenario - input'!$D62),\"\")","v":70.890651340341975},{"$f":"IFERROR(IF(OR(Q77=\"\",'Combined scenario - input'!$D62=\"\"),\"\",Q77/'Combined scenario - input'!$D62),\"\")","v":72.853422032476033},{"$f":"IFERROR(IF(OR(R77=\"\",'Combined scenario - input'!$D62=\"\"),\"\",R77/'Combined scenario - input'!$D62),\"\")","v":74.529130036231649},{"$f":"IFERROR(IF(OR(S77=\"\",'Combined scenario - input'!$D62=\"\"),\"\",S77/'Combined scenario - input'!$D62),\"\")","v":75.921470204337112},{"$f":"IFERROR(IF(OR(T77=\"\",'Combined scenario - input'!$D62=\"\"),\"\",T77/'Combined scenario - input'!$D62),\"\")","v":77.04386994970173},{"$f":"IFERROR(IF(OR(U77=\"\",'Combined scenario - input'!$D62=\"\"),\"\",U77/'Combined scenario - input'!$D62),\"\")","v":77.917164320668803},{"$f":"IFERROR(IF(OR(V77=\"\",'Combined scenario - input'!$D62=\"\"),\"\",V77/'Combined scenario - input'!$D62),\"\")","v":78.566985611689546},{"$f":"IFERROR(IF(OR(W77=\"\",'Combined scenario - input'!$D62=\"\"),\"\",W77/'Combined scenario - input'!$D62),\"\")","v":79.021071681137755}]
[{"$f":"IFERROR('Combined scenario - input'!A63,\"\")","v":6},{"$f":"IFERROR('Combined scenario - input'!B63,\"\")","v":"UNDERGROUND CABLES"},{"$f":"IFERROR('Combined scenario - input'!C63,\"\")","v":"> 1 kv & < = 11 kv"},{"$f":"IFERROR(repcalc('Combined scenario - input'!$CV63:$GH63,'Combined scenario - input'!$G63,'Combined scenario - input'!$E63,'Combined scenario - input'!$F63,20,TRUE,TRUE),\"\")","v":4535.7745288135193},4786.1582065343046,5041.2123327398094,5307.932663591755,5595.2564984689216,5913.9914534107884,6276.6548723754986,6697.222151631664,7190.7850255211688,7773.1236448087639,8460.1991957610499,9267.5770095978733,10209.793722783623,11299.686111475998,12547.703650085081,13961.23138414156,15543.953944896051,17295.294910795797,19209.967600491553,21277.673125368063,{"$f":"IFERROR(IF(OR(D78=\"\",'Combined scenario - input'!$D63=\"\"),\"\",D78/'Combined scenario - input'!$D63),\"\")","v":9.5984932500857276},{"$f":"IFERROR(IF(OR(E78=\"\",'Combined scenario - input'!$D63=\"\"),\"\",E78/'Combined scenario - input'!$D63),\"\")","v":10.128348961666537},{"$f":"IFERROR(IF(OR(F78=\"\",'Combined scenario - input'!$D63=\"\"),\"\",F78/'Combined scenario - input'!$D63),\"\")","v":10.668088160173488},{"$f":"IFERROR(IF(OR(G78=\"\",'Combined scenario - input'!$D63=\"\"),\"\",G78/'Combined scenario - input'!$D63),\"\")","v":11.232515090806814},{"$f":"IFERROR(IF(OR(H78=\"\",'Combined scenario - input'!$D63=\"\"),\"\",H78/'Combined scenario - input'!$D63),\"\")","v":11.840542644235189},{"$f":"IFERROR(IF(OR(I78=\"\",'Combined scenario - input'!$D63=\"\"),\"\",I78/'Combined scenario - input'!$D63),\"\")","v":12.515041628728619},{"$f":"IFERROR(IF(OR(J78=\"\",'Combined scenario - input'!$D63=\"\"),\"\",J78/'Combined scenario - input'!$D63),\"\")","v":13.282500936256492},{"$f":"IFERROR(IF(OR(K78=\"\",'Combined scenario - input'!$D63=\"\"),\"\",K78/'Combined scenario - input'!$D63),\"\")","v":14.172494952824856},{"$f":"IFERROR(IF(OR(L78=\"\",'Combined scenario - input'!$D63=\"\"),\"\",L78/'Combined scenario - input'!$D63),\"\")","v":15.216960431306337},{"$f":"IFERROR(IF(OR(M78=\"\",'Combined scenario - input'!$D63=\"\"),\"\",M78/'Combined scenario - input'!$D63),\"\")","v":16.449290934286246},{"$f":"IFERROR(IF(OR(N78=\"\",'Combined scenario - input'!$D63=\"\"),\"\",N78/'Combined scenario - input'!$D63),\"\")","v":17.903263127176434},{"$f":"IFERROR(IF(OR(O78=\"\",'Combined scenario - input'!$D63=\"\"),\"\",O78/'Combined scenario - input'!$D63),\"\")","v":19.611815976783991},{"$f":"IFERROR(IF(OR(P78=\"\",'Combined scenario - input'!$D63=\"\"),\"\",P78/'Combined scenario - input'!$D63),\"\")","v":21.60571155165885},{"$f":"IFERROR(IF(OR(Q78=\"\",'Combined scenario - input'!$D63=\"\"),\"\",Q78/'Combined scenario - input'!$D63),\"\")","v":23.912114718246603},{"$f":"IFERROR(IF(OR(R78=\"\",'Combined scenario - input'!$D63=\"\"),\"\",R78/'Combined scenario - input'!$D63),\"\")","v":26.55313839440835},{"$f":"IFERROR(IF(OR(S78=\"\",'Combined scenario - input'!$D63=\"\"),\"\",S78/'Combined scenario - input'!$D63),\"\")","v":29.544410629825038},{"$f":"IFERROR(IF(OR(T78=\"\",'Combined scenario - input'!$D63=\"\"),\"\",T78/'Combined scenario - input'!$D63),\"\")","v":32.89372874950994},{"$f":"IFERROR(IF(OR(U78=\"\",'Combined scenario - input'!$D63=\"\"),\"\",U78/'Combined scenario - input'!$D63),\"\")","v":36.599872944509116},{"$f":"IFERROR(IF(OR(V78=\"\",'Combined scenario - input'!$D63=\"\"),\"\",V78/'Combined scenario - input'!$D63),\"\")","v":40.651655671234629},{"$f":"IFERROR(IF(OR(W78=\"\",'Combined scenario - input'!$D63=\"\"),\"\",W78/'Combined scenario - input'!$D63),\"\")","v":45.027282677739237}]
[{"$f":"IFERROR('Combined scenario - input'!A64,\"\")","v":6},{"$f":"IFERROR('Combined scenario - input'!B64,\"\")","v":"UNDERGROUND CABLES"},{"$f":"IFERROR('Combined scenario - input'!C64,\"\")","v":"> 22 kv & < = 33 kv"},{"$f":"IFERROR(repcalc('Combined scenario - input'!$CV64:$GH64,'Combined scenario - input'!$G64,'Combined scenario - input'!$E64,'Combined scenario - input'!$F64,20,TRUE,TRUE),\"\")","v":14088.235292537454},13177.941999831934,12365.251818228351,11642.48442777315,11000.285420625469,10428.64541629413,9917.6964723732272,9458.2640151506876,9042.1814818138209,8662.397931694255,8312.9245563257136,7988.6738551370281,7685.2457274861472,7398.7090631876254,7125.417264192788,6861.883385712862,6604.7271095638989,6350.6932001575196,6096.7307253473618,5840.114983870797,{"$f":"IFERROR(IF(OR(D79=\"\",'Combined scenario - input'!$D64=\"\"),\"\",D79/'Combined scenario - input'!$D64),\"\")","v":22.725890543342402},{"$f":"IFERROR(IF(OR(E79=\"\",'Combined scenario - input'!$D64=\"\"),\"\",E79/'Combined scenario - input'!$D64),\"\")","v":21.257486211444107},{"$f":"IFERROR(IF(OR(F79=\"\",'Combined scenario - input'!$D64=\"\"),\"\",F79/'Combined scenario - input'!$D64),\"\")","v":19.946526554023055},{"$f":"IFERROR(IF(OR(G79=\"\",'Combined scenario - input'!$D64=\"\"),\"\",G79/'Combined scenario - input'!$D64),\"\")","v":18.780622360721946},{"$f":"IFERROR(IF(OR(H79=\"\",'Combined scenario - input'!$D64=\"\"),\"\",H79/'Combined scenario - input'!$D64),\"\")","v":17.744683931214588},{"$f":"IFERROR(IF(OR(I79=\"\",'Combined scenario - input'!$D64=\"\"),\"\",I79/'Combined scenario - input'!$D64),\"\")","v":16.822565021438066},{"$f":"IFERROR(IF(OR(J79=\"\",'Combined scenario - input'!$D64=\"\"),\"\",J79/'Combined scenario - input'!$D64),\"\")","v":15.998347542692974},{"$f":"IFERROR(IF(OR(K79=\"\",'Combined scenario - input'!$D64=\"\"),\"\",K79/'Combined scenario - input'!$D64),\"\")","v":15.257231887105586},{"$f":"IFERROR(IF(OR(L79=\"\",'Combined scenario - input'!$D64=\"\"),\"\",L79/'Combined scenario - input'!$D64),\"\")","v":14.586044480502645},{"$f":"IFERROR(IF(OR(M79=\"\",'Combined scenario - input'!$D64=\"\"),\"\",M79/'Combined scenario - input'!$D64),\"\")","v":13.973411371318909},{"$f":"IFERROR(IF(OR(N79=\"\",'Combined scenario - input'!$D64=\"\"),\"\",N79/'Combined scenario - input'!$D64),\"\")","v":13.409671945370734},{"$f":"IFERROR(IF(OR(O79=\"\",'Combined scenario - input'!$D64=\"\"),\"\",O79/'Combined scenario - input'!$D64),\"\")","v":12.886619498360611},{"$f":"IFERROR(IF(OR(P79=\"\",'Combined scenario - input'!$D64=\"\"),\"\",P79/'Combined scenario - input'!$D64),\"\")","v":12.397156178535319},{"$f":"IFERROR(IF(OR(Q79=\"\",'Combined scenario - input'!$D64=\"\"),\"\",Q79/'Combined scenario - input'!$D64),\"\")","v":11.934940667913349},{"$f":"IFERROR(IF(OR(R79=\"\",'Combined scenario - input'!$D64=\"\"),\"\",R79/'Combined scenario - input'!$D64),\"\")","v":11.494090598235731},{"$f":"IFERROR(IF(OR(S79=\"\",'Combined scenario - input'!$D64=\"\"),\"\",S79/'Combined scenario - input'!$D64),\"\")","v":11.068981139709743},{"$f":"IFERROR(IF(OR(T79=\"\",'Combined scenario - input'!$D64=\"\"),\"\",T79/'Combined scenario - input'!$D64),\"\")","v":10.654159463116191},{"$f":"IFERROR(IF(OR(U79=\"\",'Combined scenario - input'!$D64=\"\"),\"\",U79/'Combined scenario - input'!$D64),\"\")","v":10.244374511375302},{"$f":"IFERROR(IF(OR(V79=\"\",'Combined scenario - input'!$D64=\"\"),\"\",V79/'Combined scenario - input'!$D64),\"\")","v":9.8347047915836985},{"$f":"IFERROR(IF(OR(W79=\"\",'Combined scenario - input'!$D64=\"\"),\"\",W79/'Combined scenario - input'!$D64),\"\")","v":9.4207550575397061}]
[{"$f":"IFERROR('Combined scenario - input'!A65,\"\")","v":6},{"$f":"IFERROR('Combined scenario - input'!B65,\"\")","v":"UNDERGROUND CABLES"},{"$f":"IFERROR('Combined scenario - input'!C65,\"\")","v":"> 33 kv & < = 66 kv"},{"$f":"IFERROR(repcalc('Combined scenario - input'!$CV65:$GH65,'Combined scenario - input'!$G65,'Combined scenario - input'!$E65,'Combined scenario - input'!$F65,20,TRUE,TRUE),\"\")","v":2.7385202238337616E-11},6.7000020703633291E-11,1.617086632928181E-10,3.8502864367152935E-10,9.0439089878468897E-10,2.0956784975725978E-9,4.7907151155169387E-9,1.0804012390623235E-8,2.40370187477352E-8,5.2758036761851688E-8,1.1423804669909452E-7,2.4403301070161741E-7,5.1428460404454435E-7,1.0692444167850168E-6,2.1931598305427628E-6,4.4379725300616579E-6,8.8597423262481557E-6,1.7449410168260076E-5,3.3905059937235657E-5,6.4993991983255093E-5,{"$f":"IFERROR(IF(OR(D80=\"\",'Combined scenario - input'!$D65=\"\"),\"\",D80/'Combined scenario - input'!$D65),\"\")","v":4.41753772316265E-14},{"$f":"IFERROR(IF(OR(E80=\"\",'Combined scenario - input'!$D65=\"\"),\"\",E80/'Combined scenario - input'!$D65),\"\")","v":1.080784857219829E-13},{"$f":"IFERROR(IF(OR(F80=\"\",'Combined scenario - input'!$D65=\"\"),\"\",F80/'Combined scenario - input'!$D65),\"\")","v":2.6085406054010405E-13},{"$f":"IFERROR(IF(OR(G80=\"\",'Combined scenario - input'!$D65=\"\"),\"\",G80/'Combined scenario - input'!$D65),\"\")","v":6.2109402848813172E-13},{"$f":"IFERROR(IF(OR(H80=\"\",'Combined scenario - input'!$D65=\"\"),\"\",H80/'Combined scenario - input'!$D65),\"\")","v":1.4588831139882281E-12},{"$f":"IFERROR(IF(OR(I80=\"\",'Combined scenario - input'!$D65=\"\"),\"\",I80/'Combined scenario - input'!$D65),\"\")","v":3.380562516236417E-12},{"$f":"IFERROR(IF(OR(J80=\"\",'Combined scenario - input'!$D65=\"\"),\"\",J80/'Combined scenario - input'!$D65),\"\")","v":7.7279563464732961E-12},{"$f":"IFERROR(IF(OR(K80=\"\",'Combined scenario - input'!$D65=\"\"),\"\",K80/'Combined scenario - input'!$D65),\"\")","v":1.7428073702621685E-11},{"$f":"IFERROR(IF(OR(L80=\"\",'Combined scenario - input'!$D65=\"\"),\"\",L80/'Combined scenario - input'!$D65),\"\")","v":3.8774384847096856E-11},{"$f":"IFERROR(IF(OR(M80=\"\",'Combined scenario - input'!$D65=\"\"),\"\",M80/'Combined scenario - input'!$D65),\"\")","v":8.5104581506143128E-11},{"$f":"IFERROR(IF(OR(N80=\"\",'Combined scenario - input'!$D65=\"\"),\"\",N80/'Combined scenario - input'!$D65),\"\")","v":1.8427867587816678E-10},{"$f":"IFERROR(IF(OR(O80=\"\",'Combined scenario - input'!$D65=\"\"),\"\",O80/'Combined scenario - input'!$D65),\"\")","v":3.9365238974287367E-10},{"$f":"IFERROR(IF(OR(P80=\"\",'Combined scenario - input'!$D65=\"\"),\"\",P80/'Combined scenario - input'!$D65),\"\")","v":8.2959826954575476E-10},{"$f":"IFERROR(IF(OR(Q80=\"\",'Combined scenario - input'!$D65=\"\"),\"\",Q80/'Combined scenario - input'!$D65),\"\")","v":1.7248101749697316E-9},{"$f":"IFERROR(IF(OR(R80=\"\",'Combined scenario - input'!$D65=\"\"),\"\",R80/'Combined scenario - input'!$D65),\"\")","v":3.5378107490418813E-9},{"$f":"IFERROR(IF(OR(S80=\"\",'Combined scenario - input'!$D65=\"\"),\"\",S80/'Combined scenario - input'!$D65),\"\")","v":7.1589433210251336E-9},{"$f":"IFERROR(IF(OR(T80=\"\",'Combined scenario - input'!$D65=\"\"),\"\",T80/'Combined scenario - input'!$D65),\"\")","v":1.4291749830100169E-8},{"$f":"IFERROR(IF(OR(U80=\"\",'Combined scenario - input'!$D65=\"\"),\"\",U80/'Combined scenario - input'!$D65),\"\")","v":2.8147839477086172E-8},{"$f":"IFERROR(IF(OR(V80=\"\",'Combined scenario - input'!$D65=\"\"),\"\",V80/'Combined scenario - input'!$D65),\"\")","v":5.469263289542214E-8},{"$f":"IFERROR(IF(OR(W80=\"\",'Combined scenario - input'!$D65=\"\"),\"\",W80/'Combined scenario - input'!$D65),\"\")","v":1.0484253826799167E-7}]
[{"$f":"IFERROR('Combined scenario - input'!A66,\"\")","v":""},{"$f":"IFERROR('Combined scenario - input'!B66,\"\")","v":""},{"$f":"IFERROR('Combined scenario - input'!C66,\"\")","v":""},{"$f":"IFERROR(repcalc('Combined scenario - input'!$CV66:$GH66,'Combined scenario - input'!$G66,'Combined scenario - input'!$E66,'Combined scenario - input'!$F66,20,TRUE,TRUE),\"\")","v":""},"","","","","","","","","","","","","","","","","","","",{"$f":"IFERROR(IF(OR(D81=\"\",'Combined scenario - input'!$D66=\"\"),\"\",D81/'Combined scenario - input'!$D66),\"\")","v":""},{"$f":"IFERROR(IF(OR(E81=\"\",'Combined scenario - input'!$D66=\"\"),\"\",E81/'Combined scenario - input'!$D66),\"\")","v":""},{"$f":"IFERROR(IF(OR(F81=\"\",'Combined scenario - input'!$D66=\"\"),\"\",F81/'Combined scenario - input'!$D66),\"\")","v":""},{"$f":"IFERROR(IF(OR(G81=\"\",'Combined scenario - input'!$D66=\"\"),\"\",G81/'Combined scenario - input'!$D66),\"\")","v":""},{"$f":"IFERROR(IF(OR(H81=\"\",'Combined scenario - input'!$D66=\"\"),\"\",H81/'Combined scenario - input'!$D66),\"\")","v":""},{"$f":"IFERROR(IF(OR(I81=\"\",'Combined scenario - input'!$D66=\"\"),\"\",I81/'Combined scenario - input'!$D66),\"\")","v":""},{"$f":"IFERROR(IF(OR(J81=\"\",'Combined scenario - input'!$D66=\"\"),\"\",J81/'Combined scenario - input'!$D66),\"\")","v":""},{"$f":"IFERROR(IF(OR(K81=\"\",'Combined scenario - input'!$D66=\"\"),\"\",K81/'Combined scenario - input'!$D66),\"\")","v":""},{"$f":"IFERROR(IF(OR(L81=\"\",'Combined scenario - input'!$D66=\"\"),\"\",L81/'Combined scenario - input'!$D66),\"\")","v":""},{"$f":"IFERROR(IF(OR(M81=\"\",'Combined scenario - input'!$D66=\"\"),\"\",M81/'Combined scenario - input'!$D66),\"\")","v":""},{"$f":"IFERROR(IF(OR(N81=\"\",'Combined scenario - input'!$D66=\"\"),\"\",N81/'Combined scenario - input'!$D66),\"\")","v":""},{"$f":"IFERROR(IF(OR(O81=\"\",'Combined scenario - input'!$D66=\"\"),\"\",O81/'Combined scenario - input'!$D66),\"\")","v":""},{"$f":"IFERROR(IF(OR(P81=\"\",'Combined scenario - input'!$D66=\"\"),\"\",P81/'Combined scenario - input'!$D66),\"\")","v":""},{"$f":"IFERROR(IF(OR(Q81=\"\",'Combined scenario - input'!$D66=\"\"),\"\",Q81/'Combined scenario - input'!$D66),\"\")","v":""},{"$f":"IFERROR(IF(OR(R81=\"\",'Combined scenario - input'!$D66=\"\"),\"\",R81/'Combined scenario - input'!$D66),\"\")","v":""},{"$f":"IFERROR(IF(OR(S81=\"\",'Combined scenario - input'!$D66=\"\"),\"\",S81/'Combined scenario - input'!$D66),\"\")","v":""},{"$f":"IFERROR(IF(OR(T81=\"\",'Combined scenario - input'!$D66=\"\"),\"\",T81/'Combined scenario - input'!$D66),\"\")","v":""},{"$f":"IFERROR(IF(OR(U81=\"\",'Combined scenario - input'!$D66=\"\"),\"\",U81/'Combined scenario - input'!$D66),\"\")","v":""},{"$f":"IFERROR(IF(OR(V81=\"\",'Combined scenario - input'!$D66=\"\"),\"\",V81/'Combined scenario - input'!$D66),\"\")","v":""},{"$f":"IFERROR(IF(OR(W81=\"\",'Combined scenario - input'!$D66=\"\"),\"\",W81/'Combined scenario - input'!$D66),\"\")","v":""}]
[{"$f":"IFERROR('Combined scenario - input'!A67,\"\")","v":""},{"$f":"IFERROR('Combined scenario - input'!B67,\"\")","v":""},{"$f":"IFERROR('Combined scenario - input'!C67,\"\")","v":""},{"$f":"IFERROR(repcalc('Combined scenario - input'!$CV67:$GH67,'Combined scenario - input'!$G67,'Combined scenario - input'!$E67,'Combined scenario - input'!$F67,20,TRUE,TRUE),\"\")","v":""},"","","","","","","","","","","","","","","","","","","",{"$f":"IFERROR(IF(OR(D82=\"\",'Combined scenario - input'!$D67=\"\"),\"\",D82/'Combined scenario - input'!$D67),\"\")","v":""},{"$f":"IFERROR(IF(OR(E82=\"\",'Combined scenario - input'!$D67=\"\"),\"\",E82/'Combined scenario - input'!$D67),\"\")","v":""},{"$f":"IFERROR(IF(OR(F82=\"\",'Combined scenario - input'!$D67=\"\"),\"\",F82/'Combined scenario - input'!$D67),\"\")","v":""},{"$f":"IFERROR(IF(OR(G82=\"\",'Combined scenario - input'!$D67=\"\"),\"\",G82/'Combined scenario - input'!$D67),\"\")","v":""},{"$f":"IFERROR(IF(OR(H82=\"\",'Combined scenario - input'!$D67=\"\"),\"\",H82/'Combined scenario - input'!$D67),\"\")","v":""},{"$f":"IFERROR(IF(OR(I82=\"\",'Combined scenario - input'!$D67=\"\"),\"\",I82/'Combined scenario - input'!$D67),\"\")","v":""},{"$f":"IFERROR(IF(OR(J82=\"\",'Combined scenario - input'!$D67=\"\"),\"\",J82/'Combined scenario - input'!$D67),\"\")","v":""},{"$f":"IFERROR(IF(OR(K82=\"\",'Combined scenario - input'!$D67=\"\"),\"\",K82/'Combined scenario - input'!$D67),\"\")","v":""},{"$f":"IFERROR(IF(OR(L82=\"\",'Combined scenario - input'!$D67=\"\"),\"\",L82/'Combined scenario - input'!$D67),\"\")","v":""},{"$f":"IFERROR(IF(OR(M82=\"\",'Combined scenario - input'!$D67=\"\"),\"\",M82/'Combined scenario - input'!$D67),\"\")","v":""},{"$f":"IFERROR(IF(OR(N82=\"\",'Combined scenario - input'!$D67=\"\"),\"\",N82/'Combined scenario - input'!$D67),\"\")","v":""},{"$f":"IFERROR(IF(OR(O82=\"\",'Combined scenario - input'!$D67=\"\"),\"\",O82/'Combined scenario - input'!$D67),\"\")","v":""},{"$f":"IFERROR(IF(OR(P82=\"\",'Combined scenario - input'!$D67=\"\"),\"\",P82/'Combined scenario - input'!$D67),\"\")","v":""},{"$f":"IFERROR(IF(OR(Q82=\"\",'Combined scenario - input'!$D67=\"\"),\"\",Q82/'Combined scenario - input'!$D67),\"\")","v":""},{"$f":"IFERROR(IF(OR(R82=\"\",'Combined scenario - input'!$D67=\"\"),\"\",R82/'Combined scenario - input'!$D67),\"\")","v":""},{"$f":"IFERROR(IF(OR(S82=\"\",'Combined scenario - input'!$D67=\"\"),\"\",S82/'Combined scenario - input'!$D67),\"\")","v":""},{"$f":"IFERROR(IF(OR(T82=\"\",'Combined scenario - input'!$D67=\"\"),\"\",T82/'Combined scenario - input'!$D67),\"\")","v":""},{"$f":"IFERROR(IF(OR(U82=\"\",'Combined scenario - input'!$D67=\"\"),\"\",U82/'Combined scenario - input'!$D67),\"\")","v":""},{"$f":"IFERROR(IF(OR(V82=\"\",'Combined scenario - input'!$D67=\"\"),\"\",V82/'Combined scenario - input'!$D67),\"\")","v":""},{"$f":"IFERROR(IF(OR(W82=\"\",'Combined scenario - input'!$D67=\"\"),\"\",W82/'Combined scenario - input'!$D67),\"\")","v":""}]
[{"$f":"IFERROR('Combined scenario - input'!A68,\"\")","v":""},{"$f":"IFERROR('Combined scenario - input'!B68,\"\")","v":""},{"$f":"IFERROR('Combined scenario - input'!C68,\"\")","v":""},{"$f":"IFERROR(repcalc('Combined scenario - input'!$CV68:$GH68,'Combined scenario - input'!$G68,'Combined scenario - input'!$E68,'Combined scenario - input'!$F68,20,TRUE,TRUE),\"\")","v":""},"","","","","","","","","","","","","","","","","","","",{"$f":"IFERROR(IF(OR(D83=\"\",'Combined scenario - input'!$D68=\"\"),\"\",D83/'Combined scenario - input'!$D68),\"\")","v":""},{"$f":"IFERROR(IF(OR(E83=\"\",'Combined scenario - input'!$D68=\"\"),\"\",E83/'Combined scenario - input'!$D68),\"\")","v":""},{"$f":"IFERROR(IF(OR(F83=\"\",'Combined scenario - input'!$D68=\"\"),\"\",F83/'Combined scenario - input'!$D68),\"\")","v":""},{"$f":"IFERROR(IF(OR(G83=\"\",'Combined scenario - input'!$D68=\"\"),\"\",G83/'Combined scenario - input'!$D68),\"\")","v":""},{"$f":"IFERROR(IF(OR(H83=\"\",'Combined scenario - input'!$D68=\"\"),\"\",H83/'Combined scenario - input'!$D68),\"\")","v":""},{"$f":"IFERROR(IF(OR(I83=\"\",'Combined scenario - input'!$D68=\"\"),\"\",I83/'Combined scenario - input'!$D68),\"\")","v":""},{"$f":"IFERROR(IF(OR(J83=\"\",'Combined scenario - input'!$D68=\"\"),\"\",J83/'Combined scenario - input'!$D68),\"\")","v":""},{"$f":"IFERROR(IF(OR(K83=\"\",'Combined scenario - input'!$D68=\"\"),\"\",K83/'Combined scenario - input'!$D68),\"\")","v":""},{"$f":"IFERROR(IF(OR(L83=\"\",'Combined scenario - input'!$D68=\"\"),\"\",L83/'Combined scenario - input'!$D68),\"\")","v":""},{"$f":"IFERROR(IF(OR(M83=\"\",'Combined scenario - input'!$D68=\"\"),\"\",M83/'Combined scenario - input'!$D68),\"\")","v":""},{"$f":"IFERROR(IF(OR(N83=\"\",'Combined scenario - input'!$D68=\"\"),\"\",N83/'Combined scenario - input'!$D68),\"\")","v":""},{"$f":"IFERROR(IF(OR(O83=\"\",'Combined scenario - input'!$D68=\"\"),\"\",O83/'Combined scenario - input'!$D68),\"\")","v":""},{"$f":"IFERROR(IF(OR(P83=\"\",'Combined scenario - input'!$D68=\"\"),\"\",P83/'Combined scenario - input'!$D68),\"\")","v":""},{"$f":"IFERROR(IF(OR(Q83=\"\",'Combined scenario - input'!$D68=\"\"),\"\",Q83/'Combined scenario - input'!$D68),\"\")","v":""},{"$f":"IFERROR(IF(OR(R83=\"\",'Combined scenario - input'!$D68=\"\"),\"\",R83/'Combined scenario - input'!$D68),\"\")","v":""},{"$f":"IFERROR(IF(OR(S83=\"\",'Combined scenario - input'!$D68=\"\"),\"\",S83/'Combined scenario - input'!$D68),\"\")","v":""},{"$f":"IFERROR(IF(OR(T83=\"\",'Combined scenario - input'!$D68=\"\"),\"\",T83/'Combined scenario - input'!$D68),\"\")","v":""},{"$f":"IFERROR(IF(OR(U83=\"\",'Combined scenario - input'!$D68=\"\"),\"\",U83/'Combined scenario - input'!$D68),\"\")","v":""},{"$f":"IFERROR(IF(OR(V83=\"\",'Combined scenario - input'!$D68=\"\"),\"\",V83/'Combined scenario - input'!$D68),\"\")","v":""},{"$f":"IFERROR(IF(OR(W83=\"\",'Combined scenario - input'!$D68=\"\"),\"\",W83/'Combined scenario - input'!$D68),\"\")","v":""}]
[{"$f":"IFERROR('Combined scenario - input'!A69,\"\")","v":""},{"$f":"IFERROR('Combined scenario - input'!B69,\"\")","v":""},{"$f":"IFERROR('Combined scenario - input'!C69,\"\")","v":""},{"$f":"IFERROR(repcalc('Combined scenario - input'!$CV69:$GH69,'Combined scenario - input'!$G69,'Combined scenario - input'!$E69,'Combined scenario - input'!$F69,20,TRUE,TRUE),\"\")","v":""},"","","","","","","","","","","","","","","","","","","",{"$f":"IFERROR(IF(OR(D84=\"\",'Combined scenario - input'!$D69=\"\"),\"\",D84/'Combined scenario - input'!$D69),\"\")","v":""},{"$f":"IFERROR(IF(OR(E84=\"\",'Combined scenario - input'!$D69=\"\"),\"\",E84/'Combined scenario - input'!$D69),\"\")","v":""},{"$f":"IFERROR(IF(OR(F84=\"\",'Combined scenario - input'!$D69=\"\"),\"\",F84/'Combined scenario - input'!$D69),\"\")","v":""},{"$f":"IFERROR(IF(OR(G84=\"\",'Combined scenario - input'!$D69=\"\"),\"\",G84/'Combined scenario - input'!$D69),\"\")","v":""},{"$f":"IFERROR(IF(OR(H84=\"\",'Combined scenario - input'!$D69=\"\"),\"\",H84/'Combined scenario - input'!$D69),\"\")","v":""},{"$f":"IFERROR(IF(OR(I84=\"\",'Combined scenario - input'!$D69=\"\"),\"\",I84/'Combined scenario - input'!$D69),\"\")","v":""},{"$f":"IFERROR(IF(OR(J84=\"\",'Combined scenario - input'!$D69=\"\"),\"\",J84/'Combined scenario - input'!$D69),\"\")","v":""},{"$f":"IFERROR(IF(OR(K84=\"\",'Combined scenario - input'!$D69=\"\"),\"\",K84/'Combined scenario - input'!$D69),\"\")","v":""},{"$f":"IFERROR(IF(OR(L84=\"\",'Combined scenario - input'!$D69=\"\"),\"\",L84/'Combined scenario - input'!$D69),\"\")","v":""},{"$f":"IFERROR(IF(OR(M84=\"\",'Combined scenario - input'!$D69=\"\"),\"\",M84/'Combined scenario - input'!$D69),\"\")","v":""},{"$f":"IFERROR(IF(OR(N84=\"\",'Combined scenario - input'!$D69=\"\"),\"\",N84/'Combined scenario - input'!$D69),\"\")","v":""},{"$f":"IFERROR(IF(OR(O84=\"\",'Combined scenario - input'!$D69=\"\"),\"\",O84/'Combined scenario - input'!$D69),\"\")","v":""},{"$f":"IFERROR(IF(OR(P84=\"\",'Combined scenario - input'!$D69=\"\"),\"\",P84/'Combined scenario - input'!$D69),\"\")","v":""},{"$f":"IFERROR(IF(OR(Q84=\"\",'Combined scenario - input'!$D69=\"\"),\"\",Q84/'Combined scenario - input'!$D69),\"\")","v":""},{"$f":"IFERROR(IF(OR(R84=\"\",'Combined scenario - input'!$D69=\"\"),\"\",R84/'Combined scenario - input'!$D69),\"\")","v":""},{"$f":"IFERROR(IF(OR(S84=\"\",'Combined scenario - input'!$D69=\"\"),\"\",S84/'Combined scenario - input'!$D69),\"\")","v":""},{"$f":"IFERROR(IF(OR(T84=\"\",'Combined scenario - input'!$D69=\"\"),\"\",T84/'Combined scenario - input'!$D69),\"\")","v":""},{"$f":"IFERROR(IF(OR(U84=\"\",'Combined scenario - input'!$D69=\"\"),\"\",U84/'Combined scenario - input'!$D69),\"\")","v":""},{"$f":"IFERROR(IF(OR(V84=\"\",'Combined scenario - input'!$D69=\"\"),\"\",V84/'Combined scenario - input'!$D69),\"\")","v":""},{"$f":"IFERROR(IF(OR(W84=\"\",'Combined scenario - input'!$D69=\"\"),\"\",W84/'Combined scenario - input'!$D69),\"\")","v":""}]
[{"$f":"IFERROR('Combined scenario - input'!A70,\"\")","v":""},{"$f":"IFERROR('Combined scenario - input'!B70,\"\")","v":""},{"$f":"IFERROR('Combined scenario - input'!C70,\"\")","v":""},{"$f":"IFERROR(repcalc('Combined scenario - input'!$CV70:$GH70,'Combined scenario - input'!$G70,'Combined scenario - input'!$E70,'Combined scenario - input'!$F70,20,TRUE,TRUE),\"\")","v":""},"","","","","","","","","","","","","","","","","","","",{"$f":"IFERROR(IF(OR(D85=\"\",'Combined scenario - input'!$D70=\"\"),\"\",D85/'Combined scenario - input'!$D70),\"\")","v":""},{"$f":"IFERROR(IF(OR(E85=\"\",'Combined scenario - input'!$D70=\"\"),\"\",E85/'Combined scenario - input'!$D70),\"\")","v":""},{"$f":"IFERROR(IF(OR(F85=\"\",'Combined scenario - input'!$D70=\"\"),\"\",F85/'Combined scenario - input'!$D70),\"\")","v":""},{"$f":"IFERROR(IF(OR(G85=\"\",'Combined scenario - input'!$D70=\"\"),\"\",G85/'Combined scenario - input'!$D70),\"\")","v":""},{"$f":"IFERROR(IF(OR(H85=\"\",'Combined scenario - input'!$D70=\"\"),\"\",H85/'Combined scenario - input'!$D70),\"\")","v":""},{"$f":"IFERROR(IF(OR(I85=\"\",'Combined scenario - input'!$D70=\"\"),\"\",I85/'Combined scenario - input'!$D70),\"\")","v":""},{"$f":"IFERROR(IF(OR(J85=\"\",'Combined scenario - input'!$D70=\"\"),\"\",J85/'Combined scenario - input'!$D70),\"\")","v":""},{"$f":"IFERROR(IF(OR(K85=\"\",'Combined scenario - input'!$D70=\"\"),\"\",K85/'Combined scenario - input'!$D70),\"\")","v":""},{"$f":"IFERROR(IF(OR(L85=\"\",'Combined scenario - input'!$D70=\"\"),\"\",L85/'Combined scenario - input'!$D70),\"\")","v":""},{"$f":"IFERROR(IF(OR(M85=\"\",'Combined scenario - input'!$D70=\"\"),\"\",M85/'Combined scenario - input'!$D70),\"\")","v":""},{"$f":"IFERROR(IF(OR(N85=\"\",'Combined scenario - input'!$D70=\"\"),\"\",N85/'Combined scenario - input'!$D70),\"\")","v":""},{"$f":"IFERROR(IF(OR(O85=\"\",'Combined scenario - input'!$D70=\"\"),\"\",O85/'Combined scenario - input'!$D70),\"\")","v":""},{"$f":"IFERROR(IF(OR(P85=\"\",'Combined scenario - input'!$D70=\"\"),\"\",P85/'Combined scenario - input'!$D70),\"\")","v":""},{"$f":"IFERROR(IF(OR(Q85=\"\",'Combined scenario - input'!$D70=\"\"),\"\",Q85/'Combined scenario - input'!$D70),\"\")","v":""},{"$f":"IFERROR(IF(OR(R85=\"\",'Combined scenario - input'!$D70=\"\"),\"\",R85/'Combined scenario - input'!$D70),\"\")","v":""},{"$f":"IFERROR(IF(OR(S85=\"\",'Combined scenario - input'!$D70=\"\"),\"\",S85/'Combined scenario - input'!$D70),\"\")","v":""},{"$f":"IFERROR(IF(OR(T85=\"\",'Combined scenario - input'!$D70=\"\"),\"\",T85/'Combined scenario - input'!$D70),\"\")","v":""},{"$f":"IFERROR(IF(OR(U85=\"\",'Combined scenario - input'!$D70=\"\"),\"\",U85/'Combined scenario - input'!$D70),\"\")","v":""},{"$f":"IFERROR(IF(OR(V85=\"\",'Combined scenario - input'!$D70=\"\"),\"\",V85/'Combined scenario - input'!$D70),\"\")","v":""},{"$f":"IFERROR(IF(OR(W85=\"\",'Combined scenario - input'!$D70=\"\"),\"\",W85/'Combined scenario - input'!$D70),\"\")","v":""}]
[{"$f":"IFERROR('Combined scenario - input'!A71,\"\")","v":""},{"$f":"IFERROR('Combined scenario - input'!B71,\"\")","v":""},{"$f":"IFERROR('Combined scenario - input'!C71,\"\")","v":""},{"$f":"IFERROR(repcalc('Combined scenario - input'!$CV71:$GH71,'Combined scenario - input'!$G71,'Combined scenario - input'!$E71,'Combined scenario - input'!$F71,20,TRUE,TRUE),\"\")","v":""},"","","","","","","","","","","","","","","","","","","",{"$f":"IFERROR(IF(OR(D86=\"\",'Combined scenario - input'!$D71=\"\"),\"\",D86/'Combined scenario - input'!$D71),\"\")","v":""},{"$f":"IFERROR(IF(OR(E86=\"\",'Combined scenario - input'!$D71=\"\"),\"\",E86/'Combined scenario - input'!$D71),\"\")","v":""},{"$f":"IFERROR(IF(OR(F86=\"\",'Combined scenario - input'!$D71=\"\"),\"\",F86/'Combined scenario - input'!$D71),\"\")","v":""},{"$f":"IFERROR(IF(OR(G86=\"\",'Combined scenario - input'!$D71=\"\"),\"\",G86/'Combined scenario - input'!$D71),\"\")","v":""},{"$f":"IFERROR(IF(OR(H86=\"\",'Combined scenario - input'!$D71=\"\"),\"\",H86/'Combined scenario - input'!$D71),\"\")","v":""},{"$f":"IFERROR(IF(OR(I86=\"\",'Combined scenario - input'!$D71=\"\"),\"\",I86/'Combined scenario - input'!$D71),\"\")","v":""},{"$f":"IFERROR(IF(OR(J86=\"\",'Combined scenario - input'!$D71=\"\"),\"\",J86/'Combined scenario - input'!$D71),\"\")","v":""},{"$f":"IFERROR(IF(OR(K86=\"\",'Combined scenario - input'!$D71=\"\"),\"\",K86/'Combined scenario - input'!$D71),\"\")","v":""},{"$f":"IFERROR(IF(OR(L86=\"\",'Combined scenario - input'!$D71=\"\"),\"\",L86/'Combined scenario - input'!$D71),\"\")","v":""},{"$f":"IFERROR(IF(OR(M86=\"\",'Combined scenario - input'!$D71=\"\"),\"\",M86/'Combined scenario - input'!$D71),\"\")","v":""},{"$f":"IFERROR(IF(OR(N86=\"\",'Combined scenario - input'!$D71=\"\"),\"\",N86/'Combined scenario - input'!$D71),\"\")","v":""},{"$f":"IFERROR(IF(OR(O86=\"\",'Combined scenario - input'!$D71=\"\"),\"\",O86/'Combined scenario - input'!$D71),\"\")","v":""},{"$f":"IFERROR(IF(OR(P86=\"\",'Combined scenario - input'!$D71=\"\"),\"\",P86/'Combined scenario - input'!$D71),\"\")","v":""},{"$f":"IFERROR(IF(OR(Q86=\"\",'Combined scenario - input'!$D71=\"\"),\"\",Q86/'Combined scenario - input'!$D71),\"\")","v":""},{"$f":"IFERROR(IF(OR(R86=\"\",'Combined scenario - input'!$D71=\"\"),\"\",R86/'Combined scenario - input'!$D71),\"\")","v":""},{"$f":"IFERROR(IF(OR(S86=\"\",'Combined scenario - input'!$D71=\"\"),\"\",S86/'Combined scenario - input'!$D71),\"\")","v":""},{"$f":"IFERROR(IF(OR(T86=\"\",'Combined scenario - input'!$D71=\"\"),\"\",T86/'Combined scenario - input'!$D71),\"\")","v":""},{"$f":"IFERROR(IF(OR(U86=\"\",'Combined scenario - input'!$D71=\"\"),\"\",U86/'Combined scenario - input'!$D71),\"\")","v":""},{"$f":"IFERROR(IF(OR(V86=\"\",'Combined scenario - input'!$D71=\"\"),\"\",V86/'Combined scenario - input'!$D71),\"\")","v":""},{"$f":"IFERROR(IF(OR(W86=\"\",'Combined scenario - input'!$D71=\"\"),\"\",W86/'Combined scenario - input'!$D71),\"\")","v":""}]
[{"$f":"IFERROR('Combined scenario - input'!A72,\"\")","v":""},{"$f":"IFERROR('Combined scenario - input'!B72,\"\")","v":""},{"$f":"IFERROR('Combined scenario - input'!C72,\"\")","v":""},{"$f":"IFERROR(repcalc('Combined scenario - input'!$CV72:$GH72,'Combined scenario - input'!$G72,'Combined scenario - input'!$E72,'Combined scenario - input'!$F72,20,TRUE,TRUE),\"\")","v":""},"","","","","","","","","","","","","","","","","","","",{"$f":"IFERROR(IF(OR(D87=\"\",'Combined scenario - input'!$D72=\"\"),\"\",D87/'Combined scenario - input'!$D72),\"\")","v":""},{"$f":"IFERROR(IF(OR(E87=\"\",'Combined scenario - input'!$D72=\"\"),\"\",E87/'Combined scenario - input'!$D72),\"\")","v":""},{"$f":"IFERROR(IF(OR(F87=\"\",'Combined scenario - input'!$D72=\"\"),\"\",F87/'Combined scenario - input'!$D72),\"\")","v":""},{"$f":"IFERROR(IF(OR(G87=\"\",'Combined scenario - input'!$D72=\"\"),\"\",G87/'Combined scenario - input'!$D72),\"\")","v":""},{"$f":"IFERROR(IF(OR(H87=\"\",'Combined scenario - input'!$D72=\"\"),\"\",H87/'Combined scenario - input'!$D72),\"\")","v":""},{"$f":"IFERROR(IF(OR(I87=\"\",'Combined scenario - input'!$D72=\"\"),\"\",I87/'Combined scenario - input'!$D72),\"\")","v":""},{"$f":"IFERROR(IF(OR(J87=\"\",'Combined scenario - input'!$D72=\"\"),\"\",J87/'Combined scenario - input'!$D72),\"\")","v":""},{"$f":"IFERROR(IF(OR(K87=\"\",'Combined scenario - input'!$D72=\"\"),\"\",K87/'Combined scenario - input'!$D72),\"\")","v":""},{"$f":"IFERROR(IF(OR(L87=\"\",'Combined scenario - input'!$D72=\"\"),\"\",L87/'Combined scenario - input'!$D72),\"\")","v":""},{"$f":"IFERROR(IF(OR(M87=\"\",'Combined scenario - input'!$D72=\"\"),\"\",M87/'Combined scenario - input'!$D72),\"\")","v":""},{"$f":"IFERROR(IF(OR(N87=\"\",'Combined scenario - input'!$D72=\"\"),\"\",N87/'Combined scenario - input'!$D72),\"\")","v":""},{"$f":"IFERROR(IF(OR(O87=\"\",'Combined scenario - input'!$D72=\"\"),\"\",O87/'Combined scenario - input'!$D72),\"\")","v":""},{"$f":"IFERROR(IF(OR(P87=\"\",'Combined scenario - input'!$D72=\"\"),\"\",P87/'Combined scenario - input'!$D72),\"\")","v":""},{"$f":"IFERROR(IF(OR(Q87=\"\",'Combined scenario - input'!$D72=\"\"),\"\",Q87/'Combined scenario - input'!$D72),\"\")","v":""},{"$f":"IFERROR(IF(OR(R87=\"\",'Combined scenario - input'!$D72=\"\"),\"\",R87/'Combined scenario - input'!$D72),\"\")","v":""},{"$f":"IFERROR(IF(OR(S87=\"\",'Combined scenario - input'!$D72=\"\"),\"\",S87/'Combined scenario - input'!$D72),\"\")","v":""},{"$f":"IFERROR(IF(OR(T87=\"\",'Combined scenario - input'!$D72=\"\"),\"\",T87/'Combined scenario - input'!$D72),\"\")","v":""},{"$f":"IFERROR(IF(OR(U87=\"\",'Combined scenario - input'!$D72=\"\"),\"\",U87/'Combined scenario - input'!$D72),\"\")","v":""},{"$f":"IFERROR(IF(OR(V87=\"\",'Combined scenario - input'!$D72=\"\"),\"\",V87/'Combined scenario - input'!$D72),\"\")","v":""},{"$f":"IFERROR(IF(OR(W87=\"\",'Combined scenario - input'!$D72=\"\"),\"\",W87/'Combined scenario - input'!$D72),\"\")","v":""}]
[{"$f":"IFERROR('Combined scenario - input'!A73,\"\")","v":""},{"$f":"IFERROR('Combined scenario - input'!B73,\"\")","v":""},{"$f":"IFERROR('Combined scenario - input'!C73,\"\")","v":""},{"$f":"IFERROR(repcalc('Combined scenario - input'!$CV73:$GH73,'Combined scenario - input'!$G73,'Combined scenario - input'!$E73,'Combined scenario - input'!$F73,20,TRUE,TRUE),\"\")","v":""},"","","","","","","","","","","","","","","","","","","",{"$f":"IFERROR(IF(OR(D88=\"\",'Combined scenario - input'!$D73=\"\"),\"\",D88/'Combined scenario - input'!$D73),\"\")","v":""},{"$f":"IFERROR(IF(OR(E88=\"\",'Combined scenario - input'!$D73=\"\"),\"\",E88/'Combined scenario - input'!$D73),\"\")","v":""},{"$f":"IFERROR(IF(OR(F88=\"\",'Combined scenario - input'!$D73=\"\"),\"\",F88/'Combined scenario - input'!$D73),\"\")","v":""},{"$f":"IFERROR(IF(OR(G88=\"\",'Combined scenario - input'!$D73=\"\"),\"\",G88/'Combined scenario - input'!$D73),\"\")","v":""},{"$f":"IFERROR(IF(OR(H88=\"\",'Combined scenario - input'!$D73=\"\"),\"\",H88/'Combined scenario - input'!$D73),\"\")","v":""},{"$f":"IFERROR(IF(OR(I88=\"\",'Combined scenario - input'!$D73=\"\"),\"\",I88/'Combined scenario - input'!$D73),\"\")","v":""},{"$f":"IFERROR(IF(OR(J88=\"\",'Combined scenario - input'!$D73=\"\"),\"\",J88/'Combined scenario - input'!$D73),\"\")","v":""},{"$f":"IFERROR(IF(OR(K88=\"\",'Combined scenario - input'!$D73=\"\"),\"\",K88/'Combined scenario - input'!$D73),\"\")","v":""},{"$f":"IFERROR(IF(OR(L88=\"\",'Combined scenario - input'!$D73=\"\"),\"\",L88/'Combined scenario - input'!$D73),\"\")","v":""},{"$f":"IFERROR(IF(OR(M88=\"\",'Combined scenario - input'!$D73=\"\"),\"\",M88/'Combined scenario - input'!$D73),\"\")","v":""},{"$f":"IFERROR(IF(OR(N88=\"\",'Combined scenario - input'!$D73=\"\"),\"\",N88/'Combined scenario - input'!$D73),\"\")","v":""},{"$f":"IFERROR(IF(OR(O88=\"\",'Combined scenario - input'!$D73=\"\"),\"\",O88/'Combined scenario - input'!$D73),\"\")","v":""},{"$f":"IFERROR(IF(OR(P88=\"\",'Combined scenario - input'!$D73=\"\"),\"\",P88/'Combined scenario - input'!$D73),\"\")","v":""},{"$f":"IFERROR(IF(OR(Q88=\"\",'Combined scenario - input'!$D73=\"\"),\"\",Q88/'Combined scenario - input'!$D73),\"\")","v":""},{"$f":"IFERROR(IF(OR(R88=\"\",'Combined scenario - input'!$D73=\"\"),\"\",R88/'Combined scenario - input'!$D73),\"\")","v":""},{"$f":"IFERROR(IF(OR(S88=\"\",'Combined scenario - input'!$D73=\"\"),\"\",S88/'Combined scenario - input'!$D73),\"\")","v":""},{"$f":"IFERROR(IF(OR(T88=\"\",'Combined scenario - input'!$D73=\"\"),\"\",T88/'Combined scenario - input'!$D73),\"\")","v":""},{"$f":"IFERROR(IF(OR(U88=\"\",'Combined scenario - input'!$D73=\"\"),\"\",U88/'Combined scenario - input'!$D73),\"\")","v":""},{"$f":"IFERROR(IF(OR(V88=\"\",'Combined scenario - input'!$D73=\"\"),\"\",V88/'Combined scenario - input'!$D73),\"\")","v":""},{"$f":"IFERROR(IF(OR(W88=\"\",'Combined scenario - input'!$D73=\"\"),\"\",W88/'Combined scenario - input'!$D73),\"\")","v":""}]
[{"$f":"IFERROR('Combined scenario - input'!A74,\"\")","v":""},{"$f":"IFERROR('Combined scenario - input'!B74,\"\")","v":""},{"$f":"IFERROR('Combined scenario - input'!C74,\"\")","v":""},{"$f":"IFERROR(repcalc('Combined scenario - input'!$CV74:$GH74,'Combined scenario - input'!$G74,'Combined scenario - input'!$E74,'Combined scenario - input'!$F74,20,TRUE,TRUE),\"\")","v":""},"","","","","","","","","","","","","","","","","","","",{"$f":"IFERROR(IF(OR(D89=\"\",'Combined scenario - input'!$D74=\"\"),\"\",D89/'Combined scenario - input'!$D74),\"\")","v":""},{"$f":"IFERROR(IF(OR(E89=\"\",'Combined scenario - input'!$D74=\"\"),\"\",E89/'Combined scenario - input'!$D74),\"\")","v":""},{"$f":"IFERROR(IF(OR(F89=\"\",'Combined scenario - input'!$D74=\"\"),\"\",F89/'Combined scenario - input'!$D74),\"\")","v":""},{"$f":"IFERROR(IF(OR(G89=\"\",'Combined scenario - input'!$D74=\"\"),\"\",G89/'Combined scenario - input'!$D74),\"\")","v":""},{"$f":"IFERROR(IF(OR(H89=\"\",'Combined scenario - input'!$D74=\"\"),\"\",H89/'Combined scenario - input'!$D74),\"\")","v":""},{"$f":"IFERROR(IF(OR(I89=\"\",'Combined scenario - input'!$D74=\"\"),\"\",I89/'Combined scenario - input'!$D74),\"\")","v":""},{"$f":"IFERROR(IF(OR(J89=\"\",'Combined scenario - input'!$D74=\"\"),\"\",J89/'Combined scenario - input'!$D74),\"\")","v":""},{"$f":"IFERROR(IF(OR(K89=\"\",'Combined scenario - input'!$D74=\"\"),\"\",K89/'Combined scenario - input'!$D74),\"\")","v":""},{"$f":"IFERROR(IF(OR(L89=\"\",'Combined scenario - input'!$D74=\"\"),\"\",L89/'Combined scenario - input'!$D74),\"\")","v":""},{"$f":"IFERROR(IF(OR(M89=\"\",'Combined scenario - input'!$D74=\"\"),\"\",M89/'Combined scenario - input'!$D74),\"\")","v":""},{"$f":"IFERROR(IF(OR(N89=\"\",'Combined scenario - input'!$D74=\"\"),\"\",N89/'Combined scenario - input'!$D74),\"\")","v":""},{"$f":"IFERROR(IF(OR(O89=\"\",'Combined scenario - input'!$D74=\"\"),\"\",O89/'Combined scenario - input'!$D74),\"\")","v":""},{"$f":"IFERROR(IF(OR(P89=\"\",'Combined scenario - input'!$D74=\"\"),\"\",P89/'Combined scenario - input'!$D74),\"\")","v":""},{"$f":"IFERROR(IF(OR(Q89=\"\",'Combined scenario - input'!$D74=\"\"),\"\",Q89/'Combined scenario - input'!$D74),\"\")","v":""},{"$f":"IFERROR(IF(OR(R89=\"\",'Combined scenario - input'!$D74=\"\"),\"\",R89/'Combined scenario - input'!$D74),\"\")","v":""},{"$f":"IFERROR(IF(OR(S89=\"\",'Combined scenario - input'!$D74=\"\"),\"\",S89/'Combined scenario - input'!$D74),\"\")","v":""},{"$f":"IFERROR(IF(OR(T89=\"\",'Combined scenario - input'!$D74=\"\"),\"\",T89/'Combined scenario - input'!$D74),\"\")","v":""},{"$f":"IFERROR(IF(OR(U89=\"\",'Combined scenario - input'!$D74=\"\"),\"\",U89/'Combined scenario - input'!$D74),\"\")","v":""},{"$f":"IFERROR(IF(OR(V89=\"\",'Combined scenario - input'!$D74=\"\"),\"\",V89/'Combined scenario - input'!$D74),\"\")","v":""},{"$f":"IFERROR(IF(OR(W89=\"\",'Combined scenario - input'!$D74=\"\"),\"\",W89/'Combined scenario - input'!$D74),\"\")","v":""}]
[{"$f":"IFERROR('Combined scenario - input'!A75,\"\")","v":""},{"$f":"IFERROR('Combined scenario - input'!B75,\"\")","v":""},{"$f":"IFERROR('Combined scenario - input'!C75,\"\")","v":""},{"$f":"IFERROR(repcalc('Combined scenario - input'!$CV75:$GH75,'Combined scenario - input'!$G75,'Combined scenario - input'!$E75,'Combined scenario - input'!$F75,20,TRUE,TRUE),\"\")","v":""},"","","","","","","","","","","","","","","","","","","",{"$f":"IFERROR(IF(OR(D90=\"\",'Combined scenario - input'!$D75=\"\"),\"\",D90/'Combined scenario - input'!$D75),\"\")","v":""},{"$f":"IFERROR(IF(OR(E90=\"\",'Combined scenario - input'!$D75=\"\"),\"\",E90/'Combined scenario - input'!$D75),\"\")","v":""},{"$f":"IFERROR(IF(OR(F90=\"\",'Combined scenario - input'!$D75=\"\"),\"\",F90/'Combined scenario - input'!$D75),\"\")","v":""},{"$f":"IFERROR(IF(OR(G90=\"\",'Combined scenario - input'!$D75=\"\"),\"\",G90/'Combined scenario - input'!$D75),\"\")","v":""},{"$f":"IFERROR(IF(OR(H90=\"\",'Combined scenario - input'!$D75=\"\"),\"\",H90/'Combined scenario - input'!$D75),\"\")","v":""},{"$f":"IFERROR(IF(OR(I90=\"\",'Combined scenario - input'!$D75=\"\"),\"\",I90/'Combined scenario - input'!$D75),\"\")","v":""},{"$f":"IFERROR(IF(OR(J90=\"\",'Combined scenario - input'!$D75=\"\"),\"\",J90/'Combined scenario - input'!$D75),\"\")","v":""},{"$f":"IFERROR(IF(OR(K90=\"\",'Combined scenario - input'!$D75=\"\"),\"\",K90/'Combined scenario - input'!$D75),\"\")","v":""},{"$f":"IFERROR(IF(OR(L90=\"\",'Combined scenario - input'!$D75=\"\"),\"\",L90/'Combined scenario - input'!$D75),\"\")","v":""},{"$f":"IFERROR(IF(OR(M90=\"\",'Combined scenario - input'!$D75=\"\"),\"\",M90/'Combined scenario - input'!$D75),\"\")","v":""},{"$f":"IFERROR(IF(OR(N90=\"\",'Combined scenario - input'!$D75=\"\"),\"\",N90/'Combined scenario - input'!$D75),\"\")","v":""},{"$f":"IFERROR(IF(OR(O90=\"\",'Combined scenario - input'!$D75=\"\"),\"\",O90/'Combined scenario - input'!$D75),\"\")","v":""},{"$f":"IFERROR(IF(OR(P90=\"\",'Combined scenario - input'!$D75=\"\"),\"\",P90/'Combined scenario - input'!$D75),\"\")","v":""},{"$f":"IFERROR(IF(OR(Q90=\"\",'Combined scenario - input'!$D75=\"\"),\"\",Q90/'Combined scenario - input'!$D75),\"\")","v":""},{"$f":"IFERROR(IF(OR(R90=\"\",'Combined scenario - input'!$D75=\"\"),\"\",R90/'Combined scenario - input'!$D75),\"\")","v":""},{"$f":"IFERROR(IF(OR(S90=\"\",'Combined scenario - input'!$D75=\"\"),\"\",S90/'Combined scenario - input'!$D75),\"\")","v":""},{"$f":"IFERROR(IF(OR(T90=\"\",'Combined scenario - input'!$D75=\"\"),\"\",T90/'Combined scenario - input'!$D75),\"\")","v":""},{"$f":"IFERROR(IF(OR(U90=\"\",'Combined scenario - input'!$D75=\"\"),\"\",U90/'Combined scenario - input'!$D75),\"\")","v":""},{"$f":"IFERROR(IF(OR(V90=\"\",'Combined scenario - input'!$D75=\"\"),\"\",V90/'Combined scenario - input'!$D75),\"\")","v":""},{"$f":"IFERROR(IF(OR(W90=\"\",'Combined scenario - input'!$D75=\"\"),\"\",W90/'Combined scenario - input'!$D75),\"\")","v":""}]
[{"$f":"IFERROR('Combined scenario - input'!A76,\"\")","v":""},{"$f":"IFERROR('Combined scenario - input'!B76,\"\")","v":""},{"$f":"IFERROR('Combined scenario - input'!C76,\"\")","v":""},{"$f":"IFERROR(repcalc('Combined scenario - input'!$CV76:$GH76,'Combined scenario - input'!$G76,'Combined scenario - input'!$E76,'Combined scenario - input'!$F76,20,TRUE,TRUE),\"\")","v":""},"","","","","","","","","","","","","","","","","","","",{"$f":"IFERROR(IF(OR(D91=\"\",'Combined scenario - input'!$D76=\"\"),\"\",D91/'Combined scenario - input'!$D76),\"\")","v":""},{"$f":"IFERROR(IF(OR(E91=\"\",'Combined scenario - input'!$D76=\"\"),\"\",E91/'Combined scenario - input'!$D76),\"\")","v":""},{"$f":"IFERROR(IF(OR(F91=\"\",'Combined scenario - input'!$D76=\"\"),\"\",F91/'Combined scenario - input'!$D76),\"\")","v":""},{"$f":"IFERROR(IF(OR(G91=\"\",'Combined scenario - input'!$D76=\"\"),\"\",G91/'Combined scenario - input'!$D76),\"\")","v":""},{"$f":"IFERROR(IF(OR(H91=\"\",'Combined scenario - input'!$D76=\"\"),\"\",H91/'Combined scenario - input'!$D76),\"\")","v":""},{"$f":"IFERROR(IF(OR(I91=\"\",'Combined scenario - input'!$D76=\"\"),\"\",I91/'Combined scenario - input'!$D76),\"\")","v":""},{"$f":"IFERROR(IF(OR(J91=\"\",'Combined scenario - input'!$D76=\"\"),\"\",J91/'Combined scenario - input'!$D76),\"\")","v":""},{"$f":"IFERROR(IF(OR(K91=\"\",'Combined scenario - input'!$D76=\"\"),\"\",K91/'Combined scenario - input'!$D76),\"\")","v":""},{"$f":"IFERROR(IF(OR(L91=\"\",'Combined scenario - input'!$D76=\"\"),\"\",L91/'Combined scenario - input'!$D76),\"\")","v":""},{"$f":"IFERROR(IF(OR(M91=\"\",'Combined scenario - input'!$D76=\"\"),\"\",M91/'Combined scenario - input'!$D76),\"\")","v":""},{"$f":"IFERROR(IF(OR(N91=\"\",'Combined scenario - input'!$D76=\"\"),\"\",N91/'Combined scenario - input'!$D76),\"\")","v":""},{"$f":"IFERROR(IF(OR(O91=\"\",'Combined scenario - input'!$D76=\"\"),\"\",O91/'Combined scenario - input'!$D76),\"\")","v":""},{"$f":"IFERROR(IF(OR(P91=\"\",'Combined scenario - input'!$D76=\"\"),\"\",P91/'Combined scenario - input'!$D76),\"\")","v":""},{"$f":"IFERROR(IF(OR(Q91=\"\",'Combined scenario - input'!$D76=\"\"),\"\",Q91/'Combined scenario - input'!$D76),\"\")","v":""},{"$f":"IFERROR(IF(OR(R91=\"\",'Combined scenario - input'!$D76=\"\"),\"\",R91/'Combined scenario - input'!$D76),\"\")","v":""},{"$f":"IFERROR(IF(OR(S91=\"\",'Combined scenario - input'!$D76=\"\"),\"\",S91/'Combined scenario - input'!$D76),\"\")","v":""},{"$f":"IFERROR(IF(OR(T91=\"\",'Combined scenario - input'!$D76=\"\"),\"\",T91/'Combined scenario - input'!$D76),\"\")","v":""},{"$f":"IFERROR(IF(OR(U91=\"\",'Combined scenario - input'!$D76=\"\"),\"\",U91/'Combined scenario - input'!$D76),\"\")","v":""},{"$f":"IFERROR(IF(OR(V91=\"\",'Combined scenario - input'!$D76=\"\"),\"\",V91/'Combined scenario - input'!$D76),\"\")","v":""},{"$f":"IFERROR(IF(OR(W91=\"\",'Combined scenario - input'!$D76=\"\"),\"\",W91/'Combined scenario - input'!$D76),\"\")","v":""}]
[{"$f":"IFERROR('Combined scenario - input'!A77,\"\")","v":""},{"$f":"IFERROR('Combined scenario - input'!B77,\"\")","v":""},{"$f":"IFERROR('Combined scenario - input'!C77,\"\")","v":""},{"$f":"IFERROR(repcalc('Combined scenario - input'!$CV77:$GH77,'Combined scenario - input'!$G77,'Combined scenario - input'!$E77,'Combined scenario - input'!$F77,20,TRUE,TRUE),\"\")","v":""},"","","","","","","","","","","","","","","","","","","",{"$f":"IFERROR(IF(OR(D92=\"\",'Combined scenario - input'!$D77=\"\"),\"\",D92/'Combined scenario - input'!$D77),\"\")","v":""},{"$f":"IFERROR(IF(OR(E92=\"\",'Combined scenario - input'!$D77=\"\"),\"\",E92/'Combined scenario - input'!$D77),\"\")","v":""},{"$f":"IFERROR(IF(OR(F92=\"\",'Combined scenario - input'!$D77=\"\"),\"\",F92/'Combined scenario - input'!$D77),\"\")","v":""},{"$f":"IFERROR(IF(OR(G92=\"\",'Combined scenario - input'!$D77=\"\"),\"\",G92/'Combined scenario - input'!$D77),\"\")","v":""},{"$f":"IFERROR(IF(OR(H92=\"\",'Combined scenario - input'!$D77=\"\"),\"\",H92/'Combined scenario - input'!$D77),\"\")","v":""},{"$f":"IFERROR(IF(OR(I92=\"\",'Combined scenario - input'!$D77=\"\"),\"\",I92/'Combined scenario - input'!$D77),\"\")","v":""},{"$f":"IFERROR(IF(OR(J92=\"\",'Combined scenario - input'!$D77=\"\"),\"\",J92/'Combined scenario - input'!$D77),\"\")","v":""},{"$f":"IFERROR(IF(OR(K92=\"\",'Combined scenario - input'!$D77=\"\"),\"\",K92/'Combined scenario - input'!$D77),\"\")","v":""},{"$f":"IFERROR(IF(OR(L92=\"\",'Combined scenario - input'!$D77=\"\"),\"\",L92/'Combined scenario - input'!$D77),\"\")","v":""},{"$f":"IFERROR(IF(OR(M92=\"\",'Combined scenario - input'!$D77=\"\"),\"\",M92/'Combined scenario - input'!$D77),\"\")","v":""},{"$f":"IFERROR(IF(OR(N92=\"\",'Combined scenario - input'!$D77=\"\"),\"\",N92/'Combined scenario - input'!$D77),\"\")","v":""},{"$f":"IFERROR(IF(OR(O92=\"\",'Combined scenario - input'!$D77=\"\"),\"\",O92/'Combined scenario - input'!$D77),\"\")","v":""},{"$f":"IFERROR(IF(OR(P92=\"\",'Combined scenario - input'!$D77=\"\"),\"\",P92/'Combined scenario - input'!$D77),\"\")","v":""},{"$f":"IFERROR(IF(OR(Q92=\"\",'Combined scenario - input'!$D77=\"\"),\"\",Q92/'Combined scenario - input'!$D77),\"\")","v":""},{"$f":"IFERROR(IF(OR(R92=\"\",'Combined scenario - input'!$D77=\"\"),\"\",R92/'Combined scenario - input'!$D77),\"\")","v":""},{"$f":"IFERROR(IF(OR(S92=\"\",'Combined scenario - input'!$D77=\"\"),\"\",S92/'Combined scenario - input'!$D77),\"\")","v":""},{"$f":"IFERROR(IF(OR(T92=\"\",'Combined scenario - input'!$D77=\"\"),\"\",T92/'Combined scenario - input'!$D77),\"\")","v":""},{"$f":"IFERROR(IF(OR(U92=\"\",'Combined scenario - input'!$D77=\"\"),\"\",U92/'Combined scenario - input'!$D77),\"\")","v":""},{"$f":"IFERROR(IF(OR(V92=\"\",'Combined scenario - input'!$D77=\"\"),\"\",V92/'Combined scenario - input'!$D77),\"\")","v":""},{"$f":"IFERROR(IF(OR(W92=\"\",'Combined scenario - input'!$D77=\"\"),\"\",W92/'Combined scenario - input'!$D77),\"\")","v":""}]
[{"$f":"IFERROR('Combined scenario - input'!A78,\"\")","v":""},{"$f":"IFERROR('Combined scenario - input'!B78,\"\")","v":""},{"$f":"IFERROR('Combined scenario - input'!C78,\"\")","v":""},{"$f":"IFERROR(repcalc('Combined scenario - input'!$CV78:$GH78,'Combined scenario - input'!$G78,'Combined scenario - input'!$E78,'Combined scenario - input'!$F78,20,TRUE,TRUE),\"\")","v":""},"","","","","","","","","","","","","","","","","","","",{"$f":"IFERROR(IF(OR(D93=\"\",'Combined scenario - input'!$D78=\"\"),\"\",D93/'Combined scenario - input'!$D78),\"\")","v":""},{"$f":"IFERROR(IF(OR(E93=\"\",'Combined scenario - input'!$D78=\"\"),\"\",E93/'Combined scenario - input'!$D78),\"\")","v":""},{"$f":"IFERROR(IF(OR(F93=\"\",'Combined scenario - input'!$D78=\"\"),\"\",F93/'Combined scenario - input'!$D78),\"\")","v":""},{"$f":"IFERROR(IF(OR(G93=\"\",'Combined scenario - input'!$D78=\"\"),\"\",G93/'Combined scenario - input'!$D78),\"\")","v":""},{"$f":"IFERROR(IF(OR(H93=\"\",'Combined scenario - input'!$D78=\"\"),\"\",H93/'Combined scenario - input'!$D78),\"\")","v":""},{"$f":"IFERROR(IF(OR(I93=\"\",'Combined scenario - input'!$D78=\"\"),\"\",I93/'Combined scenario - input'!$D78),\"\")","v":""},{"$f":"IFERROR(IF(OR(J93=\"\",'Combined scenario - input'!$D78=\"\"),\"\",J93/'Combined scenario - input'!$D78),\"\")","v":""},{"$f":"IFERROR(IF(OR(K93=\"\",'Combined scenario - input'!$D78=\"\"),\"\",K93/'Combined scenario - input'!$D78),\"\")","v":""},{"$f":"IFERROR(IF(OR(L93=\"\",'Combined scenario - input'!$D78=\"\"),\"\",L93/'Combined scenario - input'!$D78),\"\")","v":""},{"$f":"IFERROR(IF(OR(M93=\"\",'Combined scenario - input'!$D78=\"\"),\"\",M93/'Combined scenario - input'!$D78),\"\")","v":""},{"$f":"IFERROR(IF(OR(N93=\"\",'Combined scenario - input'!$D78=\"\"),\"\",N93/'Combined scenario - input'!$D78),\"\")","v":""},{"$f":"IFERROR(IF(OR(O93=\"\",'Combined scenario - input'!$D78=\"\"),\"\",O93/'Combined scenario - input'!$D78),\"\")","v":""},{"$f":"IFERROR(IF(OR(P93=\"\",'Combined scenario - input'!$D78=\"\"),\"\",P93/'Combined scenario - input'!$D78),\"\")","v":""},{"$f":"IFERROR(IF(OR(Q93=\"\",'Combined scenario - input'!$D78=\"\"),\"\",Q93/'Combined scenario - input'!$D78),\"\")","v":""},{"$f":"IFERROR(IF(OR(R93=\"\",'Combined scenario - input'!$D78=\"\"),\"\",R93/'Combined scenario - input'!$D78),\"\")","v":""},{"$f":"IFERROR(IF(OR(S93=\"\",'Combined scenario - input'!$D78=\"\"),\"\",S93/'Combined scenario - input'!$D78),\"\")","v":""},{"$f":"IFERROR(IF(OR(T93=\"\",'Combined scenario - input'!$D78=\"\"),\"\",T93/'Combined scenario - input'!$D78),\"\")","v":""},{"$f":"IFERROR(IF(OR(U93=\"\",'Combined scenario - input'!$D78=\"\"),\"\",U93/'Combined scenario - input'!$D78),\"\")","v":""},{"$f":"IFERROR(IF(OR(V93=\"\",'Combined scenario - input'!$D78=\"\"),\"\",V93/'Combined scenario - input'!$D78),\"\")","v":""},{"$f":"IFERROR(IF(OR(W93=\"\",'Combined scenario - input'!$D78=\"\"),\"\",W93/'Combined scenario - input'!$D78),\"\")","v":""}]
[{"$f":"IFERROR('Combined scenario - input'!A79,\"\")","v":""},{"$f":"IFERROR('Combined scenario - input'!B79,\"\")","v":""},{"$f":"IFERROR('Combined scenario - input'!C79,\"\")","v":""},{"$f":"IFERROR(repcalc('Combined scenario - input'!$CV79:$GH79,'Combined scenario - input'!$G79,'Combined scenario - input'!$E79,'Combined scenario - input'!$F79,20,TRUE,TRUE),\"\")","v":""},"","","","","","","","","","","","","","","","","","","",{"$f":"IFERROR(IF(OR(D94=\"\",'Combined scenario - input'!$D79=\"\"),\"\",D94/'Combined scenario - input'!$D79),\"\")","v":""},{"$f":"IFERROR(IF(OR(E94=\"\",'Combined scenario - input'!$D79=\"\"),\"\",E94/'Combined scenario - input'!$D79),\"\")","v":""},{"$f":"IFERROR(IF(OR(F94=\"\",'Combined scenario - input'!$D79=\"\"),\"\",F94/'Combined scenario - input'!$D79),\"\")","v":""},{"$f":"IFERROR(IF(OR(G94=\"\",'Combined scenario - input'!$D79=\"\"),\"\",G94/'Combined scenario - input'!$D79),\"\")","v":""},{"$f":"IFERROR(IF(OR(H94=\"\",'Combined scenario - input'!$D79=\"\"),\"\",H94/'Combined scenario - input'!$D79),\"\")","v":""},{"$f":"IFERROR(IF(OR(I94=\"\",'Combined scenario - input'!$D79=\"\"),\"\",I94/'Combined scenario - input'!$D79),\"\")","v":""},{"$f":"IFERROR(IF(OR(J94=\"\",'Combined scenario - input'!$D79=\"\"),\"\",J94/'Combined scenario - input'!$D79),\"\")","v":""},{"$f":"IFERROR(IF(OR(K94=\"\",'Combined scenario - input'!$D79=\"\"),\"\",K94/'Combined scenario - input'!$D79),\"\")","v":""},{"$f":"IFERROR(IF(OR(L94=\"\",'Combined scenario - input'!$D79=\"\"),\"\",L94/'Combined scenario - input'!$D79),\"\")","v":""},{"$f":"IFERROR(IF(OR(M94=\"\",'Combined scenario - input'!$D79=\"\"),\"\",M94/'Combined scenario - input'!$D79),\"\")","v":""},{"$f":"IFERROR(IF(OR(N94=\"\",'Combined scenario - input'!$D79=\"\"),\"\",N94/'Combined scenario - input'!$D79),\"\")","v":""},{"$f":"IFERROR(IF(OR(O94=\"\",'Combined scenario - input'!$D79=\"\"),\"\",O94/'Combined scenario - input'!$D79),\"\")","v":""},{"$f":"IFERROR(IF(OR(P94=\"\",'Combined scenario - input'!$D79=\"\"),\"\",P94/'Combined scenario - input'!$D79),\"\")","v":""},{"$f":"IFERROR(IF(OR(Q94=\"\",'Combined scenario - input'!$D79=\"\"),\"\",Q94/'Combined scenario - input'!$D79),\"\")","v":""},{"$f":"IFERROR(IF(OR(R94=\"\",'Combined scenario - input'!$D79=\"\"),\"\",R94/'Combined scenario - input'!$D79),\"\")","v":""},{"$f":"IFERROR(IF(OR(S94=\"\",'Combined scenario - input'!$D79=\"\"),\"\",S94/'Combined scenario - input'!$D79),\"\")","v":""},{"$f":"IFERROR(IF(OR(T94=\"\",'Combined scenario - input'!$D79=\"\"),\"\",T94/'Combined scenario - input'!$D79),\"\")","v":""},{"$f":"IFERROR(IF(OR(U94=\"\",'Combined scenario - input'!$D79=\"\"),\"\",U94/'Combined scenario - input'!$D79),\"\")","v":""},{"$f":"IFERROR(IF(OR(V94=\"\",'Combined scenario - input'!$D79=\"\"),\"\",V94/'Combined scenario - input'!$D79),\"\")","v":""},{"$f":"IFERROR(IF(OR(W94=\"\",'Combined scenario - input'!$D79=\"\"),\"\",W94/'Combined scenario - input'!$D79),\"\")","v":""}]
[{"$f":"IFERROR('Combined scenario - input'!A80,\"\")","v":""},{"$f":"IFERROR('Combined scenario - input'!B80,\"\")","v":""},{"$f":"IFERROR('Combined scenario - input'!C80,\"\")","v":""},{"$f":"IFERROR(repcalc('Combined scenario - input'!$CV80:$GH80,'Combined scenario - input'!$G80,'Combined scenario - input'!$E80,'Combined scenario - input'!$F80,20,TRUE,TRUE),\"\")","v":""},"","","","","","","","","","","","","","","","","","","",{"$f":"IFERROR(IF(OR(D95=\"\",'Combined scenario - input'!$D80=\"\"),\"\",D95/'Combined scenario - input'!$D80),\"\")","v":""},{"$f":"IFERROR(IF(OR(E95=\"\",'Combined scenario - input'!$D80=\"\"),\"\",E95/'Combined scenario - input'!$D80),\"\")","v":""},{"$f":"IFERROR(IF(OR(F95=\"\",'Combined scenario - input'!$D80=\"\"),\"\",F95/'Combined scenario - input'!$D80),\"\")","v":""},{"$f":"IFERROR(IF(OR(G95=\"\",'Combined scenario - input'!$D80=\"\"),\"\",G95/'Combined scenario - input'!$D80),\"\")","v":""},{"$f":"IFERROR(IF(OR(H95=\"\",'Combined scenario - input'!$D80=\"\"),\"\",H95/'Combined scenario - input'!$D80),\"\")","v":""},{"$f":"IFERROR(IF(OR(I95=\"\",'Combined scenario - input'!$D80=\"\"),\"\",I95/'Combined scenario - input'!$D80),\"\")","v":""},{"$f":"IFERROR(IF(OR(J95=\"\",'Combined scenario - input'!$D80=\"\"),\"\",J95/'Combined scenario - input'!$D80),\"\")","v":""},{"$f":"IFERROR(IF(OR(K95=\"\",'Combined scenario - input'!$D80=\"\"),\"\",K95/'Combined scenario - input'!$D80),\"\")","v":""},{"$f":"IFERROR(IF(OR(L95=\"\",'Combined scenario - input'!$D80=\"\"),\"\",L95/'Combined scenario - input'!$D80),\"\")","v":""},{"$f":"IFERROR(IF(OR(M95=\"\",'Combined scenario - input'!$D80=\"\"),\"\",M95/'Combined scenario - input'!$D80),\"\")","v":""},{"$f":"IFERROR(IF(OR(N95=\"\",'Combined scenario - input'!$D80=\"\"),\"\",N95/'Combined scenario - input'!$D80),\"\")","v":""},{"$f":"IFERROR(IF(OR(O95=\"\",'Combined scenario - input'!$D80=\"\"),\"\",O95/'Combined scenario - input'!$D80),\"\")","v":""},{"$f":"IFERROR(IF(OR(P95=\"\",'Combined scenario - input'!$D80=\"\"),\"\",P95/'Combined scenario - input'!$D80),\"\")","v":""},{"$f":"IFERROR(IF(OR(Q95=\"\",'Combined scenario - input'!$D80=\"\"),\"\",Q95/'Combined scenario - input'!$D80),\"\")","v":""},{"$f":"IFERROR(IF(OR(R95=\"\",'Combined scenario - input'!$D80=\"\"),\"\",R95/'Combined scenario - input'!$D80),\"\")","v":""},{"$f":"IFERROR(IF(OR(S95=\"\",'Combined scenario - input'!$D80=\"\"),\"\",S95/'Combined scenario - input'!$D80),\"\")","v":""},{"$f":"IFERROR(IF(OR(T95=\"\",'Combined scenario - input'!$D80=\"\"),\"\",T95/'Combined scenario - input'!$D80),\"\")","v":""},{"$f":"IFERROR(IF(OR(U95=\"\",'Combined scenario - input'!$D80=\"\"),\"\",U95/'Combined scenario - input'!$D80),\"\")","v":""},{"$f":"IFERROR(IF(OR(V95=\"\",'Combined scenario - input'!$D80=\"\"),\"\",V95/'Combined scenario - input'!$D80),\"\")","v":""},{"$f":"IFERROR(IF(OR(W95=\"\",'Combined scenario - input'!$D80=\"\"),\"\",W95/'Combined scenario - input'!$D80),\"\")","v":""}]
[{"$f":"IFERROR('Combined scenario - input'!A81,\"\")","v":""},{"$f":"IFERROR('Combined scenario - input'!B81,\"\")","v":""},{"$f":"IFERROR('Combined scenario - input'!C81,\"\")","v":""},{"$f":"IFERROR(repcalc('Combined scenario - input'!$CV81:$GH81,'Combined scenario - input'!$G81,'Combined scenario - input'!$E81,'Combined scenario - input'!$F81,20,TRUE,TRUE),\"\")","v":""},"","","","","","","","","","","","","","","","","","","",{"$f":"IFERROR(IF(OR(D96=\"\",'Combined scenario - input'!$D81=\"\"),\"\",D96/'Combined scenario - input'!$D81),\"\")","v":""},{"$f":"IFERROR(IF(OR(E96=\"\",'Combined scenario - input'!$D81=\"\"),\"\",E96/'Combined scenario - input'!$D81),\"\")","v":""},{"$f":"IFERROR(IF(OR(F96=\"\",'Combined scenario - input'!$D81=\"\"),\"\",F96/'Combined scenario - input'!$D81),\"\")","v":""},{"$f":"IFERROR(IF(OR(G96=\"\",'Combined scenario - input'!$D81=\"\"),\"\",G96/'Combined scenario - input'!$D81),\"\")","v":""},{"$f":"IFERROR(IF(OR(H96=\"\",'Combined scenario - input'!$D81=\"\"),\"\",H96/'Combined scenario - input'!$D81),\"\")","v":""},{"$f":"IFERROR(IF(OR(I96=\"\",'Combined scenario - input'!$D81=\"\"),\"\",I96/'Combined scenario - input'!$D81),\"\")","v":""},{"$f":"IFERROR(IF(OR(J96=\"\",'Combined scenario - input'!$D81=\"\"),\"\",J96/'Combined scenario - input'!$D81),\"\")","v":""},{"$f":"IFERROR(IF(OR(K96=\"\",'Combined scenario - input'!$D81=\"\"),\"\",K96/'Combined scenario - input'!$D81),\"\")","v":""},{"$f":"IFERROR(IF(OR(L96=\"\",'Combined scenario - input'!$D81=\"\"),\"\",L96/'Combined scenario - input'!$D81),\"\")","v":""},{"$f":"IFERROR(IF(OR(M96=\"\",'Combined scenario - input'!$D81=\"\"),\"\",M96/'Combined scenario - input'!$D81),\"\")","v":""},{"$f":"IFERROR(IF(OR(N96=\"\",'Combined scenario - input'!$D81=\"\"),\"\",N96/'Combined scenario - input'!$D81),\"\")","v":""},{"$f":"IFERROR(IF(OR(O96=\"\",'Combined scenario - input'!$D81=\"\"),\"\",O96/'Combined scenario - input'!$D81),\"\")","v":""},{"$f":"IFERROR(IF(OR(P96=\"\",'Combined scenario - input'!$D81=\"\"),\"\",P96/'Combined scenario - input'!$D81),\"\")","v":""},{"$f":"IFERROR(IF(OR(Q96=\"\",'Combined scenario - input'!$D81=\"\"),\"\",Q96/'Combined scenario - input'!$D81),\"\")","v":""},{"$f":"IFERROR(IF(OR(R96=\"\",'Combined scenario - input'!$D81=\"\"),\"\",R96/'Combined scenario - input'!$D81),\"\")","v":""},{"$f":"IFERROR(IF(OR(S96=\"\",'Combined scenario - input'!$D81=\"\"),\"\",S96/'Combined scenario - input'!$D81),\"\")","v":""},{"$f":"IFERROR(IF(OR(T96=\"\",'Combined scenario - input'!$D81=\"\"),\"\",T96/'Combined scenario - input'!$D81),\"\")","v":""},{"$f":"IFERROR(IF(OR(U96=\"\",'Combined scenario - input'!$D81=\"\"),\"\",U96/'Combined scenario - input'!$D81),\"\")","v":""},{"$f":"IFERROR(IF(OR(V96=\"\",'Combined scenario - input'!$D81=\"\"),\"\",V96/'Combined scenario - input'!$D81),\"\")","v":""},{"$f":"IFERROR(IF(OR(W96=\"\",'Combined scenario - input'!$D81=\"\"),\"\",W96/'Combined scenario - input'!$D81),\"\")","v":""}]
[{"$f":"IFERROR('Combined scenario - input'!A82,\"\")","v":""},{"$f":"IFERROR('Combined scenario - input'!B82,\"\")","v":""},{"$f":"IFERROR('Combined scenario - input'!C82,\"\")","v":""},{"$f":"IFERROR(repcalc('Combined scenario - input'!$CV82:$GH82,'Combined scenario - input'!$G82,'Combined scenario - input'!$E82,'Combined scenario - input'!$F82,20,TRUE,TRUE),\"\")","v":""},"","","","","","","","","","","","","","","","","","","",{"$f":"IFERROR(IF(OR(D97=\"\",'Combined scenario - input'!$D82=\"\"),\"\",D97/'Combined scenario - input'!$D82),\"\")","v":""},{"$f":"IFERROR(IF(OR(E97=\"\",'Combined scenario - input'!$D82=\"\"),\"\",E97/'Combined scenario - input'!$D82),\"\")","v":""},{"$f":"IFERROR(IF(OR(F97=\"\",'Combined scenario - input'!$D82=\"\"),\"\",F97/'Combined scenario - input'!$D82),\"\")","v":""},{"$f":"IFERROR(IF(OR(G97=\"\",'Combined scenario - input'!$D82=\"\"),\"\",G97/'Combined scenario - input'!$D82),\"\")","v":""},{"$f":"IFERROR(IF(OR(H97=\"\",'Combined scenario - input'!$D82=\"\"),\"\",H97/'Combined scenario - input'!$D82),\"\")","v":""},{"$f":"IFERROR(IF(OR(I97=\"\",'Combined scenario - input'!$D82=\"\"),\"\",I97/'Combined scenario - input'!$D82),\"\")","v":""},{"$f":"IFERROR(IF(OR(J97=\"\",'Combined scenario - input'!$D82=\"\"),\"\",J97/'Combined scenario - input'!$D82),\"\")","v":""},{"$f":"IFERROR(IF(OR(K97=\"\",'Combined scenario - input'!$D82=\"\"),\"\",K97/'Combined scenario - input'!$D82),\"\")","v":""},{"$f":"IFERROR(IF(OR(L97=\"\",'Combined scenario - input'!$D82=\"\"),\"\",L97/'Combined scenario - input'!$D82),\"\")","v":""},{"$f":"IFERROR(IF(OR(M97=\"\",'Combined scenario - input'!$D82=\"\"),\"\",M97/'Combined scenario - input'!$D82),\"\")","v":""},{"$f":"IFERROR(IF(OR(N97=\"\",'Combined scenario - input'!$D82=\"\"),\"\",N97/'Combined scenario - input'!$D82),\"\")","v":""},{"$f":"IFERROR(IF(OR(O97=\"\",'Combined scenario - input'!$D82=\"\"),\"\",O97/'Combined scenario - input'!$D82),\"\")","v":""},{"$f":"IFERROR(IF(OR(P97=\"\",'Combined scenario - input'!$D82=\"\"),\"\",P97/'Combined scenario - input'!$D82),\"\")","v":""},{"$f":"IFERROR(IF(OR(Q97=\"\",'Combined scenario - input'!$D82=\"\"),\"\",Q97/'Combined scenario - input'!$D82),\"\")","v":""},{"$f":"IFERROR(IF(OR(R97=\"\",'Combined scenario - input'!$D82=\"\"),\"\",R97/'Combined scenario - input'!$D82),\"\")","v":""},{"$f":"IFERROR(IF(OR(S97=\"\",'Combined scenario - input'!$D82=\"\"),\"\",S97/'Combined scenario - input'!$D82),\"\")","v":""},{"$f":"IFERROR(IF(OR(T97=\"\",'Combined scenario - input'!$D82=\"\"),\"\",T97/'Combined scenario - input'!$D82),\"\")","v":""},{"$f":"IFERROR(IF(OR(U97=\"\",'Combined scenario - input'!$D82=\"\"),\"\",U97/'Combined scenario - input'!$D82),\"\")","v":""},{"$f":"IFERROR(IF(OR(V97=\"\",'Combined scenario - input'!$D82=\"\"),\"\",V97/'Combined scenario - input'!$D82),\"\")","v":""},{"$f":"IFERROR(IF(OR(W97=\"\",'Combined scenario - input'!$D82=\"\"),\"\",W97/'Combined scenario - input'!$D82),\"\")","v":""}]
[{"$f":"IFERROR('Combined scenario - input'!A83,\"\")","v":""},{"$f":"IFERROR('Combined scenario - input'!B83,\"\")","v":""},{"$f":"IFERROR('Combined scenario - input'!C83,\"\")","v":""},{"$f":"IFERROR(repcalc('Combined scenario - input'!$CV83:$GH83,'Combined scenario - input'!$G83,'Combined scenario - input'!$E83,'Combined scenario - input'!$F83,20,TRUE,TRUE),\"\")","v":""},"","","","","","","","","","","","","","","","","","","",{"$f":"IFERROR(IF(OR(D98=\"\",'Combined scenario - input'!$D83=\"\"),\"\",D98/'Combined scenario - input'!$D83),\"\")","v":""},{"$f":"IFERROR(IF(OR(E98=\"\",'Combined scenario - input'!$D83=\"\"),\"\",E98/'Combined scenario - input'!$D83),\"\")","v":""},{"$f":"IFERROR(IF(OR(F98=\"\",'Combined scenario - input'!$D83=\"\"),\"\",F98/'Combined scenario - input'!$D83),\"\")","v":""},{"$f":"IFERROR(IF(OR(G98=\"\",'Combined scenario - input'!$D83=\"\"),\"\",G98/'Combined scenario - input'!$D83),\"\")","v":""},{"$f":"IFERROR(IF(OR(H98=\"\",'Combined scenario - input'!$D83=\"\"),\"\",H98/'Combined scenario - input'!$D83),\"\")","v":""},{"$f":"IFERROR(IF(OR(I98=\"\",'Combined scenario - input'!$D83=\"\"),\"\",I98/'Combined scenario - input'!$D83),\"\")","v":""},{"$f":"IFERROR(IF(OR(J98=\"\",'Combined scenario - input'!$D83=\"\"),\"\",J98/'Combined scenario - input'!$D83),\"\")","v":""},{"$f":"IFERROR(IF(OR(K98=\"\",'Combined scenario - input'!$D83=\"\"),\"\",K98/'Combined scenario - input'!$D83),\"\")","v":""},{"$f":"IFERROR(IF(OR(L98=\"\",'Combined scenario - input'!$D83=\"\"),\"\",L98/'Combined scenario - input'!$D83),\"\")","v":""},{"$f":"IFERROR(IF(OR(M98=\"\",'Combined scenario - input'!$D83=\"\"),\"\",M98/'Combined scenario - input'!$D83),\"\")","v":""},{"$f":"IFERROR(IF(OR(N98=\"\",'Combined scenario - input'!$D83=\"\"),\"\",N98/'Combined scenario - input'!$D83),\"\")","v":""},{"$f":"IFERROR(IF(OR(O98=\"\",'Combined scenario - input'!$D83=\"\"),\"\",O98/'Combined scenario - input'!$D83),\"\")","v":""},{"$f":"IFERROR(IF(OR(P98=\"\",'Combined scenario - input'!$D83=\"\"),\"\",P98/'Combined scenario - input'!$D83),\"\")","v":""},{"$f":"IFERROR(IF(OR(Q98=\"\",'Combined scenario - input'!$D83=\"\"),\"\",Q98/'Combined scenario - input'!$D83),\"\")","v":""},{"$f":"IFERROR(IF(OR(R98=\"\",'Combined scenario - input'!$D83=\"\"),\"\",R98/'Combined scenario - input'!$D83),\"\")","v":""},{"$f":"IFERROR(IF(OR(S98=\"\",'Combined scenario - input'!$D83=\"\"),\"\",S98/'Combined scenario - input'!$D83),\"\")","v":""},{"$f":"IFERROR(IF(OR(T98=\"\",'Combined scenario - input'!$D83=\"\"),\"\",T98/'Combined scenario - input'!$D83),\"\")","v":""},{"$f":"IFERROR(IF(OR(U98=\"\",'Combined scenario - input'!$D83=\"\"),\"\",U98/'Combined scenario - input'!$D83),\"\")","v":""},{"$f":"IFERROR(IF(OR(V98=\"\",'Combined scenario - input'!$D83=\"\"),\"\",V98/'Combined scenario - input'!$D83),\"\")","v":""},{"$f":"IFERROR(IF(OR(W98=\"\",'Combined scenario - input'!$D83=\"\"),\"\",W98/'Combined scenario - input'!$D83),\"\")","v":""}]
[{"$f":"IFERROR('Combined scenario - input'!A84,\"\")","v":""},{"$f":"IFERROR('Combined scenario - input'!B84,\"\")","v":""},{"$f":"IFERROR('Combined scenario - input'!C84,\"\")","v":""},{"$f":"IFERROR(repcalc('Combined scenario - input'!$CV84:$GH84,'Combined scenario - input'!$G84,'Combined scenario - input'!$E84,'Combined scenario - input'!$F84,20,TRUE,TRUE),\"\")","v":""},"","","","","","","","","","","","","","","","","","","",{"$f":"IFERROR(IF(OR(D99=\"\",'Combined scenario - input'!$D84=\"\"),\"\",D99/'Combined scenario - input'!$D84),\"\")","v":""},{"$f":"IFERROR(IF(OR(E99=\"\",'Combined scenario - input'!$D84=\"\"),\"\",E99/'Combined scenario - input'!$D84),\"\")","v":""},{"$f":"IFERROR(IF(OR(F99=\"\",'Combined scenario - input'!$D84=\"\"),\"\",F99/'Combined scenario - input'!$D84),\"\")","v":""},{"$f":"IFERROR(IF(OR(G99=\"\",'Combined scenario - input'!$D84=\"\"),\"\",G99/'Combined scenario - input'!$D84),\"\")","v":""},{"$f":"IFERROR(IF(OR(H99=\"\",'Combined scenario - input'!$D84=\"\"),\"\",H99/'Combined scenario - input'!$D84),\"\")","v":""},{"$f":"IFERROR(IF(OR(I99=\"\",'Combined scenario - input'!$D84=\"\"),\"\",I99/'Combined scenario - input'!$D84),\"\")","v":""},{"$f":"IFERROR(IF(OR(J99=\"\",'Combined scenario - input'!$D84=\"\"),\"\",J99/'Combined scenario - input'!$D84),\"\")","v":""},{"$f":"IFERROR(IF(OR(K99=\"\",'Combined scenario - input'!$D84=\"\"),\"\",K99/'Combined scenario - input'!$D84),\"\")","v":""},{"$f":"IFERROR(IF(OR(L99=\"\",'Combined scenario - input'!$D84=\"\"),\"\",L99/'Combined scenario - input'!$D84),\"\")","v":""},{"$f":"IFERROR(IF(OR(M99=\"\",'Combined scenario - input'!$D84=\"\"),\"\",M99/'Combined scenario - input'!$D84),\"\")","v":""},{"$f":"IFERROR(IF(OR(N99=\"\",'Combined scenario - input'!$D84=\"\"),\"\",N99/'Combined scenario - input'!$D84),\"\")","v":""},{"$f":"IFERROR(IF(OR(O99=\"\",'Combined scenario - input'!$D84=\"\"),\"\",O99/'Combined scenario - input'!$D84),\"\")","v":""},{"$f":"IFERROR(IF(OR(P99=\"\",'Combined scenario - input'!$D84=\"\"),\"\",P99/'Combined scenario - input'!$D84),\"\")","v":""},{"$f":"IFERROR(IF(OR(Q99=\"\",'Combined scenario - input'!$D84=\"\"),\"\",Q99/'Combined scenario - input'!$D84),\"\")","v":""},{"$f":"IFERROR(IF(OR(R99=\"\",'Combined scenario - input'!$D84=\"\"),\"\",R99/'Combined scenario - input'!$D84),\"\")","v":""},{"$f":"IFERROR(IF(OR(S99=\"\",'Combined scenario - input'!$D84=\"\"),\"\",S99/'Combined scenario - input'!$D84),\"\")","v":""},{"$f":"IFERROR(IF(OR(T99=\"\",'Combined scenario - input'!$D84=\"\"),\"\",T99/'Combined scenario - input'!$D84),\"\")","v":""},{"$f":"IFERROR(IF(OR(U99=\"\",'Combined scenario - input'!$D84=\"\"),\"\",U99/'Combined scenario - input'!$D84),\"\")","v":""},{"$f":"IFERROR(IF(OR(V99=\"\",'Combined scenario - input'!$D84=\"\"),\"\",V99/'Combined scenario - input'!$D84),\"\")","v":""},{"$f":"IFERROR(IF(OR(W99=\"\",'Combined scenario - input'!$D84=\"\"),\"\",W99/'Combined scenario - input'!$D84),\"\")","v":""}]
[{"$f":"IFERROR('Combined scenario - input'!A85,\"\")","v":""},{"$f":"IFERROR('Combined scenario - input'!B85,\"\")","v":""},{"$f":"IFERROR('Combined scenario - input'!C85,\"\")","v":""},{"$f":"IFERROR(repcalc('Combined scenario - input'!$CV85:$GH85,'Combined scenario - input'!$G85,'Combined scenario - input'!$E85,'Combined scenario - input'!$F85,20,TRUE,TRUE),\"\")","v":""},"","","","","","","","","","","","","","","","","","","",{"$f":"IFERROR(IF(OR(D100=\"\",'Combined scenario - input'!$D85=\"\"),\"\",D100/'Combined scenario - input'!$D85),\"\")","v":""},{"$f":"IFERROR(IF(OR(E100=\"\",'Combined scenario - input'!$D85=\"\"),\"\",E100/'Combined scenario - input'!$D85),\"\")","v":""},{"$f":"IFERROR(IF(OR(F100=\"\",'Combined scenario - input'!$D85=\"\"),\"\",F100/'Combined scenario - input'!$D85),\"\")","v":""},{"$f":"IFERROR(IF(OR(G100=\"\",'Combined scenario - input'!$D85=\"\"),\"\",G100/'Combined scenario - input'!$D85),\"\")","v":""},{"$f":"IFERROR(IF(OR(H100=\"\",'Combined scenario - input'!$D85=\"\"),\"\",H100/'Combined scenario - input'!$D85),\"\")","v":""},{"$f":"IFERROR(IF(OR(I100=\"\",'Combined scenario - input'!$D85=\"\"),\"\",I100/'Combined scenario - input'!$D85),\"\")","v":""},{"$f":"IFERROR(IF(OR(J100=\"\",'Combined scenario - input'!$D85=\"\"),\"\",J100/'Combined scenario - input'!$D85),\"\")","v":""},{"$f":"IFERROR(IF(OR(K100=\"\",'Combined scenario - input'!$D85=\"\"),\"\",K100/'Combined scenario - input'!$D85),\"\")","v":""},{"$f":"IFERROR(IF(OR(L100=\"\",'Combined scenario - input'!$D85=\"\"),\"\",L100/'Combined scenario - input'!$D85),\"\")","v":""},{"$f":"IFERROR(IF(OR(M100=\"\",'Combined scenario - input'!$D85=\"\"),\"\",M100/'Combined scenario - input'!$D85),\"\")","v":""},{"$f":"IFERROR(IF(OR(N100=\"\",'Combined scenario - input'!$D85=\"\"),\"\",N100/'Combined scenario - input'!$D85),\"\")","v":""},{"$f":"IFERROR(IF(OR(O100=\"\",'Combined scenario - input'!$D85=\"\"),\"\",O100/'Combined scenario - input'!$D85),\"\")","v":""},{"$f":"IFERROR(IF(OR(P100=\"\",'Combined scenario - input'!$D85=\"\"),\"\",P100/'Combined scenario - input'!$D85),\"\")","v":""},{"$f":"IFERROR(IF(OR(Q100=\"\",'Combined scenario - input'!$D85=\"\"),\"\",Q100/'Combined scenario - input'!$D85),\"\")","v":""},{"$f":"IFERROR(IF(OR(R100=\"\",'Combined scenario - input'!$D85=\"\"),\"\",R100/'Combined scenario - input'!$D85),\"\")","v":""},{"$f":"IFERROR(IF(OR(S100=\"\",'Combined scenario - input'!$D85=\"\"),\"\",S100/'Combined scenario - input'!$D85),\"\")","v":""},{"$f":"IFERROR(IF(OR(T100=\"\",'Combined scenario - input'!$D85=\"\"),\"\",T100/'Combined scenario - input'!$D85),\"\")","v":""},{"$f":"IFERROR(IF(OR(U100=\"\",'Combined scenario - input'!$D85=\"\"),\"\",U100/'Combined scenario - input'!$D85),\"\")","v":""},{"$f":"IFERROR(IF(OR(V100=\"\",'Combined scenario - input'!$D85=\"\"),\"\",V100/'Combined scenario - input'!$D85),\"\")","v":""},{"$f":"IFERROR(IF(OR(W100=\"\",'Combined scenario - input'!$D85=\"\"),\"\",W100/'Combined scenario - input'!$D85),\"\")","v":""}]
[{"$f":"IFERROR('Combined scenario - input'!A86,\"\")","v":""},{"$f":"IFERROR('Combined scenario - input'!B86,\"\")","v":""},{"$f":"IFERROR('Combined scenario - input'!C86,\"\")","v":""},{"$f":"IFERROR(repcalc('Combined scenario - input'!$CV86:$GH86,'Combined scenario - input'!$G86,'Combined scenario - input'!$E86,'Combined scenario - input'!$F86,20,TRUE,TRUE),\"\")","v":""},"","","","","","","","","","","","","","","","","","","",{"$f":"IFERROR(IF(OR(D101=\"\",'Combined scenario - input'!$D86=\"\"),\"\",D101/'Combined scenario - input'!$D86),\"\")","v":""},{"$f":"IFERROR(IF(OR(E101=\"\",'Combined scenario - input'!$D86=\"\"),\"\",E101/'Combined scenario - input'!$D86),\"\")","v":""},{"$f":"IFERROR(IF(OR(F101=\"\",'Combined scenario - input'!$D86=\"\"),\"\",F101/'Combined scenario - input'!$D86),\"\")","v":""},{"$f":"IFERROR(IF(OR(G101=\"\",'Combined scenario - input'!$D86=\"\"),\"\",G101/'Combined scenario - input'!$D86),\"\")","v":""},{"$f":"IFERROR(IF(OR(H101=\"\",'Combined scenario - input'!$D86=\"\"),\"\",H101/'Combined scenario - input'!$D86),\"\")","v":""},{"$f":"IFERROR(IF(OR(I101=\"\",'Combined scenario - input'!$D86=\"\"),\"\",I101/'Combined scenario - input'!$D86),\"\")","v":""},{"$f":"IFERROR(IF(OR(J101=\"\",'Combined scenario - input'!$D86=\"\"),\"\",J101/'Combined scenario - input'!$D86),\"\")","v":""},{"$f":"IFERROR(IF(OR(K101=\"\",'Combined scenario - input'!$D86=\"\"),\"\",K101/'Combined scenario - input'!$D86),\"\")","v":""},{"$f":"IFERROR(IF(OR(L101=\"\",'Combined scenario - input'!$D86=\"\"),\"\",L101/'Combined scenario - input'!$D86),\"\")","v":""},{"$f":"IFERROR(IF(OR(M101=\"\",'Combined scenario - input'!$D86=\"\"),\"\",M101/'Combined scenario - input'!$D86),\"\")","v":""},{"$f":"IFERROR(IF(OR(N101=\"\",'Combined scenario - input'!$D86=\"\"),\"\",N101/'Combined scenario - input'!$D86),\"\")","v":""},{"$f":"IFERROR(IF(OR(O101=\"\",'Combined scenario - input'!$D86=\"\"),\"\",O101/'Combined scenario - input'!$D86),\"\")","v":""},{"$f":"IFERROR(IF(OR(P101=\"\",'Combined scenario - input'!$D86=\"\"),\"\",P101/'Combined scenario - input'!$D86),\"\")","v":""},{"$f":"IFERROR(IF(OR(Q101=\"\",'Combined scenario - input'!$D86=\"\"),\"\",Q101/'Combined scenario - input'!$D86),\"\")","v":""},{"$f":"IFERROR(IF(OR(R101=\"\",'Combined scenario - input'!$D86=\"\"),\"\",R101/'Combined scenario - input'!$D86),\"\")","v":""},{"$f":"IFERROR(IF(OR(S101=\"\",'Combined scenario - input'!$D86=\"\"),\"\",S101/'Combined scenario - input'!$D86),\"\")","v":""},{"$f":"IFERROR(IF(OR(T101=\"\",'Combined scenario - input'!$D86=\"\"),\"\",T101/'Combined scenario - input'!$D86),\"\")","v":""},{"$f":"IFERROR(IF(OR(U101=\"\",'Combined scenario - input'!$D86=\"\"),\"\",U101/'Combined scenario - input'!$D86),\"\")","v":""},{"$f":"IFERROR(IF(OR(V101=\"\",'Combined scenario - input'!$D86=\"\"),\"\",V101/'Combined scenario - input'!$D86),\"\")","v":""},{"$f":"IFERROR(IF(OR(W101=\"\",'Combined scenario - input'!$D86=\"\"),\"\",W101/'Combined scenario - input'!$D86),\"\")","v":""}]
[{"$f":"IFERROR('Combined scenario - input'!A87,\"\")","v":""},{"$f":"IFERROR('Combined scenario - input'!B87,\"\")","v":""},{"$f":"IFERROR('Combined scenario - input'!C87,\"\")","v":""},{"$f":"IFERROR(repcalc('Combined scenario - input'!$CV87:$GH87,'Combined scenario - input'!$G87,'Combined scenario - input'!$E87,'Combined scenario - input'!$F87,20,TRUE,TRUE),\"\")","v":""},"","","","","","","","","","","","","","","","","","","",{"$f":"IFERROR(IF(OR(D102=\"\",'Combined scenario - input'!$D87=\"\"),\"\",D102/'Combined scenario - input'!$D87),\"\")","v":""},{"$f":"IFERROR(IF(OR(E102=\"\",'Combined scenario - input'!$D87=\"\"),\"\",E102/'Combined scenario - input'!$D87),\"\")","v":""},{"$f":"IFERROR(IF(OR(F102=\"\",'Combined scenario - input'!$D87=\"\"),\"\",F102/'Combined scenario - input'!$D87),\"\")","v":""},{"$f":"IFERROR(IF(OR(G102=\"\",'Combined scenario - input'!$D87=\"\"),\"\",G102/'Combined scenario - input'!$D87),\"\")","v":""},{"$f":"IFERROR(IF(OR(H102=\"\",'Combined scenario - input'!$D87=\"\"),\"\",H102/'Combined scenario - input'!$D87),\"\")","v":""},{"$f":"IFERROR(IF(OR(I102=\"\",'Combined scenario - input'!$D87=\"\"),\"\",I102/'Combined scenario - input'!$D87),\"\")","v":""},{"$f":"IFERROR(IF(OR(J102=\"\",'Combined scenario - input'!$D87=\"\"),\"\",J102/'Combined scenario - input'!$D87),\"\")","v":""},{"$f":"IFERROR(IF(OR(K102=\"\",'Combined scenario - input'!$D87=\"\"),\"\",K102/'Combined scenario - input'!$D87),\"\")","v":""},{"$f":"IFERROR(IF(OR(L102=\"\",'Combined scenario - input'!$D87=\"\"),\"\",L102/'Combined scenario - input'!$D87),\"\")","v":""},{"$f":"IFERROR(IF(OR(M102=\"\",'Combined scenario - input'!$D87=\"\"),\"\",M102/'Combined scenario - input'!$D87),\"\")","v":""},{"$f":"IFERROR(IF(OR(N102=\"\",'Combined scenario - input'!$D87=\"\"),\"\",N102/'Combined scenario - input'!$D87),\"\")","v":""},{"$f":"IFERROR(IF(OR(O102=\"\",'Combined scenario - input'!$D87=\"\"),\"\",O102/'Combined scenario - input'!$D87),\"\")","v":""},{"$f":"IFERROR(IF(OR(P102=\"\",'Combined scenario - input'!$D87=\"\"),\"\",P102/'Combined scenario - input'!$D87),\"\")","v":""},{"$f":"IFERROR(IF(OR(Q102=\"\",'Combined scenario - input'!$D87=\"\"),\"\",Q102/'Combined scenario - input'!$D87),\"\")","v":""},{"$f":"IFERROR(IF(OR(R102=\"\",'Combined scenario - input'!$D87=\"\"),\"\",R102/'Combined scenario - input'!$D87),\"\")","v":""},{"$f":"IFERROR(IF(OR(S102=\"\",'Combined scenario - input'!$D87=\"\"),\"\",S102/'Combined scenario - input'!$D87),\"\")","v":""},{"$f":"IFERROR(IF(OR(T102=\"\",'Combined scenario - input'!$D87=\"\"),\"\",T102/'Combined scenario - input'!$D87),\"\")","v":""},{"$f":"IFERROR(IF(OR(U102=\"\",'Combined scenario - input'!$D87=\"\"),\"\",U102/'Combined scenario - input'!$D87),\"\")","v":""},{"$f":"IFERROR(IF(OR(V102=\"\",'Combined scenario - input'!$D87=\"\"),\"\",V102/'Combined scenario - input'!$D87),\"\")","v":""},{"$f":"IFERROR(IF(OR(W102=\"\",'Combined scenario - input'!$D87=\"\"),\"\",W102/'Combined scenario - input'!$D87),\"\")","v":""}]
[{"$f":"IFERROR('Combined scenario - input'!A88,\"\")","v":""},{"$f":"IFERROR('Combined scenario - input'!B88,\"\")","v":""},{"$f":"IFERROR('Combined scenario - input'!C88,\"\")","v":""},{"$f":"IFERROR(repcalc('Combined scenario - input'!$CV88:$GH88,'Combined scenario - input'!$G88,'Combined scenario - input'!$E88,'Combined scenario - input'!$F88,20,TRUE,TRUE),\"\")","v":""},"","","","","","","","","","","","","","","","","","","",{"$f":"IFERROR(IF(OR(D103=\"\",'Combined scenario - input'!$D88=\"\"),\"\",D103/'Combined scenario - input'!$D88),\"\")","v":""},{"$f":"IFERROR(IF(OR(E103=\"\",'Combined scenario - input'!$D88=\"\"),\"\",E103/'Combined scenario - input'!$D88),\"\")","v":""},{"$f":"IFERROR(IF(OR(F103=\"\",'Combined scenario - input'!$D88=\"\"),\"\",F103/'Combined scenario - input'!$D88),\"\")","v":""},{"$f":"IFERROR(IF(OR(G103=\"\",'Combined scenario - input'!$D88=\"\"),\"\",G103/'Combined scenario - input'!$D88),\"\")","v":""},{"$f":"IFERROR(IF(OR(H103=\"\",'Combined scenario - input'!$D88=\"\"),\"\",H103/'Combined scenario - input'!$D88),\"\")","v":""},{"$f":"IFERROR(IF(OR(I103=\"\",'Combined scenario - input'!$D88=\"\"),\"\",I103/'Combined scenario - input'!$D88),\"\")","v":""},{"$f":"IFERROR(IF(OR(J103=\"\",'Combined scenario - input'!$D88=\"\"),\"\",J103/'Combined scenario - input'!$D88),\"\")","v":""},{"$f":"IFERROR(IF(OR(K103=\"\",'Combined scenario - input'!$D88=\"\"),\"\",K103/'Combined scenario - input'!$D88),\"\")","v":""},{"$f":"IFERROR(IF(OR(L103=\"\",'Combined scenario - input'!$D88=\"\"),\"\",L103/'Combined scenario - input'!$D88),\"\")","v":""},{"$f":"IFERROR(IF(OR(M103=\"\",'Combined scenario - input'!$D88=\"\"),\"\",M103/'Combined scenario - input'!$D88),\"\")","v":""},{"$f":"IFERROR(IF(OR(N103=\"\",'Combined scenario - input'!$D88=\"\"),\"\",N103/'Combined scenario - input'!$D88),\"\")","v":""},{"$f":"IFERROR(IF(OR(O103=\"\",'Combined scenario - input'!$D88=\"\"),\"\",O103/'Combined scenario - input'!$D88),\"\")","v":""},{"$f":"IFERROR(IF(OR(P103=\"\",'Combined scenario - input'!$D88=\"\"),\"\",P103/'Combined scenario - input'!$D88),\"\")","v":""},{"$f":"IFERROR(IF(OR(Q103=\"\",'Combined scenario - input'!$D88=\"\"),\"\",Q103/'Combined scenario - input'!$D88),\"\")","v":""},{"$f":"IFERROR(IF(OR(R103=\"\",'Combined scenario - input'!$D88=\"\"),\"\",R103/'Combined scenario - input'!$D88),\"\")","v":""},{"$f":"IFERROR(IF(OR(S103=\"\",'Combined scenario - input'!$D88=\"\"),\"\",S103/'Combined scenario - input'!$D88),\"\")","v":""},{"$f":"IFERROR(IF(OR(T103=\"\",'Combined scenario - input'!$D88=\"\"),\"\",T103/'Combined scenario - input'!$D88),\"\")","v":""},{"$f":"IFERROR(IF(OR(U103=\"\",'Combined scenario - input'!$D88=\"\"),\"\",U103/'Combined scenario - input'!$D88),\"\")","v":""},{"$f":"IFERROR(IF(OR(V103=\"\",'Combined scenario - input'!$D88=\"\"),\"\",V103/'Combined scenario - input'!$D88),\"\")","v":""},{"$f":"IFERROR(IF(OR(W103=\"\",'Combined scenario - input'!$D88=\"\"),\"\",W103/'Combined scenario - input'!$D88),\"\")","v":""}]
[{"$f":"IFERROR('Combined scenario - input'!A89,\"\")","v":""},{"$f":"IFERROR('Combined scenario - input'!B89,\"\")","v":""},{"$f":"IFERROR('Combined scenario - input'!C89,\"\")","v":""},{"$f":"IFERROR(repcalc('Combined scenario - input'!$CV89:$GH89,'Combined scenario - input'!$G89,'Combined scenario - input'!$E89,'Combined scenario - input'!$F89,20,TRUE,TRUE),\"\")","v":""},"","","","","","","","","","","","","","","","","","","",{"$f":"IFERROR(IF(OR(D104=\"\",'Combined scenario - input'!$D89=\"\"),\"\",D104/'Combined scenario - input'!$D89),\"\")","v":""},{"$f":"IFERROR(IF(OR(E104=\"\",'Combined scenario - input'!$D89=\"\"),\"\",E104/'Combined scenario - input'!$D89),\"\")","v":""},{"$f":"IFERROR(IF(OR(F104=\"\",'Combined scenario - input'!$D89=\"\"),\"\",F104/'Combined scenario - input'!$D89),\"\")","v":""},{"$f":"IFERROR(IF(OR(G104=\"\",'Combined scenario - input'!$D89=\"\"),\"\",G104/'Combined scenario - input'!$D89),\"\")","v":""},{"$f":"IFERROR(IF(OR(H104=\"\",'Combined scenario - input'!$D89=\"\"),\"\",H104/'Combined scenario - input'!$D89),\"\")","v":""},{"$f":"IFERROR(IF(OR(I104=\"\",'Combined scenario - input'!$D89=\"\"),\"\",I104/'Combined scenario - input'!$D89),\"\")","v":""},{"$f":"IFERROR(IF(OR(J104=\"\",'Combined scenario - input'!$D89=\"\"),\"\",J104/'Combined scenario - input'!$D89),\"\")","v":""},{"$f":"IFERROR(IF(OR(K104=\"\",'Combined scenario - input'!$D89=\"\"),\"\",K104/'Combined scenario - input'!$D89),\"\")","v":""},{"$f":"IFERROR(IF(OR(L104=\"\",'Combined scenario - input'!$D89=\"\"),\"\",L104/'Combined scenario - input'!$D89),\"\")","v":""},{"$f":"IFERROR(IF(OR(M104=\"\",'Combined scenario - input'!$D89=\"\"),\"\",M104/'Combined scenario - input'!$D89),\"\")","v":""},{"$f":"IFERROR(IF(OR(N104=\"\",'Combined scenario - input'!$D89=\"\"),\"\",N104/'Combined scenario - input'!$D89),\"\")","v":""},{"$f":"IFERROR(IF(OR(O104=\"\",'Combined scenario - input'!$D89=\"\"),\"\",O104/'Combined scenario - input'!$D89),\"\")","v":""},{"$f":"IFERROR(IF(OR(P104=\"\",'Combined scenario - input'!$D89=\"\"),\"\",P104/'Combined scenario - input'!$D89),\"\")","v":""},{"$f":"IFERROR(IF(OR(Q104=\"\",'Combined scenario - input'!$D89=\"\"),\"\",Q104/'Combined scenario - input'!$D89),\"\")","v":""},{"$f":"IFERROR(IF(OR(R104=\"\",'Combined scenario - input'!$D89=\"\"),\"\",R104/'Combined scenario - input'!$D89),\"\")","v":""},{"$f":"IFERROR(IF(OR(S104=\"\",'Combined scenario - input'!$D89=\"\"),\"\",S104/'Combined scenario - input'!$D89),\"\")","v":""},{"$f":"IFERROR(IF(OR(T104=\"\",'Combined scenario - input'!$D89=\"\"),\"\",T104/'Combined scenario - input'!$D89),\"\")","v":""},{"$f":"IFERROR(IF(OR(U104=\"\",'Combined scenario - input'!$D89=\"\"),\"\",U104/'Combined scenario - input'!$D89),\"\")","v":""},{"$f":"IFERROR(IF(OR(V104=\"\",'Combined scenario - input'!$D89=\"\"),\"\",V104/'Combined scenario - input'!$D89),\"\")","v":""},{"$f":"IFERROR(IF(OR(W104=\"\",'Combined scenario - input'!$D89=\"\"),\"\",W104/'Combined scenario - input'!$D89),\"\")","v":""}]
[{"$f":"IFERROR('Combined scenario - input'!A90,\"\")","v":""},{"$f":"IFERROR('Combined scenario - input'!B90,\"\")","v":""},{"$f":"IFERROR('Combined scenario - input'!C90,\"\")","v":""},{"$f":"IFERROR(repcalc('Combined scenario - input'!$CV90:$GH90,'Combined scenario - input'!$G90,'Combined scenario - input'!$E90,'Combined scenario - input'!$F90,20,TRUE,TRUE),\"\")","v":""},"","","","","","","","","","","","","","","","","","","",{"$f":"IFERROR(IF(OR(D105=\"\",'Combined scenario - input'!$D90=\"\"),\"\",D105/'Combined scenario - input'!$D90),\"\")","v":""},{"$f":"IFERROR(IF(OR(E105=\"\",'Combined scenario - input'!$D90=\"\"),\"\",E105/'Combined scenario - input'!$D90),\"\")","v":""},{"$f":"IFERROR(IF(OR(F105=\"\",'Combined scenario - input'!$D90=\"\"),\"\",F105/'Combined scenario - input'!$D90),\"\")","v":""},{"$f":"IFERROR(IF(OR(G105=\"\",'Combined scenario - input'!$D90=\"\"),\"\",G105/'Combined scenario - input'!$D90),\"\")","v":""},{"$f":"IFERROR(IF(OR(H105=\"\",'Combined scenario - input'!$D90=\"\"),\"\",H105/'Combined scenario - input'!$D90),\"\")","v":""},{"$f":"IFERROR(IF(OR(I105=\"\",'Combined scenario - input'!$D90=\"\"),\"\",I105/'Combined scenario - input'!$D90),\"\")","v":""},{"$f":"IFERROR(IF(OR(J105=\"\",'Combined scenario - input'!$D90=\"\"),\"\",J105/'Combined scenario - input'!$D90),\"\")","v":""},{"$f":"IFERROR(IF(OR(K105=\"\",'Combined scenario - input'!$D90=\"\"),\"\",K105/'Combined scenario - input'!$D90),\"\")","v":""},{"$f":"IFERROR(IF(OR(L105=\"\",'Combined scenario - input'!$D90=\"\"),\"\",L105/'Combined scenario - input'!$D90),\"\")","v":""},{"$f":"IFERROR(IF(OR(M105=\"\",'Combined scenario - input'!$D90=\"\"),\"\",M105/'Combined scenario - input'!$D90),\"\")","v":""},{"$f":"IFERROR(IF(OR(N105=\"\",'Combined scenario - input'!$D90=\"\"),\"\",N105/'Combined scenario - input'!$D90),\"\")","v":""},{"$f":"IFERROR(IF(OR(O105=\"\",'Combined scenario - input'!$D90=\"\"),\"\",O105/'Combined scenario - input'!$D90),\"\")","v":""},{"$f":"IFERROR(IF(OR(P105=\"\",'Combined scenario - input'!$D90=\"\"),\"\",P105/'Combined scenario - input'!$D90),\"\")","v":""},{"$f":"IFERROR(IF(OR(Q105=\"\",'Combined scenario - input'!$D90=\"\"),\"\",Q105/'Combined scenario - input'!$D90),\"\")","v":""},{"$f":"IFERROR(IF(OR(R105=\"\",'Combined scenario - input'!$D90=\"\"),\"\",R105/'Combined scenario - input'!$D90),\"\")","v":""},{"$f":"IFERROR(IF(OR(S105=\"\",'Combined scenario - input'!$D90=\"\"),\"\",S105/'Combined scenario - input'!$D90),\"\")","v":""},{"$f":"IFERROR(IF(OR(T105=\"\",'Combined scenario - input'!$D90=\"\"),\"\",T105/'Combined scenario - input'!$D90),\"\")","v":""},{"$f":"IFERROR(IF(OR(U105=\"\",'Combined scenario - input'!$D90=\"\"),\"\",U105/'Combined scenario - input'!$D90),\"\")","v":""},{"$f":"IFERROR(IF(OR(V105=\"\",'Combined scenario - input'!$D90=\"\"),\"\",V105/'Combined scenario - input'!$D90),\"\")","v":""},{"$f":"IFERROR(IF(OR(W105=\"\",'Combined scenario - input'!$D90=\"\"),\"\",W105/'Combined scenario - input'!$D90),\"\")","v":""}]
[{"$f":"IFERROR('Combined scenario - input'!A91,\"\")","v":""},{"$f":"IFERROR('Combined scenario - input'!B91,\"\")","v":""},{"$f":"IFERROR('Combined scenario - input'!C91,\"\")","v":""},{"$f":"IFERROR(repcalc('Combined scenario - input'!$CV91:$GH91,'Combined scenario - input'!$G91,'Combined scenario - input'!$E91,'Combined scenario - input'!$F91,20,TRUE,TRUE),\"\")","v":""},"","","","","","","","","","","","","","","","","","","",{"$f":"IFERROR(IF(OR(D106=\"\",'Combined scenario - input'!$D91=\"\"),\"\",D106/'Combined scenario - input'!$D91),\"\")","v":""},{"$f":"IFERROR(IF(OR(E106=\"\",'Combined scenario - input'!$D91=\"\"),\"\",E106/'Combined scenario - input'!$D91),\"\")","v":""},{"$f":"IFERROR(IF(OR(F106=\"\",'Combined scenario - input'!$D91=\"\"),\"\",F106/'Combined scenario - input'!$D91),\"\")","v":""},{"$f":"IFERROR(IF(OR(G106=\"\",'Combined scenario - input'!$D91=\"\"),\"\",G106/'Combined scenario - input'!$D91),\"\")","v":""},{"$f":"IFERROR(IF(OR(H106=\"\",'Combined scenario - input'!$D91=\"\"),\"\",H106/'Combined scenario - input'!$D91),\"\")","v":""},{"$f":"IFERROR(IF(OR(I106=\"\",'Combined scenario - input'!$D91=\"\"),\"\",I106/'Combined scenario - input'!$D91),\"\")","v":""},{"$f":"IFERROR(IF(OR(J106=\"\",'Combined scenario - input'!$D91=\"\"),\"\",J106/'Combined scenario - input'!$D91),\"\")","v":""},{"$f":"IFERROR(IF(OR(K106=\"\",'Combined scenario - input'!$D91=\"\"),\"\",K106/'Combined scenario - input'!$D91),\"\")","v":""},{"$f":"IFERROR(IF(OR(L106=\"\",'Combined scenario - input'!$D91=\"\"),\"\",L106/'Combined scenario - input'!$D91),\"\")","v":""},{"$f":"IFERROR(IF(OR(M106=\"\",'Combined scenario - input'!$D91=\"\"),\"\",M106/'Combined scenario - input'!$D91),\"\")","v":""},{"$f":"IFERROR(IF(OR(N106=\"\",'Combined scenario - input'!$D91=\"\"),\"\",N106/'Combined scenario - input'!$D91),\"\")","v":""},{"$f":"IFERROR(IF(OR(O106=\"\",'Combined scenario - input'!$D91=\"\"),\"\",O106/'Combined scenario - input'!$D91),\"\")","v":""},{"$f":"IFERROR(IF(OR(P106=\"\",'Combined scenario - input'!$D91=\"\"),\"\",P106/'Combined scenario - input'!$D91),\"\")","v":""},{"$f":"IFERROR(IF(OR(Q106=\"\",'Combined scenario - input'!$D91=\"\"),\"\",Q106/'Combined scenario - input'!$D91),\"\")","v":""},{"$f":"IFERROR(IF(OR(R106=\"\",'Combined scenario - input'!$D91=\"\"),\"\",R106/'Combined scenario - input'!$D91),\"\")","v":""},{"$f":"IFERROR(IF(OR(S106=\"\",'Combined scenario - input'!$D91=\"\"),\"\",S106/'Combined scenario - input'!$D91),\"\")","v":""},{"$f":"IFERROR(IF(OR(T106=\"\",'Combined scenario - input'!$D91=\"\"),\"\",T106/'Combined scenario - input'!$D91),\"\")","v":""},{"$f":"IFERROR(IF(OR(U106=\"\",'Combined scenario - input'!$D91=\"\"),\"\",U106/'Combined scenario - input'!$D91),\"\")","v":""},{"$f":"IFERROR(IF(OR(V106=\"\",'Combined scenario - input'!$D91=\"\"),\"\",V106/'Combined scenario - input'!$D91),\"\")","v":""},{"$f":"IFERROR(IF(OR(W106=\"\",'Combined scenario - input'!$D91=\"\"),\"\",W106/'Combined scenario - input'!$D91),\"\")","v":""}]
[{"$f":"IFERROR('Combined scenario - input'!A92,\"\")","v":""},{"$f":"IFERROR('Combined scenario - input'!B92,\"\")","v":""},{"$f":"IFERROR('Combined scenario - input'!C92,\"\")","v":""},{"$f":"IFERROR(repcalc('Combined scenario - input'!$CV92:$GH92,'Combined scenario - input'!$G92,'Combined scenario - input'!$E92,'Combined scenario - input'!$F92,20,TRUE,TRUE),\"\")","v":""},"","","","","","","","","","","","","","","","","","","",{"$f":"IFERROR(IF(OR(D107=\"\",'Combined scenario - input'!$D92=\"\"),\"\",D107/'Combined scenario - input'!$D92),\"\")","v":""},{"$f":"IFERROR(IF(OR(E107=\"\",'Combined scenario - input'!$D92=\"\"),\"\",E107/'Combined scenario - input'!$D92),\"\")","v":""},{"$f":"IFERROR(IF(OR(F107=\"\",'Combined scenario - input'!$D92=\"\"),\"\",F107/'Combined scenario - input'!$D92),\"\")","v":""},{"$f":"IFERROR(IF(OR(G107=\"\",'Combined scenario - input'!$D92=\"\"),\"\",G107/'Combined scenario - input'!$D92),\"\")","v":""},{"$f":"IFERROR(IF(OR(H107=\"\",'Combined scenario - input'!$D92=\"\"),\"\",H107/'Combined scenario - input'!$D92),\"\")","v":""},{"$f":"IFERROR(IF(OR(I107=\"\",'Combined scenario - input'!$D92=\"\"),\"\",I107/'Combined scenario - input'!$D92),\"\")","v":""},{"$f":"IFERROR(IF(OR(J107=\"\",'Combined scenario - input'!$D92=\"\"),\"\",J107/'Combined scenario - input'!$D92),\"\")","v":""},{"$f":"IFERROR(IF(OR(K107=\"\",'Combined scenario - input'!$D92=\"\"),\"\",K107/'Combined scenario - input'!$D92),\"\")","v":""},{"$f":"IFERROR(IF(OR(L107=\"\",'Combined scenario - input'!$D92=\"\"),\"\",L107/'Combined scenario - input'!$D92),\"\")","v":""},{"$f":"IFERROR(IF(OR(M107=\"\",'Combined scenario - input'!$D92=\"\"),\"\",M107/'Combined scenario - input'!$D92),\"\")","v":""},{"$f":"IFERROR(IF(OR(N107=\"\",'Combined scenario - input'!$D92=\"\"),\"\",N107/'Combined scenario - input'!$D92),\"\")","v":""},{"$f":"IFERROR(IF(OR(O107=\"\",'Combined scenario - input'!$D92=\"\"),\"\",O107/'Combined scenario - input'!$D92),\"\")","v":""},{"$f":"IFERROR(IF(OR(P107=\"\",'Combined scenario - input'!$D92=\"\"),\"\",P107/'Combined scenario - input'!$D92),\"\")","v":""},{"$f":"IFERROR(IF(OR(Q107=\"\",'Combined scenario - input'!$D92=\"\"),\"\",Q107/'Combined scenario - input'!$D92),\"\")","v":""},{"$f":"IFERROR(IF(OR(R107=\"\",'Combined scenario - input'!$D92=\"\"),\"\",R107/'Combined scenario - input'!$D92),\"\")","v":""},{"$f":"IFERROR(IF(OR(S107=\"\",'Combined scenario - input'!$D92=\"\"),\"\",S107/'Combined scenario - input'!$D92),\"\")","v":""},{"$f":"IFERROR(IF(OR(T107=\"\",'Combined scenario - input'!$D92=\"\"),\"\",T107/'Combined scenario - input'!$D92),\"\")","v":""},{"$f":"IFERROR(IF(OR(U107=\"\",'Combined scenario - input'!$D92=\"\"),\"\",U107/'Combined scenario - input'!$D92),\"\")","v":""},{"$f":"IFERROR(IF(OR(V107=\"\",'Combined scenario - input'!$D92=\"\"),\"\",V107/'Combined scenario - input'!$D92),\"\")","v":""},{"$f":"IFERROR(IF(OR(W107=\"\",'Combined scenario - input'!$D92=\"\"),\"\",W107/'Combined scenario - input'!$D92),\"\")","v":""}]
[{"$f":"IFERROR('Combined scenario - input'!A93,\"\")","v":""},{"$f":"IFERROR('Combined scenario - input'!B93,\"\")","v":""},{"$f":"IFERROR('Combined scenario - input'!C93,\"\")","v":""},{"$f":"IFERROR(repcalc('Combined scenario - input'!$CV93:$GH93,'Combined scenario - input'!$G93,'Combined scenario - input'!$E93,'Combined scenario - input'!$F93,20,TRUE,TRUE),\"\")","v":""},"","","","","","","","","","","","","","","","","","","",{"$f":"IFERROR(IF(OR(D108=\"\",'Combined scenario - input'!$D93=\"\"),\"\",D108/'Combined scenario - input'!$D93),\"\")","v":""},{"$f":"IFERROR(IF(OR(E108=\"\",'Combined scenario - input'!$D93=\"\"),\"\",E108/'Combined scenario - input'!$D93),\"\")","v":""},{"$f":"IFERROR(IF(OR(F108=\"\",'Combined scenario - input'!$D93=\"\"),\"\",F108/'Combined scenario - input'!$D93),\"\")","v":""},{"$f":"IFERROR(IF(OR(G108=\"\",'Combined scenario - input'!$D93=\"\"),\"\",G108/'Combined scenario - input'!$D93),\"\")","v":""},{"$f":"IFERROR(IF(OR(H108=\"\",'Combined scenario - input'!$D93=\"\"),\"\",H108/'Combined scenario - input'!$D93),\"\")","v":""},{"$f":"IFERROR(IF(OR(I108=\"\",'Combined scenario - input'!$D93=\"\"),\"\",I108/'Combined scenario - input'!$D93),\"\")","v":""},{"$f":"IFERROR(IF(OR(J108=\"\",'Combined scenario - input'!$D93=\"\"),\"\",J108/'Combined scenario - input'!$D93),\"\")","v":""},{"$f":"IFERROR(IF(OR(K108=\"\",'Combined scenario - input'!$D93=\"\"),\"\",K108/'Combined scenario - input'!$D93),\"\")","v":""},{"$f":"IFERROR(IF(OR(L108=\"\",'Combined scenario - input'!$D93=\"\"),\"\",L108/'Combined scenario - input'!$D93),\"\")","v":""},{"$f":"IFERROR(IF(OR(M108=\"\",'Combined scenario - input'!$D93=\"\"),\"\",M108/'Combined scenario - input'!$D93),\"\")","v":""},{"$f":"IFERROR(IF(OR(N108=\"\",'Combined scenario - input'!$D93=\"\"),\"\",N108/'Combined scenario - input'!$D93),\"\")","v":""},{"$f":"IFERROR(IF(OR(O108=\"\",'Combined scenario - input'!$D93=\"\"),\"\",O108/'Combined scenario - input'!$D93),\"\")","v":""},{"$f":"IFERROR(IF(OR(P108=\"\",'Combined scenario - input'!$D93=\"\"),\"\",P108/'Combined scenario - input'!$D93),\"\")","v":""},{"$f":"IFERROR(IF(OR(Q108=\"\",'Combined scenario - input'!$D93=\"\"),\"\",Q108/'Combined scenario - input'!$D93),\"\")","v":""},{"$f":"IFERROR(IF(OR(R108=\"\",'Combined scenario - input'!$D93=\"\"),\"\",R108/'Combined scenario - input'!$D93),\"\")","v":""},{"$f":"IFERROR(IF(OR(S108=\"\",'Combined scenario - input'!$D93=\"\"),\"\",S108/'Combined scenario - input'!$D93),\"\")","v":""},{"$f":"IFERROR(IF(OR(T108=\"\",'Combined scenario - input'!$D93=\"\"),\"\",T108/'Combined scenario - input'!$D93),\"\")","v":""},{"$f":"IFERROR(IF(OR(U108=\"\",'Combined scenario - input'!$D93=\"\"),\"\",U108/'Combined scenario - input'!$D93),\"\")","v":""},{"$f":"IFERROR(IF(OR(V108=\"\",'Combined scenario - input'!$D93=\"\"),\"\",V108/'Combined scenario - input'!$D93),\"\")","v":""},{"$f":"IFERROR(IF(OR(W108=\"\",'Combined scenario - input'!$D93=\"\"),\"\",W108/'Combined scenario - input'!$D93),\"\")","v":""}]
[{"$f":"IFERROR('Combined scenario - input'!A94,\"\")","v":""},{"$f":"IFERROR('Combined scenario - input'!B94,\"\")","v":""},{"$f":"IFERROR('Combined scenario - input'!C94,\"\")","v":""},{"$f":"IFERROR(repcalc('Combined scenario - input'!$CV94:$GH94,'Combined scenario - input'!$G94,'Combined scenario - input'!$E94,'Combined scenario - input'!$F94,20,TRUE,TRUE),\"\")","v":""},"","","","","","","","","","","","","","","","","","","",{"$f":"IFERROR(IF(OR(D109=\"\",'Combined scenario - input'!$D94=\"\"),\"\",D109/'Combined scenario - input'!$D94),\"\")","v":""},{"$f":"IFERROR(IF(OR(E109=\"\",'Combined scenario - input'!$D94=\"\"),\"\",E109/'Combined scenario - input'!$D94),\"\")","v":""},{"$f":"IFERROR(IF(OR(F109=\"\",'Combined scenario - input'!$D94=\"\"),\"\",F109/'Combined scenario - input'!$D94),\"\")","v":""},{"$f":"IFERROR(IF(OR(G109=\"\",'Combined scenario - input'!$D94=\"\"),\"\",G109/'Combined scenario - input'!$D94),\"\")","v":""},{"$f":"IFERROR(IF(OR(H109=\"\",'Combined scenario - input'!$D94=\"\"),\"\",H109/'Combined scenario - input'!$D94),\"\")","v":""},{"$f":"IFERROR(IF(OR(I109=\"\",'Combined scenario - input'!$D94=\"\"),\"\",I109/'Combined scenario - input'!$D94),\"\")","v":""},{"$f":"IFERROR(IF(OR(J109=\"\",'Combined scenario - input'!$D94=\"\"),\"\",J109/'Combined scenario - input'!$D94),\"\")","v":""},{"$f":"IFERROR(IF(OR(K109=\"\",'Combined scenario - input'!$D94=\"\"),\"\",K109/'Combined scenario - input'!$D94),\"\")","v":""},{"$f":"IFERROR(IF(OR(L109=\"\",'Combined scenario - input'!$D94=\"\"),\"\",L109/'Combined scenario - input'!$D94),\"\")","v":""},{"$f":"IFERROR(IF(OR(M109=\"\",'Combined scenario - input'!$D94=\"\"),\"\",M109/'Combined scenario - input'!$D94),\"\")","v":""},{"$f":"IFERROR(IF(OR(N109=\"\",'Combined scenario - input'!$D94=\"\"),\"\",N109/'Combined scenario - input'!$D94),\"\")","v":""},{"$f":"IFERROR(IF(OR(O109=\"\",'Combined scenario - input'!$D94=\"\"),\"\",O109/'Combined scenario - input'!$D94),\"\")","v":""},{"$f":"IFERROR(IF(OR(P109=\"\",'Combined scenario - input'!$D94=\"\"),\"\",P109/'Combined scenario - input'!$D94),\"\")","v":""},{"$f":"IFERROR(IF(OR(Q109=\"\",'Combined scenario - input'!$D94=\"\"),\"\",Q109/'Combined scenario - input'!$D94),\"\")","v":""},{"$f":"IFERROR(IF(OR(R109=\"\",'Combined scenario - input'!$D94=\"\"),\"\",R109/'Combined scenario - input'!$D94),\"\")","v":""},{"$f":"IFERROR(IF(OR(S109=\"\",'Combined scenario - input'!$D94=\"\"),\"\",S109/'Combined scenario - input'!$D94),\"\")","v":""},{"$f":"IFERROR(IF(OR(T109=\"\",'Combined scenario - input'!$D94=\"\"),\"\",T109/'Combined scenario - input'!$D94),\"\")","v":""},{"$f":"IFERROR(IF(OR(U109=\"\",'Combined scenario - input'!$D94=\"\"),\"\",U109/'Combined scenario - input'!$D94),\"\")","v":""},{"$f":"IFERROR(IF(OR(V109=\"\",'Combined scenario - input'!$D94=\"\"),\"\",V109/'Combined scenario - input'!$D94),\"\")","v":""},{"$f":"IFERROR(IF(OR(W109=\"\",'Combined scenario - input'!$D94=\"\"),\"\",W109/'Combined scenario - input'!$D94),\"\")","v":""}]
[{"$f":"IFERROR('Combined scenario - input'!A95,\"\")","v":""},{"$f":"IFERROR('Combined scenario - input'!B95,\"\")","v":""},{"$f":"IFERROR('Combined scenario - input'!C95,\"\")","v":""},{"$f":"IFERROR(repcalc('Combined scenario - input'!$CV95:$GH95,'Combined scenario - input'!$G95,'Combined scenario - input'!$E95,'Combined scenario - input'!$F95,20,TRUE,TRUE),\"\")","v":""},"","","","","","","","","","","","","","","","","","","",{"$f":"IFERROR(IF(OR(D110=\"\",'Combined scenario - input'!$D95=\"\"),\"\",D110/'Combined scenario - input'!$D95),\"\")","v":""},{"$f":"IFERROR(IF(OR(E110=\"\",'Combined scenario - input'!$D95=\"\"),\"\",E110/'Combined scenario - input'!$D95),\"\")","v":""},{"$f":"IFERROR(IF(OR(F110=\"\",'Combined scenario - input'!$D95=\"\"),\"\",F110/'Combined scenario - input'!$D95),\"\")","v":""},{"$f":"IFERROR(IF(OR(G110=\"\",'Combined scenario - input'!$D95=\"\"),\"\",G110/'Combined scenario - input'!$D95),\"\")","v":""},{"$f":"IFERROR(IF(OR(H110=\"\",'Combined scenario - input'!$D95=\"\"),\"\",H110/'Combined scenario - input'!$D95),\"\")","v":""},{"$f":"IFERROR(IF(OR(I110=\"\",'Combined scenario - input'!$D95=\"\"),\"\",I110/'Combined scenario - input'!$D95),\"\")","v":""},{"$f":"IFERROR(IF(OR(J110=\"\",'Combined scenario - input'!$D95=\"\"),\"\",J110/'Combined scenario - input'!$D95),\"\")","v":""},{"$f":"IFERROR(IF(OR(K110=\"\",'Combined scenario - input'!$D95=\"\"),\"\",K110/'Combined scenario - input'!$D95),\"\")","v":""},{"$f":"IFERROR(IF(OR(L110=\"\",'Combined scenario - input'!$D95=\"\"),\"\",L110/'Combined scenario - input'!$D95),\"\")","v":""},{"$f":"IFERROR(IF(OR(M110=\"\",'Combined scenario - input'!$D95=\"\"),\"\",M110/'Combined scenario - input'!$D95),\"\")","v":""},{"$f":"IFERROR(IF(OR(N110=\"\",'Combined scenario - input'!$D95=\"\"),\"\",N110/'Combined scenario - input'!$D95),\"\")","v":""},{"$f":"IFERROR(IF(OR(O110=\"\",'Combined scenario - input'!$D95=\"\"),\"\",O110/'Combined scenario - input'!$D95),\"\")","v":""},{"$f":"IFERROR(IF(OR(P110=\"\",'Combined scenario - input'!$D95=\"\"),\"\",P110/'Combined scenario - input'!$D95),\"\")","v":""},{"$f":"IFERROR(IF(OR(Q110=\"\",'Combined scenario - input'!$D95=\"\"),\"\",Q110/'Combined scenario - input'!$D95),\"\")","v":""},{"$f":"IFERROR(IF(OR(R110=\"\",'Combined scenario - input'!$D95=\"\"),\"\",R110/'Combined scenario - input'!$D95),\"\")","v":""},{"$f":"IFERROR(IF(OR(S110=\"\",'Combined scenario - input'!$D95=\"\"),\"\",S110/'Combined scenario - input'!$D95),\"\")","v":""},{"$f":"IFERROR(IF(OR(T110=\"\",'Combined scenario - input'!$D95=\"\"),\"\",T110/'Combined scenario - input'!$D95),\"\")","v":""},{"$f":"IFERROR(IF(OR(U110=\"\",'Combined scenario - input'!$D95=\"\"),\"\",U110/'Combined scenario - input'!$D95),\"\")","v":""},{"$f":"IFERROR(IF(OR(V110=\"\",'Combined scenario - input'!$D95=\"\"),\"\",V110/'Combined scenario - input'!$D95),\"\")","v":""},{"$f":"IFERROR(IF(OR(W110=\"\",'Combined scenario - input'!$D95=\"\"),\"\",W110/'Combined scenario - input'!$D95),\"\")","v":""}]
[{"$f":"IFERROR('Combined scenario - input'!A96,\"\")","v":""},{"$f":"IFERROR('Combined scenario - input'!B96,\"\")","v":""},{"$f":"IFERROR('Combined scenario - input'!C96,\"\")","v":""},{"$f":"IFERROR(repcalc('Combined scenario - input'!$CV96:$GH96,'Combined scenario - input'!$G96,'Combined scenario - input'!$E96,'Combined scenario - input'!$F96,20,TRUE,TRUE),\"\")","v":""},"","","","","","","","","","","","","","","","","","","",{"$f":"IFERROR(IF(OR(D111=\"\",'Combined scenario - input'!$D96=\"\"),\"\",D111/'Combined scenario - input'!$D96),\"\")","v":""},{"$f":"IFERROR(IF(OR(E111=\"\",'Combined scenario - input'!$D96=\"\"),\"\",E111/'Combined scenario - input'!$D96),\"\")","v":""},{"$f":"IFERROR(IF(OR(F111=\"\",'Combined scenario - input'!$D96=\"\"),\"\",F111/'Combined scenario - input'!$D96),\"\")","v":""},{"$f":"IFERROR(IF(OR(G111=\"\",'Combined scenario - input'!$D96=\"\"),\"\",G111/'Combined scenario - input'!$D96),\"\")","v":""},{"$f":"IFERROR(IF(OR(H111=\"\",'Combined scenario - input'!$D96=\"\"),\"\",H111/'Combined scenario - input'!$D96),\"\")","v":""},{"$f":"IFERROR(IF(OR(I111=\"\",'Combined scenario - input'!$D96=\"\"),\"\",I111/'Combined scenario - input'!$D96),\"\")","v":""},{"$f":"IFERROR(IF(OR(J111=\"\",'Combined scenario - input'!$D96=\"\"),\"\",J111/'Combined scenario - input'!$D96),\"\")","v":""},{"$f":"IFERROR(IF(OR(K111=\"\",'Combined scenario - input'!$D96=\"\"),\"\",K111/'Combined scenario - input'!$D96),\"\")","v":""},{"$f":"IFERROR(IF(OR(L111=\"\",'Combined scenario - input'!$D96=\"\"),\"\",L111/'Combined scenario - input'!$D96),\"\")","v":""},{"$f":"IFERROR(IF(OR(M111=\"\",'Combined scenario - input'!$D96=\"\"),\"\",M111/'Combined scenario - input'!$D96),\"\")","v":""},{"$f":"IFERROR(IF(OR(N111=\"\",'Combined scenario - input'!$D96=\"\"),\"\",N111/'Combined scenario - input'!$D96),\"\")","v":""},{"$f":"IFERROR(IF(OR(O111=\"\",'Combined scenario - input'!$D96=\"\"),\"\",O111/'Combined scenario - input'!$D96),\"\")","v":""},{"$f":"IFERROR(IF(OR(P111=\"\",'Combined scenario - input'!$D96=\"\"),\"\",P111/'Combined scenario - input'!$D96),\"\")","v":""},{"$f":"IFERROR(IF(OR(Q111=\"\",'Combined scenario - input'!$D96=\"\"),\"\",Q111/'Combined scenario - input'!$D96),\"\")","v":""},{"$f":"IFERROR(IF(OR(R111=\"\",'Combined scenario - input'!$D96=\"\"),\"\",R111/'Combined scenario - input'!$D96),\"\")","v":""},{"$f":"IFERROR(IF(OR(S111=\"\",'Combined scenario - input'!$D96=\"\"),\"\",S111/'Combined scenario - input'!$D96),\"\")","v":""},{"$f":"IFERROR(IF(OR(T111=\"\",'Combined scenario - input'!$D96=\"\"),\"\",T111/'Combined scenario - input'!$D96),\"\")","v":""},{"$f":"IFERROR(IF(OR(U111=\"\",'Combined scenario - input'!$D96=\"\"),\"\",U111/'Combined scenario - input'!$D96),\"\")","v":""},{"$f":"IFERROR(IF(OR(V111=\"\",'Combined scenario - input'!$D96=\"\"),\"\",V111/'Combined scenario - input'!$D96),\"\")","v":""},{"$f":"IFERROR(IF(OR(W111=\"\",'Combined scenario - input'!$D96=\"\"),\"\",W111/'Combined scenario - input'!$D96),\"\")","v":""}]
[{"$f":"IFERROR('Combined scenario - input'!A97,\"\")","v":""},{"$f":"IFERROR('Combined scenario - input'!B97,\"\")","v":""},{"$f":"IFERROR('Combined scenario - input'!C97,\"\")","v":""},{"$f":"IFERROR(repcalc('Combined scenario - input'!$CV97:$GH97,'Combined scenario - input'!$G97,'Combined scenario - input'!$E97,'Combined scenario - input'!$F97,20,TRUE,TRUE),\"\")","v":""},"","","","","","","","","","","","","","","","","","","",{"$f":"IFERROR(IF(OR(D112=\"\",'Combined scenario - input'!$D97=\"\"),\"\",D112/'Combined scenario - input'!$D97),\"\")","v":""},{"$f":"IFERROR(IF(OR(E112=\"\",'Combined scenario - input'!$D97=\"\"),\"\",E112/'Combined scenario - input'!$D97),\"\")","v":""},{"$f":"IFERROR(IF(OR(F112=\"\",'Combined scenario - input'!$D97=\"\"),\"\",F112/'Combined scenario - input'!$D97),\"\")","v":""},{"$f":"IFERROR(IF(OR(G112=\"\",'Combined scenario - input'!$D97=\"\"),\"\",G112/'Combined scenario - input'!$D97),\"\")","v":""},{"$f":"IFERROR(IF(OR(H112=\"\",'Combined scenario - input'!$D97=\"\"),\"\",H112/'Combined scenario - input'!$D97),\"\")","v":""},{"$f":"IFERROR(IF(OR(I112=\"\",'Combined scenario - input'!$D97=\"\"),\"\",I112/'Combined scenario - input'!$D97),\"\")","v":""},{"$f":"IFERROR(IF(OR(J112=\"\",'Combined scenario - input'!$D97=\"\"),\"\",J112/'Combined scenario - input'!$D97),\"\")","v":""},{"$f":"IFERROR(IF(OR(K112=\"\",'Combined scenario - input'!$D97=\"\"),\"\",K112/'Combined scenario - input'!$D97),\"\")","v":""},{"$f":"IFERROR(IF(OR(L112=\"\",'Combined scenario - input'!$D97=\"\"),\"\",L112/'Combined scenario - input'!$D97),\"\")","v":""},{"$f":"IFERROR(IF(OR(M112=\"\",'Combined scenario - input'!$D97=\"\"),\"\",M112/'Combined scenario - input'!$D97),\"\")","v":""},{"$f":"IFERROR(IF(OR(N112=\"\",'Combined scenario - input'!$D97=\"\"),\"\",N112/'Combined scenario - input'!$D97),\"\")","v":""},{"$f":"IFERROR(IF(OR(O112=\"\",'Combined scenario - input'!$D97=\"\"),\"\",O112/'Combined scenario - input'!$D97),\"\")","v":""},{"$f":"IFERROR(IF(OR(P112=\"\",'Combined scenario - input'!$D97=\"\"),\"\",P112/'Combined scenario - input'!$D97),\"\")","v":""},{"$f":"IFERROR(IF(OR(Q112=\"\",'Combined scenario - input'!$D97=\"\"),\"\",Q112/'Combined scenario - input'!$D97),\"\")","v":""},{"$f":"IFERROR(IF(OR(R112=\"\",'Combined scenario - input'!$D97=\"\"),\"\",R112/'Combined scenario - input'!$D97),\"\")","v":""},{"$f":"IFERROR(IF(OR(S112=\"\",'Combined scenario - input'!$D97=\"\"),\"\",S112/'Combined scenario - input'!$D97),\"\")","v":""},{"$f":"IFERROR(IF(OR(T112=\"\",'Combined scenario - input'!$D97=\"\"),\"\",T112/'Combined scenario - input'!$D97),\"\")","v":""},{"$f":"IFERROR(IF(OR(U112=\"\",'Combined scenario - input'!$D97=\"\"),\"\",U112/'Combined scenario - input'!$D97),\"\")","v":""},{"$f":"IFERROR(IF(OR(V112=\"\",'Combined scenario - input'!$D97=\"\"),\"\",V112/'Combined scenario - input'!$D97),\"\")","v":""},{"$f":"IFERROR(IF(OR(W112=\"\",'Combined scenario - input'!$D97=\"\"),\"\",W112/'Combined scenario - input'!$D97),\"\")","v":""}]
[{"$f":"IFERROR('Combined scenario - input'!A98,\"\")","v":""},{"$f":"IFERROR('Combined scenario - input'!B98,\"\")","v":""},{"$f":"IFERROR('Combined scenario - input'!C98,\"\")","v":""},{"$f":"IFERROR(repcalc('Combined scenario - input'!$CV98:$GH98,'Combined scenario - input'!$G98,'Combined scenario - input'!$E98,'Combined scenario - input'!$F98,20,TRUE,TRUE),\"\")","v":""},"","","","","","","","","","","","","","","","","","","",{"$f":"IFERROR(IF(OR(D113=\"\",'Combined scenario - input'!$D98=\"\"),\"\",D113/'Combined scenario - input'!$D98),\"\")","v":""},{"$f":"IFERROR(IF(OR(E113=\"\",'Combined scenario - input'!$D98=\"\"),\"\",E113/'Combined scenario - input'!$D98),\"\")","v":""},{"$f":"IFERROR(IF(OR(F113=\"\",'Combined scenario - input'!$D98=\"\"),\"\",F113/'Combined scenario - input'!$D98),\"\")","v":""},{"$f":"IFERROR(IF(OR(G113=\"\",'Combined scenario - input'!$D98=\"\"),\"\",G113/'Combined scenario - input'!$D98),\"\")","v":""},{"$f":"IFERROR(IF(OR(H113=\"\",'Combined scenario - input'!$D98=\"\"),\"\",H113/'Combined scenario - input'!$D98),\"\")","v":""},{"$f":"IFERROR(IF(OR(I113=\"\",'Combined scenario - input'!$D98=\"\"),\"\",I113/'Combined scenario - input'!$D98),\"\")","v":""},{"$f":"IFERROR(IF(OR(J113=\"\",'Combined scenario - input'!$D98=\"\"),\"\",J113/'Combined scenario - input'!$D98),\"\")","v":""},{"$f":"IFERROR(IF(OR(K113=\"\",'Combined scenario - input'!$D98=\"\"),\"\",K113/'Combined scenario - input'!$D98),\"\")","v":""},{"$f":"IFERROR(IF(OR(L113=\"\",'Combined scenario - input'!$D98=\"\"),\"\",L113/'Combined scenario - input'!$D98),\"\")","v":""},{"$f":"IFERROR(IF(OR(M113=\"\",'Combined scenario - input'!$D98=\"\"),\"\",M113/'Combined scenario - input'!$D98),\"\")","v":""},{"$f":"IFERROR(IF(OR(N113=\"\",'Combined scenario - input'!$D98=\"\"),\"\",N113/'Combined scenario - input'!$D98),\"\")","v":""},{"$f":"IFERROR(IF(OR(O113=\"\",'Combined scenario - input'!$D98=\"\"),\"\",O113/'Combined scenario - input'!$D98),\"\")","v":""},{"$f":"IFERROR(IF(OR(P113=\"\",'Combined scenario - input'!$D98=\"\"),\"\",P113/'Combined scenario - input'!$D98),\"\")","v":""},{"$f":"IFERROR(IF(OR(Q113=\"\",'Combined scenario - input'!$D98=\"\"),\"\",Q113/'Combined scenario - input'!$D98),\"\")","v":""},{"$f":"IFERROR(IF(OR(R113=\"\",'Combined scenario - input'!$D98=\"\"),\"\",R113/'Combined scenario - input'!$D98),\"\")","v":""},{"$f":"IFERROR(IF(OR(S113=\"\",'Combined scenario - input'!$D98=\"\"),\"\",S113/'Combined scenario - input'!$D98),\"\")","v":""},{"$f":"IFERROR(IF(OR(T113=\"\",'Combined scenario - input'!$D98=\"\"),\"\",T113/'Combined scenario - input'!$D98),\"\")","v":""},{"$f":"IFERROR(IF(OR(U113=\"\",'Combined scenario - input'!$D98=\"\"),\"\",U113/'Combined scenario - input'!$D98),\"\")","v":""},{"$f":"IFERROR(IF(OR(V113=\"\",'Combined scenario - input'!$D98=\"\"),\"\",V113/'Combined scenario - input'!$D98),\"\")","v":""},{"$f":"IFERROR(IF(OR(W113=\"\",'Combined scenario - input'!$D98=\"\"),\"\",W113/'Combined scenario - input'!$D98),\"\")","v":""}]
[{"$f":"IFERROR('Combined scenario - input'!A99,\"\")","v":""},{"$f":"IFERROR('Combined scenario - input'!B99,\"\")","v":""},{"$f":"IFERROR('Combined scenario - input'!C99,\"\")","v":""},{"$f":"IFERROR(repcalc('Combined scenario - input'!$CV99:$GH99,'Combined scenario - input'!$G99,'Combined scenario - input'!$E99,'Combined scenario - input'!$F99,20,TRUE,TRUE),\"\")","v":""},"","","","","","","","","","","","","","","","","","","",{"$f":"IFERROR(IF(OR(D114=\"\",'Combined scenario - input'!$D99=\"\"),\"\",D114/'Combined scenario - input'!$D99),\"\")","v":""},{"$f":"IFERROR(IF(OR(E114=\"\",'Combined scenario - input'!$D99=\"\"),\"\",E114/'Combined scenario - input'!$D99),\"\")","v":""},{"$f":"IFERROR(IF(OR(F114=\"\",'Combined scenario - input'!$D99=\"\"),\"\",F114/'Combined scenario - input'!$D99),\"\")","v":""},{"$f":"IFERROR(IF(OR(G114=\"\",'Combined scenario - input'!$D99=\"\"),\"\",G114/'Combined scenario - input'!$D99),\"\")","v":""},{"$f":"IFERROR(IF(OR(H114=\"\",'Combined scenario - input'!$D99=\"\"),\"\",H114/'Combined scenario - input'!$D99),\"\")","v":""},{"$f":"IFERROR(IF(OR(I114=\"\",'Combined scenario - input'!$D99=\"\"),\"\",I114/'Combined scenario - input'!$D99),\"\")","v":""},{"$f":"IFERROR(IF(OR(J114=\"\",'Combined scenario - input'!$D99=\"\"),\"\",J114/'Combined scenario - input'!$D99),\"\")","v":""},{"$f":"IFERROR(IF(OR(K114=\"\",'Combined scenario - input'!$D99=\"\"),\"\",K114/'Combined scenario - input'!$D99),\"\")","v":""},{"$f":"IFERROR(IF(OR(L114=\"\",'Combined scenario - input'!$D99=\"\"),\"\",L114/'Combined scenario - input'!$D99),\"\")","v":""},{"$f":"IFERROR(IF(OR(M114=\"\",'Combined scenario - input'!$D99=\"\"),\"\",M114/'Combined scenario - input'!$D99),\"\")","v":""},{"$f":"IFERROR(IF(OR(N114=\"\",'Combined scenario - input'!$D99=\"\"),\"\",N114/'Combined scenario - input'!$D99),\"\")","v":""},{"$f":"IFERROR(IF(OR(O114=\"\",'Combined scenario - input'!$D99=\"\"),\"\",O114/'Combined scenario - input'!$D99),\"\")","v":""},{"$f":"IFERROR(IF(OR(P114=\"\",'Combined scenario - input'!$D99=\"\"),\"\",P114/'Combined scenario - input'!$D99),\"\")","v":""},{"$f":"IFERROR(IF(OR(Q114=\"\",'Combined scenario - input'!$D99=\"\"),\"\",Q114/'Combined scenario - input'!$D99),\"\")","v":""},{"$f":"IFERROR(IF(OR(R114=\"\",'Combined scenario - input'!$D99=\"\"),\"\",R114/'Combined scenario - input'!$D99),\"\")","v":""},{"$f":"IFERROR(IF(OR(S114=\"\",'Combined scenario - input'!$D99=\"\"),\"\",S114/'Combined scenario - input'!$D99),\"\")","v":""},{"$f":"IFERROR(IF(OR(T114=\"\",'Combined scenario - input'!$D99=\"\"),\"\",T114/'Combined scenario - input'!$D99),\"\")","v":""},{"$f":"IFERROR(IF(OR(U114=\"\",'Combined scenario - input'!$D99=\"\"),\"\",U114/'Combined scenario - input'!$D99),\"\")","v":""},{"$f":"IFERROR(IF(OR(V114=\"\",'Combined scenario - input'!$D99=\"\"),\"\",V114/'Combined scenario - input'!$D99),\"\")","v":""},{"$f":"IFERROR(IF(OR(W114=\"\",'Combined scenario - input'!$D99=\"\"),\"\",W114/'Combined scenario - input'!$D99),\"\")","v":""}]
[{"$f":"IFERROR('Combined scenario - input'!A100,\"\")","v":""},{"$f":"IFERROR('Combined scenario - input'!B100,\"\")","v":""},{"$f":"IFERROR('Combined scenario - input'!C100,\"\")","v":""},{"$f":"IFERROR(repcalc('Combined scenario - input'!$CV100:$GH100,'Combined scenario - input'!$G100,'Combined scenario - input'!$E100,'Combined scenario - input'!$F100,20,TRUE,TRUE),\"\")","v":""},"","","","","","","","","","","","","","","","","","","",{"$f":"IFERROR(IF(OR(D115=\"\",'Combined scenario - input'!$D100=\"\"),\"\",D115/'Combined scenario - input'!$D100),\"\")","v":""},{"$f":"IFERROR(IF(OR(E115=\"\",'Combined scenario - input'!$D100=\"\"),\"\",E115/'Combined scenario - input'!$D100),\"\")","v":""},{"$f":"IFERROR(IF(OR(F115=\"\",'Combined scenario - input'!$D100=\"\"),\"\",F115/'Combined scenario - input'!$D100),\"\")","v":""},{"$f":"IFERROR(IF(OR(G115=\"\",'Combined scenario - input'!$D100=\"\"),\"\",G115/'Combined scenario - input'!$D100),\"\")","v":""},{"$f":"IFERROR(IF(OR(H115=\"\",'Combined scenario - input'!$D100=\"\"),\"\",H115/'Combined scenario - input'!$D100),\"\")","v":""},{"$f":"IFERROR(IF(OR(I115=\"\",'Combined scenario - input'!$D100=\"\"),\"\",I115/'Combined scenario - input'!$D100),\"\")","v":""},{"$f":"IFERROR(IF(OR(J115=\"\",'Combined scenario - input'!$D100=\"\"),\"\",J115/'Combined scenario - input'!$D100),\"\")","v":""},{"$f":"IFERROR(IF(OR(K115=\"\",'Combined scenario - input'!$D100=\"\"),\"\",K115/'Combined scenario - input'!$D100),\"\")","v":""},{"$f":"IFERROR(IF(OR(L115=\"\",'Combined scenario - input'!$D100=\"\"),\"\",L115/'Combined scenario - input'!$D100),\"\")","v":""},{"$f":"IFERROR(IF(OR(M115=\"\",'Combined scenario - input'!$D100=\"\"),\"\",M115/'Combined scenario - input'!$D100),\"\")","v":""},{"$f":"IFERROR(IF(OR(N115=\"\",'Combined scenario - input'!$D100=\"\"),\"\",N115/'Combined scenario - input'!$D100),\"\")","v":""},{"$f":"IFERROR(IF(OR(O115=\"\",'Combined scenario - input'!$D100=\"\"),\"\",O115/'Combined scenario - input'!$D100),\"\")","v":""},{"$f":"IFERROR(IF(OR(P115=\"\",'Combined scenario - input'!$D100=\"\"),\"\",P115/'Combined scenario - input'!$D100),\"\")","v":""},{"$f":"IFERROR(IF(OR(Q115=\"\",'Combined scenario - input'!$D100=\"\"),\"\",Q115/'Combined scenario - input'!$D100),\"\")","v":""},{"$f":"IFERROR(IF(OR(R115=\"\",'Combined scenario - input'!$D100=\"\"),\"\",R115/'Combined scenario - input'!$D100),\"\")","v":""},{"$f":"IFERROR(IF(OR(S115=\"\",'Combined scenario - input'!$D100=\"\"),\"\",S115/'Combined scenario - input'!$D100),\"\")","v":""},{"$f":"IFERROR(IF(OR(T115=\"\",'Combined scenario - input'!$D100=\"\"),\"\",T115/'Combined scenario - input'!$D100),\"\")","v":""},{"$f":"IFERROR(IF(OR(U115=\"\",'Combined scenario - input'!$D100=\"\"),\"\",U115/'Combined scenario - input'!$D100),\"\")","v":""},{"$f":"IFERROR(IF(OR(V115=\"\",'Combined scenario - input'!$D100=\"\"),\"\",V115/'Combined scenario - input'!$D100),\"\")","v":""},{"$f":"IFERROR(IF(OR(W115=\"\",'Combined scenario - input'!$D100=\"\"),\"\",W115/'Combined scenario - input'!$D100),\"\")","v":""}]
[{"$f":"IFERROR('Combined scenario - input'!A101,\"\")","v":""},{"$f":"IFERROR('Combined scenario - input'!B101,\"\")","v":""},{"$f":"IFERROR('Combined scenario - input'!C101,\"\")","v":""},{"$f":"IFERROR(repcalc('Combined scenario - input'!$CV101:$GH101,'Combined scenario - input'!$G101,'Combined scenario - input'!$E101,'Combined scenario - input'!$F101,20,TRUE,TRUE),\"\")","v":""},"","","","","","","","","","","","","","","","","","","",{"$f":"IFERROR(IF(OR(D116=\"\",'Combined scenario - input'!$D101=\"\"),\"\",D116/'Combined scenario - input'!$D101),\"\")","v":""},{"$f":"IFERROR(IF(OR(E116=\"\",'Combined scenario - input'!$D101=\"\"),\"\",E116/'Combined scenario - input'!$D101),\"\")","v":""},{"$f":"IFERROR(IF(OR(F116=\"\",'Combined scenario - input'!$D101=\"\"),\"\",F116/'Combined scenario - input'!$D101),\"\")","v":""},{"$f":"IFERROR(IF(OR(G116=\"\",'Combined scenario - input'!$D101=\"\"),\"\",G116/'Combined scenario - input'!$D101),\"\")","v":""},{"$f":"IFERROR(IF(OR(H116=\"\",'Combined scenario - input'!$D101=\"\"),\"\",H116/'Combined scenario - input'!$D101),\"\")","v":""},{"$f":"IFERROR(IF(OR(I116=\"\",'Combined scenario - input'!$D101=\"\"),\"\",I116/'Combined scenario - input'!$D101),\"\")","v":""},{"$f":"IFERROR(IF(OR(J116=\"\",'Combined scenario - input'!$D101=\"\"),\"\",J116/'Combined scenario - input'!$D101),\"\")","v":""},{"$f":"IFERROR(IF(OR(K116=\"\",'Combined scenario - input'!$D101=\"\"),\"\",K116/'Combined scenario - input'!$D101),\"\")","v":""},{"$f":"IFERROR(IF(OR(L116=\"\",'Combined scenario - input'!$D101=\"\"),\"\",L116/'Combined scenario - input'!$D101),\"\")","v":""},{"$f":"IFERROR(IF(OR(M116=\"\",'Combined scenario - input'!$D101=\"\"),\"\",M116/'Combined scenario - input'!$D101),\"\")","v":""},{"$f":"IFERROR(IF(OR(N116=\"\",'Combined scenario - input'!$D101=\"\"),\"\",N116/'Combined scenario - input'!$D101),\"\")","v":""},{"$f":"IFERROR(IF(OR(O116=\"\",'Combined scenario - input'!$D101=\"\"),\"\",O116/'Combined scenario - input'!$D101),\"\")","v":""},{"$f":"IFERROR(IF(OR(P116=\"\",'Combined scenario - input'!$D101=\"\"),\"\",P116/'Combined scenario - input'!$D101),\"\")","v":""},{"$f":"IFERROR(IF(OR(Q116=\"\",'Combined scenario - input'!$D101=\"\"),\"\",Q116/'Combined scenario - input'!$D101),\"\")","v":""},{"$f":"IFERROR(IF(OR(R116=\"\",'Combined scenario - input'!$D101=\"\"),\"\",R116/'Combined scenario - input'!$D101),\"\")","v":""},{"$f":"IFERROR(IF(OR(S116=\"\",'Combined scenario - input'!$D101=\"\"),\"\",S116/'Combined scenario - input'!$D101),\"\")","v":""},{"$f":"IFERROR(IF(OR(T116=\"\",'Combined scenario - input'!$D101=\"\"),\"\",T116/'Combined scenario - input'!$D101),\"\")","v":""},{"$f":"IFERROR(IF(OR(U116=\"\",'Combined scenario - input'!$D101=\"\"),\"\",U116/'Combined scenario - input'!$D101),\"\")","v":""},{"$f":"IFERROR(IF(OR(V116=\"\",'Combined scenario - input'!$D101=\"\"),\"\",V116/'Combined scenario - input'!$D101),\"\")","v":""},{"$f":"IFERROR(IF(OR(W116=\"\",'Combined scenario - input'!$D101=\"\"),\"\",W116/'Combined scenario - input'!$D101),\"\")","v":""}]
[{"$f":"IFERROR('Combined scenario - input'!A102,\"\")","v":""},{"$f":"IFERROR('Combined scenario - input'!B102,\"\")","v":""},{"$f":"IFERROR('Combined scenario - input'!C102,\"\")","v":""},{"$f":"IFERROR(repcalc('Combined scenario - input'!$CV102:$GH102,'Combined scenario - input'!$G102,'Combined scenario - input'!$E102,'Combined scenario - input'!$F102,20,TRUE,TRUE),\"\")","v":""},"","","","","","","","","","","","","","","","","","","",{"$f":"IFERROR(IF(OR(D117=\"\",'Combined scenario - input'!$D102=\"\"),\"\",D117/'Combined scenario - input'!$D102),\"\")","v":""},{"$f":"IFERROR(IF(OR(E117=\"\",'Combined scenario - input'!$D102=\"\"),\"\",E117/'Combined scenario - input'!$D102),\"\")","v":""},{"$f":"IFERROR(IF(OR(F117=\"\",'Combined scenario - input'!$D102=\"\"),\"\",F117/'Combined scenario - input'!$D102),\"\")","v":""},{"$f":"IFERROR(IF(OR(G117=\"\",'Combined scenario - input'!$D102=\"\"),\"\",G117/'Combined scenario - input'!$D102),\"\")","v":""},{"$f":"IFERROR(IF(OR(H117=\"\",'Combined scenario - input'!$D102=\"\"),\"\",H117/'Combined scenario - input'!$D102),\"\")","v":""},{"$f":"IFERROR(IF(OR(I117=\"\",'Combined scenario - input'!$D102=\"\"),\"\",I117/'Combined scenario - input'!$D102),\"\")","v":""},{"$f":"IFERROR(IF(OR(J117=\"\",'Combined scenario - input'!$D102=\"\"),\"\",J117/'Combined scenario - input'!$D102),\"\")","v":""},{"$f":"IFERROR(IF(OR(K117=\"\",'Combined scenario - input'!$D102=\"\"),\"\",K117/'Combined scenario - input'!$D102),\"\")","v":""},{"$f":"IFERROR(IF(OR(L117=\"\",'Combined scenario - input'!$D102=\"\"),\"\",L117/'Combined scenario - input'!$D102),\"\")","v":""},{"$f":"IFERROR(IF(OR(M117=\"\",'Combined scenario - input'!$D102=\"\"),\"\",M117/'Combined scenario - input'!$D102),\"\")","v":""},{"$f":"IFERROR(IF(OR(N117=\"\",'Combined scenario - input'!$D102=\"\"),\"\",N117/'Combined scenario - input'!$D102),\"\")","v":""},{"$f":"IFERROR(IF(OR(O117=\"\",'Combined scenario - input'!$D102=\"\"),\"\",O117/'Combined scenario - input'!$D102),\"\")","v":""},{"$f":"IFERROR(IF(OR(P117=\"\",'Combined scenario - input'!$D102=\"\"),\"\",P117/'Combined scenario - input'!$D102),\"\")","v":""},{"$f":"IFERROR(IF(OR(Q117=\"\",'Combined scenario - input'!$D102=\"\"),\"\",Q117/'Combined scenario - input'!$D102),\"\")","v":""},{"$f":"IFERROR(IF(OR(R117=\"\",'Combined scenario - input'!$D102=\"\"),\"\",R117/'Combined scenario - input'!$D102),\"\")","v":""},{"$f":"IFERROR(IF(OR(S117=\"\",'Combined scenario - input'!$D102=\"\"),\"\",S117/'Combined scenario - input'!$D102),\"\")","v":""},{"$f":"IFERROR(IF(OR(T117=\"\",'Combined scenario - input'!$D102=\"\"),\"\",T117/'Combined scenario - input'!$D102),\"\")","v":""},{"$f":"IFERROR(IF(OR(U117=\"\",'Combined scenario - input'!$D102=\"\"),\"\",U117/'Combined scenario - input'!$D102),\"\")","v":""},{"$f":"IFERROR(IF(OR(V117=\"\",'Combined scenario - input'!$D102=\"\"),\"\",V117/'Combined scenario - input'!$D102),\"\")","v":""},{"$f":"IFERROR(IF(OR(W117=\"\",'Combined scenario - input'!$D102=\"\"),\"\",W117/'Combined scenario - input'!$D102),\"\")","v":""}]
[{"$f":"IFERROR('Combined scenario - input'!A103,\"\")","v":""},{"$f":"IFERROR('Combined scenario - input'!B103,\"\")","v":""},{"$f":"IFERROR('Combined scenario - input'!C103,\"\")","v":""},{"$f":"IFERROR(repcalc('Combined scenario - input'!$CV103:$GH103,'Combined scenario - input'!$G103,'Combined scenario - input'!$E103,'Combined scenario - input'!$F103,20,TRUE,TRUE),\"\")","v":""},"","","","","","","","","","","","","","","","","","","",{"$f":"IFERROR(IF(OR(D118=\"\",'Combined scenario - input'!$D103=\"\"),\"\",D118/'Combined scenario - input'!$D103),\"\")","v":""},{"$f":"IFERROR(IF(OR(E118=\"\",'Combined scenario - input'!$D103=\"\"),\"\",E118/'Combined scenario - input'!$D103),\"\")","v":""},{"$f":"IFERROR(IF(OR(F118=\"\",'Combined scenario - input'!$D103=\"\"),\"\",F118/'Combined scenario - input'!$D103),\"\")","v":""},{"$f":"IFERROR(IF(OR(G118=\"\",'Combined scenario - input'!$D103=\"\"),\"\",G118/'Combined scenario - input'!$D103),\"\")","v":""},{"$f":"IFERROR(IF(OR(H118=\"\",'Combined scenario - input'!$D103=\"\"),\"\",H118/'Combined scenario - input'!$D103),\"\")","v":""},{"$f":"IFERROR(IF(OR(I118=\"\",'Combined scenario - input'!$D103=\"\"),\"\",I118/'Combined scenario - input'!$D103),\"\")","v":""},{"$f":"IFERROR(IF(OR(J118=\"\",'Combined scenario - input'!$D103=\"\"),\"\",J118/'Combined scenario - input'!$D103),\"\")","v":""},{"$f":"IFERROR(IF(OR(K118=\"\",'Combined scenario - input'!$D103=\"\"),\"\",K118/'Combined scenario - input'!$D103),\"\")","v":""},{"$f":"IFERROR(IF(OR(L118=\"\",'Combined scenario - input'!$D103=\"\"),\"\",L118/'Combined scenario - input'!$D103),\"\")","v":""},{"$f":"IFERROR(IF(OR(M118=\"\",'Combined scenario - input'!$D103=\"\"),\"\",M118/'Combined scenario - input'!$D103),\"\")","v":""},{"$f":"IFERROR(IF(OR(N118=\"\",'Combined scenario - input'!$D103=\"\"),\"\",N118/'Combined scenario - input'!$D103),\"\")","v":""},{"$f":"IFERROR(IF(OR(O118=\"\",'Combined scenario - input'!$D103=\"\"),\"\",O118/'Combined scenario - input'!$D103),\"\")","v":""},{"$f":"IFERROR(IF(OR(P118=\"\",'Combined scenario - input'!$D103=\"\"),\"\",P118/'Combined scenario - input'!$D103),\"\")","v":""},{"$f":"IFERROR(IF(OR(Q118=\"\",'Combined scenario - input'!$D103=\"\"),\"\",Q118/'Combined scenario - input'!$D103),\"\")","v":""},{"$f":"IFERROR(IF(OR(R118=\"\",'Combined scenario - input'!$D103=\"\"),\"\",R118/'Combined scenario - input'!$D103),\"\")","v":""},{"$f":"IFERROR(IF(OR(S118=\"\",'Combined scenario - input'!$D103=\"\"),\"\",S118/'Combined scenario - input'!$D103),\"\")","v":""},{"$f":"IFERROR(IF(OR(T118=\"\",'Combined scenario - input'!$D103=\"\"),\"\",T118/'Combined scenario - input'!$D103),\"\")","v":""},{"$f":"IFERROR(IF(OR(U118=\"\",'Combined scenario - input'!$D103=\"\"),\"\",U118/'Combined scenario - input'!$D103),\"\")","v":""},{"$f":"IFERROR(IF(OR(V118=\"\",'Combined scenario - input'!$D103=\"\"),\"\",V118/'Combined scenario - input'!$D103),\"\")","v":""},{"$f":"IFERROR(IF(OR(W118=\"\",'Combined scenario - input'!$D103=\"\"),\"\",W118/'Combined scenario - input'!$D103),\"\")","v":""}]
[{"$f":"IFERROR('Combined scenario - input'!A104,\"\")","v":""},{"$f":"IFERROR('Combined scenario - input'!B104,\"\")","v":""},{"$f":"IFERROR('Combined scenario - input'!C104,\"\")","v":""},{"$f":"IFERROR(repcalc('Combined scenario - input'!$CV104:$GH104,'Combined scenario - input'!$G104,'Combined scenario - input'!$E104,'Combined scenario - input'!$F104,20,TRUE,TRUE),\"\")","v":""},"","","","","","","","","","","","","","","","","","","",{"$f":"IFERROR(IF(OR(D119=\"\",'Combined scenario - input'!$D104=\"\"),\"\",D119/'Combined scenario - input'!$D104),\"\")","v":""},{"$f":"IFERROR(IF(OR(E119=\"\",'Combined scenario - input'!$D104=\"\"),\"\",E119/'Combined scenario - input'!$D104),\"\")","v":""},{"$f":"IFERROR(IF(OR(F119=\"\",'Combined scenario - input'!$D104=\"\"),\"\",F119/'Combined scenario - input'!$D104),\"\")","v":""},{"$f":"IFERROR(IF(OR(G119=\"\",'Combined scenario - input'!$D104=\"\"),\"\",G119/'Combined scenario - input'!$D104),\"\")","v":""},{"$f":"IFERROR(IF(OR(H119=\"\",'Combined scenario - input'!$D104=\"\"),\"\",H119/'Combined scenario - input'!$D104),\"\")","v":""},{"$f":"IFERROR(IF(OR(I119=\"\",'Combined scenario - input'!$D104=\"\"),\"\",I119/'Combined scenario - input'!$D104),\"\")","v":""},{"$f":"IFERROR(IF(OR(J119=\"\",'Combined scenario - input'!$D104=\"\"),\"\",J119/'Combined scenario - input'!$D104),\"\")","v":""},{"$f":"IFERROR(IF(OR(K119=\"\",'Combined scenario - input'!$D104=\"\"),\"\",K119/'Combined scenario - input'!$D104),\"\")","v":""},{"$f":"IFERROR(IF(OR(L119=\"\",'Combined scenario - input'!$D104=\"\"),\"\",L119/'Combined scenario - input'!$D104),\"\")","v":""},{"$f":"IFERROR(IF(OR(M119=\"\",'Combined scenario - input'!$D104=\"\"),\"\",M119/'Combined scenario - input'!$D104),\"\")","v":""},{"$f":"IFERROR(IF(OR(N119=\"\",'Combined scenario - input'!$D104=\"\"),\"\",N119/'Combined scenario - input'!$D104),\"\")","v":""},{"$f":"IFERROR(IF(OR(O119=\"\",'Combined scenario - input'!$D104=\"\"),\"\",O119/'Combined scenario - input'!$D104),\"\")","v":""},{"$f":"IFERROR(IF(OR(P119=\"\",'Combined scenario - input'!$D104=\"\"),\"\",P119/'Combined scenario - input'!$D104),\"\")","v":""},{"$f":"IFERROR(IF(OR(Q119=\"\",'Combined scenario - input'!$D104=\"\"),\"\",Q119/'Combined scenario - input'!$D104),\"\")","v":""},{"$f":"IFERROR(IF(OR(R119=\"\",'Combined scenario - input'!$D104=\"\"),\"\",R119/'Combined scenario - input'!$D104),\"\")","v":""},{"$f":"IFERROR(IF(OR(S119=\"\",'Combined scenario - input'!$D104=\"\"),\"\",S119/'Combined scenario - input'!$D104),\"\")","v":""},{"$f":"IFERROR(IF(OR(T119=\"\",'Combined scenario - input'!$D104=\"\"),\"\",T119/'Combined scenario - input'!$D104),\"\")","v":""},{"$f":"IFERROR(IF(OR(U119=\"\",'Combined scenario - input'!$D104=\"\"),\"\",U119/'Combined scenario - input'!$D104),\"\")","v":""},{"$f":"IFERROR(IF(OR(V119=\"\",'Combined scenario - input'!$D104=\"\"),\"\",V119/'Combined scenario - input'!$D104),\"\")","v":""},{"$f":"IFERROR(IF(OR(W119=\"\",'Combined scenario - input'!$D104=\"\"),\"\",W119/'Combined scenario - input'!$D104),\"\")","v":""}]
[{"$f":"IFERROR('Combined scenario - input'!A105,\"\")","v":""},{"$f":"IFERROR('Combined scenario - input'!B105,\"\")","v":""},{"$f":"IFERROR('Combined scenario - input'!C105,\"\")","v":""},{"$f":"IFERROR(repcalc('Combined scenario - input'!$CV105:$GH105,'Combined scenario - input'!$G105,'Combined scenario - input'!$E105,'Combined scenario - input'!$F105,20,TRUE,TRUE),\"\")","v":""},"","","","","","","","","","","","","","","","","","","",{"$f":"IFERROR(IF(OR(D120=\"\",'Combined scenario - input'!$D105=\"\"),\"\",D120/'Combined scenario - input'!$D105),\"\")","v":""},{"$f":"IFERROR(IF(OR(E120=\"\",'Combined scenario - input'!$D105=\"\"),\"\",E120/'Combined scenario - input'!$D105),\"\")","v":""},{"$f":"IFERROR(IF(OR(F120=\"\",'Combined scenario - input'!$D105=\"\"),\"\",F120/'Combined scenario - input'!$D105),\"\")","v":""},{"$f":"IFERROR(IF(OR(G120=\"\",'Combined scenario - input'!$D105=\"\"),\"\",G120/'Combined scenario - input'!$D105),\"\")","v":""},{"$f":"IFERROR(IF(OR(H120=\"\",'Combined scenario - input'!$D105=\"\"),\"\",H120/'Combined scenario - input'!$D105),\"\")","v":""},{"$f":"IFERROR(IF(OR(I120=\"\",'Combined scenario - input'!$D105=\"\"),\"\",I120/'Combined scenario - input'!$D105),\"\")","v":""},{"$f":"IFERROR(IF(OR(J120=\"\",'Combined scenario - input'!$D105=\"\"),\"\",J120/'Combined scenario - input'!$D105),\"\")","v":""},{"$f":"IFERROR(IF(OR(K120=\"\",'Combined scenario - input'!$D105=\"\"),\"\",K120/'Combined scenario - input'!$D105),\"\")","v":""},{"$f":"IFERROR(IF(OR(L120=\"\",'Combined scenario - input'!$D105=\"\"),\"\",L120/'Combined scenario - input'!$D105),\"\")","v":""},{"$f":"IFERROR(IF(OR(M120=\"\",'Combined scenario - input'!$D105=\"\"),\"\",M120/'Combined scenario - input'!$D105),\"\")","v":""},{"$f":"IFERROR(IF(OR(N120=\"\",'Combined scenario - input'!$D105=\"\"),\"\",N120/'Combined scenario - input'!$D105),\"\")","v":""},{"$f":"IFERROR(IF(OR(O120=\"\",'Combined scenario - input'!$D105=\"\"),\"\",O120/'Combined scenario - input'!$D105),\"\")","v":""},{"$f":"IFERROR(IF(OR(P120=\"\",'Combined scenario - input'!$D105=\"\"),\"\",P120/'Combined scenario - input'!$D105),\"\")","v":""},{"$f":"IFERROR(IF(OR(Q120=\"\",'Combined scenario - input'!$D105=\"\"),\"\",Q120/'Combined scenario - input'!$D105),\"\")","v":""},{"$f":"IFERROR(IF(OR(R120=\"\",'Combined scenario - input'!$D105=\"\"),\"\",R120/'Combined scenario - input'!$D105),\"\")","v":""},{"$f":"IFERROR(IF(OR(S120=\"\",'Combined scenario - input'!$D105=\"\"),\"\",S120/'Combined scenario - input'!$D105),\"\")","v":""},{"$f":"IFERROR(IF(OR(T120=\"\",'Combined scenario - input'!$D105=\"\"),\"\",T120/'Combined scenario - input'!$D105),\"\")","v":""},{"$f":"IFERROR(IF(OR(U120=\"\",'Combined scenario - input'!$D105=\"\"),\"\",U120/'Combined scenario - input'!$D105),\"\")","v":""},{"$f":"IFERROR(IF(OR(V120=\"\",'Combined scenario - input'!$D105=\"\"),\"\",V120/'Combined scenario - input'!$D105),\"\")","v":""},{"$f":"IFERROR(IF(OR(W120=\"\",'Combined scenario - input'!$D105=\"\"),\"\",W120/'Combined scenario - input'!$D105),\"\")","v":""}]
[{"$f":"IFERROR('Combined scenario - input'!A106,\"\")","v":""},{"$f":"IFERROR('Combined scenario - input'!B106,\"\")","v":""},{"$f":"IFERROR('Combined scenario - input'!C106,\"\")","v":""},{"$f":"IFERROR(repcalc('Combined scenario - input'!$CV106:$GH106,'Combined scenario - input'!$G106,'Combined scenario - input'!$E106,'Combined scenario - input'!$F106,20,TRUE,TRUE),\"\")","v":""},"","","","","","","","","","","","","","","","","","","",{"$f":"IFERROR(IF(OR(D121=\"\",'Combined scenario - input'!$D106=\"\"),\"\",D121/'Combined scenario - input'!$D106),\"\")","v":""},{"$f":"IFERROR(IF(OR(E121=\"\",'Combined scenario - input'!$D106=\"\"),\"\",E121/'Combined scenario - input'!$D106),\"\")","v":""},{"$f":"IFERROR(IF(OR(F121=\"\",'Combined scenario - input'!$D106=\"\"),\"\",F121/'Combined scenario - input'!$D106),\"\")","v":""},{"$f":"IFERROR(IF(OR(G121=\"\",'Combined scenario - input'!$D106=\"\"),\"\",G121/'Combined scenario - input'!$D106),\"\")","v":""},{"$f":"IFERROR(IF(OR(H121=\"\",'Combined scenario - input'!$D106=\"\"),\"\",H121/'Combined scenario - input'!$D106),\"\")","v":""},{"$f":"IFERROR(IF(OR(I121=\"\",'Combined scenario - input'!$D106=\"\"),\"\",I121/'Combined scenario - input'!$D106),\"\")","v":""},{"$f":"IFERROR(IF(OR(J121=\"\",'Combined scenario - input'!$D106=\"\"),\"\",J121/'Combined scenario - input'!$D106),\"\")","v":""},{"$f":"IFERROR(IF(OR(K121=\"\",'Combined scenario - input'!$D106=\"\"),\"\",K121/'Combined scenario - input'!$D106),\"\")","v":""},{"$f":"IFERROR(IF(OR(L121=\"\",'Combined scenario - input'!$D106=\"\"),\"\",L121/'Combined scenario - input'!$D106),\"\")","v":""},{"$f":"IFERROR(IF(OR(M121=\"\",'Combined scenario - input'!$D106=\"\"),\"\",M121/'Combined scenario - input'!$D106),\"\")","v":""},{"$f":"IFERROR(IF(OR(N121=\"\",'Combined scenario - input'!$D106=\"\"),\"\",N121/'Combined scenario - input'!$D106),\"\")","v":""},{"$f":"IFERROR(IF(OR(O121=\"\",'Combined scenario - input'!$D106=\"\"),\"\",O121/'Combined scenario - input'!$D106),\"\")","v":""},{"$f":"IFERROR(IF(OR(P121=\"\",'Combined scenario - input'!$D106=\"\"),\"\",P121/'Combined scenario - input'!$D106),\"\")","v":""},{"$f":"IFERROR(IF(OR(Q121=\"\",'Combined scenario - input'!$D106=\"\"),\"\",Q121/'Combined scenario - input'!$D106),\"\")","v":""},{"$f":"IFERROR(IF(OR(R121=\"\",'Combined scenario - input'!$D106=\"\"),\"\",R121/'Combined scenario - input'!$D106),\"\")","v":""},{"$f":"IFERROR(IF(OR(S121=\"\",'Combined scenario - input'!$D106=\"\"),\"\",S121/'Combined scenario - input'!$D106),\"\")","v":""},{"$f":"IFERROR(IF(OR(T121=\"\",'Combined scenario - input'!$D106=\"\"),\"\",T121/'Combined scenario - input'!$D106),\"\")","v":""},{"$f":"IFERROR(IF(OR(U121=\"\",'Combined scenario - input'!$D106=\"\"),\"\",U121/'Combined scenario - input'!$D106),\"\")","v":""},{"$f":"IFERROR(IF(OR(V121=\"\",'Combined scenario - input'!$D106=\"\"),\"\",V121/'Combined scenario - input'!$D106),\"\")","v":""},{"$f":"IFERROR(IF(OR(W121=\"\",'Combined scenario - input'!$D106=\"\"),\"\",W121/'Combined scenario - input'!$D106),\"\")","v":""}]
[{"$f":"IFERROR('Combined scenario - input'!A107,\"\")","v":""},{"$f":"IFERROR('Combined scenario - input'!B107,\"\")","v":""},{"$f":"IFERROR('Combined scenario - input'!C107,\"\")","v":""},{"$f":"IFERROR(repcalc('Combined scenario - input'!$CV107:$GH107,'Combined scenario - input'!$G107,'Combined scenario - input'!$E107,'Combined scenario - input'!$F107,20,TRUE,TRUE),\"\")","v":""},"","","","","","","","","","","","","","","","","","","",{"$f":"IFERROR(IF(OR(D122=\"\",'Combined scenario - input'!$D107=\"\"),\"\",D122/'Combined scenario - input'!$D107),\"\")","v":""},{"$f":"IFERROR(IF(OR(E122=\"\",'Combined scenario - input'!$D107=\"\"),\"\",E122/'Combined scenario - input'!$D107),\"\")","v":""},{"$f":"IFERROR(IF(OR(F122=\"\",'Combined scenario - input'!$D107=\"\"),\"\",F122/'Combined scenario - input'!$D107),\"\")","v":""},{"$f":"IFERROR(IF(OR(G122=\"\",'Combined scenario - input'!$D107=\"\"),\"\",G122/'Combined scenario - input'!$D107),\"\")","v":""},{"$f":"IFERROR(IF(OR(H122=\"\",'Combined scenario - input'!$D107=\"\"),\"\",H122/'Combined scenario - input'!$D107),\"\")","v":""},{"$f":"IFERROR(IF(OR(I122=\"\",'Combined scenario - input'!$D107=\"\"),\"\",I122/'Combined scenario - input'!$D107),\"\")","v":""},{"$f":"IFERROR(IF(OR(J122=\"\",'Combined scenario - input'!$D107=\"\"),\"\",J122/'Combined scenario - input'!$D107),\"\")","v":""},{"$f":"IFERROR(IF(OR(K122=\"\",'Combined scenario - input'!$D107=\"\"),\"\",K122/'Combined scenario - input'!$D107),\"\")","v":""},{"$f":"IFERROR(IF(OR(L122=\"\",'Combined scenario - input'!$D107=\"\"),\"\",L122/'Combined scenario - input'!$D107),\"\")","v":""},{"$f":"IFERROR(IF(OR(M122=\"\",'Combined scenario - input'!$D107=\"\"),\"\",M122/'Combined scenario - input'!$D107),\"\")","v":""},{"$f":"IFERROR(IF(OR(N122=\"\",'Combined scenario - input'!$D107=\"\"),\"\",N122/'Combined scenario - input'!$D107),\"\")","v":""},{"$f":"IFERROR(IF(OR(O122=\"\",'Combined scenario - input'!$D107=\"\"),\"\",O122/'Combined scenario - input'!$D107),\"\")","v":""},{"$f":"IFERROR(IF(OR(P122=\"\",'Combined scenario - input'!$D107=\"\"),\"\",P122/'Combined scenario - input'!$D107),\"\")","v":""},{"$f":"IFERROR(IF(OR(Q122=\"\",'Combined scenario - input'!$D107=\"\"),\"\",Q122/'Combined scenario - input'!$D107),\"\")","v":""},{"$f":"IFERROR(IF(OR(R122=\"\",'Combined scenario - input'!$D107=\"\"),\"\",R122/'Combined scenario - input'!$D107),\"\")","v":""},{"$f":"IFERROR(IF(OR(S122=\"\",'Combined scenario - input'!$D107=\"\"),\"\",S122/'Combined scenario - input'!$D107),\"\")","v":""},{"$f":"IFERROR(IF(OR(T122=\"\",'Combined scenario - input'!$D107=\"\"),\"\",T122/'Combined scenario - input'!$D107),\"\")","v":""},{"$f":"IFERROR(IF(OR(U122=\"\",'Combined scenario - input'!$D107=\"\"),\"\",U122/'Combined scenario - input'!$D107),\"\")","v":""},{"$f":"IFERROR(IF(OR(V122=\"\",'Combined scenario - input'!$D107=\"\"),\"\",V122/'Combined scenario - input'!$D107),\"\")","v":""},{"$f":"IFERROR(IF(OR(W122=\"\",'Combined scenario - input'!$D107=\"\"),\"\",W122/'Combined scenario - input'!$D107),\"\")","v":""}]
[{"$f":"IFERROR('Combined scenario - input'!A108,\"\")","v":""},{"$f":"IFERROR('Combined scenario - input'!B108,\"\")","v":""},{"$f":"IFERROR('Combined scenario - input'!C108,\"\")","v":""},{"$f":"IFERROR(repcalc('Combined scenario - input'!$CV108:$GH108,'Combined scenario - input'!$G108,'Combined scenario - input'!$E108,'Combined scenario - input'!$F108,20,TRUE,TRUE),\"\")","v":""},"","","","","","","","","","","","","","","","","","","",{"$f":"IFERROR(IF(OR(D123=\"\",'Combined scenario - input'!$D108=\"\"),\"\",D123/'Combined scenario - input'!$D108),\"\")","v":""},{"$f":"IFERROR(IF(OR(E123=\"\",'Combined scenario - input'!$D108=\"\"),\"\",E123/'Combined scenario - input'!$D108),\"\")","v":""},{"$f":"IFERROR(IF(OR(F123=\"\",'Combined scenario - input'!$D108=\"\"),\"\",F123/'Combined scenario - input'!$D108),\"\")","v":""},{"$f":"IFERROR(IF(OR(G123=\"\",'Combined scenario - input'!$D108=\"\"),\"\",G123/'Combined scenario - input'!$D108),\"\")","v":""},{"$f":"IFERROR(IF(OR(H123=\"\",'Combined scenario - input'!$D108=\"\"),\"\",H123/'Combined scenario - input'!$D108),\"\")","v":""},{"$f":"IFERROR(IF(OR(I123=\"\",'Combined scenario - input'!$D108=\"\"),\"\",I123/'Combined scenario - input'!$D108),\"\")","v":""},{"$f":"IFERROR(IF(OR(J123=\"\",'Combined scenario - input'!$D108=\"\"),\"\",J123/'Combined scenario - input'!$D108),\"\")","v":""},{"$f":"IFERROR(IF(OR(K123=\"\",'Combined scenario - input'!$D108=\"\"),\"\",K123/'Combined scenario - input'!$D108),\"\")","v":""},{"$f":"IFERROR(IF(OR(L123=\"\",'Combined scenario - input'!$D108=\"\"),\"\",L123/'Combined scenario - input'!$D108),\"\")","v":""},{"$f":"IFERROR(IF(OR(M123=\"\",'Combined scenario - input'!$D108=\"\"),\"\",M123/'Combined scenario - input'!$D108),\"\")","v":""},{"$f":"IFERROR(IF(OR(N123=\"\",'Combined scenario - input'!$D108=\"\"),\"\",N123/'Combined scenario - input'!$D108),\"\")","v":""},{"$f":"IFERROR(IF(OR(O123=\"\",'Combined scenario - input'!$D108=\"\"),\"\",O123/'Combined scenario - input'!$D108),\"\")","v":""},{"$f":"IFERROR(IF(OR(P123=\"\",'Combined scenario - input'!$D108=\"\"),\"\",P123/'Combined scenario - input'!$D108),\"\")","v":""},{"$f":"IFERROR(IF(OR(Q123=\"\",'Combined scenario - input'!$D108=\"\"),\"\",Q123/'Combined scenario - input'!$D108),\"\")","v":""},{"$f":"IFERROR(IF(OR(R123=\"\",'Combined scenario - input'!$D108=\"\"),\"\",R123/'Combined scenario - input'!$D108),\"\")","v":""},{"$f":"IFERROR(IF(OR(S123=\"\",'Combined scenario - input'!$D108=\"\"),\"\",S123/'Combined scenario - input'!$D108),\"\")","v":""},{"$f":"IFERROR(IF(OR(T123=\"\",'Combined scenario - input'!$D108=\"\"),\"\",T123/'Combined scenario - input'!$D108),\"\")","v":""},{"$f":"IFERROR(IF(OR(U123=\"\",'Combined scenario - input'!$D108=\"\"),\"\",U123/'Combined scenario - input'!$D108),\"\")","v":""},{"$f":"IFERROR(IF(OR(V123=\"\",'Combined scenario - input'!$D108=\"\"),\"\",V123/'Combined scenario - input'!$D108),\"\")","v":""},{"$f":"IFERROR(IF(OR(W123=\"\",'Combined scenario - input'!$D108=\"\"),\"\",W123/'Combined scenario - input'!$D108),\"\")","v":""}]
[{"$f":"IFERROR('Combined scenario - input'!A109,\"\")","v":""},{"$f":"IFERROR('Combined scenario - input'!B109,\"\")","v":""},{"$f":"IFERROR('Combined scenario - input'!C109,\"\")","v":""},{"$f":"IFERROR(repcalc('Combined scenario - input'!$CV109:$GH109,'Combined scenario - input'!$G109,'Combined scenario - input'!$E109,'Combined scenario - input'!$F109,20,TRUE,TRUE),\"\")","v":""},"","","","","","","","","","","","","","","","","","","",{"$f":"IFERROR(IF(OR(D124=\"\",'Combined scenario - input'!$D109=\"\"),\"\",D124/'Combined scenario - input'!$D109),\"\")","v":""},{"$f":"IFERROR(IF(OR(E124=\"\",'Combined scenario - input'!$D109=\"\"),\"\",E124/'Combined scenario - input'!$D109),\"\")","v":""},{"$f":"IFERROR(IF(OR(F124=\"\",'Combined scenario - input'!$D109=\"\"),\"\",F124/'Combined scenario - input'!$D109),\"\")","v":""},{"$f":"IFERROR(IF(OR(G124=\"\",'Combined scenario - input'!$D109=\"\"),\"\",G124/'Combined scenario - input'!$D109),\"\")","v":""},{"$f":"IFERROR(IF(OR(H124=\"\",'Combined scenario - input'!$D109=\"\"),\"\",H124/'Combined scenario - input'!$D109),\"\")","v":""},{"$f":"IFERROR(IF(OR(I124=\"\",'Combined scenario - input'!$D109=\"\"),\"\",I124/'Combined scenario - input'!$D109),\"\")","v":""},{"$f":"IFERROR(IF(OR(J124=\"\",'Combined scenario - input'!$D109=\"\"),\"\",J124/'Combined scenario - input'!$D109),\"\")","v":""},{"$f":"IFERROR(IF(OR(K124=\"\",'Combined scenario - input'!$D109=\"\"),\"\",K124/'Combined scenario - input'!$D109),\"\")","v":""},{"$f":"IFERROR(IF(OR(L124=\"\",'Combined scenario - input'!$D109=\"\"),\"\",L124/'Combined scenario - input'!$D109),\"\")","v":""},{"$f":"IFERROR(IF(OR(M124=\"\",'Combined scenario - input'!$D109=\"\"),\"\",M124/'Combined scenario - input'!$D109),\"\")","v":""},{"$f":"IFERROR(IF(OR(N124=\"\",'Combined scenario - input'!$D109=\"\"),\"\",N124/'Combined scenario - input'!$D109),\"\")","v":""},{"$f":"IFERROR(IF(OR(O124=\"\",'Combined scenario - input'!$D109=\"\"),\"\",O124/'Combined scenario - input'!$D109),\"\")","v":""},{"$f":"IFERROR(IF(OR(P124=\"\",'Combined scenario - input'!$D109=\"\"),\"\",P124/'Combined scenario - input'!$D109),\"\")","v":""},{"$f":"IFERROR(IF(OR(Q124=\"\",'Combined scenario - input'!$D109=\"\"),\"\",Q124/'Combined scenario - input'!$D109),\"\")","v":""},{"$f":"IFERROR(IF(OR(R124=\"\",'Combined scenario - input'!$D109=\"\"),\"\",R124/'Combined scenario - input'!$D109),\"\")","v":""},{"$f":"IFERROR(IF(OR(S124=\"\",'Combined scenario - input'!$D109=\"\"),\"\",S124/'Combined scenario - input'!$D109),\"\")","v":""},{"$f":"IFERROR(IF(OR(T124=\"\",'Combined scenario - input'!$D109=\"\"),\"\",T124/'Combined scenario - input'!$D109),\"\")","v":""},{"$f":"IFERROR(IF(OR(U124=\"\",'Combined scenario - input'!$D109=\"\"),\"\",U124/'Combined scenario - input'!$D109),\"\")","v":""},{"$f":"IFERROR(IF(OR(V124=\"\",'Combined scenario - input'!$D109=\"\"),\"\",V124/'Combined scenario - input'!$D109),\"\")","v":""},{"$f":"IFERROR(IF(OR(W124=\"\",'Combined scenario - input'!$D109=\"\"),\"\",W124/'Combined scenario - input'!$D109),\"\")","v":""}]
[{"$f":"IFERROR('Combined scenario - input'!A110,\"\")","v":""},{"$f":"IFERROR('Combined scenario - input'!B110,\"\")","v":""},{"$f":"IFERROR('Combined scenario - input'!C110,\"\")","v":""},{"$f":"IFERROR(repcalc('Combined scenario - input'!$CV110:$GH110,'Combined scenario - input'!$G110,'Combined scenario - input'!$E110,'Combined scenario - input'!$F110,20,TRUE,TRUE),\"\")","v":""},"","","","","","","","","","","","","","","","","","","",{"$f":"IFERROR(IF(OR(D125=\"\",'Combined scenario - input'!$D110=\"\"),\"\",D125/'Combined scenario - input'!$D110),\"\")","v":""},{"$f":"IFERROR(IF(OR(E125=\"\",'Combined scenario - input'!$D110=\"\"),\"\",E125/'Combined scenario - input'!$D110),\"\")","v":""},{"$f":"IFERROR(IF(OR(F125=\"\",'Combined scenario - input'!$D110=\"\"),\"\",F125/'Combined scenario - input'!$D110),\"\")","v":""},{"$f":"IFERROR(IF(OR(G125=\"\",'Combined scenario - input'!$D110=\"\"),\"\",G125/'Combined scenario - input'!$D110),\"\")","v":""},{"$f":"IFERROR(IF(OR(H125=\"\",'Combined scenario - input'!$D110=\"\"),\"\",H125/'Combined scenario - input'!$D110),\"\")","v":""},{"$f":"IFERROR(IF(OR(I125=\"\",'Combined scenario - input'!$D110=\"\"),\"\",I125/'Combined scenario - input'!$D110),\"\")","v":""},{"$f":"IFERROR(IF(OR(J125=\"\",'Combined scenario - input'!$D110=\"\"),\"\",J125/'Combined scenario - input'!$D110),\"\")","v":""},{"$f":"IFERROR(IF(OR(K125=\"\",'Combined scenario - input'!$D110=\"\"),\"\",K125/'Combined scenario - input'!$D110),\"\")","v":""},{"$f":"IFERROR(IF(OR(L125=\"\",'Combined scenario - input'!$D110=\"\"),\"\",L125/'Combined scenario - input'!$D110),\"\")","v":""},{"$f":"IFERROR(IF(OR(M125=\"\",'Combined scenario - input'!$D110=\"\"),\"\",M125/'Combined scenario - input'!$D110),\"\")","v":""},{"$f":"IFERROR(IF(OR(N125=\"\",'Combined scenario - input'!$D110=\"\"),\"\",N125/'Combined scenario - input'!$D110),\"\")","v":""},{"$f":"IFERROR(IF(OR(O125=\"\",'Combined scenario - input'!$D110=\"\"),\"\",O125/'Combined scenario - input'!$D110),\"\")","v":""},{"$f":"IFERROR(IF(OR(P125=\"\",'Combined scenario - input'!$D110=\"\"),\"\",P125/'Combined scenario - input'!$D110),\"\")","v":""},{"$f":"IFERROR(IF(OR(Q125=\"\",'Combined scenario - input'!$D110=\"\"),\"\",Q125/'Combined scenario - input'!$D110),\"\")","v":""},{"$f":"IFERROR(IF(OR(R125=\"\",'Combined scenario - input'!$D110=\"\"),\"\",R125/'Combined scenario - input'!$D110),\"\")","v":""},{"$f":"IFERROR(IF(OR(S125=\"\",'Combined scenario - input'!$D110=\"\"),\"\",S125/'Combined scenario - input'!$D110),\"\")","v":""},{"$f":"IFERROR(IF(OR(T125=\"\",'Combined scenario - input'!$D110=\"\"),\"\",T125/'Combined scenario - input'!$D110),\"\")","v":""},{"$f":"IFERROR(IF(OR(U125=\"\",'Combined scenario - input'!$D110=\"\"),\"\",U125/'Combined scenario - input'!$D110),\"\")","v":""},{"$f":"IFERROR(IF(OR(V125=\"\",'Combined scenario - input'!$D110=\"\"),\"\",V125/'Combined scenario - input'!$D110),\"\")","v":""},{"$f":"IFERROR(IF(OR(W125=\"\",'Combined scenario - input'!$D110=\"\"),\"\",W125/'Combined scenario - input'!$D110),\"\")","v":""}]
[{"$f":"IFERROR('Combined scenario - input'!A111,\"\")","v":""},{"$f":"IFERROR('Combined scenario - input'!B111,\"\")","v":""},{"$f":"IFERROR('Combined scenario - input'!C111,\"\")","v":""},{"$f":"IFERROR(repcalc('Combined scenario - input'!$CV111:$GH111,'Combined scenario - input'!$G111,'Combined scenario - input'!$E111,'Combined scenario - input'!$F111,20,TRUE,TRUE),\"\")","v":""},"","","","","","","","","","","","","","","","","","","",{"$f":"IFERROR(IF(OR(D126=\"\",'Combined scenario - input'!$D111=\"\"),\"\",D126/'Combined scenario - input'!$D111),\"\")","v":""},{"$f":"IFERROR(IF(OR(E126=\"\",'Combined scenario - input'!$D111=\"\"),\"\",E126/'Combined scenario - input'!$D111),\"\")","v":""},{"$f":"IFERROR(IF(OR(F126=\"\",'Combined scenario - input'!$D111=\"\"),\"\",F126/'Combined scenario - input'!$D111),\"\")","v":""},{"$f":"IFERROR(IF(OR(G126=\"\",'Combined scenario - input'!$D111=\"\"),\"\",G126/'Combined scenario - input'!$D111),\"\")","v":""},{"$f":"IFERROR(IF(OR(H126=\"\",'Combined scenario - input'!$D111=\"\"),\"\",H126/'Combined scenario - input'!$D111),\"\")","v":""},{"$f":"IFERROR(IF(OR(I126=\"\",'Combined scenario - input'!$D111=\"\"),\"\",I126/'Combined scenario - input'!$D111),\"\")","v":""},{"$f":"IFERROR(IF(OR(J126=\"\",'Combined scenario - input'!$D111=\"\"),\"\",J126/'Combined scenario - input'!$D111),\"\")","v":""},{"$f":"IFERROR(IF(OR(K126=\"\",'Combined scenario - input'!$D111=\"\"),\"\",K126/'Combined scenario - input'!$D111),\"\")","v":""},{"$f":"IFERROR(IF(OR(L126=\"\",'Combined scenario - input'!$D111=\"\"),\"\",L126/'Combined scenario - input'!$D111),\"\")","v":""},{"$f":"IFERROR(IF(OR(M126=\"\",'Combined scenario - input'!$D111=\"\"),\"\",M126/'Combined scenario - input'!$D111),\"\")","v":""},{"$f":"IFERROR(IF(OR(N126=\"\",'Combined scenario - input'!$D111=\"\"),\"\",N126/'Combined scenario - input'!$D111),\"\")","v":""},{"$f":"IFERROR(IF(OR(O126=\"\",'Combined scenario - input'!$D111=\"\"),\"\",O126/'Combined scenario - input'!$D111),\"\")","v":""},{"$f":"IFERROR(IF(OR(P126=\"\",'Combined scenario - input'!$D111=\"\"),\"\",P126/'Combined scenario - input'!$D111),\"\")","v":""},{"$f":"IFERROR(IF(OR(Q126=\"\",'Combined scenario - input'!$D111=\"\"),\"\",Q126/'Combined scenario - input'!$D111),\"\")","v":""},{"$f":"IFERROR(IF(OR(R126=\"\",'Combined scenario - input'!$D111=\"\"),\"\",R126/'Combined scenario - input'!$D111),\"\")","v":""},{"$f":"IFERROR(IF(OR(S126=\"\",'Combined scenario - input'!$D111=\"\"),\"\",S126/'Combined scenario - input'!$D111),\"\")","v":""},{"$f":"IFERROR(IF(OR(T126=\"\",'Combined scenario - input'!$D111=\"\"),\"\",T126/'Combined scenario - input'!$D111),\"\")","v":""},{"$f":"IFERROR(IF(OR(U126=\"\",'Combined scenario - input'!$D111=\"\"),\"\",U126/'Combined scenario - input'!$D111),\"\")","v":""},{"$f":"IFERROR(IF(OR(V126=\"\",'Combined scenario - input'!$D111=\"\"),\"\",V126/'Combined scenario - input'!$D111),\"\")","v":""},{"$f":"IFERROR(IF(OR(W126=\"\",'Combined scenario - input'!$D111=\"\"),\"\",W126/'Combined scenario - input'!$D111),\"\")","v":""}]
[{"$f":"IFERROR('Combined scenario - input'!A112,\"\")","v":""},{"$f":"IFERROR('Combined scenario - input'!B112,\"\")","v":""},{"$f":"IFERROR('Combined scenario - input'!C112,\"\")","v":""},{"$f":"IFERROR(repcalc('Combined scenario - input'!$CV112:$GH112,'Combined scenario - input'!$G112,'Combined scenario - input'!$E112,'Combined scenario - input'!$F112,20,TRUE,TRUE),\"\")","v":""},"","","","","","","","","","","","","","","","","","","",{"$f":"IFERROR(IF(OR(D127=\"\",'Combined scenario - input'!$D112=\"\"),\"\",D127/'Combined scenario - input'!$D112),\"\")","v":""},{"$f":"IFERROR(IF(OR(E127=\"\",'Combined scenario - input'!$D112=\"\"),\"\",E127/'Combined scenario - input'!$D112),\"\")","v":""},{"$f":"IFERROR(IF(OR(F127=\"\",'Combined scenario - input'!$D112=\"\"),\"\",F127/'Combined scenario - input'!$D112),\"\")","v":""},{"$f":"IFERROR(IF(OR(G127=\"\",'Combined scenario - input'!$D112=\"\"),\"\",G127/'Combined scenario - input'!$D112),\"\")","v":""},{"$f":"IFERROR(IF(OR(H127=\"\",'Combined scenario - input'!$D112=\"\"),\"\",H127/'Combined scenario - input'!$D112),\"\")","v":""},{"$f":"IFERROR(IF(OR(I127=\"\",'Combined scenario - input'!$D112=\"\"),\"\",I127/'Combined scenario - input'!$D112),\"\")","v":""},{"$f":"IFERROR(IF(OR(J127=\"\",'Combined scenario - input'!$D112=\"\"),\"\",J127/'Combined scenario - input'!$D112),\"\")","v":""},{"$f":"IFERROR(IF(OR(K127=\"\",'Combined scenario - input'!$D112=\"\"),\"\",K127/'Combined scenario - input'!$D112),\"\")","v":""},{"$f":"IFERROR(IF(OR(L127=\"\",'Combined scenario - input'!$D112=\"\"),\"\",L127/'Combined scenario - input'!$D112),\"\")","v":""},{"$f":"IFERROR(IF(OR(M127=\"\",'Combined scenario - input'!$D112=\"\"),\"\",M127/'Combined scenario - input'!$D112),\"\")","v":""},{"$f":"IFERROR(IF(OR(N127=\"\",'Combined scenario - input'!$D112=\"\"),\"\",N127/'Combined scenario - input'!$D112),\"\")","v":""},{"$f":"IFERROR(IF(OR(O127=\"\",'Combined scenario - input'!$D112=\"\"),\"\",O127/'Combined scenario - input'!$D112),\"\")","v":""},{"$f":"IFERROR(IF(OR(P127=\"\",'Combined scenario - input'!$D112=\"\"),\"\",P127/'Combined scenario - input'!$D112),\"\")","v":""},{"$f":"IFERROR(IF(OR(Q127=\"\",'Combined scenario - input'!$D112=\"\"),\"\",Q127/'Combined scenario - input'!$D112),\"\")","v":""},{"$f":"IFERROR(IF(OR(R127=\"\",'Combined scenario - input'!$D112=\"\"),\"\",R127/'Combined scenario - input'!$D112),\"\")","v":""},{"$f":"IFERROR(IF(OR(S127=\"\",'Combined scenario - input'!$D112=\"\"),\"\",S127/'Combined scenario - input'!$D112),\"\")","v":""},{"$f":"IFERROR(IF(OR(T127=\"\",'Combined scenario - input'!$D112=\"\"),\"\",T127/'Combined scenario - input'!$D112),\"\")","v":""},{"$f":"IFERROR(IF(OR(U127=\"\",'Combined scenario - input'!$D112=\"\"),\"\",U127/'Combined scenario - input'!$D112),\"\")","v":""},{"$f":"IFERROR(IF(OR(V127=\"\",'Combined scenario - input'!$D112=\"\"),\"\",V127/'Combined scenario - input'!$D112),\"\")","v":""},{"$f":"IFERROR(IF(OR(W127=\"\",'Combined scenario - input'!$D112=\"\"),\"\",W127/'Combined scenario - input'!$D112),\"\")","v":""}]
[{"$f":"IFERROR('Combined scenario - input'!A113,\"\")","v":""},{"$f":"IFERROR('Combined scenario - input'!B113,\"\")","v":""},{"$f":"IFERROR('Combined scenario - input'!C113,\"\")","v":""},{"$f":"IFERROR(repcalc('Combined scenario - input'!$CV113:$GH113,'Combined scenario - input'!$G113,'Combined scenario - input'!$E113,'Combined scenario - input'!$F113,20,TRUE,TRUE),\"\")","v":""},"","","","","","","","","","","","","","","","","","","",{"$f":"IFERROR(IF(OR(D128=\"\",'Combined scenario - input'!$D113=\"\"),\"\",D128/'Combined scenario - input'!$D113),\"\")","v":""},{"$f":"IFERROR(IF(OR(E128=\"\",'Combined scenario - input'!$D113=\"\"),\"\",E128/'Combined scenario - input'!$D113),\"\")","v":""},{"$f":"IFERROR(IF(OR(F128=\"\",'Combined scenario - input'!$D113=\"\"),\"\",F128/'Combined scenario - input'!$D113),\"\")","v":""},{"$f":"IFERROR(IF(OR(G128=\"\",'Combined scenario - input'!$D113=\"\"),\"\",G128/'Combined scenario - input'!$D113),\"\")","v":""},{"$f":"IFERROR(IF(OR(H128=\"\",'Combined scenario - input'!$D113=\"\"),\"\",H128/'Combined scenario - input'!$D113),\"\")","v":""},{"$f":"IFERROR(IF(OR(I128=\"\",'Combined scenario - input'!$D113=\"\"),\"\",I128/'Combined scenario - input'!$D113),\"\")","v":""},{"$f":"IFERROR(IF(OR(J128=\"\",'Combined scenario - input'!$D113=\"\"),\"\",J128/'Combined scenario - input'!$D113),\"\")","v":""},{"$f":"IFERROR(IF(OR(K128=\"\",'Combined scenario - input'!$D113=\"\"),\"\",K128/'Combined scenario - input'!$D113),\"\")","v":""},{"$f":"IFERROR(IF(OR(L128=\"\",'Combined scenario - input'!$D113=\"\"),\"\",L128/'Combined scenario - input'!$D113),\"\")","v":""},{"$f":"IFERROR(IF(OR(M128=\"\",'Combined scenario - input'!$D113=\"\"),\"\",M128/'Combined scenario - input'!$D113),\"\")","v":""},{"$f":"IFERROR(IF(OR(N128=\"\",'Combined scenario - input'!$D113=\"\"),\"\",N128/'Combined scenario - input'!$D113),\"\")","v":""},{"$f":"IFERROR(IF(OR(O128=\"\",'Combined scenario - input'!$D113=\"\"),\"\",O128/'Combined scenario - input'!$D113),\"\")","v":""},{"$f":"IFERROR(IF(OR(P128=\"\",'Combined scenario - input'!$D113=\"\"),\"\",P128/'Combined scenario - input'!$D113),\"\")","v":""},{"$f":"IFERROR(IF(OR(Q128=\"\",'Combined scenario - input'!$D113=\"\"),\"\",Q128/'Combined scenario - input'!$D113),\"\")","v":""},{"$f":"IFERROR(IF(OR(R128=\"\",'Combined scenario - input'!$D113=\"\"),\"\",R128/'Combined scenario - input'!$D113),\"\")","v":""},{"$f":"IFERROR(IF(OR(S128=\"\",'Combined scenario - input'!$D113=\"\"),\"\",S128/'Combined scenario - input'!$D113),\"\")","v":""},{"$f":"IFERROR(IF(OR(T128=\"\",'Combined scenario - input'!$D113=\"\"),\"\",T128/'Combined scenario - input'!$D113),\"\")","v":""},{"$f":"IFERROR(IF(OR(U128=\"\",'Combined scenario - input'!$D113=\"\"),\"\",U128/'Combined scenario - input'!$D113),\"\")","v":""},{"$f":"IFERROR(IF(OR(V128=\"\",'Combined scenario - input'!$D113=\"\"),\"\",V128/'Combined scenario - input'!$D113),\"\")","v":""},{"$f":"IFERROR(IF(OR(W128=\"\",'Combined scenario - input'!$D113=\"\"),\"\",W128/'Combined scenario - input'!$D113),\"\")","v":""}]
[{"$f":"IFERROR('Combined scenario - input'!A114,\"\")","v":""},{"$f":"IFERROR('Combined scenario - input'!B114,\"\")","v":""},{"$f":"IFERROR('Combined scenario - input'!C114,\"\")","v":""},{"$f":"IFERROR(repcalc('Combined scenario - input'!$CV114:$GH114,'Combined scenario - input'!$G114,'Combined scenario - input'!$E114,'Combined scenario - input'!$F114,20,TRUE,TRUE),\"\")","v":""},"","","","","","","","","","","","","","","","","","","",{"$f":"IFERROR(IF(OR(D129=\"\",'Combined scenario - input'!$D114=\"\"),\"\",D129/'Combined scenario - input'!$D114),\"\")","v":""},{"$f":"IFERROR(IF(OR(E129=\"\",'Combined scenario - input'!$D114=\"\"),\"\",E129/'Combined scenario - input'!$D114),\"\")","v":""},{"$f":"IFERROR(IF(OR(F129=\"\",'Combined scenario - input'!$D114=\"\"),\"\",F129/'Combined scenario - input'!$D114),\"\")","v":""},{"$f":"IFERROR(IF(OR(G129=\"\",'Combined scenario - input'!$D114=\"\"),\"\",G129/'Combined scenario - input'!$D114),\"\")","v":""},{"$f":"IFERROR(IF(OR(H129=\"\",'Combined scenario - input'!$D114=\"\"),\"\",H129/'Combined scenario - input'!$D114),\"\")","v":""},{"$f":"IFERROR(IF(OR(I129=\"\",'Combined scenario - input'!$D114=\"\"),\"\",I129/'Combined scenario - input'!$D114),\"\")","v":""},{"$f":"IFERROR(IF(OR(J129=\"\",'Combined scenario - input'!$D114=\"\"),\"\",J129/'Combined scenario - input'!$D114),\"\")","v":""},{"$f":"IFERROR(IF(OR(K129=\"\",'Combined scenario - input'!$D114=\"\"),\"\",K129/'Combined scenario - input'!$D114),\"\")","v":""},{"$f":"IFERROR(IF(OR(L129=\"\",'Combined scenario - input'!$D114=\"\"),\"\",L129/'Combined scenario - input'!$D114),\"\")","v":""},{"$f":"IFERROR(IF(OR(M129=\"\",'Combined scenario - input'!$D114=\"\"),\"\",M129/'Combined scenario - input'!$D114),\"\")","v":""},{"$f":"IFERROR(IF(OR(N129=\"\",'Combined scenario - input'!$D114=\"\"),\"\",N129/'Combined scenario - input'!$D114),\"\")","v":""},{"$f":"IFERROR(IF(OR(O129=\"\",'Combined scenario - input'!$D114=\"\"),\"\",O129/'Combined scenario - input'!$D114),\"\")","v":""},{"$f":"IFERROR(IF(OR(P129=\"\",'Combined scenario - input'!$D114=\"\"),\"\",P129/'Combined scenario - input'!$D114),\"\")","v":""},{"$f":"IFERROR(IF(OR(Q129=\"\",'Combined scenario - input'!$D114=\"\"),\"\",Q129/'Combined scenario - input'!$D114),\"\")","v":""},{"$f":"IFERROR(IF(OR(R129=\"\",'Combined scenario - input'!$D114=\"\"),\"\",R129/'Combined scenario - input'!$D114),\"\")","v":""},{"$f":"IFERROR(IF(OR(S129=\"\",'Combined scenario - input'!$D114=\"\"),\"\",S129/'Combined scenario - input'!$D114),\"\")","v":""},{"$f":"IFERROR(IF(OR(T129=\"\",'Combined scenario - input'!$D114=\"\"),\"\",T129/'Combined scenario - input'!$D114),\"\")","v":""},{"$f":"IFERROR(IF(OR(U129=\"\",'Combined scenario - input'!$D114=\"\"),\"\",U129/'Combined scenario - input'!$D114),\"\")","v":""},{"$f":"IFERROR(IF(OR(V129=\"\",'Combined scenario - input'!$D114=\"\"),\"\",V129/'Combined scenario - input'!$D114),\"\")","v":""},{"$f":"IFERROR(IF(OR(W129=\"\",'Combined scenario - input'!$D114=\"\"),\"\",W129/'Combined scenario - input'!$D114),\"\")","v":""}]
[{"$f":"IFERROR('Combined scenario - input'!A115,\"\")","v":""},{"$f":"IFERROR('Combined scenario - input'!B115,\"\")","v":""},{"$f":"IFERROR('Combined scenario - input'!C115,\"\")","v":""},{"$f":"IFERROR(repcalc('Combined scenario - input'!$CV115:$GH115,'Combined scenario - input'!$G115,'Combined scenario - input'!$E115,'Combined scenario - input'!$F115,20,TRUE,TRUE),\"\")","v":""},"","","","","","","","","","","","","","","","","","","",{"$f":"IFERROR(IF(OR(D130=\"\",'Combined scenario - input'!$D115=\"\"),\"\",D130/'Combined scenario - input'!$D115),\"\")","v":""},{"$f":"IFERROR(IF(OR(E130=\"\",'Combined scenario - input'!$D115=\"\"),\"\",E130/'Combined scenario - input'!$D115),\"\")","v":""},{"$f":"IFERROR(IF(OR(F130=\"\",'Combined scenario - input'!$D115=\"\"),\"\",F130/'Combined scenario - input'!$D115),\"\")","v":""},{"$f":"IFERROR(IF(OR(G130=\"\",'Combined scenario - input'!$D115=\"\"),\"\",G130/'Combined scenario - input'!$D115),\"\")","v":""},{"$f":"IFERROR(IF(OR(H130=\"\",'Combined scenario - input'!$D115=\"\"),\"\",H130/'Combined scenario - input'!$D115),\"\")","v":""},{"$f":"IFERROR(IF(OR(I130=\"\",'Combined scenario - input'!$D115=\"\"),\"\",I130/'Combined scenario - input'!$D115),\"\")","v":""},{"$f":"IFERROR(IF(OR(J130=\"\",'Combined scenario - input'!$D115=\"\"),\"\",J130/'Combined scenario - input'!$D115),\"\")","v":""},{"$f":"IFERROR(IF(OR(K130=\"\",'Combined scenario - input'!$D115=\"\"),\"\",K130/'Combined scenario - input'!$D115),\"\")","v":""},{"$f":"IFERROR(IF(OR(L130=\"\",'Combined scenario - input'!$D115=\"\"),\"\",L130/'Combined scenario - input'!$D115),\"\")","v":""},{"$f":"IFERROR(IF(OR(M130=\"\",'Combined scenario - input'!$D115=\"\"),\"\",M130/'Combined scenario - input'!$D115),\"\")","v":""},{"$f":"IFERROR(IF(OR(N130=\"\",'Combined scenario - input'!$D115=\"\"),\"\",N130/'Combined scenario - input'!$D115),\"\")","v":""},{"$f":"IFERROR(IF(OR(O130=\"\",'Combined scenario - input'!$D115=\"\"),\"\",O130/'Combined scenario - input'!$D115),\"\")","v":""},{"$f":"IFERROR(IF(OR(P130=\"\",'Combined scenario - input'!$D115=\"\"),\"\",P130/'Combined scenario - input'!$D115),\"\")","v":""},{"$f":"IFERROR(IF(OR(Q130=\"\",'Combined scenario - input'!$D115=\"\"),\"\",Q130/'Combined scenario - input'!$D115),\"\")","v":""},{"$f":"IFERROR(IF(OR(R130=\"\",'Combined scenario - input'!$D115=\"\"),\"\",R130/'Combined scenario - input'!$D115),\"\")","v":""},{"$f":"IFERROR(IF(OR(S130=\"\",'Combined scenario - input'!$D115=\"\"),\"\",S130/'Combined scenario - input'!$D115),\"\")","v":""},{"$f":"IFERROR(IF(OR(T130=\"\",'Combined scenario - input'!$D115=\"\"),\"\",T130/'Combined scenario - input'!$D115),\"\")","v":""},{"$f":"IFERROR(IF(OR(U130=\"\",'Combined scenario - input'!$D115=\"\"),\"\",U130/'Combined scenario - input'!$D115),\"\")","v":""},{"$f":"IFERROR(IF(OR(V130=\"\",'Combined scenario - input'!$D115=\"\"),\"\",V130/'Combined scenario - input'!$D115),\"\")","v":""},{"$f":"IFERROR(IF(OR(W130=\"\",'Combined scenario - input'!$D115=\"\"),\"\",W130/'Combined scenario - input'!$D115),\"\")","v":""}]
[{"$f":"IFERROR('Combined scenario - input'!A116,\"\")","v":""},{"$f":"IFERROR('Combined scenario - input'!B116,\"\")","v":""},{"$f":"IFERROR('Combined scenario - input'!C116,\"\")","v":""},{"$f":"IFERROR(repcalc('Combined scenario - input'!$CV116:$GH116,'Combined scenario - input'!$G116,'Combined scenario - input'!$E116,'Combined scenario - input'!$F116,20,TRUE,TRUE),\"\")","v":""},"","","","","","","","","","","","","","","","","","","",{"$f":"IFERROR(IF(OR(D131=\"\",'Combined scenario - input'!$D116=\"\"),\"\",D131/'Combined scenario - input'!$D116),\"\")","v":""},{"$f":"IFERROR(IF(OR(E131=\"\",'Combined scenario - input'!$D116=\"\"),\"\",E131/'Combined scenario - input'!$D116),\"\")","v":""},{"$f":"IFERROR(IF(OR(F131=\"\",'Combined scenario - input'!$D116=\"\"),\"\",F131/'Combined scenario - input'!$D116),\"\")","v":""},{"$f":"IFERROR(IF(OR(G131=\"\",'Combined scenario - input'!$D116=\"\"),\"\",G131/'Combined scenario - input'!$D116),\"\")","v":""},{"$f":"IFERROR(IF(OR(H131=\"\",'Combined scenario - input'!$D116=\"\"),\"\",H131/'Combined scenario - input'!$D116),\"\")","v":""},{"$f":"IFERROR(IF(OR(I131=\"\",'Combined scenario - input'!$D116=\"\"),\"\",I131/'Combined scenario - input'!$D116),\"\")","v":""},{"$f":"IFERROR(IF(OR(J131=\"\",'Combined scenario - input'!$D116=\"\"),\"\",J131/'Combined scenario - input'!$D116),\"\")","v":""},{"$f":"IFERROR(IF(OR(K131=\"\",'Combined scenario - input'!$D116=\"\"),\"\",K131/'Combined scenario - input'!$D116),\"\")","v":""},{"$f":"IFERROR(IF(OR(L131=\"\",'Combined scenario - input'!$D116=\"\"),\"\",L131/'Combined scenario - input'!$D116),\"\")","v":""},{"$f":"IFERROR(IF(OR(M131=\"\",'Combined scenario - input'!$D116=\"\"),\"\",M131/'Combined scenario - input'!$D116),\"\")","v":""},{"$f":"IFERROR(IF(OR(N131=\"\",'Combined scenario - input'!$D116=\"\"),\"\",N131/'Combined scenario - input'!$D116),\"\")","v":""},{"$f":"IFERROR(IF(OR(O131=\"\",'Combined scenario - input'!$D116=\"\"),\"\",O131/'Combined scenario - input'!$D116),\"\")","v":""},{"$f":"IFERROR(IF(OR(P131=\"\",'Combined scenario - input'!$D116=\"\"),\"\",P131/'Combined scenario - input'!$D116),\"\")","v":""},{"$f":"IFERROR(IF(OR(Q131=\"\",'Combined scenario - input'!$D116=\"\"),\"\",Q131/'Combined scenario - input'!$D116),\"\")","v":""},{"$f":"IFERROR(IF(OR(R131=\"\",'Combined scenario - input'!$D116=\"\"),\"\",R131/'Combined scenario - input'!$D116),\"\")","v":""},{"$f":"IFERROR(IF(OR(S131=\"\",'Combined scenario - input'!$D116=\"\"),\"\",S131/'Combined scenario - input'!$D116),\"\")","v":""},{"$f":"IFERROR(IF(OR(T131=\"\",'Combined scenario - input'!$D116=\"\"),\"\",T131/'Combined scenario - input'!$D116),\"\")","v":""},{"$f":"IFERROR(IF(OR(U131=\"\",'Combined scenario - input'!$D116=\"\"),\"\",U131/'Combined scenario - input'!$D116),\"\")","v":""},{"$f":"IFERROR(IF(OR(V131=\"\",'Combined scenario - input'!$D116=\"\"),\"\",V131/'Combined scenario - input'!$D116),\"\")","v":""},{"$f":"IFERROR(IF(OR(W131=\"\",'Combined scenario - input'!$D116=\"\"),\"\",W131/'Combined scenario - input'!$D116),\"\")","v":""}]
[{"$f":"IFERROR('Combined scenario - input'!A117,\"\")","v":""},{"$f":"IFERROR('Combined scenario - input'!B117,\"\")","v":""},{"$f":"IFERROR('Combined scenario - input'!C117,\"\")","v":""},{"$f":"IFERROR(repcalc('Combined scenario - input'!$CV117:$GH117,'Combined scenario - input'!$G117,'Combined scenario - input'!$E117,'Combined scenario - input'!$F117,20,TRUE,TRUE),\"\")","v":""},"","","","","","","","","","","","","","","","","","","",{"$f":"IFERROR(IF(OR(D132=\"\",'Combined scenario - input'!$D117=\"\"),\"\",D132/'Combined scenario - input'!$D117),\"\")","v":""},{"$f":"IFERROR(IF(OR(E132=\"\",'Combined scenario - input'!$D117=\"\"),\"\",E132/'Combined scenario - input'!$D117),\"\")","v":""},{"$f":"IFERROR(IF(OR(F132=\"\",'Combined scenario - input'!$D117=\"\"),\"\",F132/'Combined scenario - input'!$D117),\"\")","v":""},{"$f":"IFERROR(IF(OR(G132=\"\",'Combined scenario - input'!$D117=\"\"),\"\",G132/'Combined scenario - input'!$D117),\"\")","v":""},{"$f":"IFERROR(IF(OR(H132=\"\",'Combined scenario - input'!$D117=\"\"),\"\",H132/'Combined scenario - input'!$D117),\"\")","v":""},{"$f":"IFERROR(IF(OR(I132=\"\",'Combined scenario - input'!$D117=\"\"),\"\",I132/'Combined scenario - input'!$D117),\"\")","v":""},{"$f":"IFERROR(IF(OR(J132=\"\",'Combined scenario - input'!$D117=\"\"),\"\",J132/'Combined scenario - input'!$D117),\"\")","v":""},{"$f":"IFERROR(IF(OR(K132=\"\",'Combined scenario - input'!$D117=\"\"),\"\",K132/'Combined scenario - input'!$D117),\"\")","v":""},{"$f":"IFERROR(IF(OR(L132=\"\",'Combined scenario - input'!$D117=\"\"),\"\",L132/'Combined scenario - input'!$D117),\"\")","v":""},{"$f":"IFERROR(IF(OR(M132=\"\",'Combined scenario - input'!$D117=\"\"),\"\",M132/'Combined scenario - input'!$D117),\"\")","v":""},{"$f":"IFERROR(IF(OR(N132=\"\",'Combined scenario - input'!$D117=\"\"),\"\",N132/'Combined scenario - input'!$D117),\"\")","v":""},{"$f":"IFERROR(IF(OR(O132=\"\",'Combined scenario - input'!$D117=\"\"),\"\",O132/'Combined scenario - input'!$D117),\"\")","v":""},{"$f":"IFERROR(IF(OR(P132=\"\",'Combined scenario - input'!$D117=\"\"),\"\",P132/'Combined scenario - input'!$D117),\"\")","v":""},{"$f":"IFERROR(IF(OR(Q132=\"\",'Combined scenario - input'!$D117=\"\"),\"\",Q132/'Combined scenario - input'!$D117),\"\")","v":""},{"$f":"IFERROR(IF(OR(R132=\"\",'Combined scenario - input'!$D117=\"\"),\"\",R132/'Combined scenario - input'!$D117),\"\")","v":""},{"$f":"IFERROR(IF(OR(S132=\"\",'Combined scenario - input'!$D117=\"\"),\"\",S132/'Combined scenario - input'!$D117),\"\")","v":""},{"$f":"IFERROR(IF(OR(T132=\"\",'Combined scenario - input'!$D117=\"\"),\"\",T132/'Combined scenario - input'!$D117),\"\")","v":""},{"$f":"IFERROR(IF(OR(U132=\"\",'Combined scenario - input'!$D117=\"\"),\"\",U132/'Combined scenario - input'!$D117),\"\")","v":""},{"$f":"IFERROR(IF(OR(V132=\"\",'Combined scenario - input'!$D117=\"\"),\"\",V132/'Combined scenario - input'!$D117),\"\")","v":""},{"$f":"IFERROR(IF(OR(W132=\"\",'Combined scenario - input'!$D117=\"\"),\"\",W132/'Combined scenario - input'!$D117),\"\")","v":""}]
[{"$f":"IFERROR('Combined scenario - input'!A118,\"\")","v":""},{"$f":"IFERROR('Combined scenario - input'!B118,\"\")","v":""},{"$f":"IFERROR('Combined scenario - input'!C118,\"\")","v":""},{"$f":"IFERROR(repcalc('Combined scenario - input'!$CV118:$GH118,'Combined scenario - input'!$G118,'Combined scenario - input'!$E118,'Combined scenario - input'!$F118,20,TRUE,TRUE),\"\")","v":""},"","","","","","","","","","","","","","","","","","","",{"$f":"IFERROR(IF(OR(D133=\"\",'Combined scenario - input'!$D118=\"\"),\"\",D133/'Combined scenario - input'!$D118),\"\")","v":""},{"$f":"IFERROR(IF(OR(E133=\"\",'Combined scenario - input'!$D118=\"\"),\"\",E133/'Combined scenario - input'!$D118),\"\")","v":""},{"$f":"IFERROR(IF(OR(F133=\"\",'Combined scenario - input'!$D118=\"\"),\"\",F133/'Combined scenario - input'!$D118),\"\")","v":""},{"$f":"IFERROR(IF(OR(G133=\"\",'Combined scenario - input'!$D118=\"\"),\"\",G133/'Combined scenario - input'!$D118),\"\")","v":""},{"$f":"IFERROR(IF(OR(H133=\"\",'Combined scenario - input'!$D118=\"\"),\"\",H133/'Combined scenario - input'!$D118),\"\")","v":""},{"$f":"IFERROR(IF(OR(I133=\"\",'Combined scenario - input'!$D118=\"\"),\"\",I133/'Combined scenario - input'!$D118),\"\")","v":""},{"$f":"IFERROR(IF(OR(J133=\"\",'Combined scenario - input'!$D118=\"\"),\"\",J133/'Combined scenario - input'!$D118),\"\")","v":""},{"$f":"IFERROR(IF(OR(K133=\"\",'Combined scenario - input'!$D118=\"\"),\"\",K133/'Combined scenario - input'!$D118),\"\")","v":""},{"$f":"IFERROR(IF(OR(L133=\"\",'Combined scenario - input'!$D118=\"\"),\"\",L133/'Combined scenario - input'!$D118),\"\")","v":""},{"$f":"IFERROR(IF(OR(M133=\"\",'Combined scenario - input'!$D118=\"\"),\"\",M133/'Combined scenario - input'!$D118),\"\")","v":""},{"$f":"IFERROR(IF(OR(N133=\"\",'Combined scenario - input'!$D118=\"\"),\"\",N133/'Combined scenario - input'!$D118),\"\")","v":""},{"$f":"IFERROR(IF(OR(O133=\"\",'Combined scenario - input'!$D118=\"\"),\"\",O133/'Combined scenario - input'!$D118),\"\")","v":""},{"$f":"IFERROR(IF(OR(P133=\"\",'Combined scenario - input'!$D118=\"\"),\"\",P133/'Combined scenario - input'!$D118),\"\")","v":""},{"$f":"IFERROR(IF(OR(Q133=\"\",'Combined scenario - input'!$D118=\"\"),\"\",Q133/'Combined scenario - input'!$D118),\"\")","v":""},{"$f":"IFERROR(IF(OR(R133=\"\",'Combined scenario - input'!$D118=\"\"),\"\",R133/'Combined scenario - input'!$D118),\"\")","v":""},{"$f":"IFERROR(IF(OR(S133=\"\",'Combined scenario - input'!$D118=\"\"),\"\",S133/'Combined scenario - input'!$D118),\"\")","v":""},{"$f":"IFERROR(IF(OR(T133=\"\",'Combined scenario - input'!$D118=\"\"),\"\",T133/'Combined scenario - input'!$D118),\"\")","v":""},{"$f":"IFERROR(IF(OR(U133=\"\",'Combined scenario - input'!$D118=\"\"),\"\",U133/'Combined scenario - input'!$D118),\"\")","v":""},{"$f":"IFERROR(IF(OR(V133=\"\",'Combined scenario - input'!$D118=\"\"),\"\",V133/'Combined scenario - input'!$D118),\"\")","v":""},{"$f":"IFERROR(IF(OR(W133=\"\",'Combined scenario - input'!$D118=\"\"),\"\",W133/'Combined scenario - input'!$D118),\"\")","v":""}]
[{"$f":"IFERROR('Combined scenario - input'!A119,\"\")","v":""},{"$f":"IFERROR('Combined scenario - input'!B119,\"\")","v":""},{"$f":"IFERROR('Combined scenario - input'!C119,\"\")","v":""},{"$f":"IFERROR(repcalc('Combined scenario - input'!$CV119:$GH119,'Combined scenario - input'!$G119,'Combined scenario - input'!$E119,'Combined scenario - input'!$F119,20,TRUE,TRUE),\"\")","v":""},"","","","","","","","","","","","","","","","","","","",{"$f":"IFERROR(IF(OR(D134=\"\",'Combined scenario - input'!$D119=\"\"),\"\",D134/'Combined scenario - input'!$D119),\"\")","v":""},{"$f":"IFERROR(IF(OR(E134=\"\",'Combined scenario - input'!$D119=\"\"),\"\",E134/'Combined scenario - input'!$D119),\"\")","v":""},{"$f":"IFERROR(IF(OR(F134=\"\",'Combined scenario - input'!$D119=\"\"),\"\",F134/'Combined scenario - input'!$D119),\"\")","v":""},{"$f":"IFERROR(IF(OR(G134=\"\",'Combined scenario - input'!$D119=\"\"),\"\",G134/'Combined scenario - input'!$D119),\"\")","v":""},{"$f":"IFERROR(IF(OR(H134=\"\",'Combined scenario - input'!$D119=\"\"),\"\",H134/'Combined scenario - input'!$D119),\"\")","v":""},{"$f":"IFERROR(IF(OR(I134=\"\",'Combined scenario - input'!$D119=\"\"),\"\",I134/'Combined scenario - input'!$D119),\"\")","v":""},{"$f":"IFERROR(IF(OR(J134=\"\",'Combined scenario - input'!$D119=\"\"),\"\",J134/'Combined scenario - input'!$D119),\"\")","v":""},{"$f":"IFERROR(IF(OR(K134=\"\",'Combined scenario - input'!$D119=\"\"),\"\",K134/'Combined scenario - input'!$D119),\"\")","v":""},{"$f":"IFERROR(IF(OR(L134=\"\",'Combined scenario - input'!$D119=\"\"),\"\",L134/'Combined scenario - input'!$D119),\"\")","v":""},{"$f":"IFERROR(IF(OR(M134=\"\",'Combined scenario - input'!$D119=\"\"),\"\",M134/'Combined scenario - input'!$D119),\"\")","v":""},{"$f":"IFERROR(IF(OR(N134=\"\",'Combined scenario - input'!$D119=\"\"),\"\",N134/'Combined scenario - input'!$D119),\"\")","v":""},{"$f":"IFERROR(IF(OR(O134=\"\",'Combined scenario - input'!$D119=\"\"),\"\",O134/'Combined scenario - input'!$D119),\"\")","v":""},{"$f":"IFERROR(IF(OR(P134=\"\",'Combined scenario - input'!$D119=\"\"),\"\",P134/'Combined scenario - input'!$D119),\"\")","v":""},{"$f":"IFERROR(IF(OR(Q134=\"\",'Combined scenario - input'!$D119=\"\"),\"\",Q134/'Combined scenario - input'!$D119),\"\")","v":""},{"$f":"IFERROR(IF(OR(R134=\"\",'Combined scenario - input'!$D119=\"\"),\"\",R134/'Combined scenario - input'!$D119),\"\")","v":""},{"$f":"IFERROR(IF(OR(S134=\"\",'Combined scenario - input'!$D119=\"\"),\"\",S134/'Combined scenario - input'!$D119),\"\")","v":""},{"$f":"IFERROR(IF(OR(T134=\"\",'Combined scenario - input'!$D119=\"\"),\"\",T134/'Combined scenario - input'!$D119),\"\")","v":""},{"$f":"IFERROR(IF(OR(U134=\"\",'Combined scenario - input'!$D119=\"\"),\"\",U134/'Combined scenario - input'!$D119),\"\")","v":""},{"$f":"IFERROR(IF(OR(V134=\"\",'Combined scenario - input'!$D119=\"\"),\"\",V134/'Combined scenario - input'!$D119),\"\")","v":""},{"$f":"IFERROR(IF(OR(W134=\"\",'Combined scenario - input'!$D119=\"\"),\"\",W134/'Combined scenario - input'!$D119),\"\")","v":""}]
[{"$f":"IFERROR('Combined scenario - input'!A120,\"\")","v":""},{"$f":"IFERROR('Combined scenario - input'!B120,\"\")","v":""},{"$f":"IFERROR('Combined scenario - input'!C120,\"\")","v":""},{"$f":"IFERROR(repcalc('Combined scenario - input'!$CV120:$GH120,'Combined scenario - input'!$G120,'Combined scenario - input'!$E120,'Combined scenario - input'!$F120,20,TRUE,TRUE),\"\")","v":""},"","","","","","","","","","","","","","","","","","","",{"$f":"IFERROR(IF(OR(D135=\"\",'Combined scenario - input'!$D120=\"\"),\"\",D135/'Combined scenario - input'!$D120),\"\")","v":""},{"$f":"IFERROR(IF(OR(E135=\"\",'Combined scenario - input'!$D120=\"\"),\"\",E135/'Combined scenario - input'!$D120),\"\")","v":""},{"$f":"IFERROR(IF(OR(F135=\"\",'Combined scenario - input'!$D120=\"\"),\"\",F135/'Combined scenario - input'!$D120),\"\")","v":""},{"$f":"IFERROR(IF(OR(G135=\"\",'Combined scenario - input'!$D120=\"\"),\"\",G135/'Combined scenario - input'!$D120),\"\")","v":""},{"$f":"IFERROR(IF(OR(H135=\"\",'Combined scenario - input'!$D120=\"\"),\"\",H135/'Combined scenario - input'!$D120),\"\")","v":""},{"$f":"IFERROR(IF(OR(I135=\"\",'Combined scenario - input'!$D120=\"\"),\"\",I135/'Combined scenario - input'!$D120),\"\")","v":""},{"$f":"IFERROR(IF(OR(J135=\"\",'Combined scenario - input'!$D120=\"\"),\"\",J135/'Combined scenario - input'!$D120),\"\")","v":""},{"$f":"IFERROR(IF(OR(K135=\"\",'Combined scenario - input'!$D120=\"\"),\"\",K135/'Combined scenario - input'!$D120),\"\")","v":""},{"$f":"IFERROR(IF(OR(L135=\"\",'Combined scenario - input'!$D120=\"\"),\"\",L135/'Combined scenario - input'!$D120),\"\")","v":""},{"$f":"IFERROR(IF(OR(M135=\"\",'Combined scenario - input'!$D120=\"\"),\"\",M135/'Combined scenario - input'!$D120),\"\")","v":""},{"$f":"IFERROR(IF(OR(N135=\"\",'Combined scenario - input'!$D120=\"\"),\"\",N135/'Combined scenario - input'!$D120),\"\")","v":""},{"$f":"IFERROR(IF(OR(O135=\"\",'Combined scenario - input'!$D120=\"\"),\"\",O135/'Combined scenario - input'!$D120),\"\")","v":""},{"$f":"IFERROR(IF(OR(P135=\"\",'Combined scenario - input'!$D120=\"\"),\"\",P135/'Combined scenario - input'!$D120),\"\")","v":""},{"$f":"IFERROR(IF(OR(Q135=\"\",'Combined scenario - input'!$D120=\"\"),\"\",Q135/'Combined scenario - input'!$D120),\"\")","v":""},{"$f":"IFERROR(IF(OR(R135=\"\",'Combined scenario - input'!$D120=\"\"),\"\",R135/'Combined scenario - input'!$D120),\"\")","v":""},{"$f":"IFERROR(IF(OR(S135=\"\",'Combined scenario - input'!$D120=\"\"),\"\",S135/'Combined scenario - input'!$D120),\"\")","v":""},{"$f":"IFERROR(IF(OR(T135=\"\",'Combined scenario - input'!$D120=\"\"),\"\",T135/'Combined scenario - input'!$D120),\"\")","v":""},{"$f":"IFERROR(IF(OR(U135=\"\",'Combined scenario - input'!$D120=\"\"),\"\",U135/'Combined scenario - input'!$D120),\"\")","v":""},{"$f":"IFERROR(IF(OR(V135=\"\",'Combined scenario - input'!$D120=\"\"),\"\",V135/'Combined scenario - input'!$D120),\"\")","v":""},{"$f":"IFERROR(IF(OR(W135=\"\",'Combined scenario - input'!$D120=\"\"),\"\",W135/'Combined scenario - input'!$D120),\"\")","v":""}]
[{"$f":"IFERROR('Combined scenario - input'!A121,\"\")","v":""},{"$f":"IFERROR('Combined scenario - input'!B121,\"\")","v":""},{"$f":"IFERROR('Combined scenario - input'!C121,\"\")","v":""},{"$f":"IFERROR(repcalc('Combined scenario - input'!$CV121:$GH121,'Combined scenario - input'!$G121,'Combined scenario - input'!$E121,'Combined scenario - input'!$F121,20,TRUE,TRUE),\"\")","v":""},"","","","","","","","","","","","","","","","","","","",{"$f":"IFERROR(IF(OR(D136=\"\",'Combined scenario - input'!$D121=\"\"),\"\",D136/'Combined scenario - input'!$D121),\"\")","v":""},{"$f":"IFERROR(IF(OR(E136=\"\",'Combined scenario - input'!$D121=\"\"),\"\",E136/'Combined scenario - input'!$D121),\"\")","v":""},{"$f":"IFERROR(IF(OR(F136=\"\",'Combined scenario - input'!$D121=\"\"),\"\",F136/'Combined scenario - input'!$D121),\"\")","v":""},{"$f":"IFERROR(IF(OR(G136=\"\",'Combined scenario - input'!$D121=\"\"),\"\",G136/'Combined scenario - input'!$D121),\"\")","v":""},{"$f":"IFERROR(IF(OR(H136=\"\",'Combined scenario - input'!$D121=\"\"),\"\",H136/'Combined scenario - input'!$D121),\"\")","v":""},{"$f":"IFERROR(IF(OR(I136=\"\",'Combined scenario - input'!$D121=\"\"),\"\",I136/'Combined scenario - input'!$D121),\"\")","v":""},{"$f":"IFERROR(IF(OR(J136=\"\",'Combined scenario - input'!$D121=\"\"),\"\",J136/'Combined scenario - input'!$D121),\"\")","v":""},{"$f":"IFERROR(IF(OR(K136=\"\",'Combined scenario - input'!$D121=\"\"),\"\",K136/'Combined scenario - input'!$D121),\"\")","v":""},{"$f":"IFERROR(IF(OR(L136=\"\",'Combined scenario - input'!$D121=\"\"),\"\",L136/'Combined scenario - input'!$D121),\"\")","v":""},{"$f":"IFERROR(IF(OR(M136=\"\",'Combined scenario - input'!$D121=\"\"),\"\",M136/'Combined scenario - input'!$D121),\"\")","v":""},{"$f":"IFERROR(IF(OR(N136=\"\",'Combined scenario - input'!$D121=\"\"),\"\",N136/'Combined scenario - input'!$D121),\"\")","v":""},{"$f":"IFERROR(IF(OR(O136=\"\",'Combined scenario - input'!$D121=\"\"),\"\",O136/'Combined scenario - input'!$D121),\"\")","v":""},{"$f":"IFERROR(IF(OR(P136=\"\",'Combined scenario - input'!$D121=\"\"),\"\",P136/'Combined scenario - input'!$D121),\"\")","v":""},{"$f":"IFERROR(IF(OR(Q136=\"\",'Combined scenario - input'!$D121=\"\"),\"\",Q136/'Combined scenario - input'!$D121),\"\")","v":""},{"$f":"IFERROR(IF(OR(R136=\"\",'Combined scenario - input'!$D121=\"\"),\"\",R136/'Combined scenario - input'!$D121),\"\")","v":""},{"$f":"IFERROR(IF(OR(S136=\"\",'Combined scenario - input'!$D121=\"\"),\"\",S136/'Combined scenario - input'!$D121),\"\")","v":""},{"$f":"IFERROR(IF(OR(T136=\"\",'Combined scenario - input'!$D121=\"\"),\"\",T136/'Combined scenario - input'!$D121),\"\")","v":""},{"$f":"IFERROR(IF(OR(U136=\"\",'Combined scenario - input'!$D121=\"\"),\"\",U136/'Combined scenario - input'!$D121),\"\")","v":""},{"$f":"IFERROR(IF(OR(V136=\"\",'Combined scenario - input'!$D121=\"\"),\"\",V136/'Combined scenario - input'!$D121),\"\")","v":""},{"$f":"IFERROR(IF(OR(W136=\"\",'Combined scenario - input'!$D121=\"\"),\"\",W136/'Combined scenario - input'!$D121),\"\")","v":""}]
[{"$f":"IFERROR('Combined scenario - input'!A122,\"\")","v":""},{"$f":"IFERROR('Combined scenario - input'!B122,\"\")","v":""},{"$f":"IFERROR('Combined scenario - input'!C122,\"\")","v":""},{"$f":"IFERROR(repcalc('Combined scenario - input'!$CV122:$GH122,'Combined scenario - input'!$G122,'Combined scenario - input'!$E122,'Combined scenario - input'!$F122,20,TRUE,TRUE),\"\")","v":""},"","","","","","","","","","","","","","","","","","","",{"$f":"IFERROR(IF(OR(D137=\"\",'Combined scenario - input'!$D122=\"\"),\"\",D137/'Combined scenario - input'!$D122),\"\")","v":""},{"$f":"IFERROR(IF(OR(E137=\"\",'Combined scenario - input'!$D122=\"\"),\"\",E137/'Combined scenario - input'!$D122),\"\")","v":""},{"$f":"IFERROR(IF(OR(F137=\"\",'Combined scenario - input'!$D122=\"\"),\"\",F137/'Combined scenario - input'!$D122),\"\")","v":""},{"$f":"IFERROR(IF(OR(G137=\"\",'Combined scenario - input'!$D122=\"\"),\"\",G137/'Combined scenario - input'!$D122),\"\")","v":""},{"$f":"IFERROR(IF(OR(H137=\"\",'Combined scenario - input'!$D122=\"\"),\"\",H137/'Combined scenario - input'!$D122),\"\")","v":""},{"$f":"IFERROR(IF(OR(I137=\"\",'Combined scenario - input'!$D122=\"\"),\"\",I137/'Combined scenario - input'!$D122),\"\")","v":""},{"$f":"IFERROR(IF(OR(J137=\"\",'Combined scenario - input'!$D122=\"\"),\"\",J137/'Combined scenario - input'!$D122),\"\")","v":""},{"$f":"IFERROR(IF(OR(K137=\"\",'Combined scenario - input'!$D122=\"\"),\"\",K137/'Combined scenario - input'!$D122),\"\")","v":""},{"$f":"IFERROR(IF(OR(L137=\"\",'Combined scenario - input'!$D122=\"\"),\"\",L137/'Combined scenario - input'!$D122),\"\")","v":""},{"$f":"IFERROR(IF(OR(M137=\"\",'Combined scenario - input'!$D122=\"\"),\"\",M137/'Combined scenario - input'!$D122),\"\")","v":""},{"$f":"IFERROR(IF(OR(N137=\"\",'Combined scenario - input'!$D122=\"\"),\"\",N137/'Combined scenario - input'!$D122),\"\")","v":""},{"$f":"IFERROR(IF(OR(O137=\"\",'Combined scenario - input'!$D122=\"\"),\"\",O137/'Combined scenario - input'!$D122),\"\")","v":""},{"$f":"IFERROR(IF(OR(P137=\"\",'Combined scenario - input'!$D122=\"\"),\"\",P137/'Combined scenario - input'!$D122),\"\")","v":""},{"$f":"IFERROR(IF(OR(Q137=\"\",'Combined scenario - input'!$D122=\"\"),\"\",Q137/'Combined scenario - input'!$D122),\"\")","v":""},{"$f":"IFERROR(IF(OR(R137=\"\",'Combined scenario - input'!$D122=\"\"),\"\",R137/'Combined scenario - input'!$D122),\"\")","v":""},{"$f":"IFERROR(IF(OR(S137=\"\",'Combined scenario - input'!$D122=\"\"),\"\",S137/'Combined scenario - input'!$D122),\"\")","v":""},{"$f":"IFERROR(IF(OR(T137=\"\",'Combined scenario - input'!$D122=\"\"),\"\",T137/'Combined scenario - input'!$D122),\"\")","v":""},{"$f":"IFERROR(IF(OR(U137=\"\",'Combined scenario - input'!$D122=\"\"),\"\",U137/'Combined scenario - input'!$D122),\"\")","v":""},{"$f":"IFERROR(IF(OR(V137=\"\",'Combined scenario - input'!$D122=\"\"),\"\",V137/'Combined scenario - input'!$D122),\"\")","v":""},{"$f":"IFERROR(IF(OR(W137=\"\",'Combined scenario - input'!$D122=\"\"),\"\",W137/'Combined scenario - input'!$D122),\"\")","v":""}]
[{"$f":"IFERROR('Combined scenario - input'!A123,\"\")","v":""},{"$f":"IFERROR('Combined scenario - input'!B123,\"\")","v":""},{"$f":"IFERROR('Combined scenario - input'!C123,\"\")","v":""},{"$f":"IFERROR(repcalc('Combined scenario - input'!$CV123:$GH123,'Combined scenario - input'!$G123,'Combined scenario - input'!$E123,'Combined scenario - input'!$F123,20,TRUE,TRUE),\"\")","v":""},"","","","","","","","","","","","","","","","","","","",{"$f":"IFERROR(IF(OR(D138=\"\",'Combined scenario - input'!$D123=\"\"),\"\",D138/'Combined scenario - input'!$D123),\"\")","v":""},{"$f":"IFERROR(IF(OR(E138=\"\",'Combined scenario - input'!$D123=\"\"),\"\",E138/'Combined scenario - input'!$D123),\"\")","v":""},{"$f":"IFERROR(IF(OR(F138=\"\",'Combined scenario - input'!$D123=\"\"),\"\",F138/'Combined scenario - input'!$D123),\"\")","v":""},{"$f":"IFERROR(IF(OR(G138=\"\",'Combined scenario - input'!$D123=\"\"),\"\",G138/'Combined scenario - input'!$D123),\"\")","v":""},{"$f":"IFERROR(IF(OR(H138=\"\",'Combined scenario - input'!$D123=\"\"),\"\",H138/'Combined scenario - input'!$D123),\"\")","v":""},{"$f":"IFERROR(IF(OR(I138=\"\",'Combined scenario - input'!$D123=\"\"),\"\",I138/'Combined scenario - input'!$D123),\"\")","v":""},{"$f":"IFERROR(IF(OR(J138=\"\",'Combined scenario - input'!$D123=\"\"),\"\",J138/'Combined scenario - input'!$D123),\"\")","v":""},{"$f":"IFERROR(IF(OR(K138=\"\",'Combined scenario - input'!$D123=\"\"),\"\",K138/'Combined scenario - input'!$D123),\"\")","v":""},{"$f":"IFERROR(IF(OR(L138=\"\",'Combined scenario - input'!$D123=\"\"),\"\",L138/'Combined scenario - input'!$D123),\"\")","v":""},{"$f":"IFERROR(IF(OR(M138=\"\",'Combined scenario - input'!$D123=\"\"),\"\",M138/'Combined scenario - input'!$D123),\"\")","v":""},{"$f":"IFERROR(IF(OR(N138=\"\",'Combined scenario - input'!$D123=\"\"),\"\",N138/'Combined scenario - input'!$D123),\"\")","v":""},{"$f":"IFERROR(IF(OR(O138=\"\",'Combined scenario - input'!$D123=\"\"),\"\",O138/'Combined scenario - input'!$D123),\"\")","v":""},{"$f":"IFERROR(IF(OR(P138=\"\",'Combined scenario - input'!$D123=\"\"),\"\",P138/'Combined scenario - input'!$D123),\"\")","v":""},{"$f":"IFERROR(IF(OR(Q138=\"\",'Combined scenario - input'!$D123=\"\"),\"\",Q138/'Combined scenario - input'!$D123),\"\")","v":""},{"$f":"IFERROR(IF(OR(R138=\"\",'Combined scenario - input'!$D123=\"\"),\"\",R138/'Combined scenario - input'!$D123),\"\")","v":""},{"$f":"IFERROR(IF(OR(S138=\"\",'Combined scenario - input'!$D123=\"\"),\"\",S138/'Combined scenario - input'!$D123),\"\")","v":""},{"$f":"IFERROR(IF(OR(T138=\"\",'Combined scenario - input'!$D123=\"\"),\"\",T138/'Combined scenario - input'!$D123),\"\")","v":""},{"$f":"IFERROR(IF(OR(U138=\"\",'Combined scenario - input'!$D123=\"\"),\"\",U138/'Combined scenario - input'!$D123),\"\")","v":""},{"$f":"IFERROR(IF(OR(V138=\"\",'Combined scenario - input'!$D123=\"\"),\"\",V138/'Combined scenario - input'!$D123),\"\")","v":""},{"$f":"IFERROR(IF(OR(W138=\"\",'Combined scenario - input'!$D123=\"\"),\"\",W138/'Combined scenario - input'!$D123),\"\")","v":""}]
[{"$f":"IFERROR('Combined scenario - input'!A124,\"\")","v":""},{"$f":"IFERROR('Combined scenario - input'!B124,\"\")","v":""},{"$f":"IFERROR('Combined scenario - input'!C124,\"\")","v":""},{"$f":"IFERROR(repcalc('Combined scenario - input'!$CV124:$GH124,'Combined scenario - input'!$G124,'Combined scenario - input'!$E124,'Combined scenario - input'!$F124,20,TRUE,TRUE),\"\")","v":""},"","","","","","","","","","","","","","","","","","","",{"$f":"IFERROR(IF(OR(D139=\"\",'Combined scenario - input'!$D124=\"\"),\"\",D139/'Combined scenario - input'!$D124),\"\")","v":""},{"$f":"IFERROR(IF(OR(E139=\"\",'Combined scenario - input'!$D124=\"\"),\"\",E139/'Combined scenario - input'!$D124),\"\")","v":""},{"$f":"IFERROR(IF(OR(F139=\"\",'Combined scenario - input'!$D124=\"\"),\"\",F139/'Combined scenario - input'!$D124),\"\")","v":""},{"$f":"IFERROR(IF(OR(G139=\"\",'Combined scenario - input'!$D124=\"\"),\"\",G139/'Combined scenario - input'!$D124),\"\")","v":""},{"$f":"IFERROR(IF(OR(H139=\"\",'Combined scenario - input'!$D124=\"\"),\"\",H139/'Combined scenario - input'!$D124),\"\")","v":""},{"$f":"IFERROR(IF(OR(I139=\"\",'Combined scenario - input'!$D124=\"\"),\"\",I139/'Combined scenario - input'!$D124),\"\")","v":""},{"$f":"IFERROR(IF(OR(J139=\"\",'Combined scenario - input'!$D124=\"\"),\"\",J139/'Combined scenario - input'!$D124),\"\")","v":""},{"$f":"IFERROR(IF(OR(K139=\"\",'Combined scenario - input'!$D124=\"\"),\"\",K139/'Combined scenario - input'!$D124),\"\")","v":""},{"$f":"IFERROR(IF(OR(L139=\"\",'Combined scenario - input'!$D124=\"\"),\"\",L139/'Combined scenario - input'!$D124),\"\")","v":""},{"$f":"IFERROR(IF(OR(M139=\"\",'Combined scenario - input'!$D124=\"\"),\"\",M139/'Combined scenario - input'!$D124),\"\")","v":""},{"$f":"IFERROR(IF(OR(N139=\"\",'Combined scenario - input'!$D124=\"\"),\"\",N139/'Combined scenario - input'!$D124),\"\")","v":""},{"$f":"IFERROR(IF(OR(O139=\"\",'Combined scenario - input'!$D124=\"\"),\"\",O139/'Combined scenario - input'!$D124),\"\")","v":""},{"$f":"IFERROR(IF(OR(P139=\"\",'Combined scenario - input'!$D124=\"\"),\"\",P139/'Combined scenario - input'!$D124),\"\")","v":""},{"$f":"IFERROR(IF(OR(Q139=\"\",'Combined scenario - input'!$D124=\"\"),\"\",Q139/'Combined scenario - input'!$D124),\"\")","v":""},{"$f":"IFERROR(IF(OR(R139=\"\",'Combined scenario - input'!$D124=\"\"),\"\",R139/'Combined scenario - input'!$D124),\"\")","v":""},{"$f":"IFERROR(IF(OR(S139=\"\",'Combined scenario - input'!$D124=\"\"),\"\",S139/'Combined scenario - input'!$D124),\"\")","v":""},{"$f":"IFERROR(IF(OR(T139=\"\",'Combined scenario - input'!$D124=\"\"),\"\",T139/'Combined scenario - input'!$D124),\"\")","v":""},{"$f":"IFERROR(IF(OR(U139=\"\",'Combined scenario - input'!$D124=\"\"),\"\",U139/'Combined scenario - input'!$D124),\"\")","v":""},{"$f":"IFERROR(IF(OR(V139=\"\",'Combined scenario - input'!$D124=\"\"),\"\",V139/'Combined scenario - input'!$D124),\"\")","v":""},{"$f":"IFERROR(IF(OR(W139=\"\",'Combined scenario - input'!$D124=\"\"),\"\",W139/'Combined scenario - input'!$D124),\"\")","v":""}]
[{"$f":"IFERROR('Combined scenario - input'!A125,\"\")","v":""},{"$f":"IFERROR('Combined scenario - input'!B125,\"\")","v":""},{"$f":"IFERROR('Combined scenario - input'!C125,\"\")","v":""},{"$f":"IFERROR(repcalc('Combined scenario - input'!$CV125:$GH125,'Combined scenario - input'!$G125,'Combined scenario - input'!$E125,'Combined scenario - input'!$F125,20,TRUE,TRUE),\"\")","v":""},"","","","","","","","","","","","","","","","","","","",{"$f":"IFERROR(IF(OR(D140=\"\",'Combined scenario - input'!$D125=\"\"),\"\",D140/'Combined scenario - input'!$D125),\"\")","v":""},{"$f":"IFERROR(IF(OR(E140=\"\",'Combined scenario - input'!$D125=\"\"),\"\",E140/'Combined scenario - input'!$D125),\"\")","v":""},{"$f":"IFERROR(IF(OR(F140=\"\",'Combined scenario - input'!$D125=\"\"),\"\",F140/'Combined scenario - input'!$D125),\"\")","v":""},{"$f":"IFERROR(IF(OR(G140=\"\",'Combined scenario - input'!$D125=\"\"),\"\",G140/'Combined scenario - input'!$D125),\"\")","v":""},{"$f":"IFERROR(IF(OR(H140=\"\",'Combined scenario - input'!$D125=\"\"),\"\",H140/'Combined scenario - input'!$D125),\"\")","v":""},{"$f":"IFERROR(IF(OR(I140=\"\",'Combined scenario - input'!$D125=\"\"),\"\",I140/'Combined scenario - input'!$D125),\"\")","v":""},{"$f":"IFERROR(IF(OR(J140=\"\",'Combined scenario - input'!$D125=\"\"),\"\",J140/'Combined scenario - input'!$D125),\"\")","v":""},{"$f":"IFERROR(IF(OR(K140=\"\",'Combined scenario - input'!$D125=\"\"),\"\",K140/'Combined scenario - input'!$D125),\"\")","v":""},{"$f":"IFERROR(IF(OR(L140=\"\",'Combined scenario - input'!$D125=\"\"),\"\",L140/'Combined scenario - input'!$D125),\"\")","v":""},{"$f":"IFERROR(IF(OR(M140=\"\",'Combined scenario - input'!$D125=\"\"),\"\",M140/'Combined scenario - input'!$D125),\"\")","v":""},{"$f":"IFERROR(IF(OR(N140=\"\",'Combined scenario - input'!$D125=\"\"),\"\",N140/'Combined scenario - input'!$D125),\"\")","v":""},{"$f":"IFERROR(IF(OR(O140=\"\",'Combined scenario - input'!$D125=\"\"),\"\",O140/'Combined scenario - input'!$D125),\"\")","v":""},{"$f":"IFERROR(IF(OR(P140=\"\",'Combined scenario - input'!$D125=\"\"),\"\",P140/'Combined scenario - input'!$D125),\"\")","v":""},{"$f":"IFERROR(IF(OR(Q140=\"\",'Combined scenario - input'!$D125=\"\"),\"\",Q140/'Combined scenario - input'!$D125),\"\")","v":""},{"$f":"IFERROR(IF(OR(R140=\"\",'Combined scenario - input'!$D125=\"\"),\"\",R140/'Combined scenario - input'!$D125),\"\")","v":""},{"$f":"IFERROR(IF(OR(S140=\"\",'Combined scenario - input'!$D125=\"\"),\"\",S140/'Combined scenario - input'!$D125),\"\")","v":""},{"$f":"IFERROR(IF(OR(T140=\"\",'Combined scenario - input'!$D125=\"\"),\"\",T140/'Combined scenario - input'!$D125),\"\")","v":""},{"$f":"IFERROR(IF(OR(U140=\"\",'Combined scenario - input'!$D125=\"\"),\"\",U140/'Combined scenario - input'!$D125),\"\")","v":""},{"$f":"IFERROR(IF(OR(V140=\"\",'Combined scenario - input'!$D125=\"\"),\"\",V140/'Combined scenario - input'!$D125),\"\")","v":""},{"$f":"IFERROR(IF(OR(W140=\"\",'Combined scenario - input'!$D125=\"\"),\"\",W140/'Combined scenario - input'!$D125),\"\")","v":""}]
[{"$f":"IFERROR('Combined scenario - input'!A126,\"\")","v":""},{"$f":"IFERROR('Combined scenario - input'!B126,\"\")","v":""},{"$f":"IFERROR('Combined scenario - input'!C126,\"\")","v":""},{"$f":"IFERROR(repcalc('Combined scenario - input'!$CV126:$GH126,'Combined scenario - input'!$G126,'Combined scenario - input'!$E126,'Combined scenario - input'!$F126,20,TRUE,TRUE),\"\")","v":""},"","","","","","","","","","","","","","","","","","","",{"$f":"IFERROR(IF(OR(D141=\"\",'Combined scenario - input'!$D126=\"\"),\"\",D141/'Combined scenario - input'!$D126),\"\")","v":""},{"$f":"IFERROR(IF(OR(E141=\"\",'Combined scenario - input'!$D126=\"\"),\"\",E141/'Combined scenario - input'!$D126),\"\")","v":""},{"$f":"IFERROR(IF(OR(F141=\"\",'Combined scenario - input'!$D126=\"\"),\"\",F141/'Combined scenario - input'!$D126),\"\")","v":""},{"$f":"IFERROR(IF(OR(G141=\"\",'Combined scenario - input'!$D126=\"\"),\"\",G141/'Combined scenario - input'!$D126),\"\")","v":""},{"$f":"IFERROR(IF(OR(H141=\"\",'Combined scenario - input'!$D126=\"\"),\"\",H141/'Combined scenario - input'!$D126),\"\")","v":""},{"$f":"IFERROR(IF(OR(I141=\"\",'Combined scenario - input'!$D126=\"\"),\"\",I141/'Combined scenario - input'!$D126),\"\")","v":""},{"$f":"IFERROR(IF(OR(J141=\"\",'Combined scenario - input'!$D126=\"\"),\"\",J141/'Combined scenario - input'!$D126),\"\")","v":""},{"$f":"IFERROR(IF(OR(K141=\"\",'Combined scenario - input'!$D126=\"\"),\"\",K141/'Combined scenario - input'!$D126),\"\")","v":""},{"$f":"IFERROR(IF(OR(L141=\"\",'Combined scenario - input'!$D126=\"\"),\"\",L141/'Combined scenario - input'!$D126),\"\")","v":""},{"$f":"IFERROR(IF(OR(M141=\"\",'Combined scenario - input'!$D126=\"\"),\"\",M141/'Combined scenario - input'!$D126),\"\")","v":""},{"$f":"IFERROR(IF(OR(N141=\"\",'Combined scenario - input'!$D126=\"\"),\"\",N141/'Combined scenario - input'!$D126),\"\")","v":""},{"$f":"IFERROR(IF(OR(O141=\"\",'Combined scenario - input'!$D126=\"\"),\"\",O141/'Combined scenario - input'!$D126),\"\")","v":""},{"$f":"IFERROR(IF(OR(P141=\"\",'Combined scenario - input'!$D126=\"\"),\"\",P141/'Combined scenario - input'!$D126),\"\")","v":""},{"$f":"IFERROR(IF(OR(Q141=\"\",'Combined scenario - input'!$D126=\"\"),\"\",Q141/'Combined scenario - input'!$D126),\"\")","v":""},{"$f":"IFERROR(IF(OR(R141=\"\",'Combined scenario - input'!$D126=\"\"),\"\",R141/'Combined scenario - input'!$D126),\"\")","v":""},{"$f":"IFERROR(IF(OR(S141=\"\",'Combined scenario - input'!$D126=\"\"),\"\",S141/'Combined scenario - input'!$D126),\"\")","v":""},{"$f":"IFERROR(IF(OR(T141=\"\",'Combined scenario - input'!$D126=\"\"),\"\",T141/'Combined scenario - input'!$D126),\"\")","v":""},{"$f":"IFERROR(IF(OR(U141=\"\",'Combined scenario - input'!$D126=\"\"),\"\",U141/'Combined scenario - input'!$D126),\"\")","v":""},{"$f":"IFERROR(IF(OR(V141=\"\",'Combined scenario - input'!$D126=\"\"),\"\",V141/'Combined scenario - input'!$D126),\"\")","v":""},{"$f":"IFERROR(IF(OR(W141=\"\",'Combined scenario - input'!$D126=\"\"),\"\",W141/'Combined scenario - input'!$D126),\"\")","v":""}]
[{"$f":"IFERROR('Combined scenario - input'!A127,\"\")","v":""},{"$f":"IFERROR('Combined scenario - input'!B127,\"\")","v":""},{"$f":"IFERROR('Combined scenario - input'!C127,\"\")","v":""},{"$f":"IFERROR(repcalc('Combined scenario - input'!$CV127:$GH127,'Combined scenario - input'!$G127,'Combined scenario - input'!$E127,'Combined scenario - input'!$F127,20,TRUE,TRUE),\"\")","v":""},"","","","","","","","","","","","","","","","","","","",{"$f":"IFERROR(IF(OR(D142=\"\",'Combined scenario - input'!$D127=\"\"),\"\",D142/'Combined scenario - input'!$D127),\"\")","v":""},{"$f":"IFERROR(IF(OR(E142=\"\",'Combined scenario - input'!$D127=\"\"),\"\",E142/'Combined scenario - input'!$D127),\"\")","v":""},{"$f":"IFERROR(IF(OR(F142=\"\",'Combined scenario - input'!$D127=\"\"),\"\",F142/'Combined scenario - input'!$D127),\"\")","v":""},{"$f":"IFERROR(IF(OR(G142=\"\",'Combined scenario - input'!$D127=\"\"),\"\",G142/'Combined scenario - input'!$D127),\"\")","v":""},{"$f":"IFERROR(IF(OR(H142=\"\",'Combined scenario - input'!$D127=\"\"),\"\",H142/'Combined scenario - input'!$D127),\"\")","v":""},{"$f":"IFERROR(IF(OR(I142=\"\",'Combined scenario - input'!$D127=\"\"),\"\",I142/'Combined scenario - input'!$D127),\"\")","v":""},{"$f":"IFERROR(IF(OR(J142=\"\",'Combined scenario - input'!$D127=\"\"),\"\",J142/'Combined scenario - input'!$D127),\"\")","v":""},{"$f":"IFERROR(IF(OR(K142=\"\",'Combined scenario - input'!$D127=\"\"),\"\",K142/'Combined scenario - input'!$D127),\"\")","v":""},{"$f":"IFERROR(IF(OR(L142=\"\",'Combined scenario - input'!$D127=\"\"),\"\",L142/'Combined scenario - input'!$D127),\"\")","v":""},{"$f":"IFERROR(IF(OR(M142=\"\",'Combined scenario - input'!$D127=\"\"),\"\",M142/'Combined scenario - input'!$D127),\"\")","v":""},{"$f":"IFERROR(IF(OR(N142=\"\",'Combined scenario - input'!$D127=\"\"),\"\",N142/'Combined scenario - input'!$D127),\"\")","v":""},{"$f":"IFERROR(IF(OR(O142=\"\",'Combined scenario - input'!$D127=\"\"),\"\",O142/'Combined scenario - input'!$D127),\"\")","v":""},{"$f":"IFERROR(IF(OR(P142=\"\",'Combined scenario - input'!$D127=\"\"),\"\",P142/'Combined scenario - input'!$D127),\"\")","v":""},{"$f":"IFERROR(IF(OR(Q142=\"\",'Combined scenario - input'!$D127=\"\"),\"\",Q142/'Combined scenario - input'!$D127),\"\")","v":""},{"$f":"IFERROR(IF(OR(R142=\"\",'Combined scenario - input'!$D127=\"\"),\"\",R142/'Combined scenario - input'!$D127),\"\")","v":""},{"$f":"IFERROR(IF(OR(S142=\"\",'Combined scenario - input'!$D127=\"\"),\"\",S142/'Combined scenario - input'!$D127),\"\")","v":""},{"$f":"IFERROR(IF(OR(T142=\"\",'Combined scenario - input'!$D127=\"\"),\"\",T142/'Combined scenario - input'!$D127),\"\")","v":""},{"$f":"IFERROR(IF(OR(U142=\"\",'Combined scenario - input'!$D127=\"\"),\"\",U142/'Combined scenario - input'!$D127),\"\")","v":""},{"$f":"IFERROR(IF(OR(V142=\"\",'Combined scenario - input'!$D127=\"\"),\"\",V142/'Combined scenario - input'!$D127),\"\")","v":""},{"$f":"IFERROR(IF(OR(W142=\"\",'Combined scenario - input'!$D127=\"\"),\"\",W142/'Combined scenario - input'!$D127),\"\")","v":""}]
[{"$f":"IFERROR('Combined scenario - input'!A128,\"\")","v":""},{"$f":"IFERROR('Combined scenario - input'!B128,\"\")","v":""},{"$f":"IFERROR('Combined scenario - input'!C128,\"\")","v":""},{"$f":"IFERROR(repcalc('Combined scenario - input'!$CV128:$GH128,'Combined scenario - input'!$G128,'Combined scenario - input'!$E128,'Combined scenario - input'!$F128,20,TRUE,TRUE),\"\")","v":""},"","","","","","","","","","","","","","","","","","","",{"$f":"IFERROR(IF(OR(D143=\"\",'Combined scenario - input'!$D128=\"\"),\"\",D143/'Combined scenario - input'!$D128),\"\")","v":""},{"$f":"IFERROR(IF(OR(E143=\"\",'Combined scenario - input'!$D128=\"\"),\"\",E143/'Combined scenario - input'!$D128),\"\")","v":""},{"$f":"IFERROR(IF(OR(F143=\"\",'Combined scenario - input'!$D128=\"\"),\"\",F143/'Combined scenario - input'!$D128),\"\")","v":""},{"$f":"IFERROR(IF(OR(G143=\"\",'Combined scenario - input'!$D128=\"\"),\"\",G143/'Combined scenario - input'!$D128),\"\")","v":""},{"$f":"IFERROR(IF(OR(H143=\"\",'Combined scenario - input'!$D128=\"\"),\"\",H143/'Combined scenario - input'!$D128),\"\")","v":""},{"$f":"IFERROR(IF(OR(I143=\"\",'Combined scenario - input'!$D128=\"\"),\"\",I143/'Combined scenario - input'!$D128),\"\")","v":""},{"$f":"IFERROR(IF(OR(J143=\"\",'Combined scenario - input'!$D128=\"\"),\"\",J143/'Combined scenario - input'!$D128),\"\")","v":""},{"$f":"IFERROR(IF(OR(K143=\"\",'Combined scenario - input'!$D128=\"\"),\"\",K143/'Combined scenario - input'!$D128),\"\")","v":""},{"$f":"IFERROR(IF(OR(L143=\"\",'Combined scenario - input'!$D128=\"\"),\"\",L143/'Combined scenario - input'!$D128),\"\")","v":""},{"$f":"IFERROR(IF(OR(M143=\"\",'Combined scenario - input'!$D128=\"\"),\"\",M143/'Combined scenario - input'!$D128),\"\")","v":""},{"$f":"IFERROR(IF(OR(N143=\"\",'Combined scenario - input'!$D128=\"\"),\"\",N143/'Combined scenario - input'!$D128),\"\")","v":""},{"$f":"IFERROR(IF(OR(O143=\"\",'Combined scenario - input'!$D128=\"\"),\"\",O143/'Combined scenario - input'!$D128),\"\")","v":""},{"$f":"IFERROR(IF(OR(P143=\"\",'Combined scenario - input'!$D128=\"\"),\"\",P143/'Combined scenario - input'!$D128),\"\")","v":""},{"$f":"IFERROR(IF(OR(Q143=\"\",'Combined scenario - input'!$D128=\"\"),\"\",Q143/'Combined scenario - input'!$D128),\"\")","v":""},{"$f":"IFERROR(IF(OR(R143=\"\",'Combined scenario - input'!$D128=\"\"),\"\",R143/'Combined scenario - input'!$D128),\"\")","v":""},{"$f":"IFERROR(IF(OR(S143=\"\",'Combined scenario - input'!$D128=\"\"),\"\",S143/'Combined scenario - input'!$D128),\"\")","v":""},{"$f":"IFERROR(IF(OR(T143=\"\",'Combined scenario - input'!$D128=\"\"),\"\",T143/'Combined scenario - input'!$D128),\"\")","v":""},{"$f":"IFERROR(IF(OR(U143=\"\",'Combined scenario - input'!$D128=\"\"),\"\",U143/'Combined scenario - input'!$D128),\"\")","v":""},{"$f":"IFERROR(IF(OR(V143=\"\",'Combined scenario - input'!$D128=\"\"),\"\",V143/'Combined scenario - input'!$D128),\"\")","v":""},{"$f":"IFERROR(IF(OR(W143=\"\",'Combined scenario - input'!$D128=\"\"),\"\",W143/'Combined scenario - input'!$D128),\"\")","v":""}]
[{"$f":"IFERROR('Combined scenario - input'!A129,\"\")","v":""},{"$f":"IFERROR('Combined scenario - input'!B129,\"\")","v":""},{"$f":"IFERROR('Combined scenario - input'!C129,\"\")","v":""},{"$f":"IFERROR(repcalc('Combined scenario - input'!$CV129:$GH129,'Combined scenario - input'!$G129,'Combined scenario - input'!$E129,'Combined scenario - input'!$F129,20,TRUE,TRUE),\"\")","v":""},"","","","","","","","","","","","","","","","","","","",{"$f":"IFERROR(IF(OR(D144=\"\",'Combined scenario - input'!$D129=\"\"),\"\",D144/'Combined scenario - input'!$D129),\"\")","v":""},{"$f":"IFERROR(IF(OR(E144=\"\",'Combined scenario - input'!$D129=\"\"),\"\",E144/'Combined scenario - input'!$D129),\"\")","v":""},{"$f":"IFERROR(IF(OR(F144=\"\",'Combined scenario - input'!$D129=\"\"),\"\",F144/'Combined scenario - input'!$D129),\"\")","v":""},{"$f":"IFERROR(IF(OR(G144=\"\",'Combined scenario - input'!$D129=\"\"),\"\",G144/'Combined scenario - input'!$D129),\"\")","v":""},{"$f":"IFERROR(IF(OR(H144=\"\",'Combined scenario - input'!$D129=\"\"),\"\",H144/'Combined scenario - input'!$D129),\"\")","v":""},{"$f":"IFERROR(IF(OR(I144=\"\",'Combined scenario - input'!$D129=\"\"),\"\",I144/'Combined scenario - input'!$D129),\"\")","v":""},{"$f":"IFERROR(IF(OR(J144=\"\",'Combined scenario - input'!$D129=\"\"),\"\",J144/'Combined scenario - input'!$D129),\"\")","v":""},{"$f":"IFERROR(IF(OR(K144=\"\",'Combined scenario - input'!$D129=\"\"),\"\",K144/'Combined scenario - input'!$D129),\"\")","v":""},{"$f":"IFERROR(IF(OR(L144=\"\",'Combined scenario - input'!$D129=\"\"),\"\",L144/'Combined scenario - input'!$D129),\"\")","v":""},{"$f":"IFERROR(IF(OR(M144=\"\",'Combined scenario - input'!$D129=\"\"),\"\",M144/'Combined scenario - input'!$D129),\"\")","v":""},{"$f":"IFERROR(IF(OR(N144=\"\",'Combined scenario - input'!$D129=\"\"),\"\",N144/'Combined scenario - input'!$D129),\"\")","v":""},{"$f":"IFERROR(IF(OR(O144=\"\",'Combined scenario - input'!$D129=\"\"),\"\",O144/'Combined scenario - input'!$D129),\"\")","v":""},{"$f":"IFERROR(IF(OR(P144=\"\",'Combined scenario - input'!$D129=\"\"),\"\",P144/'Combined scenario - input'!$D129),\"\")","v":""},{"$f":"IFERROR(IF(OR(Q144=\"\",'Combined scenario - input'!$D129=\"\"),\"\",Q144/'Combined scenario - input'!$D129),\"\")","v":""},{"$f":"IFERROR(IF(OR(R144=\"\",'Combined scenario - input'!$D129=\"\"),\"\",R144/'Combined scenario - input'!$D129),\"\")","v":""},{"$f":"IFERROR(IF(OR(S144=\"\",'Combined scenario - input'!$D129=\"\"),\"\",S144/'Combined scenario - input'!$D129),\"\")","v":""},{"$f":"IFERROR(IF(OR(T144=\"\",'Combined scenario - input'!$D129=\"\"),\"\",T144/'Combined scenario - input'!$D129),\"\")","v":""},{"$f":"IFERROR(IF(OR(U144=\"\",'Combined scenario - input'!$D129=\"\"),\"\",U144/'Combined scenario - input'!$D129),\"\")","v":""},{"$f":"IFERROR(IF(OR(V144=\"\",'Combined scenario - input'!$D129=\"\"),\"\",V144/'Combined scenario - input'!$D129),\"\")","v":""},{"$f":"IFERROR(IF(OR(W144=\"\",'Combined scenario - input'!$D129=\"\"),\"\",W144/'Combined scenario - input'!$D129),\"\")","v":""}]
[{"$f":"IFERROR('Combined scenario - input'!A130,\"\")","v":""},{"$f":"IFERROR('Combined scenario - input'!B130,\"\")","v":""},{"$f":"IFERROR('Combined scenario - input'!C130,\"\")","v":""},{"$f":"IFERROR(repcalc('Combined scenario - input'!$CV130:$GH130,'Combined scenario - input'!$G130,'Combined scenario - input'!$E130,'Combined scenario - input'!$F130,20,TRUE,TRUE),\"\")","v":""},"","","","","","","","","","","","","","","","","","","",{"$f":"IFERROR(IF(OR(D145=\"\",'Combined scenario - input'!$D130=\"\"),\"\",D145/'Combined scenario - input'!$D130),\"\")","v":""},{"$f":"IFERROR(IF(OR(E145=\"\",'Combined scenario - input'!$D130=\"\"),\"\",E145/'Combined scenario - input'!$D130),\"\")","v":""},{"$f":"IFERROR(IF(OR(F145=\"\",'Combined scenario - input'!$D130=\"\"),\"\",F145/'Combined scenario - input'!$D130),\"\")","v":""},{"$f":"IFERROR(IF(OR(G145=\"\",'Combined scenario - input'!$D130=\"\"),\"\",G145/'Combined scenario - input'!$D130),\"\")","v":""},{"$f":"IFERROR(IF(OR(H145=\"\",'Combined scenario - input'!$D130=\"\"),\"\",H145/'Combined scenario - input'!$D130),\"\")","v":""},{"$f":"IFERROR(IF(OR(I145=\"\",'Combined scenario - input'!$D130=\"\"),\"\",I145/'Combined scenario - input'!$D130),\"\")","v":""},{"$f":"IFERROR(IF(OR(J145=\"\",'Combined scenario - input'!$D130=\"\"),\"\",J145/'Combined scenario - input'!$D130),\"\")","v":""},{"$f":"IFERROR(IF(OR(K145=\"\",'Combined scenario - input'!$D130=\"\"),\"\",K145/'Combined scenario - input'!$D130),\"\")","v":""},{"$f":"IFERROR(IF(OR(L145=\"\",'Combined scenario - input'!$D130=\"\"),\"\",L145/'Combined scenario - input'!$D130),\"\")","v":""},{"$f":"IFERROR(IF(OR(M145=\"\",'Combined scenario - input'!$D130=\"\"),\"\",M145/'Combined scenario - input'!$D130),\"\")","v":""},{"$f":"IFERROR(IF(OR(N145=\"\",'Combined scenario - input'!$D130=\"\"),\"\",N145/'Combined scenario - input'!$D130),\"\")","v":""},{"$f":"IFERROR(IF(OR(O145=\"\",'Combined scenario - input'!$D130=\"\"),\"\",O145/'Combined scenario - input'!$D130),\"\")","v":""},{"$f":"IFERROR(IF(OR(P145=\"\",'Combined scenario - input'!$D130=\"\"),\"\",P145/'Combined scenario - input'!$D130),\"\")","v":""},{"$f":"IFERROR(IF(OR(Q145=\"\",'Combined scenario - input'!$D130=\"\"),\"\",Q145/'Combined scenario - input'!$D130),\"\")","v":""},{"$f":"IFERROR(IF(OR(R145=\"\",'Combined scenario - input'!$D130=\"\"),\"\",R145/'Combined scenario - input'!$D130),\"\")","v":""},{"$f":"IFERROR(IF(OR(S145=\"\",'Combined scenario - input'!$D130=\"\"),\"\",S145/'Combined scenario - input'!$D130),\"\")","v":""},{"$f":"IFERROR(IF(OR(T145=\"\",'Combined scenario - input'!$D130=\"\"),\"\",T145/'Combined scenario - input'!$D130),\"\")","v":""},{"$f":"IFERROR(IF(OR(U145=\"\",'Combined scenario - input'!$D130=\"\"),\"\",U145/'Combined scenario - input'!$D130),\"\")","v":""},{"$f":"IFERROR(IF(OR(V145=\"\",'Combined scenario - input'!$D130=\"\"),\"\",V145/'Combined scenario - input'!$D130),\"\")","v":""},{"$f":"IFERROR(IF(OR(W145=\"\",'Combined scenario - input'!$D130=\"\"),\"\",W145/'Combined scenario - input'!$D130),\"\")","v":""}]
[{"$f":"IFERROR('Combined scenario - input'!A131,\"\")","v":""},{"$f":"IFERROR('Combined scenario - input'!B131,\"\")","v":""},{"$f":"IFERROR('Combined scenario - input'!C131,\"\")","v":""},{"$f":"IFERROR(repcalc('Combined scenario - input'!$CV131:$GH131,'Combined scenario - input'!$G131,'Combined scenario - input'!$E131,'Combined scenario - input'!$F131,20,TRUE,TRUE),\"\")","v":""},"","","","","","","","","","","","","","","","","","","",{"$f":"IFERROR(IF(OR(D146=\"\",'Combined scenario - input'!$D131=\"\"),\"\",D146/'Combined scenario - input'!$D131),\"\")","v":""},{"$f":"IFERROR(IF(OR(E146=\"\",'Combined scenario - input'!$D131=\"\"),\"\",E146/'Combined scenario - input'!$D131),\"\")","v":""},{"$f":"IFERROR(IF(OR(F146=\"\",'Combined scenario - input'!$D131=\"\"),\"\",F146/'Combined scenario - input'!$D131),\"\")","v":""},{"$f":"IFERROR(IF(OR(G146=\"\",'Combined scenario - input'!$D131=\"\"),\"\",G146/'Combined scenario - input'!$D131),\"\")","v":""},{"$f":"IFERROR(IF(OR(H146=\"\",'Combined scenario - input'!$D131=\"\"),\"\",H146/'Combined scenario - input'!$D131),\"\")","v":""},{"$f":"IFERROR(IF(OR(I146=\"\",'Combined scenario - input'!$D131=\"\"),\"\",I146/'Combined scenario - input'!$D131),\"\")","v":""},{"$f":"IFERROR(IF(OR(J146=\"\",'Combined scenario - input'!$D131=\"\"),\"\",J146/'Combined scenario - input'!$D131),\"\")","v":""},{"$f":"IFERROR(IF(OR(K146=\"\",'Combined scenario - input'!$D131=\"\"),\"\",K146/'Combined scenario - input'!$D131),\"\")","v":""},{"$f":"IFERROR(IF(OR(L146=\"\",'Combined scenario - input'!$D131=\"\"),\"\",L146/'Combined scenario - input'!$D131),\"\")","v":""},{"$f":"IFERROR(IF(OR(M146=\"\",'Combined scenario - input'!$D131=\"\"),\"\",M146/'Combined scenario - input'!$D131),\"\")","v":""},{"$f":"IFERROR(IF(OR(N146=\"\",'Combined scenario - input'!$D131=\"\"),\"\",N146/'Combined scenario - input'!$D131),\"\")","v":""},{"$f":"IFERROR(IF(OR(O146=\"\",'Combined scenario - input'!$D131=\"\"),\"\",O146/'Combined scenario - input'!$D131),\"\")","v":""},{"$f":"IFERROR(IF(OR(P146=\"\",'Combined scenario - input'!$D131=\"\"),\"\",P146/'Combined scenario - input'!$D131),\"\")","v":""},{"$f":"IFERROR(IF(OR(Q146=\"\",'Combined scenario - input'!$D131=\"\"),\"\",Q146/'Combined scenario - input'!$D131),\"\")","v":""},{"$f":"IFERROR(IF(OR(R146=\"\",'Combined scenario - input'!$D131=\"\"),\"\",R146/'Combined scenario - input'!$D131),\"\")","v":""},{"$f":"IFERROR(IF(OR(S146=\"\",'Combined scenario - input'!$D131=\"\"),\"\",S146/'Combined scenario - input'!$D131),\"\")","v":""},{"$f":"IFERROR(IF(OR(T146=\"\",'Combined scenario - input'!$D131=\"\"),\"\",T146/'Combined scenario - input'!$D131),\"\")","v":""},{"$f":"IFERROR(IF(OR(U146=\"\",'Combined scenario - input'!$D131=\"\"),\"\",U146/'Combined scenario - input'!$D131),\"\")","v":""},{"$f":"IFERROR(IF(OR(V146=\"\",'Combined scenario - input'!$D131=\"\"),\"\",V146/'Combined scenario - input'!$D131),\"\")","v":""},{"$f":"IFERROR(IF(OR(W146=\"\",'Combined scenario - input'!$D131=\"\"),\"\",W146/'Combined scenario - input'!$D131),\"\")","v":""}]
[{"$f":"IFERROR('Combined scenario - input'!A132,\"\")","v":""},{"$f":"IFERROR('Combined scenario - input'!B132,\"\")","v":""},{"$f":"IFERROR('Combined scenario - input'!C132,\"\")","v":""},{"$f":"IFERROR(repcalc('Combined scenario - input'!$CV132:$GH132,'Combined scenario - input'!$G132,'Combined scenario - input'!$E132,'Combined scenario - input'!$F132,20,TRUE,TRUE),\"\")","v":""},"","","","","","","","","","","","","","","","","","","",{"$f":"IFERROR(IF(OR(D147=\"\",'Combined scenario - input'!$D132=\"\"),\"\",D147/'Combined scenario - input'!$D132),\"\")","v":""},{"$f":"IFERROR(IF(OR(E147=\"\",'Combined scenario - input'!$D132=\"\"),\"\",E147/'Combined scenario - input'!$D132),\"\")","v":""},{"$f":"IFERROR(IF(OR(F147=\"\",'Combined scenario - input'!$D132=\"\"),\"\",F147/'Combined scenario - input'!$D132),\"\")","v":""},{"$f":"IFERROR(IF(OR(G147=\"\",'Combined scenario - input'!$D132=\"\"),\"\",G147/'Combined scenario - input'!$D132),\"\")","v":""},{"$f":"IFERROR(IF(OR(H147=\"\",'Combined scenario - input'!$D132=\"\"),\"\",H147/'Combined scenario - input'!$D132),\"\")","v":""},{"$f":"IFERROR(IF(OR(I147=\"\",'Combined scenario - input'!$D132=\"\"),\"\",I147/'Combined scenario - input'!$D132),\"\")","v":""},{"$f":"IFERROR(IF(OR(J147=\"\",'Combined scenario - input'!$D132=\"\"),\"\",J147/'Combined scenario - input'!$D132),\"\")","v":""},{"$f":"IFERROR(IF(OR(K147=\"\",'Combined scenario - input'!$D132=\"\"),\"\",K147/'Combined scenario - input'!$D132),\"\")","v":""},{"$f":"IFERROR(IF(OR(L147=\"\",'Combined scenario - input'!$D132=\"\"),\"\",L147/'Combined scenario - input'!$D132),\"\")","v":""},{"$f":"IFERROR(IF(OR(M147=\"\",'Combined scenario - input'!$D132=\"\"),\"\",M147/'Combined scenario - input'!$D132),\"\")","v":""},{"$f":"IFERROR(IF(OR(N147=\"\",'Combined scenario - input'!$D132=\"\"),\"\",N147/'Combined scenario - input'!$D132),\"\")","v":""},{"$f":"IFERROR(IF(OR(O147=\"\",'Combined scenario - input'!$D132=\"\"),\"\",O147/'Combined scenario - input'!$D132),\"\")","v":""},{"$f":"IFERROR(IF(OR(P147=\"\",'Combined scenario - input'!$D132=\"\"),\"\",P147/'Combined scenario - input'!$D132),\"\")","v":""},{"$f":"IFERROR(IF(OR(Q147=\"\",'Combined scenario - input'!$D132=\"\"),\"\",Q147/'Combined scenario - input'!$D132),\"\")","v":""},{"$f":"IFERROR(IF(OR(R147=\"\",'Combined scenario - input'!$D132=\"\"),\"\",R147/'Combined scenario - input'!$D132),\"\")","v":""},{"$f":"IFERROR(IF(OR(S147=\"\",'Combined scenario - input'!$D132=\"\"),\"\",S147/'Combined scenario - input'!$D132),\"\")","v":""},{"$f":"IFERROR(IF(OR(T147=\"\",'Combined scenario - input'!$D132=\"\"),\"\",T147/'Combined scenario - input'!$D132),\"\")","v":""},{"$f":"IFERROR(IF(OR(U147=\"\",'Combined scenario - input'!$D132=\"\"),\"\",U147/'Combined scenario - input'!$D132),\"\")","v":""},{"$f":"IFERROR(IF(OR(V147=\"\",'Combined scenario - input'!$D132=\"\"),\"\",V147/'Combined scenario - input'!$D132),\"\")","v":""},{"$f":"IFERROR(IF(OR(W147=\"\",'Combined scenario - input'!$D132=\"\"),\"\",W147/'Combined scenario - input'!$D132),\"\")","v":""}]
[{"$f":"IFERROR('Combined scenario - input'!A133,\"\")","v":""},{"$f":"IFERROR('Combined scenario - input'!B133,\"\")","v":""},{"$f":"IFERROR('Combined scenario - input'!C133,\"\")","v":""},{"$f":"IFERROR(repcalc('Combined scenario - input'!$CV133:$GH133,'Combined scenario - input'!$G133,'Combined scenario - input'!$E133,'Combined scenario - input'!$F133,20,TRUE,TRUE),\"\")","v":""},"","","","","","","","","","","","","","","","","","","",{"$f":"IFERROR(IF(OR(D148=\"\",'Combined scenario - input'!$D133=\"\"),\"\",D148/'Combined scenario - input'!$D133),\"\")","v":""},{"$f":"IFERROR(IF(OR(E148=\"\",'Combined scenario - input'!$D133=\"\"),\"\",E148/'Combined scenario - input'!$D133),\"\")","v":""},{"$f":"IFERROR(IF(OR(F148=\"\",'Combined scenario - input'!$D133=\"\"),\"\",F148/'Combined scenario - input'!$D133),\"\")","v":""},{"$f":"IFERROR(IF(OR(G148=\"\",'Combined scenario - input'!$D133=\"\"),\"\",G148/'Combined scenario - input'!$D133),\"\")","v":""},{"$f":"IFERROR(IF(OR(H148=\"\",'Combined scenario - input'!$D133=\"\"),\"\",H148/'Combined scenario - input'!$D133),\"\")","v":""},{"$f":"IFERROR(IF(OR(I148=\"\",'Combined scenario - input'!$D133=\"\"),\"\",I148/'Combined scenario - input'!$D133),\"\")","v":""},{"$f":"IFERROR(IF(OR(J148=\"\",'Combined scenario - input'!$D133=\"\"),\"\",J148/'Combined scenario - input'!$D133),\"\")","v":""},{"$f":"IFERROR(IF(OR(K148=\"\",'Combined scenario - input'!$D133=\"\"),\"\",K148/'Combined scenario - input'!$D133),\"\")","v":""},{"$f":"IFERROR(IF(OR(L148=\"\",'Combined scenario - input'!$D133=\"\"),\"\",L148/'Combined scenario - input'!$D133),\"\")","v":""},{"$f":"IFERROR(IF(OR(M148=\"\",'Combined scenario - input'!$D133=\"\"),\"\",M148/'Combined scenario - input'!$D133),\"\")","v":""},{"$f":"IFERROR(IF(OR(N148=\"\",'Combined scenario - input'!$D133=\"\"),\"\",N148/'Combined scenario - input'!$D133),\"\")","v":""},{"$f":"IFERROR(IF(OR(O148=\"\",'Combined scenario - input'!$D133=\"\"),\"\",O148/'Combined scenario - input'!$D133),\"\")","v":""},{"$f":"IFERROR(IF(OR(P148=\"\",'Combined scenario - input'!$D133=\"\"),\"\",P148/'Combined scenario - input'!$D133),\"\")","v":""},{"$f":"IFERROR(IF(OR(Q148=\"\",'Combined scenario - input'!$D133=\"\"),\"\",Q148/'Combined scenario - input'!$D133),\"\")","v":""},{"$f":"IFERROR(IF(OR(R148=\"\",'Combined scenario - input'!$D133=\"\"),\"\",R148/'Combined scenario - input'!$D133),\"\")","v":""},{"$f":"IFERROR(IF(OR(S148=\"\",'Combined scenario - input'!$D133=\"\"),\"\",S148/'Combined scenario - input'!$D133),\"\")","v":""},{"$f":"IFERROR(IF(OR(T148=\"\",'Combined scenario - input'!$D133=\"\"),\"\",T148/'Combined scenario - input'!$D133),\"\")","v":""},{"$f":"IFERROR(IF(OR(U148=\"\",'Combined scenario - input'!$D133=\"\"),\"\",U148/'Combined scenario - input'!$D133),\"\")","v":""},{"$f":"IFERROR(IF(OR(V148=\"\",'Combined scenario - input'!$D133=\"\"),\"\",V148/'Combined scenario - input'!$D133),\"\")","v":""},{"$f":"IFERROR(IF(OR(W148=\"\",'Combined scenario - input'!$D133=\"\"),\"\",W148/'Combined scenario - input'!$D133),\"\")","v":""}]
[{"$f":"IFERROR('Combined scenario - input'!A134,\"\")","v":""},{"$f":"IFERROR('Combined scenario - input'!B134,\"\")","v":""},{"$f":"IFERROR('Combined scenario - input'!C134,\"\")","v":""},{"$f":"IFERROR(repcalc('Combined scenario - input'!$CV134:$GH134,'Combined scenario - input'!$G134,'Combined scenario - input'!$E134,'Combined scenario - input'!$F134,20,TRUE,TRUE),\"\")","v":""},"","","","","","","","","","","","","","","","","","","",{"$f":"IFERROR(IF(OR(D149=\"\",'Combined scenario - input'!$D134=\"\"),\"\",D149/'Combined scenario - input'!$D134),\"\")","v":""},{"$f":"IFERROR(IF(OR(E149=\"\",'Combined scenario - input'!$D134=\"\"),\"\",E149/'Combined scenario - input'!$D134),\"\")","v":""},{"$f":"IFERROR(IF(OR(F149=\"\",'Combined scenario - input'!$D134=\"\"),\"\",F149/'Combined scenario - input'!$D134),\"\")","v":""},{"$f":"IFERROR(IF(OR(G149=\"\",'Combined scenario - input'!$D134=\"\"),\"\",G149/'Combined scenario - input'!$D134),\"\")","v":""},{"$f":"IFERROR(IF(OR(H149=\"\",'Combined scenario - input'!$D134=\"\"),\"\",H149/'Combined scenario - input'!$D134),\"\")","v":""},{"$f":"IFERROR(IF(OR(I149=\"\",'Combined scenario - input'!$D134=\"\"),\"\",I149/'Combined scenario - input'!$D134),\"\")","v":""},{"$f":"IFERROR(IF(OR(J149=\"\",'Combined scenario - input'!$D134=\"\"),\"\",J149/'Combined scenario - input'!$D134),\"\")","v":""},{"$f":"IFERROR(IF(OR(K149=\"\",'Combined scenario - input'!$D134=\"\"),\"\",K149/'Combined scenario - input'!$D134),\"\")","v":""},{"$f":"IFERROR(IF(OR(L149=\"\",'Combined scenario - input'!$D134=\"\"),\"\",L149/'Combined scenario - input'!$D134),\"\")","v":""},{"$f":"IFERROR(IF(OR(M149=\"\",'Combined scenario - input'!$D134=\"\"),\"\",M149/'Combined scenario - input'!$D134),\"\")","v":""},{"$f":"IFERROR(IF(OR(N149=\"\",'Combined scenario - input'!$D134=\"\"),\"\",N149/'Combined scenario - input'!$D134),\"\")","v":""},{"$f":"IFERROR(IF(OR(O149=\"\",'Combined scenario - input'!$D134=\"\"),\"\",O149/'Combined scenario - input'!$D134),\"\")","v":""},{"$f":"IFERROR(IF(OR(P149=\"\",'Combined scenario - input'!$D134=\"\"),\"\",P149/'Combined scenario - input'!$D134),\"\")","v":""},{"$f":"IFERROR(IF(OR(Q149=\"\",'Combined scenario - input'!$D134=\"\"),\"\",Q149/'Combined scenario - input'!$D134),\"\")","v":""},{"$f":"IFERROR(IF(OR(R149=\"\",'Combined scenario - input'!$D134=\"\"),\"\",R149/'Combined scenario - input'!$D134),\"\")","v":""},{"$f":"IFERROR(IF(OR(S149=\"\",'Combined scenario - input'!$D134=\"\"),\"\",S149/'Combined scenario - input'!$D134),\"\")","v":""},{"$f":"IFERROR(IF(OR(T149=\"\",'Combined scenario - input'!$D134=\"\"),\"\",T149/'Combined scenario - input'!$D134),\"\")","v":""},{"$f":"IFERROR(IF(OR(U149=\"\",'Combined scenario - input'!$D134=\"\"),\"\",U149/'Combined scenario - input'!$D134),\"\")","v":""},{"$f":"IFERROR(IF(OR(V149=\"\",'Combined scenario - input'!$D134=\"\"),\"\",V149/'Combined scenario - input'!$D134),\"\")","v":""},{"$f":"IFERROR(IF(OR(W149=\"\",'Combined scenario - input'!$D134=\"\"),\"\",W149/'Combined scenario - input'!$D134),\"\")","v":""}]
[{"$f":"IFERROR('Combined scenario - input'!A135,\"\")","v":""},{"$f":"IFERROR('Combined scenario - input'!B135,\"\")","v":""},{"$f":"IFERROR('Combined scenario - input'!C135,\"\")","v":""},{"$f":"IFERROR(repcalc('Combined scenario - input'!$CV135:$GH135,'Combined scenario - input'!$G135,'Combined scenario - input'!$E135,'Combined scenario - input'!$F135,20,TRUE,TRUE),\"\")","v":""},"","","","","","","","","","","","","","","","","","","",{"$f":"IFERROR(IF(OR(D150=\"\",'Combined scenario - input'!$D135=\"\"),\"\",D150/'Combined scenario - input'!$D135),\"\")","v":""},{"$f":"IFERROR(IF(OR(E150=\"\",'Combined scenario - input'!$D135=\"\"),\"\",E150/'Combined scenario - input'!$D135),\"\")","v":""},{"$f":"IFERROR(IF(OR(F150=\"\",'Combined scenario - input'!$D135=\"\"),\"\",F150/'Combined scenario - input'!$D135),\"\")","v":""},{"$f":"IFERROR(IF(OR(G150=\"\",'Combined scenario - input'!$D135=\"\"),\"\",G150/'Combined scenario - input'!$D135),\"\")","v":""},{"$f":"IFERROR(IF(OR(H150=\"\",'Combined scenario - input'!$D135=\"\"),\"\",H150/'Combined scenario - input'!$D135),\"\")","v":""},{"$f":"IFERROR(IF(OR(I150=\"\",'Combined scenario - input'!$D135=\"\"),\"\",I150/'Combined scenario - input'!$D135),\"\")","v":""},{"$f":"IFERROR(IF(OR(J150=\"\",'Combined scenario - input'!$D135=\"\"),\"\",J150/'Combined scenario - input'!$D135),\"\")","v":""},{"$f":"IFERROR(IF(OR(K150=\"\",'Combined scenario - input'!$D135=\"\"),\"\",K150/'Combined scenario - input'!$D135),\"\")","v":""},{"$f":"IFERROR(IF(OR(L150=\"\",'Combined scenario - input'!$D135=\"\"),\"\",L150/'Combined scenario - input'!$D135),\"\")","v":""},{"$f":"IFERROR(IF(OR(M150=\"\",'Combined scenario - input'!$D135=\"\"),\"\",M150/'Combined scenario - input'!$D135),\"\")","v":""},{"$f":"IFERROR(IF(OR(N150=\"\",'Combined scenario - input'!$D135=\"\"),\"\",N150/'Combined scenario - input'!$D135),\"\")","v":""},{"$f":"IFERROR(IF(OR(O150=\"\",'Combined scenario - input'!$D135=\"\"),\"\",O150/'Combined scenario - input'!$D135),\"\")","v":""},{"$f":"IFERROR(IF(OR(P150=\"\",'Combined scenario - input'!$D135=\"\"),\"\",P150/'Combined scenario - input'!$D135),\"\")","v":""},{"$f":"IFERROR(IF(OR(Q150=\"\",'Combined scenario - input'!$D135=\"\"),\"\",Q150/'Combined scenario - input'!$D135),\"\")","v":""},{"$f":"IFERROR(IF(OR(R150=\"\",'Combined scenario - input'!$D135=\"\"),\"\",R150/'Combined scenario - input'!$D135),\"\")","v":""},{"$f":"IFERROR(IF(OR(S150=\"\",'Combined scenario - input'!$D135=\"\"),\"\",S150/'Combined scenario - input'!$D135),\"\")","v":""},{"$f":"IFERROR(IF(OR(T150=\"\",'Combined scenario - input'!$D135=\"\"),\"\",T150/'Combined scenario - input'!$D135),\"\")","v":""},{"$f":"IFERROR(IF(OR(U150=\"\",'Combined scenario - input'!$D135=\"\"),\"\",U150/'Combined scenario - input'!$D135),\"\")","v":""},{"$f":"IFERROR(IF(OR(V150=\"\",'Combined scenario - input'!$D135=\"\"),\"\",V150/'Combined scenario - input'!$D135),\"\")","v":""},{"$f":"IFERROR(IF(OR(W150=\"\",'Combined scenario - input'!$D135=\"\"),\"\",W150/'Combined scenario - input'!$D135),\"\")","v":""}]
[{"$f":"IFERROR('Combined scenario - input'!A136,\"\")","v":""},{"$f":"IFERROR('Combined scenario - input'!B136,\"\")","v":""},{"$f":"IFERROR('Combined scenario - input'!C136,\"\")","v":""},{"$f":"IFERROR(repcalc('Combined scenario - input'!$CV136:$GH136,'Combined scenario - input'!$G136,'Combined scenario - input'!$E136,'Combined scenario - input'!$F136,20,TRUE,TRUE),\"\")","v":""},"","","","","","","","","","","","","","","","","","","",{"$f":"IFERROR(IF(OR(D151=\"\",'Combined scenario - input'!$D136=\"\"),\"\",D151/'Combined scenario - input'!$D136),\"\")","v":""},{"$f":"IFERROR(IF(OR(E151=\"\",'Combined scenario - input'!$D136=\"\"),\"\",E151/'Combined scenario - input'!$D136),\"\")","v":""},{"$f":"IFERROR(IF(OR(F151=\"\",'Combined scenario - input'!$D136=\"\"),\"\",F151/'Combined scenario - input'!$D136),\"\")","v":""},{"$f":"IFERROR(IF(OR(G151=\"\",'Combined scenario - input'!$D136=\"\"),\"\",G151/'Combined scenario - input'!$D136),\"\")","v":""},{"$f":"IFERROR(IF(OR(H151=\"\",'Combined scenario - input'!$D136=\"\"),\"\",H151/'Combined scenario - input'!$D136),\"\")","v":""},{"$f":"IFERROR(IF(OR(I151=\"\",'Combined scenario - input'!$D136=\"\"),\"\",I151/'Combined scenario - input'!$D136),\"\")","v":""},{"$f":"IFERROR(IF(OR(J151=\"\",'Combined scenario - input'!$D136=\"\"),\"\",J151/'Combined scenario - input'!$D136),\"\")","v":""},{"$f":"IFERROR(IF(OR(K151=\"\",'Combined scenario - input'!$D136=\"\"),\"\",K151/'Combined scenario - input'!$D136),\"\")","v":""},{"$f":"IFERROR(IF(OR(L151=\"\",'Combined scenario - input'!$D136=\"\"),\"\",L151/'Combined scenario - input'!$D136),\"\")","v":""},{"$f":"IFERROR(IF(OR(M151=\"\",'Combined scenario - input'!$D136=\"\"),\"\",M151/'Combined scenario - input'!$D136),\"\")","v":""},{"$f":"IFERROR(IF(OR(N151=\"\",'Combined scenario - input'!$D136=\"\"),\"\",N151/'Combined scenario - input'!$D136),\"\")","v":""},{"$f":"IFERROR(IF(OR(O151=\"\",'Combined scenario - input'!$D136=\"\"),\"\",O151/'Combined scenario - input'!$D136),\"\")","v":""},{"$f":"IFERROR(IF(OR(P151=\"\",'Combined scenario - input'!$D136=\"\"),\"\",P151/'Combined scenario - input'!$D136),\"\")","v":""},{"$f":"IFERROR(IF(OR(Q151=\"\",'Combined scenario - input'!$D136=\"\"),\"\",Q151/'Combined scenario - input'!$D136),\"\")","v":""},{"$f":"IFERROR(IF(OR(R151=\"\",'Combined scenario - input'!$D136=\"\"),\"\",R151/'Combined scenario - input'!$D136),\"\")","v":""},{"$f":"IFERROR(IF(OR(S151=\"\",'Combined scenario - input'!$D136=\"\"),\"\",S151/'Combined scenario - input'!$D136),\"\")","v":""},{"$f":"IFERROR(IF(OR(T151=\"\",'Combined scenario - input'!$D136=\"\"),\"\",T151/'Combined scenario - input'!$D136),\"\")","v":""},{"$f":"IFERROR(IF(OR(U151=\"\",'Combined scenario - input'!$D136=\"\"),\"\",U151/'Combined scenario - input'!$D136),\"\")","v":""},{"$f":"IFERROR(IF(OR(V151=\"\",'Combined scenario - input'!$D136=\"\"),\"\",V151/'Combined scenario - input'!$D136),\"\")","v":""},{"$f":"IFERROR(IF(OR(W151=\"\",'Combined scenario - input'!$D136=\"\"),\"\",W151/'Combined scenario - input'!$D136),\"\")","v":""}]
[{"$f":"IFERROR('Combined scenario - input'!A137,\"\")","v":""},{"$f":"IFERROR('Combined scenario - input'!B137,\"\")","v":""},{"$f":"IFERROR('Combined scenario - input'!C137,\"\")","v":""},{"$f":"IFERROR(repcalc('Combined scenario - input'!$CV137:$GH137,'Combined scenario - input'!$G137,'Combined scenario - input'!$E137,'Combined scenario - input'!$F137,20,TRUE,TRUE),\"\")","v":""},"","","","","","","","","","","","","","","","","","","",{"$f":"IFERROR(IF(OR(D152=\"\",'Combined scenario - input'!$D137=\"\"),\"\",D152/'Combined scenario - input'!$D137),\"\")","v":""},{"$f":"IFERROR(IF(OR(E152=\"\",'Combined scenario - input'!$D137=\"\"),\"\",E152/'Combined scenario - input'!$D137),\"\")","v":""},{"$f":"IFERROR(IF(OR(F152=\"\",'Combined scenario - input'!$D137=\"\"),\"\",F152/'Combined scenario - input'!$D137),\"\")","v":""},{"$f":"IFERROR(IF(OR(G152=\"\",'Combined scenario - input'!$D137=\"\"),\"\",G152/'Combined scenario - input'!$D137),\"\")","v":""},{"$f":"IFERROR(IF(OR(H152=\"\",'Combined scenario - input'!$D137=\"\"),\"\",H152/'Combined scenario - input'!$D137),\"\")","v":""},{"$f":"IFERROR(IF(OR(I152=\"\",'Combined scenario - input'!$D137=\"\"),\"\",I152/'Combined scenario - input'!$D137),\"\")","v":""},{"$f":"IFERROR(IF(OR(J152=\"\",'Combined scenario - input'!$D137=\"\"),\"\",J152/'Combined scenario - input'!$D137),\"\")","v":""},{"$f":"IFERROR(IF(OR(K152=\"\",'Combined scenario - input'!$D137=\"\"),\"\",K152/'Combined scenario - input'!$D137),\"\")","v":""},{"$f":"IFERROR(IF(OR(L152=\"\",'Combined scenario - input'!$D137=\"\"),\"\",L152/'Combined scenario - input'!$D137),\"\")","v":""},{"$f":"IFERROR(IF(OR(M152=\"\",'Combined scenario - input'!$D137=\"\"),\"\",M152/'Combined scenario - input'!$D137),\"\")","v":""},{"$f":"IFERROR(IF(OR(N152=\"\",'Combined scenario - input'!$D137=\"\"),\"\",N152/'Combined scenario - input'!$D137),\"\")","v":""},{"$f":"IFERROR(IF(OR(O152=\"\",'Combined scenario - input'!$D137=\"\"),\"\",O152/'Combined scenario - input'!$D137),\"\")","v":""},{"$f":"IFERROR(IF(OR(P152=\"\",'Combined scenario - input'!$D137=\"\"),\"\",P152/'Combined scenario - input'!$D137),\"\")","v":""},{"$f":"IFERROR(IF(OR(Q152=\"\",'Combined scenario - input'!$D137=\"\"),\"\",Q152/'Combined scenario - input'!$D137),\"\")","v":""},{"$f":"IFERROR(IF(OR(R152=\"\",'Combined scenario - input'!$D137=\"\"),\"\",R152/'Combined scenario - input'!$D137),\"\")","v":""},{"$f":"IFERROR(IF(OR(S152=\"\",'Combined scenario - input'!$D137=\"\"),\"\",S152/'Combined scenario - input'!$D137),\"\")","v":""},{"$f":"IFERROR(IF(OR(T152=\"\",'Combined scenario - input'!$D137=\"\"),\"\",T152/'Combined scenario - input'!$D137),\"\")","v":""},{"$f":"IFERROR(IF(OR(U152=\"\",'Combined scenario - input'!$D137=\"\"),\"\",U152/'Combined scenario - input'!$D137),\"\")","v":""},{"$f":"IFERROR(IF(OR(V152=\"\",'Combined scenario - input'!$D137=\"\"),\"\",V152/'Combined scenario - input'!$D137),\"\")","v":""},{"$f":"IFERROR(IF(OR(W152=\"\",'Combined scenario - input'!$D137=\"\"),\"\",W152/'Combined scenario - input'!$D137),\"\")","v":""}]
[{"$f":"IFERROR('Combined scenario - input'!A138,\"\")","v":""},{"$f":"IFERROR('Combined scenario - input'!B138,\"\")","v":""},{"$f":"IFERROR('Combined scenario - input'!C138,\"\")","v":""},{"$f":"IFERROR(repcalc('Combined scenario - input'!$CV138:$GH138,'Combined scenario - input'!$G138,'Combined scenario - input'!$E138,'Combined scenario - input'!$F138,20,TRUE,TRUE),\"\")","v":""},"","","","","","","","","","","","","","","","","","","",{"$f":"IFERROR(IF(OR(D153=\"\",'Combined scenario - input'!$D138=\"\"),\"\",D153/'Combined scenario - input'!$D138),\"\")","v":""},{"$f":"IFERROR(IF(OR(E153=\"\",'Combined scenario - input'!$D138=\"\"),\"\",E153/'Combined scenario - input'!$D138),\"\")","v":""},{"$f":"IFERROR(IF(OR(F153=\"\",'Combined scenario - input'!$D138=\"\"),\"\",F153/'Combined scenario - input'!$D138),\"\")","v":""},{"$f":"IFERROR(IF(OR(G153=\"\",'Combined scenario - input'!$D138=\"\"),\"\",G153/'Combined scenario - input'!$D138),\"\")","v":""},{"$f":"IFERROR(IF(OR(H153=\"\",'Combined scenario - input'!$D138=\"\"),\"\",H153/'Combined scenario - input'!$D138),\"\")","v":""},{"$f":"IFERROR(IF(OR(I153=\"\",'Combined scenario - input'!$D138=\"\"),\"\",I153/'Combined scenario - input'!$D138),\"\")","v":""},{"$f":"IFERROR(IF(OR(J153=\"\",'Combined scenario - input'!$D138=\"\"),\"\",J153/'Combined scenario - input'!$D138),\"\")","v":""},{"$f":"IFERROR(IF(OR(K153=\"\",'Combined scenario - input'!$D138=\"\"),\"\",K153/'Combined scenario - input'!$D138),\"\")","v":""},{"$f":"IFERROR(IF(OR(L153=\"\",'Combined scenario - input'!$D138=\"\"),\"\",L153/'Combined scenario - input'!$D138),\"\")","v":""},{"$f":"IFERROR(IF(OR(M153=\"\",'Combined scenario - input'!$D138=\"\"),\"\",M153/'Combined scenario - input'!$D138),\"\")","v":""},{"$f":"IFERROR(IF(OR(N153=\"\",'Combined scenario - input'!$D138=\"\"),\"\",N153/'Combined scenario - input'!$D138),\"\")","v":""},{"$f":"IFERROR(IF(OR(O153=\"\",'Combined scenario - input'!$D138=\"\"),\"\",O153/'Combined scenario - input'!$D138),\"\")","v":""},{"$f":"IFERROR(IF(OR(P153=\"\",'Combined scenario - input'!$D138=\"\"),\"\",P153/'Combined scenario - input'!$D138),\"\")","v":""},{"$f":"IFERROR(IF(OR(Q153=\"\",'Combined scenario - input'!$D138=\"\"),\"\",Q153/'Combined scenario - input'!$D138),\"\")","v":""},{"$f":"IFERROR(IF(OR(R153=\"\",'Combined scenario - input'!$D138=\"\"),\"\",R153/'Combined scenario - input'!$D138),\"\")","v":""},{"$f":"IFERROR(IF(OR(S153=\"\",'Combined scenario - input'!$D138=\"\"),\"\",S153/'Combined scenario - input'!$D138),\"\")","v":""},{"$f":"IFERROR(IF(OR(T153=\"\",'Combined scenario - input'!$D138=\"\"),\"\",T153/'Combined scenario - input'!$D138),\"\")","v":""},{"$f":"IFERROR(IF(OR(U153=\"\",'Combined scenario - input'!$D138=\"\"),\"\",U153/'Combined scenario - input'!$D138),\"\")","v":""},{"$f":"IFERROR(IF(OR(V153=\"\",'Combined scenario - input'!$D138=\"\"),\"\",V153/'Combined scenario - input'!$D138),\"\")","v":""},{"$f":"IFERROR(IF(OR(W153=\"\",'Combined scenario - input'!$D138=\"\"),\"\",W153/'Combined scenario - input'!$D138),\"\")","v":""}]
[{"$f":"IFERROR('Combined scenario - input'!A139,\"\")","v":""},{"$f":"IFERROR('Combined scenario - input'!B139,\"\")","v":""},{"$f":"IFERROR('Combined scenario - input'!C139,\"\")","v":""},{"$f":"IFERROR(repcalc('Combined scenario - input'!$CV139:$GH139,'Combined scenario - input'!$G139,'Combined scenario - input'!$E139,'Combined scenario - input'!$F139,20,TRUE,TRUE),\"\")","v":""},"","","","","","","","","","","","","","","","","","","",{"$f":"IFERROR(IF(OR(D154=\"\",'Combined scenario - input'!$D139=\"\"),\"\",D154/'Combined scenario - input'!$D139),\"\")","v":""},{"$f":"IFERROR(IF(OR(E154=\"\",'Combined scenario - input'!$D139=\"\"),\"\",E154/'Combined scenario - input'!$D139),\"\")","v":""},{"$f":"IFERROR(IF(OR(F154=\"\",'Combined scenario - input'!$D139=\"\"),\"\",F154/'Combined scenario - input'!$D139),\"\")","v":""},{"$f":"IFERROR(IF(OR(G154=\"\",'Combined scenario - input'!$D139=\"\"),\"\",G154/'Combined scenario - input'!$D139),\"\")","v":""},{"$f":"IFERROR(IF(OR(H154=\"\",'Combined scenario - input'!$D139=\"\"),\"\",H154/'Combined scenario - input'!$D139),\"\")","v":""},{"$f":"IFERROR(IF(OR(I154=\"\",'Combined scenario - input'!$D139=\"\"),\"\",I154/'Combined scenario - input'!$D139),\"\")","v":""},{"$f":"IFERROR(IF(OR(J154=\"\",'Combined scenario - input'!$D139=\"\"),\"\",J154/'Combined scenario - input'!$D139),\"\")","v":""},{"$f":"IFERROR(IF(OR(K154=\"\",'Combined scenario - input'!$D139=\"\"),\"\",K154/'Combined scenario - input'!$D139),\"\")","v":""},{"$f":"IFERROR(IF(OR(L154=\"\",'Combined scenario - input'!$D139=\"\"),\"\",L154/'Combined scenario - input'!$D139),\"\")","v":""},{"$f":"IFERROR(IF(OR(M154=\"\",'Combined scenario - input'!$D139=\"\"),\"\",M154/'Combined scenario - input'!$D139),\"\")","v":""},{"$f":"IFERROR(IF(OR(N154=\"\",'Combined scenario - input'!$D139=\"\"),\"\",N154/'Combined scenario - input'!$D139),\"\")","v":""},{"$f":"IFERROR(IF(OR(O154=\"\",'Combined scenario - input'!$D139=\"\"),\"\",O154/'Combined scenario - input'!$D139),\"\")","v":""},{"$f":"IFERROR(IF(OR(P154=\"\",'Combined scenario - input'!$D139=\"\"),\"\",P154/'Combined scenario - input'!$D139),\"\")","v":""},{"$f":"IFERROR(IF(OR(Q154=\"\",'Combined scenario - input'!$D139=\"\"),\"\",Q154/'Combined scenario - input'!$D139),\"\")","v":""},{"$f":"IFERROR(IF(OR(R154=\"\",'Combined scenario - input'!$D139=\"\"),\"\",R154/'Combined scenario - input'!$D139),\"\")","v":""},{"$f":"IFERROR(IF(OR(S154=\"\",'Combined scenario - input'!$D139=\"\"),\"\",S154/'Combined scenario - input'!$D139),\"\")","v":""},{"$f":"IFERROR(IF(OR(T154=\"\",'Combined scenario - input'!$D139=\"\"),\"\",T154/'Combined scenario - input'!$D139),\"\")","v":""},{"$f":"IFERROR(IF(OR(U154=\"\",'Combined scenario - input'!$D139=\"\"),\"\",U154/'Combined scenario - input'!$D139),\"\")","v":""},{"$f":"IFERROR(IF(OR(V154=\"\",'Combined scenario - input'!$D139=\"\"),\"\",V154/'Combined scenario - input'!$D139),\"\")","v":""},{"$f":"IFERROR(IF(OR(W154=\"\",'Combined scenario - input'!$D139=\"\"),\"\",W154/'Combined scenario - input'!$D139),\"\")","v":""}]
[{"$f":"IFERROR('Combined scenario - input'!A140,\"\")","v":""},{"$f":"IFERROR('Combined scenario - input'!B140,\"\")","v":""},{"$f":"IFERROR('Combined scenario - input'!C140,\"\")","v":""},{"$f":"IFERROR(repcalc('Combined scenario - input'!$CV140:$GH140,'Combined scenario - input'!$G140,'Combined scenario - input'!$E140,'Combined scenario - input'!$F140,20,TRUE,TRUE),\"\")","v":""},"","","","","","","","","","","","","","","","","","","",{"$f":"IFERROR(IF(OR(D155=\"\",'Combined scenario - input'!$D140=\"\"),\"\",D155/'Combined scenario - input'!$D140),\"\")","v":""},{"$f":"IFERROR(IF(OR(E155=\"\",'Combined scenario - input'!$D140=\"\"),\"\",E155/'Combined scenario - input'!$D140),\"\")","v":""},{"$f":"IFERROR(IF(OR(F155=\"\",'Combined scenario - input'!$D140=\"\"),\"\",F155/'Combined scenario - input'!$D140),\"\")","v":""},{"$f":"IFERROR(IF(OR(G155=\"\",'Combined scenario - input'!$D140=\"\"),\"\",G155/'Combined scenario - input'!$D140),\"\")","v":""},{"$f":"IFERROR(IF(OR(H155=\"\",'Combined scenario - input'!$D140=\"\"),\"\",H155/'Combined scenario - input'!$D140),\"\")","v":""},{"$f":"IFERROR(IF(OR(I155=\"\",'Combined scenario - input'!$D140=\"\"),\"\",I155/'Combined scenario - input'!$D140),\"\")","v":""},{"$f":"IFERROR(IF(OR(J155=\"\",'Combined scenario - input'!$D140=\"\"),\"\",J155/'Combined scenario - input'!$D140),\"\")","v":""},{"$f":"IFERROR(IF(OR(K155=\"\",'Combined scenario - input'!$D140=\"\"),\"\",K155/'Combined scenario - input'!$D140),\"\")","v":""},{"$f":"IFERROR(IF(OR(L155=\"\",'Combined scenario - input'!$D140=\"\"),\"\",L155/'Combined scenario - input'!$D140),\"\")","v":""},{"$f":"IFERROR(IF(OR(M155=\"\",'Combined scenario - input'!$D140=\"\"),\"\",M155/'Combined scenario - input'!$D140),\"\")","v":""},{"$f":"IFERROR(IF(OR(N155=\"\",'Combined scenario - input'!$D140=\"\"),\"\",N155/'Combined scenario - input'!$D140),\"\")","v":""},{"$f":"IFERROR(IF(OR(O155=\"\",'Combined scenario - input'!$D140=\"\"),\"\",O155/'Combined scenario - input'!$D140),\"\")","v":""},{"$f":"IFERROR(IF(OR(P155=\"\",'Combined scenario - input'!$D140=\"\"),\"\",P155/'Combined scenario - input'!$D140),\"\")","v":""},{"$f":"IFERROR(IF(OR(Q155=\"\",'Combined scenario - input'!$D140=\"\"),\"\",Q155/'Combined scenario - input'!$D140),\"\")","v":""},{"$f":"IFERROR(IF(OR(R155=\"\",'Combined scenario - input'!$D140=\"\"),\"\",R155/'Combined scenario - input'!$D140),\"\")","v":""},{"$f":"IFERROR(IF(OR(S155=\"\",'Combined scenario - input'!$D140=\"\"),\"\",S155/'Combined scenario - input'!$D140),\"\")","v":""},{"$f":"IFERROR(IF(OR(T155=\"\",'Combined scenario - input'!$D140=\"\"),\"\",T155/'Combined scenario - input'!$D140),\"\")","v":""},{"$f":"IFERROR(IF(OR(U155=\"\",'Combined scenario - input'!$D140=\"\"),\"\",U155/'Combined scenario - input'!$D140),\"\")","v":""},{"$f":"IFERROR(IF(OR(V155=\"\",'Combined scenario - input'!$D140=\"\"),\"\",V155/'Combined scenario - input'!$D140),\"\")","v":""},{"$f":"IFERROR(IF(OR(W155=\"\",'Combined scenario - input'!$D140=\"\"),\"\",W155/'Combined scenario - input'!$D140),\"\")","v":""}]
[{"$f":"IFERROR('Combined scenario - input'!A141,\"\")","v":""},{"$f":"IFERROR('Combined scenario - input'!B141,\"\")","v":""},{"$f":"IFERROR('Combined scenario - input'!C141,\"\")","v":""},{"$f":"IFERROR(repcalc('Combined scenario - input'!$CV141:$GH141,'Combined scenario - input'!$G141,'Combined scenario - input'!$E141,'Combined scenario - input'!$F141,20,TRUE,TRUE),\"\")","v":""},"","","","","","","","","","","","","","","","","","","",{"$f":"IFERROR(IF(OR(D156=\"\",'Combined scenario - input'!$D141=\"\"),\"\",D156/'Combined scenario - input'!$D141),\"\")","v":""},{"$f":"IFERROR(IF(OR(E156=\"\",'Combined scenario - input'!$D141=\"\"),\"\",E156/'Combined scenario - input'!$D141),\"\")","v":""},{"$f":"IFERROR(IF(OR(F156=\"\",'Combined scenario - input'!$D141=\"\"),\"\",F156/'Combined scenario - input'!$D141),\"\")","v":""},{"$f":"IFERROR(IF(OR(G156=\"\",'Combined scenario - input'!$D141=\"\"),\"\",G156/'Combined scenario - input'!$D141),\"\")","v":""},{"$f":"IFERROR(IF(OR(H156=\"\",'Combined scenario - input'!$D141=\"\"),\"\",H156/'Combined scenario - input'!$D141),\"\")","v":""},{"$f":"IFERROR(IF(OR(I156=\"\",'Combined scenario - input'!$D141=\"\"),\"\",I156/'Combined scenario - input'!$D141),\"\")","v":""},{"$f":"IFERROR(IF(OR(J156=\"\",'Combined scenario - input'!$D141=\"\"),\"\",J156/'Combined scenario - input'!$D141),\"\")","v":""},{"$f":"IFERROR(IF(OR(K156=\"\",'Combined scenario - input'!$D141=\"\"),\"\",K156/'Combined scenario - input'!$D141),\"\")","v":""},{"$f":"IFERROR(IF(OR(L156=\"\",'Combined scenario - input'!$D141=\"\"),\"\",L156/'Combined scenario - input'!$D141),\"\")","v":""},{"$f":"IFERROR(IF(OR(M156=\"\",'Combined scenario - input'!$D141=\"\"),\"\",M156/'Combined scenario - input'!$D141),\"\")","v":""},{"$f":"IFERROR(IF(OR(N156=\"\",'Combined scenario - input'!$D141=\"\"),\"\",N156/'Combined scenario - input'!$D141),\"\")","v":""},{"$f":"IFERROR(IF(OR(O156=\"\",'Combined scenario - input'!$D141=\"\"),\"\",O156/'Combined scenario - input'!$D141),\"\")","v":""},{"$f":"IFERROR(IF(OR(P156=\"\",'Combined scenario - input'!$D141=\"\"),\"\",P156/'Combined scenario - input'!$D141),\"\")","v":""},{"$f":"IFERROR(IF(OR(Q156=\"\",'Combined scenario - input'!$D141=\"\"),\"\",Q156/'Combined scenario - input'!$D141),\"\")","v":""},{"$f":"IFERROR(IF(OR(R156=\"\",'Combined scenario - input'!$D141=\"\"),\"\",R156/'Combined scenario - input'!$D141),\"\")","v":""},{"$f":"IFERROR(IF(OR(S156=\"\",'Combined scenario - input'!$D141=\"\"),\"\",S156/'Combined scenario - input'!$D141),\"\")","v":""},{"$f":"IFERROR(IF(OR(T156=\"\",'Combined scenario - input'!$D141=\"\"),\"\",T156/'Combined scenario - input'!$D141),\"\")","v":""},{"$f":"IFERROR(IF(OR(U156=\"\",'Combined scenario - input'!$D141=\"\"),\"\",U156/'Combined scenario - input'!$D141),\"\")","v":""},{"$f":"IFERROR(IF(OR(V156=\"\",'Combined scenario - input'!$D141=\"\"),\"\",V156/'Combined scenario - input'!$D141),\"\")","v":""},{"$f":"IFERROR(IF(OR(W156=\"\",'Combined scenario - input'!$D141=\"\"),\"\",W156/'Combined scenario - input'!$D141),\"\")","v":""}]
[{"$f":"IFERROR('Combined scenario - input'!A142,\"\")","v":""},{"$f":"IFERROR('Combined scenario - input'!B142,\"\")","v":""},{"$f":"IFERROR('Combined scenario - input'!C142,\"\")","v":""},{"$f":"IFERROR(repcalc('Combined scenario - input'!$CV142:$GH142,'Combined scenario - input'!$G142,'Combined scenario - input'!$E142,'Combined scenario - input'!$F142,20,TRUE,TRUE),\"\")","v":""},"","","","","","","","","","","","","","","","","","","",{"$f":"IFERROR(IF(OR(D157=\"\",'Combined scenario - input'!$D142=\"\"),\"\",D157/'Combined scenario - input'!$D142),\"\")","v":""},{"$f":"IFERROR(IF(OR(E157=\"\",'Combined scenario - input'!$D142=\"\"),\"\",E157/'Combined scenario - input'!$D142),\"\")","v":""},{"$f":"IFERROR(IF(OR(F157=\"\",'Combined scenario - input'!$D142=\"\"),\"\",F157/'Combined scenario - input'!$D142),\"\")","v":""},{"$f":"IFERROR(IF(OR(G157=\"\",'Combined scenario - input'!$D142=\"\"),\"\",G157/'Combined scenario - input'!$D142),\"\")","v":""},{"$f":"IFERROR(IF(OR(H157=\"\",'Combined scenario - input'!$D142=\"\"),\"\",H157/'Combined scenario - input'!$D142),\"\")","v":""},{"$f":"IFERROR(IF(OR(I157=\"\",'Combined scenario - input'!$D142=\"\"),\"\",I157/'Combined scenario - input'!$D142),\"\")","v":""},{"$f":"IFERROR(IF(OR(J157=\"\",'Combined scenario - input'!$D142=\"\"),\"\",J157/'Combined scenario - input'!$D142),\"\")","v":""},{"$f":"IFERROR(IF(OR(K157=\"\",'Combined scenario - input'!$D142=\"\"),\"\",K157/'Combined scenario - input'!$D142),\"\")","v":""},{"$f":"IFERROR(IF(OR(L157=\"\",'Combined scenario - input'!$D142=\"\"),\"\",L157/'Combined scenario - input'!$D142),\"\")","v":""},{"$f":"IFERROR(IF(OR(M157=\"\",'Combined scenario - input'!$D142=\"\"),\"\",M157/'Combined scenario - input'!$D142),\"\")","v":""},{"$f":"IFERROR(IF(OR(N157=\"\",'Combined scenario - input'!$D142=\"\"),\"\",N157/'Combined scenario - input'!$D142),\"\")","v":""},{"$f":"IFERROR(IF(OR(O157=\"\",'Combined scenario - input'!$D142=\"\"),\"\",O157/'Combined scenario - input'!$D142),\"\")","v":""},{"$f":"IFERROR(IF(OR(P157=\"\",'Combined scenario - input'!$D142=\"\"),\"\",P157/'Combined scenario - input'!$D142),\"\")","v":""},{"$f":"IFERROR(IF(OR(Q157=\"\",'Combined scenario - input'!$D142=\"\"),\"\",Q157/'Combined scenario - input'!$D142),\"\")","v":""},{"$f":"IFERROR(IF(OR(R157=\"\",'Combined scenario - input'!$D142=\"\"),\"\",R157/'Combined scenario - input'!$D142),\"\")","v":""},{"$f":"IFERROR(IF(OR(S157=\"\",'Combined scenario - input'!$D142=\"\"),\"\",S157/'Combined scenario - input'!$D142),\"\")","v":""},{"$f":"IFERROR(IF(OR(T157=\"\",'Combined scenario - input'!$D142=\"\"),\"\",T157/'Combined scenario - input'!$D142),\"\")","v":""},{"$f":"IFERROR(IF(OR(U157=\"\",'Combined scenario - input'!$D142=\"\"),\"\",U157/'Combined scenario - input'!$D142),\"\")","v":""},{"$f":"IFERROR(IF(OR(V157=\"\",'Combined scenario - input'!$D142=\"\"),\"\",V157/'Combined scenario - input'!$D142),\"\")","v":""},{"$f":"IFERROR(IF(OR(W157=\"\",'Combined scenario - input'!$D142=\"\"),\"\",W157/'Combined scenario - input'!$D142),\"\")","v":""}]
[{"$f":"IFERROR('Combined scenario - input'!A143,\"\")","v":""},{"$f":"IFERROR('Combined scenario - input'!B143,\"\")","v":""},{"$f":"IFERROR('Combined scenario - input'!C143,\"\")","v":""},{"$f":"IFERROR(repcalc('Combined scenario - input'!$CV143:$GH143,'Combined scenario - input'!$G143,'Combined scenario - input'!$E143,'Combined scenario - input'!$F143,20,TRUE,TRUE),\"\")","v":""},"","","","","","","","","","","","","","","","","","","",{"$f":"IFERROR(IF(OR(D158=\"\",'Combined scenario - input'!$D143=\"\"),\"\",D158/'Combined scenario - input'!$D143),\"\")","v":""},{"$f":"IFERROR(IF(OR(E158=\"\",'Combined scenario - input'!$D143=\"\"),\"\",E158/'Combined scenario - input'!$D143),\"\")","v":""},{"$f":"IFERROR(IF(OR(F158=\"\",'Combined scenario - input'!$D143=\"\"),\"\",F158/'Combined scenario - input'!$D143),\"\")","v":""},{"$f":"IFERROR(IF(OR(G158=\"\",'Combined scenario - input'!$D143=\"\"),\"\",G158/'Combined scenario - input'!$D143),\"\")","v":""},{"$f":"IFERROR(IF(OR(H158=\"\",'Combined scenario - input'!$D143=\"\"),\"\",H158/'Combined scenario - input'!$D143),\"\")","v":""},{"$f":"IFERROR(IF(OR(I158=\"\",'Combined scenario - input'!$D143=\"\"),\"\",I158/'Combined scenario - input'!$D143),\"\")","v":""},{"$f":"IFERROR(IF(OR(J158=\"\",'Combined scenario - input'!$D143=\"\"),\"\",J158/'Combined scenario - input'!$D143),\"\")","v":""},{"$f":"IFERROR(IF(OR(K158=\"\",'Combined scenario - input'!$D143=\"\"),\"\",K158/'Combined scenario - input'!$D143),\"\")","v":""},{"$f":"IFERROR(IF(OR(L158=\"\",'Combined scenario - input'!$D143=\"\"),\"\",L158/'Combined scenario - input'!$D143),\"\")","v":""},{"$f":"IFERROR(IF(OR(M158=\"\",'Combined scenario - input'!$D143=\"\"),\"\",M158/'Combined scenario - input'!$D143),\"\")","v":""},{"$f":"IFERROR(IF(OR(N158=\"\",'Combined scenario - input'!$D143=\"\"),\"\",N158/'Combined scenario - input'!$D143),\"\")","v":""},{"$f":"IFERROR(IF(OR(O158=\"\",'Combined scenario - input'!$D143=\"\"),\"\",O158/'Combined scenario - input'!$D143),\"\")","v":""},{"$f":"IFERROR(IF(OR(P158=\"\",'Combined scenario - input'!$D143=\"\"),\"\",P158/'Combined scenario - input'!$D143),\"\")","v":""},{"$f":"IFERROR(IF(OR(Q158=\"\",'Combined scenario - input'!$D143=\"\"),\"\",Q158/'Combined scenario - input'!$D143),\"\")","v":""},{"$f":"IFERROR(IF(OR(R158=\"\",'Combined scenario - input'!$D143=\"\"),\"\",R158/'Combined scenario - input'!$D143),\"\")","v":""},{"$f":"IFERROR(IF(OR(S158=\"\",'Combined scenario - input'!$D143=\"\"),\"\",S158/'Combined scenario - input'!$D143),\"\")","v":""},{"$f":"IFERROR(IF(OR(T158=\"\",'Combined scenario - input'!$D143=\"\"),\"\",T158/'Combined scenario - input'!$D143),\"\")","v":""},{"$f":"IFERROR(IF(OR(U158=\"\",'Combined scenario - input'!$D143=\"\"),\"\",U158/'Combined scenario - input'!$D143),\"\")","v":""},{"$f":"IFERROR(IF(OR(V158=\"\",'Combined scenario - input'!$D143=\"\"),\"\",V158/'Combined scenario - input'!$D143),\"\")","v":""},{"$f":"IFERROR(IF(OR(W158=\"\",'Combined scenario - input'!$D143=\"\"),\"\",W158/'Combined scenario - input'!$D143),\"\")","v":""}]
[{"$f":"IFERROR('Combined scenario - input'!A144,\"\")","v":""},{"$f":"IFERROR('Combined scenario - input'!B144,\"\")","v":""},{"$f":"IFERROR('Combined scenario - input'!C144,\"\")","v":""},{"$f":"IFERROR(repcalc('Combined scenario - input'!$CV144:$GH144,'Combined scenario - input'!$G144,'Combined scenario - input'!$E144,'Combined scenario - input'!$F144,20,TRUE,TRUE),\"\")","v":""},"","","","","","","","","","","","","","","","","","","",{"$f":"IFERROR(IF(OR(D159=\"\",'Combined scenario - input'!$D144=\"\"),\"\",D159/'Combined scenario - input'!$D144),\"\")","v":""},{"$f":"IFERROR(IF(OR(E159=\"\",'Combined scenario - input'!$D144=\"\"),\"\",E159/'Combined scenario - input'!$D144),\"\")","v":""},{"$f":"IFERROR(IF(OR(F159=\"\",'Combined scenario - input'!$D144=\"\"),\"\",F159/'Combined scenario - input'!$D144),\"\")","v":""},{"$f":"IFERROR(IF(OR(G159=\"\",'Combined scenario - input'!$D144=\"\"),\"\",G159/'Combined scenario - input'!$D144),\"\")","v":""},{"$f":"IFERROR(IF(OR(H159=\"\",'Combined scenario - input'!$D144=\"\"),\"\",H159/'Combined scenario - input'!$D144),\"\")","v":""},{"$f":"IFERROR(IF(OR(I159=\"\",'Combined scenario - input'!$D144=\"\"),\"\",I159/'Combined scenario - input'!$D144),\"\")","v":""},{"$f":"IFERROR(IF(OR(J159=\"\",'Combined scenario - input'!$D144=\"\"),\"\",J159/'Combined scenario - input'!$D144),\"\")","v":""},{"$f":"IFERROR(IF(OR(K159=\"\",'Combined scenario - input'!$D144=\"\"),\"\",K159/'Combined scenario - input'!$D144),\"\")","v":""},{"$f":"IFERROR(IF(OR(L159=\"\",'Combined scenario - input'!$D144=\"\"),\"\",L159/'Combined scenario - input'!$D144),\"\")","v":""},{"$f":"IFERROR(IF(OR(M159=\"\",'Combined scenario - input'!$D144=\"\"),\"\",M159/'Combined scenario - input'!$D144),\"\")","v":""},{"$f":"IFERROR(IF(OR(N159=\"\",'Combined scenario - input'!$D144=\"\"),\"\",N159/'Combined scenario - input'!$D144),\"\")","v":""},{"$f":"IFERROR(IF(OR(O159=\"\",'Combined scenario - input'!$D144=\"\"),\"\",O159/'Combined scenario - input'!$D144),\"\")","v":""},{"$f":"IFERROR(IF(OR(P159=\"\",'Combined scenario - input'!$D144=\"\"),\"\",P159/'Combined scenario - input'!$D144),\"\")","v":""},{"$f":"IFERROR(IF(OR(Q159=\"\",'Combined scenario - input'!$D144=\"\"),\"\",Q159/'Combined scenario - input'!$D144),\"\")","v":""},{"$f":"IFERROR(IF(OR(R159=\"\",'Combined scenario - input'!$D144=\"\"),\"\",R159/'Combined scenario - input'!$D144),\"\")","v":""},{"$f":"IFERROR(IF(OR(S159=\"\",'Combined scenario - input'!$D144=\"\"),\"\",S159/'Combined scenario - input'!$D144),\"\")","v":""},{"$f":"IFERROR(IF(OR(T159=\"\",'Combined scenario - input'!$D144=\"\"),\"\",T159/'Combined scenario - input'!$D144),\"\")","v":""},{"$f":"IFERROR(IF(OR(U159=\"\",'Combined scenario - input'!$D144=\"\"),\"\",U159/'Combined scenario - input'!$D144),\"\")","v":""},{"$f":"IFERROR(IF(OR(V159=\"\",'Combined scenario - input'!$D144=\"\"),\"\",V159/'Combined scenario - input'!$D144),\"\")","v":""},{"$f":"IFERROR(IF(OR(W159=\"\",'Combined scenario - input'!$D144=\"\"),\"\",W159/'Combined scenario - input'!$D144),\"\")","v":""}]
[{"$f":"IFERROR('Combined scenario - input'!A145,\"\")","v":""},{"$f":"IFERROR('Combined scenario - input'!B145,\"\")","v":""},{"$f":"IFERROR('Combined scenario - input'!C145,\"\")","v":""},{"$f":"IFERROR(repcalc('Combined scenario - input'!$CV145:$GH145,'Combined scenario - input'!$G145,'Combined scenario - input'!$E145,'Combined scenario - input'!$F145,20,TRUE,TRUE),\"\")","v":""},"","","","","","","","","","","","","","","","","","","",{"$f":"IFERROR(IF(OR(D160=\"\",'Combined scenario - input'!$D145=\"\"),\"\",D160/'Combined scenario - input'!$D145),\"\")","v":""},{"$f":"IFERROR(IF(OR(E160=\"\",'Combined scenario - input'!$D145=\"\"),\"\",E160/'Combined scenario - input'!$D145),\"\")","v":""},{"$f":"IFERROR(IF(OR(F160=\"\",'Combined scenario - input'!$D145=\"\"),\"\",F160/'Combined scenario - input'!$D145),\"\")","v":""},{"$f":"IFERROR(IF(OR(G160=\"\",'Combined scenario - input'!$D145=\"\"),\"\",G160/'Combined scenario - input'!$D145),\"\")","v":""},{"$f":"IFERROR(IF(OR(H160=\"\",'Combined scenario - input'!$D145=\"\"),\"\",H160/'Combined scenario - input'!$D145),\"\")","v":""},{"$f":"IFERROR(IF(OR(I160=\"\",'Combined scenario - input'!$D145=\"\"),\"\",I160/'Combined scenario - input'!$D145),\"\")","v":""},{"$f":"IFERROR(IF(OR(J160=\"\",'Combined scenario - input'!$D145=\"\"),\"\",J160/'Combined scenario - input'!$D145),\"\")","v":""},{"$f":"IFERROR(IF(OR(K160=\"\",'Combined scenario - input'!$D145=\"\"),\"\",K160/'Combined scenario - input'!$D145),\"\")","v":""},{"$f":"IFERROR(IF(OR(L160=\"\",'Combined scenario - input'!$D145=\"\"),\"\",L160/'Combined scenario - input'!$D145),\"\")","v":""},{"$f":"IFERROR(IF(OR(M160=\"\",'Combined scenario - input'!$D145=\"\"),\"\",M160/'Combined scenario - input'!$D145),\"\")","v":""},{"$f":"IFERROR(IF(OR(N160=\"\",'Combined scenario - input'!$D145=\"\"),\"\",N160/'Combined scenario - input'!$D145),\"\")","v":""},{"$f":"IFERROR(IF(OR(O160=\"\",'Combined scenario - input'!$D145=\"\"),\"\",O160/'Combined scenario - input'!$D145),\"\")","v":""},{"$f":"IFERROR(IF(OR(P160=\"\",'Combined scenario - input'!$D145=\"\"),\"\",P160/'Combined scenario - input'!$D145),\"\")","v":""},{"$f":"IFERROR(IF(OR(Q160=\"\",'Combined scenario - input'!$D145=\"\"),\"\",Q160/'Combined scenario - input'!$D145),\"\")","v":""},{"$f":"IFERROR(IF(OR(R160=\"\",'Combined scenario - input'!$D145=\"\"),\"\",R160/'Combined scenario - input'!$D145),\"\")","v":""},{"$f":"IFERROR(IF(OR(S160=\"\",'Combined scenario - input'!$D145=\"\"),\"\",S160/'Combined scenario - input'!$D145),\"\")","v":""},{"$f":"IFERROR(IF(OR(T160=\"\",'Combined scenario - input'!$D145=\"\"),\"\",T160/'Combined scenario - input'!$D145),\"\")","v":""},{"$f":"IFERROR(IF(OR(U160=\"\",'Combined scenario - input'!$D145=\"\"),\"\",U160/'Combined scenario - input'!$D145),\"\")","v":""},{"$f":"IFERROR(IF(OR(V160=\"\",'Combined scenario - input'!$D145=\"\"),\"\",V160/'Combined scenario - input'!$D145),\"\")","v":""},{"$f":"IFERROR(IF(OR(W160=\"\",'Combined scenario - input'!$D145=\"\"),\"\",W160/'Combined scenario - input'!$D145),\"\")","v":""}]
[{"$f":"IFERROR('Combined scenario - input'!A146,\"\")","v":""},{"$f":"IFERROR('Combined scenario - input'!B146,\"\")","v":""},{"$f":"IFERROR('Combined scenario - input'!C146,\"\")","v":""},{"$f":"IFERROR(repcalc('Combined scenario - input'!$CV146:$GH146,'Combined scenario - input'!$G146,'Combined scenario - input'!$E146,'Combined scenario - input'!$F146,20,TRUE,TRUE),\"\")","v":""},"","","","","","","","","","","","","","","","","","","",{"$f":"IFERROR(IF(OR(D161=\"\",'Combined scenario - input'!$D146=\"\"),\"\",D161/'Combined scenario - input'!$D146),\"\")","v":""},{"$f":"IFERROR(IF(OR(E161=\"\",'Combined scenario - input'!$D146=\"\"),\"\",E161/'Combined scenario - input'!$D146),\"\")","v":""},{"$f":"IFERROR(IF(OR(F161=\"\",'Combined scenario - input'!$D146=\"\"),\"\",F161/'Combined scenario - input'!$D146),\"\")","v":""},{"$f":"IFERROR(IF(OR(G161=\"\",'Combined scenario - input'!$D146=\"\"),\"\",G161/'Combined scenario - input'!$D146),\"\")","v":""},{"$f":"IFERROR(IF(OR(H161=\"\",'Combined scenario - input'!$D146=\"\"),\"\",H161/'Combined scenario - input'!$D146),\"\")","v":""},{"$f":"IFERROR(IF(OR(I161=\"\",'Combined scenario - input'!$D146=\"\"),\"\",I161/'Combined scenario - input'!$D146),\"\")","v":""},{"$f":"IFERROR(IF(OR(J161=\"\",'Combined scenario - input'!$D146=\"\"),\"\",J161/'Combined scenario - input'!$D146),\"\")","v":""},{"$f":"IFERROR(IF(OR(K161=\"\",'Combined scenario - input'!$D146=\"\"),\"\",K161/'Combined scenario - input'!$D146),\"\")","v":""},{"$f":"IFERROR(IF(OR(L161=\"\",'Combined scenario - input'!$D146=\"\"),\"\",L161/'Combined scenario - input'!$D146),\"\")","v":""},{"$f":"IFERROR(IF(OR(M161=\"\",'Combined scenario - input'!$D146=\"\"),\"\",M161/'Combined scenario - input'!$D146),\"\")","v":""},{"$f":"IFERROR(IF(OR(N161=\"\",'Combined scenario - input'!$D146=\"\"),\"\",N161/'Combined scenario - input'!$D146),\"\")","v":""},{"$f":"IFERROR(IF(OR(O161=\"\",'Combined scenario - input'!$D146=\"\"),\"\",O161/'Combined scenario - input'!$D146),\"\")","v":""},{"$f":"IFERROR(IF(OR(P161=\"\",'Combined scenario - input'!$D146=\"\"),\"\",P161/'Combined scenario - input'!$D146),\"\")","v":""},{"$f":"IFERROR(IF(OR(Q161=\"\",'Combined scenario - input'!$D146=\"\"),\"\",Q161/'Combined scenario - input'!$D146),\"\")","v":""},{"$f":"IFERROR(IF(OR(R161=\"\",'Combined scenario - input'!$D146=\"\"),\"\",R161/'Combined scenario - input'!$D146),\"\")","v":""},{"$f":"IFERROR(IF(OR(S161=\"\",'Combined scenario - input'!$D146=\"\"),\"\",S161/'Combined scenario - input'!$D146),\"\")","v":""},{"$f":"IFERROR(IF(OR(T161=\"\",'Combined scenario - input'!$D146=\"\"),\"\",T161/'Combined scenario - input'!$D146),\"\")","v":""},{"$f":"IFERROR(IF(OR(U161=\"\",'Combined scenario - input'!$D146=\"\"),\"\",U161/'Combined scenario - input'!$D146),\"\")","v":""},{"$f":"IFERROR(IF(OR(V161=\"\",'Combined scenario - input'!$D146=\"\"),\"\",V161/'Combined scenario - input'!$D146),\"\")","v":""},{"$f":"IFERROR(IF(OR(W161=\"\",'Combined scenario - input'!$D146=\"\"),\"\",W161/'Combined scenario - input'!$D146),\"\")","v":""}]
[{"$f":"IFERROR('Combined scenario - input'!A147,\"\")","v":""},{"$f":"IFERROR('Combined scenario - input'!B147,\"\")","v":""},{"$f":"IFERROR('Combined scenario - input'!C147,\"\")","v":""},{"$f":"IFERROR(repcalc('Combined scenario - input'!$CV147:$GH147,'Combined scenario - input'!$G147,'Combined scenario - input'!$E147,'Combined scenario - input'!$F147,20,TRUE,TRUE),\"\")","v":""},"","","","","","","","","","","","","","","","","","","",{"$f":"IFERROR(IF(OR(D162=\"\",'Combined scenario - input'!$D147=\"\"),\"\",D162/'Combined scenario - input'!$D147),\"\")","v":""},{"$f":"IFERROR(IF(OR(E162=\"\",'Combined scenario - input'!$D147=\"\"),\"\",E162/'Combined scenario - input'!$D147),\"\")","v":""},{"$f":"IFERROR(IF(OR(F162=\"\",'Combined scenario - input'!$D147=\"\"),\"\",F162/'Combined scenario - input'!$D147),\"\")","v":""},{"$f":"IFERROR(IF(OR(G162=\"\",'Combined scenario - input'!$D147=\"\"),\"\",G162/'Combined scenario - input'!$D147),\"\")","v":""},{"$f":"IFERROR(IF(OR(H162=\"\",'Combined scenario - input'!$D147=\"\"),\"\",H162/'Combined scenario - input'!$D147),\"\")","v":""},{"$f":"IFERROR(IF(OR(I162=\"\",'Combined scenario - input'!$D147=\"\"),\"\",I162/'Combined scenario - input'!$D147),\"\")","v":""},{"$f":"IFERROR(IF(OR(J162=\"\",'Combined scenario - input'!$D147=\"\"),\"\",J162/'Combined scenario - input'!$D147),\"\")","v":""},{"$f":"IFERROR(IF(OR(K162=\"\",'Combined scenario - input'!$D147=\"\"),\"\",K162/'Combined scenario - input'!$D147),\"\")","v":""},{"$f":"IFERROR(IF(OR(L162=\"\",'Combined scenario - input'!$D147=\"\"),\"\",L162/'Combined scenario - input'!$D147),\"\")","v":""},{"$f":"IFERROR(IF(OR(M162=\"\",'Combined scenario - input'!$D147=\"\"),\"\",M162/'Combined scenario - input'!$D147),\"\")","v":""},{"$f":"IFERROR(IF(OR(N162=\"\",'Combined scenario - input'!$D147=\"\"),\"\",N162/'Combined scenario - input'!$D147),\"\")","v":""},{"$f":"IFERROR(IF(OR(O162=\"\",'Combined scenario - input'!$D147=\"\"),\"\",O162/'Combined scenario - input'!$D147),\"\")","v":""},{"$f":"IFERROR(IF(OR(P162=\"\",'Combined scenario - input'!$D147=\"\"),\"\",P162/'Combined scenario - input'!$D147),\"\")","v":""},{"$f":"IFERROR(IF(OR(Q162=\"\",'Combined scenario - input'!$D147=\"\"),\"\",Q162/'Combined scenario - input'!$D147),\"\")","v":""},{"$f":"IFERROR(IF(OR(R162=\"\",'Combined scenario - input'!$D147=\"\"),\"\",R162/'Combined scenario - input'!$D147),\"\")","v":""},{"$f":"IFERROR(IF(OR(S162=\"\",'Combined scenario - input'!$D147=\"\"),\"\",S162/'Combined scenario - input'!$D147),\"\")","v":""},{"$f":"IFERROR(IF(OR(T162=\"\",'Combined scenario - input'!$D147=\"\"),\"\",T162/'Combined scenario - input'!$D147),\"\")","v":""},{"$f":"IFERROR(IF(OR(U162=\"\",'Combined scenario - input'!$D147=\"\"),\"\",U162/'Combined scenario - input'!$D147),\"\")","v":""},{"$f":"IFERROR(IF(OR(V162=\"\",'Combined scenario - input'!$D147=\"\"),\"\",V162/'Combined scenario - input'!$D147),\"\")","v":""},{"$f":"IFERROR(IF(OR(W162=\"\",'Combined scenario - input'!$D147=\"\"),\"\",W162/'Combined scenario - input'!$D147),\"\")","v":""}]
[{"$f":"IFERROR('Combined scenario - input'!A148,\"\")","v":""},{"$f":"IFERROR('Combined scenario - input'!B148,\"\")","v":""},{"$f":"IFERROR('Combined scenario - input'!C148,\"\")","v":""},{"$f":"IFERROR(repcalc('Combined scenario - input'!$CV148:$GH148,'Combined scenario - input'!$G148,'Combined scenario - input'!$E148,'Combined scenario - input'!$F148,20,TRUE,TRUE),\"\")","v":""},"","","","","","","","","","","","","","","","","","","",{"$f":"IFERROR(IF(OR(D163=\"\",'Combined scenario - input'!$D148=\"\"),\"\",D163/'Combined scenario - input'!$D148),\"\")","v":""},{"$f":"IFERROR(IF(OR(E163=\"\",'Combined scenario - input'!$D148=\"\"),\"\",E163/'Combined scenario - input'!$D148),\"\")","v":""},{"$f":"IFERROR(IF(OR(F163=\"\",'Combined scenario - input'!$D148=\"\"),\"\",F163/'Combined scenario - input'!$D148),\"\")","v":""},{"$f":"IFERROR(IF(OR(G163=\"\",'Combined scenario - input'!$D148=\"\"),\"\",G163/'Combined scenario - input'!$D148),\"\")","v":""},{"$f":"IFERROR(IF(OR(H163=\"\",'Combined scenario - input'!$D148=\"\"),\"\",H163/'Combined scenario - input'!$D148),\"\")","v":""},{"$f":"IFERROR(IF(OR(I163=\"\",'Combined scenario - input'!$D148=\"\"),\"\",I163/'Combined scenario - input'!$D148),\"\")","v":""},{"$f":"IFERROR(IF(OR(J163=\"\",'Combined scenario - input'!$D148=\"\"),\"\",J163/'Combined scenario - input'!$D148),\"\")","v":""},{"$f":"IFERROR(IF(OR(K163=\"\",'Combined scenario - input'!$D148=\"\"),\"\",K163/'Combined scenario - input'!$D148),\"\")","v":""},{"$f":"IFERROR(IF(OR(L163=\"\",'Combined scenario - input'!$D148=\"\"),\"\",L163/'Combined scenario - input'!$D148),\"\")","v":""},{"$f":"IFERROR(IF(OR(M163=\"\",'Combined scenario - input'!$D148=\"\"),\"\",M163/'Combined scenario - input'!$D148),\"\")","v":""},{"$f":"IFERROR(IF(OR(N163=\"\",'Combined scenario - input'!$D148=\"\"),\"\",N163/'Combined scenario - input'!$D148),\"\")","v":""},{"$f":"IFERROR(IF(OR(O163=\"\",'Combined scenario - input'!$D148=\"\"),\"\",O163/'Combined scenario - input'!$D148),\"\")","v":""},{"$f":"IFERROR(IF(OR(P163=\"\",'Combined scenario - input'!$D148=\"\"),\"\",P163/'Combined scenario - input'!$D148),\"\")","v":""},{"$f":"IFERROR(IF(OR(Q163=\"\",'Combined scenario - input'!$D148=\"\"),\"\",Q163/'Combined scenario - input'!$D148),\"\")","v":""},{"$f":"IFERROR(IF(OR(R163=\"\",'Combined scenario - input'!$D148=\"\"),\"\",R163/'Combined scenario - input'!$D148),\"\")","v":""},{"$f":"IFERROR(IF(OR(S163=\"\",'Combined scenario - input'!$D148=\"\"),\"\",S163/'Combined scenario - input'!$D148),\"\")","v":""},{"$f":"IFERROR(IF(OR(T163=\"\",'Combined scenario - input'!$D148=\"\"),\"\",T163/'Combined scenario - input'!$D148),\"\")","v":""},{"$f":"IFERROR(IF(OR(U163=\"\",'Combined scenario - input'!$D148=\"\"),\"\",U163/'Combined scenario - input'!$D148),\"\")","v":""},{"$f":"IFERROR(IF(OR(V163=\"\",'Combined scenario - input'!$D148=\"\"),\"\",V163/'Combined scenario - input'!$D148),\"\")","v":""},{"$f":"IFERROR(IF(OR(W163=\"\",'Combined scenario - input'!$D148=\"\"),\"\",W163/'Combined scenario - input'!$D148),\"\")","v":""}]
[{"$f":"IFERROR('Combined scenario - input'!A149,\"\")","v":""},{"$f":"IFERROR('Combined scenario - input'!B149,\"\")","v":""},{"$f":"IFERROR('Combined scenario - input'!C149,\"\")","v":""},{"$f":"IFERROR(repcalc('Combined scenario - input'!$CV149:$GH149,'Combined scenario - input'!$G149,'Combined scenario - input'!$E149,'Combined scenario - input'!$F149,20,TRUE,TRUE),\"\")","v":""},"","","","","","","","","","","","","","","","","","","",{"$f":"IFERROR(IF(OR(D164=\"\",'Combined scenario - input'!$D149=\"\"),\"\",D164/'Combined scenario - input'!$D149),\"\")","v":""},{"$f":"IFERROR(IF(OR(E164=\"\",'Combined scenario - input'!$D149=\"\"),\"\",E164/'Combined scenario - input'!$D149),\"\")","v":""},{"$f":"IFERROR(IF(OR(F164=\"\",'Combined scenario - input'!$D149=\"\"),\"\",F164/'Combined scenario - input'!$D149),\"\")","v":""},{"$f":"IFERROR(IF(OR(G164=\"\",'Combined scenario - input'!$D149=\"\"),\"\",G164/'Combined scenario - input'!$D149),\"\")","v":""},{"$f":"IFERROR(IF(OR(H164=\"\",'Combined scenario - input'!$D149=\"\"),\"\",H164/'Combined scenario - input'!$D149),\"\")","v":""},{"$f":"IFERROR(IF(OR(I164=\"\",'Combined scenario - input'!$D149=\"\"),\"\",I164/'Combined scenario - input'!$D149),\"\")","v":""},{"$f":"IFERROR(IF(OR(J164=\"\",'Combined scenario - input'!$D149=\"\"),\"\",J164/'Combined scenario - input'!$D149),\"\")","v":""},{"$f":"IFERROR(IF(OR(K164=\"\",'Combined scenario - input'!$D149=\"\"),\"\",K164/'Combined scenario - input'!$D149),\"\")","v":""},{"$f":"IFERROR(IF(OR(L164=\"\",'Combined scenario - input'!$D149=\"\"),\"\",L164/'Combined scenario - input'!$D149),\"\")","v":""},{"$f":"IFERROR(IF(OR(M164=\"\",'Combined scenario - input'!$D149=\"\"),\"\",M164/'Combined scenario - input'!$D149),\"\")","v":""},{"$f":"IFERROR(IF(OR(N164=\"\",'Combined scenario - input'!$D149=\"\"),\"\",N164/'Combined scenario - input'!$D149),\"\")","v":""},{"$f":"IFERROR(IF(OR(O164=\"\",'Combined scenario - input'!$D149=\"\"),\"\",O164/'Combined scenario - input'!$D149),\"\")","v":""},{"$f":"IFERROR(IF(OR(P164=\"\",'Combined scenario - input'!$D149=\"\"),\"\",P164/'Combined scenario - input'!$D149),\"\")","v":""},{"$f":"IFERROR(IF(OR(Q164=\"\",'Combined scenario - input'!$D149=\"\"),\"\",Q164/'Combined scenario - input'!$D149),\"\")","v":""},{"$f":"IFERROR(IF(OR(R164=\"\",'Combined scenario - input'!$D149=\"\"),\"\",R164/'Combined scenario - input'!$D149),\"\")","v":""},{"$f":"IFERROR(IF(OR(S164=\"\",'Combined scenario - input'!$D149=\"\"),\"\",S164/'Combined scenario - input'!$D149),\"\")","v":""},{"$f":"IFERROR(IF(OR(T164=\"\",'Combined scenario - input'!$D149=\"\"),\"\",T164/'Combined scenario - input'!$D149),\"\")","v":""},{"$f":"IFERROR(IF(OR(U164=\"\",'Combined scenario - input'!$D149=\"\"),\"\",U164/'Combined scenario - input'!$D149),\"\")","v":""},{"$f":"IFERROR(IF(OR(V164=\"\",'Combined scenario - input'!$D149=\"\"),\"\",V164/'Combined scenario - input'!$D149),\"\")","v":""},{"$f":"IFERROR(IF(OR(W164=\"\",'Combined scenario - input'!$D149=\"\"),\"\",W164/'Combined scenario - input'!$D149),\"\")","v":""}]
[{"$f":"IFERROR('Combined scenario - input'!A150,\"\")","v":""},{"$f":"IFERROR('Combined scenario - input'!B150,\"\")","v":""},{"$f":"IFERROR('Combined scenario - input'!C150,\"\")","v":""},{"$f":"IFERROR(repcalc('Combined scenario - input'!$CV150:$GH150,'Combined scenario - input'!$G150,'Combined scenario - input'!$E150,'Combined scenario - input'!$F150,20,TRUE,TRUE),\"\")","v":""},"","","","","","","","","","","","","","","","","","","",{"$f":"IFERROR(IF(OR(D165=\"\",'Combined scenario - input'!$D150=\"\"),\"\",D165/'Combined scenario - input'!$D150),\"\")","v":""},{"$f":"IFERROR(IF(OR(E165=\"\",'Combined scenario - input'!$D150=\"\"),\"\",E165/'Combined scenario - input'!$D150),\"\")","v":""},{"$f":"IFERROR(IF(OR(F165=\"\",'Combined scenario - input'!$D150=\"\"),\"\",F165/'Combined scenario - input'!$D150),\"\")","v":""},{"$f":"IFERROR(IF(OR(G165=\"\",'Combined scenario - input'!$D150=\"\"),\"\",G165/'Combined scenario - input'!$D150),\"\")","v":""},{"$f":"IFERROR(IF(OR(H165=\"\",'Combined scenario - input'!$D150=\"\"),\"\",H165/'Combined scenario - input'!$D150),\"\")","v":""},{"$f":"IFERROR(IF(OR(I165=\"\",'Combined scenario - input'!$D150=\"\"),\"\",I165/'Combined scenario - input'!$D150),\"\")","v":""},{"$f":"IFERROR(IF(OR(J165=\"\",'Combined scenario - input'!$D150=\"\"),\"\",J165/'Combined scenario - input'!$D150),\"\")","v":""},{"$f":"IFERROR(IF(OR(K165=\"\",'Combined scenario - input'!$D150=\"\"),\"\",K165/'Combined scenario - input'!$D150),\"\")","v":""},{"$f":"IFERROR(IF(OR(L165=\"\",'Combined scenario - input'!$D150=\"\"),\"\",L165/'Combined scenario - input'!$D150),\"\")","v":""},{"$f":"IFERROR(IF(OR(M165=\"\",'Combined scenario - input'!$D150=\"\"),\"\",M165/'Combined scenario - input'!$D150),\"\")","v":""},{"$f":"IFERROR(IF(OR(N165=\"\",'Combined scenario - input'!$D150=\"\"),\"\",N165/'Combined scenario - input'!$D150),\"\")","v":""},{"$f":"IFERROR(IF(OR(O165=\"\",'Combined scenario - input'!$D150=\"\"),\"\",O165/'Combined scenario - input'!$D150),\"\")","v":""},{"$f":"IFERROR(IF(OR(P165=\"\",'Combined scenario - input'!$D150=\"\"),\"\",P165/'Combined scenario - input'!$D150),\"\")","v":""},{"$f":"IFERROR(IF(OR(Q165=\"\",'Combined scenario - input'!$D150=\"\"),\"\",Q165/'Combined scenario - input'!$D150),\"\")","v":""},{"$f":"IFERROR(IF(OR(R165=\"\",'Combined scenario - input'!$D150=\"\"),\"\",R165/'Combined scenario - input'!$D150),\"\")","v":""},{"$f":"IFERROR(IF(OR(S165=\"\",'Combined scenario - input'!$D150=\"\"),\"\",S165/'Combined scenario - input'!$D150),\"\")","v":""},{"$f":"IFERROR(IF(OR(T165=\"\",'Combined scenario - input'!$D150=\"\"),\"\",T165/'Combined scenario - input'!$D150),\"\")","v":""},{"$f":"IFERROR(IF(OR(U165=\"\",'Combined scenario - input'!$D150=\"\"),\"\",U165/'Combined scenario - input'!$D150),\"\")","v":""},{"$f":"IFERROR(IF(OR(V165=\"\",'Combined scenario - input'!$D150=\"\"),\"\",V165/'Combined scenario - input'!$D150),\"\")","v":""},{"$f":"IFERROR(IF(OR(W165=\"\",'Combined scenario - input'!$D150=\"\"),\"\",W165/'Combined scenario - input'!$D150),\"\")","v":""}]
[{"$f":"IFERROR('Combined scenario - input'!A151,\"\")","v":""},{"$f":"IFERROR('Combined scenario - input'!B151,\"\")","v":""},{"$f":"IFERROR('Combined scenario - input'!C151,\"\")","v":""},{"$f":"IFERROR(repcalc('Combined scenario - input'!$CV151:$GH151,'Combined scenario - input'!$G151,'Combined scenario - input'!$E151,'Combined scenario - input'!$F151,20,TRUE,TRUE),\"\")","v":""},"","","","","","","","","","","","","","","","","","","",{"$f":"IFERROR(IF(OR(D166=\"\",'Combined scenario - input'!$D151=\"\"),\"\",D166/'Combined scenario - input'!$D151),\"\")","v":""},{"$f":"IFERROR(IF(OR(E166=\"\",'Combined scenario - input'!$D151=\"\"),\"\",E166/'Combined scenario - input'!$D151),\"\")","v":""},{"$f":"IFERROR(IF(OR(F166=\"\",'Combined scenario - input'!$D151=\"\"),\"\",F166/'Combined scenario - input'!$D151),\"\")","v":""},{"$f":"IFERROR(IF(OR(G166=\"\",'Combined scenario - input'!$D151=\"\"),\"\",G166/'Combined scenario - input'!$D151),\"\")","v":""},{"$f":"IFERROR(IF(OR(H166=\"\",'Combined scenario - input'!$D151=\"\"),\"\",H166/'Combined scenario - input'!$D151),\"\")","v":""},{"$f":"IFERROR(IF(OR(I166=\"\",'Combined scenario - input'!$D151=\"\"),\"\",I166/'Combined scenario - input'!$D151),\"\")","v":""},{"$f":"IFERROR(IF(OR(J166=\"\",'Combined scenario - input'!$D151=\"\"),\"\",J166/'Combined scenario - input'!$D151),\"\")","v":""},{"$f":"IFERROR(IF(OR(K166=\"\",'Combined scenario - input'!$D151=\"\"),\"\",K166/'Combined scenario - input'!$D151),\"\")","v":""},{"$f":"IFERROR(IF(OR(L166=\"\",'Combined scenario - input'!$D151=\"\"),\"\",L166/'Combined scenario - input'!$D151),\"\")","v":""},{"$f":"IFERROR(IF(OR(M166=\"\",'Combined scenario - input'!$D151=\"\"),\"\",M166/'Combined scenario - input'!$D151),\"\")","v":""},{"$f":"IFERROR(IF(OR(N166=\"\",'Combined scenario - input'!$D151=\"\"),\"\",N166/'Combined scenario - input'!$D151),\"\")","v":""},{"$f":"IFERROR(IF(OR(O166=\"\",'Combined scenario - input'!$D151=\"\"),\"\",O166/'Combined scenario - input'!$D151),\"\")","v":""},{"$f":"IFERROR(IF(OR(P166=\"\",'Combined scenario - input'!$D151=\"\"),\"\",P166/'Combined scenario - input'!$D151),\"\")","v":""},{"$f":"IFERROR(IF(OR(Q166=\"\",'Combined scenario - input'!$D151=\"\"),\"\",Q166/'Combined scenario - input'!$D151),\"\")","v":""},{"$f":"IFERROR(IF(OR(R166=\"\",'Combined scenario - input'!$D151=\"\"),\"\",R166/'Combined scenario - input'!$D151),\"\")","v":""},{"$f":"IFERROR(IF(OR(S166=\"\",'Combined scenario - input'!$D151=\"\"),\"\",S166/'Combined scenario - input'!$D151),\"\")","v":""},{"$f":"IFERROR(IF(OR(T166=\"\",'Combined scenario - input'!$D151=\"\"),\"\",T166/'Combined scenario - input'!$D151),\"\")","v":""},{"$f":"IFERROR(IF(OR(U166=\"\",'Combined scenario - input'!$D151=\"\"),\"\",U166/'Combined scenario - input'!$D151),\"\")","v":""},{"$f":"IFERROR(IF(OR(V166=\"\",'Combined scenario - input'!$D151=\"\"),\"\",V166/'Combined scenario - input'!$D151),\"\")","v":""},{"$f":"IFERROR(IF(OR(W166=\"\",'Combined scenario - input'!$D151=\"\"),\"\",W166/'Combined scenario - input'!$D151),\"\")","v":""}]
[{"$f":"IFERROR('Combined scenario - input'!A152,\"\")","v":""},{"$f":"IFERROR('Combined scenario - input'!B152,\"\")","v":""},{"$f":"IFERROR('Combined scenario - input'!C152,\"\")","v":""},{"$f":"IFERROR(repcalc('Combined scenario - input'!$CV152:$GH152,'Combined scenario - input'!$G152,'Combined scenario - input'!$E152,'Combined scenario - input'!$F152,20,TRUE,TRUE),\"\")","v":""},"","","","","","","","","","","","","","","","","","","",{"$f":"IFERROR(IF(OR(D167=\"\",'Combined scenario - input'!$D152=\"\"),\"\",D167/'Combined scenario - input'!$D152),\"\")","v":""},{"$f":"IFERROR(IF(OR(E167=\"\",'Combined scenario - input'!$D152=\"\"),\"\",E167/'Combined scenario - input'!$D152),\"\")","v":""},{"$f":"IFERROR(IF(OR(F167=\"\",'Combined scenario - input'!$D152=\"\"),\"\",F167/'Combined scenario - input'!$D152),\"\")","v":""},{"$f":"IFERROR(IF(OR(G167=\"\",'Combined scenario - input'!$D152=\"\"),\"\",G167/'Combined scenario - input'!$D152),\"\")","v":""},{"$f":"IFERROR(IF(OR(H167=\"\",'Combined scenario - input'!$D152=\"\"),\"\",H167/'Combined scenario - input'!$D152),\"\")","v":""},{"$f":"IFERROR(IF(OR(I167=\"\",'Combined scenario - input'!$D152=\"\"),\"\",I167/'Combined scenario - input'!$D152),\"\")","v":""},{"$f":"IFERROR(IF(OR(J167=\"\",'Combined scenario - input'!$D152=\"\"),\"\",J167/'Combined scenario - input'!$D152),\"\")","v":""},{"$f":"IFERROR(IF(OR(K167=\"\",'Combined scenario - input'!$D152=\"\"),\"\",K167/'Combined scenario - input'!$D152),\"\")","v":""},{"$f":"IFERROR(IF(OR(L167=\"\",'Combined scenario - input'!$D152=\"\"),\"\",L167/'Combined scenario - input'!$D152),\"\")","v":""},{"$f":"IFERROR(IF(OR(M167=\"\",'Combined scenario - input'!$D152=\"\"),\"\",M167/'Combined scenario - input'!$D152),\"\")","v":""},{"$f":"IFERROR(IF(OR(N167=\"\",'Combined scenario - input'!$D152=\"\"),\"\",N167/'Combined scenario - input'!$D152),\"\")","v":""},{"$f":"IFERROR(IF(OR(O167=\"\",'Combined scenario - input'!$D152=\"\"),\"\",O167/'Combined scenario - input'!$D152),\"\")","v":""},{"$f":"IFERROR(IF(OR(P167=\"\",'Combined scenario - input'!$D152=\"\"),\"\",P167/'Combined scenario - input'!$D152),\"\")","v":""},{"$f":"IFERROR(IF(OR(Q167=\"\",'Combined scenario - input'!$D152=\"\"),\"\",Q167/'Combined scenario - input'!$D152),\"\")","v":""},{"$f":"IFERROR(IF(OR(R167=\"\",'Combined scenario - input'!$D152=\"\"),\"\",R167/'Combined scenario - input'!$D152),\"\")","v":""},{"$f":"IFERROR(IF(OR(S167=\"\",'Combined scenario - input'!$D152=\"\"),\"\",S167/'Combined scenario - input'!$D152),\"\")","v":""},{"$f":"IFERROR(IF(OR(T167=\"\",'Combined scenario - input'!$D152=\"\"),\"\",T167/'Combined scenario - input'!$D152),\"\")","v":""},{"$f":"IFERROR(IF(OR(U167=\"\",'Combined scenario - input'!$D152=\"\"),\"\",U167/'Combined scenario - input'!$D152),\"\")","v":""},{"$f":"IFERROR(IF(OR(V167=\"\",'Combined scenario - input'!$D152=\"\"),\"\",V167/'Combined scenario - input'!$D152),\"\")","v":""},{"$f":"IFERROR(IF(OR(W167=\"\",'Combined scenario - input'!$D152=\"\"),\"\",W167/'Combined scenario - input'!$D152),\"\")","v":""}]
[{"$f":"IFERROR('Combined scenario - input'!A153,\"\")","v":""},{"$f":"IFERROR('Combined scenario - input'!B153,\"\")","v":""},{"$f":"IFERROR('Combined scenario - input'!C153,\"\")","v":""},{"$f":"IFERROR(repcalc('Combined scenario - input'!$CV153:$GH153,'Combined scenario - input'!$G153,'Combined scenario - input'!$E153,'Combined scenario - input'!$F153,20,TRUE,TRUE),\"\")","v":""},"","","","","","","","","","","","","","","","","","","",{"$f":"IFERROR(IF(OR(D168=\"\",'Combined scenario - input'!$D153=\"\"),\"\",D168/'Combined scenario - input'!$D153),\"\")","v":""},{"$f":"IFERROR(IF(OR(E168=\"\",'Combined scenario - input'!$D153=\"\"),\"\",E168/'Combined scenario - input'!$D153),\"\")","v":""},{"$f":"IFERROR(IF(OR(F168=\"\",'Combined scenario - input'!$D153=\"\"),\"\",F168/'Combined scenario - input'!$D153),\"\")","v":""},{"$f":"IFERROR(IF(OR(G168=\"\",'Combined scenario - input'!$D153=\"\"),\"\",G168/'Combined scenario - input'!$D153),\"\")","v":""},{"$f":"IFERROR(IF(OR(H168=\"\",'Combined scenario - input'!$D153=\"\"),\"\",H168/'Combined scenario - input'!$D153),\"\")","v":""},{"$f":"IFERROR(IF(OR(I168=\"\",'Combined scenario - input'!$D153=\"\"),\"\",I168/'Combined scenario - input'!$D153),\"\")","v":""},{"$f":"IFERROR(IF(OR(J168=\"\",'Combined scenario - input'!$D153=\"\"),\"\",J168/'Combined scenario - input'!$D153),\"\")","v":""},{"$f":"IFERROR(IF(OR(K168=\"\",'Combined scenario - input'!$D153=\"\"),\"\",K168/'Combined scenario - input'!$D153),\"\")","v":""},{"$f":"IFERROR(IF(OR(L168=\"\",'Combined scenario - input'!$D153=\"\"),\"\",L168/'Combined scenario - input'!$D153),\"\")","v":""},{"$f":"IFERROR(IF(OR(M168=\"\",'Combined scenario - input'!$D153=\"\"),\"\",M168/'Combined scenario - input'!$D153),\"\")","v":""},{"$f":"IFERROR(IF(OR(N168=\"\",'Combined scenario - input'!$D153=\"\"),\"\",N168/'Combined scenario - input'!$D153),\"\")","v":""},{"$f":"IFERROR(IF(OR(O168=\"\",'Combined scenario - input'!$D153=\"\"),\"\",O168/'Combined scenario - input'!$D153),\"\")","v":""},{"$f":"IFERROR(IF(OR(P168=\"\",'Combined scenario - input'!$D153=\"\"),\"\",P168/'Combined scenario - input'!$D153),\"\")","v":""},{"$f":"IFERROR(IF(OR(Q168=\"\",'Combined scenario - input'!$D153=\"\"),\"\",Q168/'Combined scenario - input'!$D153),\"\")","v":""},{"$f":"IFERROR(IF(OR(R168=\"\",'Combined scenario - input'!$D153=\"\"),\"\",R168/'Combined scenario - input'!$D153),\"\")","v":""},{"$f":"IFERROR(IF(OR(S168=\"\",'Combined scenario - input'!$D153=\"\"),\"\",S168/'Combined scenario - input'!$D153),\"\")","v":""},{"$f":"IFERROR(IF(OR(T168=\"\",'Combined scenario - input'!$D153=\"\"),\"\",T168/'Combined scenario - input'!$D153),\"\")","v":""},{"$f":"IFERROR(IF(OR(U168=\"\",'Combined scenario - input'!$D153=\"\"),\"\",U168/'Combined scenario - input'!$D153),\"\")","v":""},{"$f":"IFERROR(IF(OR(V168=\"\",'Combined scenario - input'!$D153=\"\"),\"\",V168/'Combined scenario - input'!$D153),\"\")","v":""},{"$f":"IFERROR(IF(OR(W168=\"\",'Combined scenario - input'!$D153=\"\"),\"\",W168/'Combined scenario - input'!$D153),\"\")","v":""}]
[{"$f":"IFERROR('Combined scenario - input'!A154,\"\")","v":""},{"$f":"IFERROR('Combined scenario - input'!B154,\"\")","v":""},{"$f":"IFERROR('Combined scenario - input'!C154,\"\")","v":""},{"$f":"IFERROR(repcalc('Combined scenario - input'!$CV154:$GH154,'Combined scenario - input'!$G154,'Combined scenario - input'!$E154,'Combined scenario - input'!$F154,20,TRUE,TRUE),\"\")","v":""},"","","","","","","","","","","","","","","","","","","",{"$f":"IFERROR(IF(OR(D169=\"\",'Combined scenario - input'!$D154=\"\"),\"\",D169/'Combined scenario - input'!$D154),\"\")","v":""},{"$f":"IFERROR(IF(OR(E169=\"\",'Combined scenario - input'!$D154=\"\"),\"\",E169/'Combined scenario - input'!$D154),\"\")","v":""},{"$f":"IFERROR(IF(OR(F169=\"\",'Combined scenario - input'!$D154=\"\"),\"\",F169/'Combined scenario - input'!$D154),\"\")","v":""},{"$f":"IFERROR(IF(OR(G169=\"\",'Combined scenario - input'!$D154=\"\"),\"\",G169/'Combined scenario - input'!$D154),\"\")","v":""},{"$f":"IFERROR(IF(OR(H169=\"\",'Combined scenario - input'!$D154=\"\"),\"\",H169/'Combined scenario - input'!$D154),\"\")","v":""},{"$f":"IFERROR(IF(OR(I169=\"\",'Combined scenario - input'!$D154=\"\"),\"\",I169/'Combined scenario - input'!$D154),\"\")","v":""},{"$f":"IFERROR(IF(OR(J169=\"\",'Combined scenario - input'!$D154=\"\"),\"\",J169/'Combined scenario - input'!$D154),\"\")","v":""},{"$f":"IFERROR(IF(OR(K169=\"\",'Combined scenario - input'!$D154=\"\"),\"\",K169/'Combined scenario - input'!$D154),\"\")","v":""},{"$f":"IFERROR(IF(OR(L169=\"\",'Combined scenario - input'!$D154=\"\"),\"\",L169/'Combined scenario - input'!$D154),\"\")","v":""},{"$f":"IFERROR(IF(OR(M169=\"\",'Combined scenario - input'!$D154=\"\"),\"\",M169/'Combined scenario - input'!$D154),\"\")","v":""},{"$f":"IFERROR(IF(OR(N169=\"\",'Combined scenario - input'!$D154=\"\"),\"\",N169/'Combined scenario - input'!$D154),\"\")","v":""},{"$f":"IFERROR(IF(OR(O169=\"\",'Combined scenario - input'!$D154=\"\"),\"\",O169/'Combined scenario - input'!$D154),\"\")","v":""},{"$f":"IFERROR(IF(OR(P169=\"\",'Combined scenario - input'!$D154=\"\"),\"\",P169/'Combined scenario - input'!$D154),\"\")","v":""},{"$f":"IFERROR(IF(OR(Q169=\"\",'Combined scenario - input'!$D154=\"\"),\"\",Q169/'Combined scenario - input'!$D154),\"\")","v":""},{"$f":"IFERROR(IF(OR(R169=\"\",'Combined scenario - input'!$D154=\"\"),\"\",R169/'Combined scenario - input'!$D154),\"\")","v":""},{"$f":"IFERROR(IF(OR(S169=\"\",'Combined scenario - input'!$D154=\"\"),\"\",S169/'Combined scenario - input'!$D154),\"\")","v":""},{"$f":"IFERROR(IF(OR(T169=\"\",'Combined scenario - input'!$D154=\"\"),\"\",T169/'Combined scenario - input'!$D154),\"\")","v":""},{"$f":"IFERROR(IF(OR(U169=\"\",'Combined scenario - input'!$D154=\"\"),\"\",U169/'Combined scenario - input'!$D154),\"\")","v":""},{"$f":"IFERROR(IF(OR(V169=\"\",'Combined scenario - input'!$D154=\"\"),\"\",V169/'Combined scenario - input'!$D154),\"\")","v":""},{"$f":"IFERROR(IF(OR(W169=\"\",'Combined scenario - input'!$D154=\"\"),\"\",W169/'Combined scenario - input'!$D154),\"\")","v":""}]
[{"$f":"IFERROR('Combined scenario - input'!A155,\"\")","v":""},{"$f":"IFERROR('Combined scenario - input'!B155,\"\")","v":""},{"$f":"IFERROR('Combined scenario - input'!C155,\"\")","v":""},{"$f":"IFERROR(repcalc('Combined scenario - input'!$CV155:$GH155,'Combined scenario - input'!$G155,'Combined scenario - input'!$E155,'Combined scenario - input'!$F155,20,TRUE,TRUE),\"\")","v":""},"","","","","","","","","","","","","","","","","","","",{"$f":"IFERROR(IF(OR(D170=\"\",'Combined scenario - input'!$D155=\"\"),\"\",D170/'Combined scenario - input'!$D155),\"\")","v":""},{"$f":"IFERROR(IF(OR(E170=\"\",'Combined scenario - input'!$D155=\"\"),\"\",E170/'Combined scenario - input'!$D155),\"\")","v":""},{"$f":"IFERROR(IF(OR(F170=\"\",'Combined scenario - input'!$D155=\"\"),\"\",F170/'Combined scenario - input'!$D155),\"\")","v":""},{"$f":"IFERROR(IF(OR(G170=\"\",'Combined scenario - input'!$D155=\"\"),\"\",G170/'Combined scenario - input'!$D155),\"\")","v":""},{"$f":"IFERROR(IF(OR(H170=\"\",'Combined scenario - input'!$D155=\"\"),\"\",H170/'Combined scenario - input'!$D155),\"\")","v":""},{"$f":"IFERROR(IF(OR(I170=\"\",'Combined scenario - input'!$D155=\"\"),\"\",I170/'Combined scenario - input'!$D155),\"\")","v":""},{"$f":"IFERROR(IF(OR(J170=\"\",'Combined scenario - input'!$D155=\"\"),\"\",J170/'Combined scenario - input'!$D155),\"\")","v":""},{"$f":"IFERROR(IF(OR(K170=\"\",'Combined scenario - input'!$D155=\"\"),\"\",K170/'Combined scenario - input'!$D155),\"\")","v":""},{"$f":"IFERROR(IF(OR(L170=\"\",'Combined scenario - input'!$D155=\"\"),\"\",L170/'Combined scenario - input'!$D155),\"\")","v":""},{"$f":"IFERROR(IF(OR(M170=\"\",'Combined scenario - input'!$D155=\"\"),\"\",M170/'Combined scenario - input'!$D155),\"\")","v":""},{"$f":"IFERROR(IF(OR(N170=\"\",'Combined scenario - input'!$D155=\"\"),\"\",N170/'Combined scenario - input'!$D155),\"\")","v":""},{"$f":"IFERROR(IF(OR(O170=\"\",'Combined scenario - input'!$D155=\"\"),\"\",O170/'Combined scenario - input'!$D155),\"\")","v":""},{"$f":"IFERROR(IF(OR(P170=\"\",'Combined scenario - input'!$D155=\"\"),\"\",P170/'Combined scenario - input'!$D155),\"\")","v":""},{"$f":"IFERROR(IF(OR(Q170=\"\",'Combined scenario - input'!$D155=\"\"),\"\",Q170/'Combined scenario - input'!$D155),\"\")","v":""},{"$f":"IFERROR(IF(OR(R170=\"\",'Combined scenario - input'!$D155=\"\"),\"\",R170/'Combined scenario - input'!$D155),\"\")","v":""},{"$f":"IFERROR(IF(OR(S170=\"\",'Combined scenario - input'!$D155=\"\"),\"\",S170/'Combined scenario - input'!$D155),\"\")","v":""},{"$f":"IFERROR(IF(OR(T170=\"\",'Combined scenario - input'!$D155=\"\"),\"\",T170/'Combined scenario - input'!$D155),\"\")","v":""},{"$f":"IFERROR(IF(OR(U170=\"\",'Combined scenario - input'!$D155=\"\"),\"\",U170/'Combined scenario - input'!$D155),\"\")","v":""},{"$f":"IFERROR(IF(OR(V170=\"\",'Combined scenario - input'!$D155=\"\"),\"\",V170/'Combined scenario - input'!$D155),\"\")","v":""},{"$f":"IFERROR(IF(OR(W170=\"\",'Combined scenario - input'!$D155=\"\"),\"\",W170/'Combined scenario - input'!$D155),\"\")","v":""}]
[{"$f":"IFERROR('Combined scenario - input'!A156,\"\")","v":""},{"$f":"IFERROR('Combined scenario - input'!B156,\"\")","v":""},{"$f":"IFERROR('Combined scenario - input'!C156,\"\")","v":""},{"$f":"IFERROR(repcalc('Combined scenario - input'!$CV156:$GH156,'Combined scenario - input'!$G156,'Combined scenario - input'!$E156,'Combined scenario - input'!$F156,20,TRUE,TRUE),\"\")","v":""},"","","","","","","","","","","","","","","","","","","",{"$f":"IFERROR(IF(OR(D171=\"\",'Combined scenario - input'!$D156=\"\"),\"\",D171/'Combined scenario - input'!$D156),\"\")","v":""},{"$f":"IFERROR(IF(OR(E171=\"\",'Combined scenario - input'!$D156=\"\"),\"\",E171/'Combined scenario - input'!$D156),\"\")","v":""},{"$f":"IFERROR(IF(OR(F171=\"\",'Combined scenario - input'!$D156=\"\"),\"\",F171/'Combined scenario - input'!$D156),\"\")","v":""},{"$f":"IFERROR(IF(OR(G171=\"\",'Combined scenario - input'!$D156=\"\"),\"\",G171/'Combined scenario - input'!$D156),\"\")","v":""},{"$f":"IFERROR(IF(OR(H171=\"\",'Combined scenario - input'!$D156=\"\"),\"\",H171/'Combined scenario - input'!$D156),\"\")","v":""},{"$f":"IFERROR(IF(OR(I171=\"\",'Combined scenario - input'!$D156=\"\"),\"\",I171/'Combined scenario - input'!$D156),\"\")","v":""},{"$f":"IFERROR(IF(OR(J171=\"\",'Combined scenario - input'!$D156=\"\"),\"\",J171/'Combined scenario - input'!$D156),\"\")","v":""},{"$f":"IFERROR(IF(OR(K171=\"\",'Combined scenario - input'!$D156=\"\"),\"\",K171/'Combined scenario - input'!$D156),\"\")","v":""},{"$f":"IFERROR(IF(OR(L171=\"\",'Combined scenario - input'!$D156=\"\"),\"\",L171/'Combined scenario - input'!$D156),\"\")","v":""},{"$f":"IFERROR(IF(OR(M171=\"\",'Combined scenario - input'!$D156=\"\"),\"\",M171/'Combined scenario - input'!$D156),\"\")","v":""},{"$f":"IFERROR(IF(OR(N171=\"\",'Combined scenario - input'!$D156=\"\"),\"\",N171/'Combined scenario - input'!$D156),\"\")","v":""},{"$f":"IFERROR(IF(OR(O171=\"\",'Combined scenario - input'!$D156=\"\"),\"\",O171/'Combined scenario - input'!$D156),\"\")","v":""},{"$f":"IFERROR(IF(OR(P171=\"\",'Combined scenario - input'!$D156=\"\"),\"\",P171/'Combined scenario - input'!$D156),\"\")","v":""},{"$f":"IFERROR(IF(OR(Q171=\"\",'Combined scenario - input'!$D156=\"\"),\"\",Q171/'Combined scenario - input'!$D156),\"\")","v":""},{"$f":"IFERROR(IF(OR(R171=\"\",'Combined scenario - input'!$D156=\"\"),\"\",R171/'Combined scenario - input'!$D156),\"\")","v":""},{"$f":"IFERROR(IF(OR(S171=\"\",'Combined scenario - input'!$D156=\"\"),\"\",S171/'Combined scenario - input'!$D156),\"\")","v":""},{"$f":"IFERROR(IF(OR(T171=\"\",'Combined scenario - input'!$D156=\"\"),\"\",T171/'Combined scenario - input'!$D156),\"\")","v":""},{"$f":"IFERROR(IF(OR(U171=\"\",'Combined scenario - input'!$D156=\"\"),\"\",U171/'Combined scenario - input'!$D156),\"\")","v":""},{"$f":"IFERROR(IF(OR(V171=\"\",'Combined scenario - input'!$D156=\"\"),\"\",V171/'Combined scenario - input'!$D156),\"\")","v":""},{"$f":"IFERROR(IF(OR(W171=\"\",'Combined scenario - input'!$D156=\"\"),\"\",W171/'Combined scenario - input'!$D156),\"\")","v":""}]
[{"$f":"IFERROR('Combined scenario - input'!A157,\"\")","v":""},{"$f":"IFERROR('Combined scenario - input'!B157,\"\")","v":""},{"$f":"IFERROR('Combined scenario - input'!C157,\"\")","v":""},{"$f":"IFERROR(repcalc('Combined scenario - input'!$CV157:$GH157,'Combined scenario - input'!$G157,'Combined scenario - input'!$E157,'Combined scenario - input'!$F157,20,TRUE,TRUE),\"\")","v":""},"","","","","","","","","","","","","","","","","","","",{"$f":"IFERROR(IF(OR(D172=\"\",'Combined scenario - input'!$D157=\"\"),\"\",D172/'Combined scenario - input'!$D157),\"\")","v":""},{"$f":"IFERROR(IF(OR(E172=\"\",'Combined scenario - input'!$D157=\"\"),\"\",E172/'Combined scenario - input'!$D157),\"\")","v":""},{"$f":"IFERROR(IF(OR(F172=\"\",'Combined scenario - input'!$D157=\"\"),\"\",F172/'Combined scenario - input'!$D157),\"\")","v":""},{"$f":"IFERROR(IF(OR(G172=\"\",'Combined scenario - input'!$D157=\"\"),\"\",G172/'Combined scenario - input'!$D157),\"\")","v":""},{"$f":"IFERROR(IF(OR(H172=\"\",'Combined scenario - input'!$D157=\"\"),\"\",H172/'Combined scenario - input'!$D157),\"\")","v":""},{"$f":"IFERROR(IF(OR(I172=\"\",'Combined scenario - input'!$D157=\"\"),\"\",I172/'Combined scenario - input'!$D157),\"\")","v":""},{"$f":"IFERROR(IF(OR(J172=\"\",'Combined scenario - input'!$D157=\"\"),\"\",J172/'Combined scenario - input'!$D157),\"\")","v":""},{"$f":"IFERROR(IF(OR(K172=\"\",'Combined scenario - input'!$D157=\"\"),\"\",K172/'Combined scenario - input'!$D157),\"\")","v":""},{"$f":"IFERROR(IF(OR(L172=\"\",'Combined scenario - input'!$D157=\"\"),\"\",L172/'Combined scenario - input'!$D157),\"\")","v":""},{"$f":"IFERROR(IF(OR(M172=\"\",'Combined scenario - input'!$D157=\"\"),\"\",M172/'Combined scenario - input'!$D157),\"\")","v":""},{"$f":"IFERROR(IF(OR(N172=\"\",'Combined scenario - input'!$D157=\"\"),\"\",N172/'Combined scenario - input'!$D157),\"\")","v":""},{"$f":"IFERROR(IF(OR(O172=\"\",'Combined scenario - input'!$D157=\"\"),\"\",O172/'Combined scenario - input'!$D157),\"\")","v":""},{"$f":"IFERROR(IF(OR(P172=\"\",'Combined scenario - input'!$D157=\"\"),\"\",P172/'Combined scenario - input'!$D157),\"\")","v":""},{"$f":"IFERROR(IF(OR(Q172=\"\",'Combined scenario - input'!$D157=\"\"),\"\",Q172/'Combined scenario - input'!$D157),\"\")","v":""},{"$f":"IFERROR(IF(OR(R172=\"\",'Combined scenario - input'!$D157=\"\"),\"\",R172/'Combined scenario - input'!$D157),\"\")","v":""},{"$f":"IFERROR(IF(OR(S172=\"\",'Combined scenario - input'!$D157=\"\"),\"\",S172/'Combined scenario - input'!$D157),\"\")","v":""},{"$f":"IFERROR(IF(OR(T172=\"\",'Combined scenario - input'!$D157=\"\"),\"\",T172/'Combined scenario - input'!$D157),\"\")","v":""},{"$f":"IFERROR(IF(OR(U172=\"\",'Combined scenario - input'!$D157=\"\"),\"\",U172/'Combined scenario - input'!$D157),\"\")","v":""},{"$f":"IFERROR(IF(OR(V172=\"\",'Combined scenario - input'!$D157=\"\"),\"\",V172/'Combined scenario - input'!$D157),\"\")","v":""},{"$f":"IFERROR(IF(OR(W172=\"\",'Combined scenario - input'!$D157=\"\"),\"\",W172/'Combined scenario - input'!$D157),\"\")","v":""}]
[{"$f":"IFERROR('Combined scenario - input'!A158,\"\")","v":""},{"$f":"IFERROR('Combined scenario - input'!B158,\"\")","v":""},{"$f":"IFERROR('Combined scenario - input'!C158,\"\")","v":""},{"$f":"IFERROR(repcalc('Combined scenario - input'!$CV158:$GH158,'Combined scenario - input'!$G158,'Combined scenario - input'!$E158,'Combined scenario - input'!$F158,20,TRUE,TRUE),\"\")","v":""},"","","","","","","","","","","","","","","","","","","",{"$f":"IFERROR(IF(OR(D173=\"\",'Combined scenario - input'!$D158=\"\"),\"\",D173/'Combined scenario - input'!$D158),\"\")","v":""},{"$f":"IFERROR(IF(OR(E173=\"\",'Combined scenario - input'!$D158=\"\"),\"\",E173/'Combined scenario - input'!$D158),\"\")","v":""},{"$f":"IFERROR(IF(OR(F173=\"\",'Combined scenario - input'!$D158=\"\"),\"\",F173/'Combined scenario - input'!$D158),\"\")","v":""},{"$f":"IFERROR(IF(OR(G173=\"\",'Combined scenario - input'!$D158=\"\"),\"\",G173/'Combined scenario - input'!$D158),\"\")","v":""},{"$f":"IFERROR(IF(OR(H173=\"\",'Combined scenario - input'!$D158=\"\"),\"\",H173/'Combined scenario - input'!$D158),\"\")","v":""},{"$f":"IFERROR(IF(OR(I173=\"\",'Combined scenario - input'!$D158=\"\"),\"\",I173/'Combined scenario - input'!$D158),\"\")","v":""},{"$f":"IFERROR(IF(OR(J173=\"\",'Combined scenario - input'!$D158=\"\"),\"\",J173/'Combined scenario - input'!$D158),\"\")","v":""},{"$f":"IFERROR(IF(OR(K173=\"\",'Combined scenario - input'!$D158=\"\"),\"\",K173/'Combined scenario - input'!$D158),\"\")","v":""},{"$f":"IFERROR(IF(OR(L173=\"\",'Combined scenario - input'!$D158=\"\"),\"\",L173/'Combined scenario - input'!$D158),\"\")","v":""},{"$f":"IFERROR(IF(OR(M173=\"\",'Combined scenario - input'!$D158=\"\"),\"\",M173/'Combined scenario - input'!$D158),\"\")","v":""},{"$f":"IFERROR(IF(OR(N173=\"\",'Combined scenario - input'!$D158=\"\"),\"\",N173/'Combined scenario - input'!$D158),\"\")","v":""},{"$f":"IFERROR(IF(OR(O173=\"\",'Combined scenario - input'!$D158=\"\"),\"\",O173/'Combined scenario - input'!$D158),\"\")","v":""},{"$f":"IFERROR(IF(OR(P173=\"\",'Combined scenario - input'!$D158=\"\"),\"\",P173/'Combined scenario - input'!$D158),\"\")","v":""},{"$f":"IFERROR(IF(OR(Q173=\"\",'Combined scenario - input'!$D158=\"\"),\"\",Q173/'Combined scenario - input'!$D158),\"\")","v":""},{"$f":"IFERROR(IF(OR(R173=\"\",'Combined scenario - input'!$D158=\"\"),\"\",R173/'Combined scenario - input'!$D158),\"\")","v":""},{"$f":"IFERROR(IF(OR(S173=\"\",'Combined scenario - input'!$D158=\"\"),\"\",S173/'Combined scenario - input'!$D158),\"\")","v":""},{"$f":"IFERROR(IF(OR(T173=\"\",'Combined scenario - input'!$D158=\"\"),\"\",T173/'Combined scenario - input'!$D158),\"\")","v":""},{"$f":"IFERROR(IF(OR(U173=\"\",'Combined scenario - input'!$D158=\"\"),\"\",U173/'Combined scenario - input'!$D158),\"\")","v":""},{"$f":"IFERROR(IF(OR(V173=\"\",'Combined scenario - input'!$D158=\"\"),\"\",V173/'Combined scenario - input'!$D158),\"\")","v":""},{"$f":"IFERROR(IF(OR(W173=\"\",'Combined scenario - input'!$D158=\"\"),\"\",W173/'Combined scenario - input'!$D158),\"\")","v":""}]
[{"$f":"IFERROR('Combined scenario - input'!A159,\"\")","v":""},{"$f":"IFERROR('Combined scenario - input'!B159,\"\")","v":""},{"$f":"IFERROR('Combined scenario - input'!C159,\"\")","v":""},{"$f":"IFERROR(repcalc('Combined scenario - input'!$CV159:$GH159,'Combined scenario - input'!$G159,'Combined scenario - input'!$E159,'Combined scenario - input'!$F159,20,TRUE,TRUE),\"\")","v":""},"","","","","","","","","","","","","","","","","","","",{"$f":"IFERROR(IF(OR(D174=\"\",'Combined scenario - input'!$D159=\"\"),\"\",D174/'Combined scenario - input'!$D159),\"\")","v":""},{"$f":"IFERROR(IF(OR(E174=\"\",'Combined scenario - input'!$D159=\"\"),\"\",E174/'Combined scenario - input'!$D159),\"\")","v":""},{"$f":"IFERROR(IF(OR(F174=\"\",'Combined scenario - input'!$D159=\"\"),\"\",F174/'Combined scenario - input'!$D159),\"\")","v":""},{"$f":"IFERROR(IF(OR(G174=\"\",'Combined scenario - input'!$D159=\"\"),\"\",G174/'Combined scenario - input'!$D159),\"\")","v":""},{"$f":"IFERROR(IF(OR(H174=\"\",'Combined scenario - input'!$D159=\"\"),\"\",H174/'Combined scenario - input'!$D159),\"\")","v":""},{"$f":"IFERROR(IF(OR(I174=\"\",'Combined scenario - input'!$D159=\"\"),\"\",I174/'Combined scenario - input'!$D159),\"\")","v":""},{"$f":"IFERROR(IF(OR(J174=\"\",'Combined scenario - input'!$D159=\"\"),\"\",J174/'Combined scenario - input'!$D159),\"\")","v":""},{"$f":"IFERROR(IF(OR(K174=\"\",'Combined scenario - input'!$D159=\"\"),\"\",K174/'Combined scenario - input'!$D159),\"\")","v":""},{"$f":"IFERROR(IF(OR(L174=\"\",'Combined scenario - input'!$D159=\"\"),\"\",L174/'Combined scenario - input'!$D159),\"\")","v":""},{"$f":"IFERROR(IF(OR(M174=\"\",'Combined scenario - input'!$D159=\"\"),\"\",M174/'Combined scenario - input'!$D159),\"\")","v":""},{"$f":"IFERROR(IF(OR(N174=\"\",'Combined scenario - input'!$D159=\"\"),\"\",N174/'Combined scenario - input'!$D159),\"\")","v":""},{"$f":"IFERROR(IF(OR(O174=\"\",'Combined scenario - input'!$D159=\"\"),\"\",O174/'Combined scenario - input'!$D159),\"\")","v":""},{"$f":"IFERROR(IF(OR(P174=\"\",'Combined scenario - input'!$D159=\"\"),\"\",P174/'Combined scenario - input'!$D159),\"\")","v":""},{"$f":"IFERROR(IF(OR(Q174=\"\",'Combined scenario - input'!$D159=\"\"),\"\",Q174/'Combined scenario - input'!$D159),\"\")","v":""},{"$f":"IFERROR(IF(OR(R174=\"\",'Combined scenario - input'!$D159=\"\"),\"\",R174/'Combined scenario - input'!$D159),\"\")","v":""},{"$f":"IFERROR(IF(OR(S174=\"\",'Combined scenario - input'!$D159=\"\"),\"\",S174/'Combined scenario - input'!$D159),\"\")","v":""},{"$f":"IFERROR(IF(OR(T174=\"\",'Combined scenario - input'!$D159=\"\"),\"\",T174/'Combined scenario - input'!$D159),\"\")","v":""},{"$f":"IFERROR(IF(OR(U174=\"\",'Combined scenario - input'!$D159=\"\"),\"\",U174/'Combined scenario - input'!$D159),\"\")","v":""},{"$f":"IFERROR(IF(OR(V174=\"\",'Combined scenario - input'!$D159=\"\"),\"\",V174/'Combined scenario - input'!$D159),\"\")","v":""},{"$f":"IFERROR(IF(OR(W174=\"\",'Combined scenario - input'!$D159=\"\"),\"\",W174/'Combined scenario - input'!$D159),\"\")","v":""}]
[{"$f":"IFERROR('Combined scenario - input'!A160,\"\")","v":""},{"$f":"IFERROR('Combined scenario - input'!B160,\"\")","v":""},{"$f":"IFERROR('Combined scenario - input'!C160,\"\")","v":""},{"$f":"IFERROR(repcalc('Combined scenario - input'!$CV160:$GH160,'Combined scenario - input'!$G160,'Combined scenario - input'!$E160,'Combined scenario - input'!$F160,20,TRUE,TRUE),\"\")","v":""},"","","","","","","","","","","","","","","","","","","",{"$f":"IFERROR(IF(OR(D175=\"\",'Combined scenario - input'!$D160=\"\"),\"\",D175/'Combined scenario - input'!$D160),\"\")","v":""},{"$f":"IFERROR(IF(OR(E175=\"\",'Combined scenario - input'!$D160=\"\"),\"\",E175/'Combined scenario - input'!$D160),\"\")","v":""},{"$f":"IFERROR(IF(OR(F175=\"\",'Combined scenario - input'!$D160=\"\"),\"\",F175/'Combined scenario - input'!$D160),\"\")","v":""},{"$f":"IFERROR(IF(OR(G175=\"\",'Combined scenario - input'!$D160=\"\"),\"\",G175/'Combined scenario - input'!$D160),\"\")","v":""},{"$f":"IFERROR(IF(OR(H175=\"\",'Combined scenario - input'!$D160=\"\"),\"\",H175/'Combined scenario - input'!$D160),\"\")","v":""},{"$f":"IFERROR(IF(OR(I175=\"\",'Combined scenario - input'!$D160=\"\"),\"\",I175/'Combined scenario - input'!$D160),\"\")","v":""},{"$f":"IFERROR(IF(OR(J175=\"\",'Combined scenario - input'!$D160=\"\"),\"\",J175/'Combined scenario - input'!$D160),\"\")","v":""},{"$f":"IFERROR(IF(OR(K175=\"\",'Combined scenario - input'!$D160=\"\"),\"\",K175/'Combined scenario - input'!$D160),\"\")","v":""},{"$f":"IFERROR(IF(OR(L175=\"\",'Combined scenario - input'!$D160=\"\"),\"\",L175/'Combined scenario - input'!$D160),\"\")","v":""},{"$f":"IFERROR(IF(OR(M175=\"\",'Combined scenario - input'!$D160=\"\"),\"\",M175/'Combined scenario - input'!$D160),\"\")","v":""},{"$f":"IFERROR(IF(OR(N175=\"\",'Combined scenario - input'!$D160=\"\"),\"\",N175/'Combined scenario - input'!$D160),\"\")","v":""},{"$f":"IFERROR(IF(OR(O175=\"\",'Combined scenario - input'!$D160=\"\"),\"\",O175/'Combined scenario - input'!$D160),\"\")","v":""},{"$f":"IFERROR(IF(OR(P175=\"\",'Combined scenario - input'!$D160=\"\"),\"\",P175/'Combined scenario - input'!$D160),\"\")","v":""},{"$f":"IFERROR(IF(OR(Q175=\"\",'Combined scenario - input'!$D160=\"\"),\"\",Q175/'Combined scenario - input'!$D160),\"\")","v":""},{"$f":"IFERROR(IF(OR(R175=\"\",'Combined scenario - input'!$D160=\"\"),\"\",R175/'Combined scenario - input'!$D160),\"\")","v":""},{"$f":"IFERROR(IF(OR(S175=\"\",'Combined scenario - input'!$D160=\"\"),\"\",S175/'Combined scenario - input'!$D160),\"\")","v":""},{"$f":"IFERROR(IF(OR(T175=\"\",'Combined scenario - input'!$D160=\"\"),\"\",T175/'Combined scenario - input'!$D160),\"\")","v":""},{"$f":"IFERROR(IF(OR(U175=\"\",'Combined scenario - input'!$D160=\"\"),\"\",U175/'Combined scenario - input'!$D160),\"\")","v":""},{"$f":"IFERROR(IF(OR(V175=\"\",'Combined scenario - input'!$D160=\"\"),\"\",V175/'Combined scenario - input'!$D160),\"\")","v":""},{"$f":"IFERROR(IF(OR(W175=\"\",'Combined scenario - input'!$D160=\"\"),\"\",W175/'Combined scenario - input'!$D160),\"\")","v":""}]