## Published Prices 2019-20
5.2 Fees for Provision of Public Lighting 2019/20
Tariff Notes
LED tariffs marked with * have been approved for specific projects and incorporate non-standard terms and conditions. For detailed notes on LED tariffs, please refer to section 5. Tariff values are expressed in AUD per annum. PVL means Present Value of Luminaire. This is the (maximum) base cost used in the SAPN to PLC transition calculations for the purposes of the Standard Tariff Agreement. This only applies to SAPN Tariff Luminaires. Metered Light Reporting Tariff relates to customer-owned lights, that are included in the lighting database and included in our public reporting system, but that are not subject to the lighting unmetered supply arrangements managed by SA Power Networks.
Issue –June 2019 Page 39 of 43
Tariff Type | Luminaire | Road Cat. | Light Code | Tariff Exc. GST | PVL
Metered Light Reporting (MLR) Tariff
SLO | All Metered Lights |  |  | 4.89 | N/A
SAPN (Funded) LED Tariffs
SAPN | Sylvania StreetLED 25W | P | LED29 | 86.62 | 531
SAPN | Sylvania StreetLED 18W | P | LED22 | 86.62 | 487
SAPN | Sylvania StreetLED MK2 14W | P | LED17 | 86.62 | 459
SAPNS | Sylvania StreetLED MK2 14W | P | LED17 | 80.19 | 410
SAPN | Sylvania StreetLED MK3 14W | P | LED17 | 80.19 | 410
SAPN | Sylvania StreetLED 24W | P | LED24 | 99.88 | 501
SAPN | Sylvania Kensington 14W | P | LED17 | 187.69 | 1520
SAPN | Bourke Hill LED 22W | P | LED22 | 141.68 | 1239
SAPN | Sylvania B2001 34W | P | LED34 | 148.9 | 1116
SAPN | Aldridge LED 198W | V | LED198 | 173.75 | 1354
SAPN | Aldridge LED 105W | V | LED105 | 173.75 | 1307
SAPN | Sylvania RoadLED Midi 150W | V | LED150 | 117.26 | 845
SAPN | Sylvania RoadLED Midi 80W | V | LED80 | 116.03 | 845
SAPN | Sylvania RoadLED Midi 60W | V | LED60 | 113.59 | 809
TFI (Transferred Infrastructure) LED Tariffs
TFI | Sylvania StreetLED 25W | P | LED29 | 65.35 | N/A
TFI | Sylvania StreetLED 18W | P | LED22 | 65.35
TFI | Sylvania StreetLED MK2 14W | P | LED17 | 65.35
TFI | Sylvania StreetLED MK3 14W | P | LED17 | 65.35
TFI | Sylvania StreetLED 24W | P | LED24 | 75.15
TFI | Sylvania Kensington 14W | P | LED17 | 116.34
TFI | Bourke Hill LED 22W | P | LED22 | 91.61
TFI | Sylvania B2001 34W | P | LED34 | 103.37
TFI | Pecan NXT 12S 525 20W | P | LED20 | 70.13
TFI | Pecan NXT 24S 350 29W | P | LED28 | 70.13
TFI | Pecan SAT 48S 44W | P | LED43 | 81.02
TFI | Pecan NXT 24S 450 35W | P | LED35 | 70.13
TFI | Aldridge LED 198W | V | LED198 | 104.53
TFI | Aldridge LED 105W | V | LED105 | 104.53
TFI | Pecan SAT 48S 72W | V | LED72 | 81.02
TFI | Pecan NXT 72M 350 78W | V | LED79 | 83.87
TFI | Pecan NXT 72M 117W | V | LED117 | 83.87
TFI | Sylvania RoadLED Midi 150W | V | LED150 | 86.11
TFI | Sylvania RoadLED Midi 80W | V | LED80 | 84.89
TFI | Sylvania RoadLED Midi 60W | V | LED60 | 83.67
Issue –June 2019 Page 40 of 43
Tariff Type | Luminaire | Road Cat. | Light Code | Tariff Exc. GST | PVL
Public Lighting Customer (Funded) LED Tariffs
PLC | Sylvania StreetLED 25W | P | LED29 | 50.48 | N/A
PLC | Sylvania StreetLED 18W | P | LED22 | 50.48
PLC | Sylvania StreetLED MK2 14W | P | LED17 | 50.48
PLC | Sylvania StreetLED MK3 14W | P | LED17 | 50.48
PLC | Sylvania StreetLED 24W | P | LED24 | 50.48
PLC | Sylvania Kensington 14W | P | LED17 | 64.94
PLC | Bourke Hill LED 22W | P | LED22 | 51.3
PLC | Sylvania B2001 34W | P | LED34 | 64.9
PLC | Aldridge LED 198W | V | LED198 | 57.71
PLC | Aldridge LED 105W | V | LED105 | 57.71
PLC | Sylvania RoadLED Midi 150W | V | LED150 | 58.02
PLC | Sylvania RoadLED Midi 80W | V | LED80 | 56.8
PLC | Sylvania RoadLED Midi 60W | V | LED60 | 56.8
Customer Lantern Equipment Rate LED Tariffs
CLER | Sylvania StreetLED 25W | P | LED29 | 17.71 | N/A
CLER | Sylvania StreetLED 18W | P | LED22 | 17.71
CLER | Sylvania StreetLED MK2 14W | P | LED17 | 17.71
CLER | Sylvania StreetLED MK3 14W | P | LED17 | 17.71
CLER | Aldridge LED 198W | V | LED198 | 24.43
CLER | Aldridge LED 105W | V | LED105 | 24.43
CLER | Sylvania RoadLED 150W | V | LED150 | 24.43
CLER | Sylvania RoadLED 80W | V | LED80 | 24.43
CLER | Sylvania RoadLED 60W | V | LED60 | 24.43
Energy Only LED Tariffs
EO | All EO Lights | P/V |  | 5.7 | N/A
SAPN, TFI & PLC HID Tariffs
SAPN | Compact Fluorescent Post Top 42 | P | F42 | 178.22 | N/A
PLC | Compact Fluorescent Post Top 42 | P | F42 | 107.09
Street Lighting Use of System HID Tariffs
SLUOS | Fluorescent 40 | P | F40 | 87.33 | N/A
SLUOS | Compact Fluorescent 42 | P | F42 | 75.73
SLUOS | Fluor/Gas Tube 2x14 | P | F14X2 | 75.73
SLUOS | Fluorescent 2x20 | P | F20x2 | 94.25
SLUOS | Fluorescent 2x40 | P | F40x2 | 94.25
SLUOS | Fluorescent 4x40 | P | F40x4 | 101.07
SLUOS | Sodium 18 LP | P | L18 | 122.96
SLUOS | Sodium 26 LP | P | L26 | 122.96
SLUOS | Sodium 50 HP | P | S50 | 85.3
SLUOS | Mercury 50 | P | M50 | 68.81
SLUOS | Mercury 80 | P | M80 | 64.23
SLUOS | Incandescent 100 | P | I100 | 105.75
SLUOS | Metal Halide 100 | P | MH100 | 107.28
Issue –June 2019 Page 41 of 43
Tariff Type | Luminaire | Road Cat. | Light Code | Tariff Exc. GST | PVL
SLUOS | Metal Halide 150 | P | MH150 | 107.28 | N/A
SLUOS | Metal Halide 250 | P | MH250 | 107.28
SLUOS | Metal Halide 400 | P | MH400 | 107.28
SLUOS | Sodium 55 LP | V | L55 | 101.38
SLUOS | Sodium 70 HP | V | S70 | 83.06
SLUOS | Sodium 90 LP | V | L90 | 84.18
SLUOS | Sodium 135 LP | V | L135 | 86.31
SLUOS | Mercury 125 | V | M125 | 67.69
SLUOS | Mercury 250 | V | M250 | 67.69
SLUOS | Mercury 400 | V | M400 | 71.15
SLUOS | Mercury 2x400 | V | M400x2 | 71.15
SLUOS | Metal Halide 125 | V | MH125 | 107.28
SLUOS | Sodium 100 HP | V | S100 | 89.88
SLUOS | Sodium 150 HP | V | S150 | 70.84
SLUOS | Sodium 250 HP | V | S250 | 70.94
SLUOS | Sodium 400 HP | V | S400 | 79.8
Customer Lantern Equipment Rate HID Tariffs
CLER | Fluorescent 20 | P | F20 | 53.33 | N/A
CLER | Fluorescent 40 | P | F40 | 53.33
CLER | Compact Fluorescent 42 | P | F42 | 41.73
CLER | Fluor/Gas Tube 2x8 | P | F8x2 | 41.73
CLER | Fluorescent 2x20 | P | F20x2 | 60.26
CLER | Fluorescent 2x40 | P | F40x2 | 60.26
CLER | T5 | P | F8x2 | 41.73
CLER | Sodium 18 LP | P | L18 | 88.96
CLER | Sodium 26 LP | P | L26 | 88.96
CLER | Sodium 50 HP | P | S50 | 51.3
CLER | Mercury 50 | P | M50 | 34.91
CLER | Mercury 70 | P | M70 | 34.91
CLER | Mercury 80 | P | M80 | 30.33
CLER | Metal Halide 50 | P | MH50 | 73.28
CLER | Metal Halide 70 | P | MH70 | 73.28
CLER | Metal Halide 100 | P | MH100 | 73.28
CLER | Metal Halide 150 | P | MH150 | 73.28
CLER | Metal Halide 250 | P | MH250 | 73.28
CLER | Metal Halide 400 | P | MH400 | 73.28
CLER | Sodium 55 LP | V | L55 | 67.38
CLER | Sodium 70 HP | V | S70 | 49.06
CLER | Sodium 90 LP | V | L90 | 50.28
Issue –June 2019 Page 42 of 43
Tariff Type | Luminaire | Road Cat. | Light Code | Tariff Exc. GST | PVL
CLER | Sodium 135 LP | V | L135 | 52.42 | N/A
CLER | Mercury 100 | V | M100 | 33.79
CLER | Mercury 125 | V | M125 | 33.79
CLER | Mercury 250 | V | M250 | 33.79
CLER | Mercury 400 | V | M400 | 37.15
CLER | Mercury 2x400 | V | M400x2 | 37.15
CLER | Metal Halide 125 | V | MH125 | 73.28
CLER | Sodium 100 HP | V | S100 | 55.88
CLER | Sodium 150 HP | V | S150 | 36.95
CLER | Sodium 250 HP | V | S250 | 36.95
CLER | Sodium 400 HP | V | S400 | 45.8
Energy Only HID Tariffs
EO | All EO Lights | P/V |  | 5.7 | N/A
Flood Light HID Tariffs
SLUOS | Mercury Flood 250 |  | M250 F | 175.37 | N/A
SLUOS | Mercury Flood 400 |  | M400 F | 175.37
SLUOS | Mercury Flood 1000 |  | M1000 F | 175.37
SLUOS | Sodium Flood 360 HP |  | S360 F | 175.37
SLUOS | Sodium Flood 400 HP |  | S400 F | 175.37
SLUOS | Incandescent Flood 750 |  | I750 F | 175.37
SLUOS | Incandescent Flood 1500 |  | I1500 F | 175.37
CLER | Mercury Flood 80 |  | M80 F | 81.12
CLER | Mercury Flood 250 |  | M250 F | 81.12
CLER | Mercury Flood 400 |  | M400 F | 81.12
CLER | Mercury Flood 750 |  | M750 F | 81.12
CLER | Mercury Flood 1000 |  | M1000 F | 81.12
CLER | Sodium Flood 400 HP |  | S400 F | 81.12
CLER | Incandescent Flood 150 |  | I150 F | 81.12
CLER | Incandescent Flood 1500 |  | I1500 F | 81.12
EO | Mercury Flood 400 |  | M400 F | 5.7
EO | Sodium Flood 400 HP |  | S400 F | 5.7
Other Tariffs
SLUOS | Long pipe bracket |  |  | 10.69 | N/A
Issue –June 2019 Page 43 of 43

## HID Tariffs 2020-21 vs 2019-20
Public Lighting Model
HID Tariffs 2020-21 vs 2019-20 |  |  |  |  | CPI Index | $June 2020
[5 empty] | Year | 2020/21
|  |  | AER Draft Decision |  |  |  |  | SAPN Published Prices 2019-20 |  |  |  |  | Difference
| Base Lamp | Lamp Type | ENERGY | CLER | PLC | TFI | SLUOS | ENERGY | CLER | PLC | TFI | SLUOS | ENERGY | CLER | PLC | TFI | SLUOS
HID-P
| cf-42 |  | 3.0232 | 64.4339 | 0 | 0 | 85.6666 | 5.7 | 41.73 | 0 | 0 | 75.73 | -46.96% | 54.41% |  |  | 13.12%
| cf-42 | F14X2 | 3.0232 | 64.4339 | 0 | 0 | 85.6666 |  |  |  |  | 75.73 |  |  |  |  | 13.12%
| cf-42 | F2X8 | 3.0232 | 64.4339 | 0 | 0 | 85.6666
| cf-42 | F42 | 3.0232 | 64.4339 | 0 | 0 | 85.6666 | 5.7 | 41.73 |  |  | 75.73 | -46.96% | 54.41% |  |  | 13.12%
| cf-42 PT |  | 3.0232 | 65.6607 | 101.8078 | 123.8423 | 117.4256 | 5.7 |  | 107.09 |  | 178.22 | -46.96% |  | -4.932% |  | -34.11%
| cf-42 PT | F32 | 3.0232 | 65.6607 | 101.8078 | 123.8423 | 117.4256
| cf-42 PT | PT F42 | 3.0232 | 65.6607 | 101.8078 | 123.8423 | 117.4256 | 5.7 |  | 107.09 |  | 178.22 | -46.96% |  | -4.932% |  | -34.11%
| F-40 |  | 3.0232 | 43.5495 | 0 | 0 | 89.1098 | 5.7 | 53.33 | 0 | 0 | 87.33 | -46.96% | -18.34% |  |  | 2.038%
| F-40 | F11X2 | 3.0232 | 43.5495 | 0 | 0 | 89.1098
| F-40 | F20 | 3.0232 | 43.5495 | 0 | 0 | 89.1098 | 5.7 | 53.33 |  |  |  | -46.96% | -18.34%
| F-40 | F20X2 | 3.0232 | 43.5495 | 0 | 0 | 89.1098 | 5.7 | 60.26 |  |  | 94.25 | -46.96% | -27.73% |  |  | -5.454%
| F-40 | F2X20 | 3.0232 | 43.5495 | 0 | 0 | 89.1098
| F-40 | F2X40 | 3.0232 | 43.5495 | 0 | 0 | 89.1098
| F-40 | F40 | 3.0232 | 43.5495 | 0 | 0 | 89.1098 | 5.7 | 53.33 |  |  | 87.33 | -46.96% | -18.34% |  |  | 2.038%
| F-40 | F40X2 | 3.0232 | 43.5495 | 0 | 0 | 89.1098 | 5.7 | 60.26 |  |  | 94.25 | -46.96% | -27.73% |  |  | -5.454%
| F-40 | F40X3 | 3.0232 | 43.5495 | 0 | 0 | 89.1098
| F-40 | F40X4 | 3.0232 | 43.5495 | 0 | 0 | 89.1098 | 5.7 |  |  |  | 101.07 | -46.96% |  |  |  | -11.83%
| F-40 | F4X40 | 3.0232 | 43.5495 | 0 | 0 | 89.1098
| F-40 | F8X2 | 3.0232 | 43.5495 | 0 | 0 | 89.1098 | 5.7 | 41.73 |  |  |  | -46.96% | 4.36%
| F-40 | I100 | 3.0232 | 43.5495 | 0 | 0 | 89.1098 | 5.7 |  |  |  | 105.75 | -46.96% |  |  |  | -15.74%
| MV-80 |  | 3.0232 | 38.7449 | 0 | 0 | 65.3495 | 5.7 | 30.33 |  |  | 64.23 | -46.96% | 27.74% |  |  | 1.743%
| MV-80 | M50 | 3.0232 | 38.7449 | 0 | 0 | 65.3495 | 5.7 | 34.91 |  |  | 68.81 | -46.96% | 10.99% |  |  | -5.029%
| MV-80 | M70 | 3.0232 | 38.7449 | 0 | 0 | 65.3495 | 5.7 | 34.91 |  |  |  | -46.96% | 10.99%
| MV-80 | M80 | 3.0232 | 38.7449 | 0 | 0 | 65.3495 | 5.7 | 30.33 |  |  | 64.23 | -46.96% | 27.74% |  |  | 1.743%
| MV-80 PT |  | 3.0232 | 45.3763 | 0 | 0 | 61.2305
| MV-80 PT | PT M50 | 3.0232 | 45.3763 | 0 | 0 | 61.2305
| MV-80 PT | PT M80 | 3.0232 | 45.3763 | 0 | 0 | 61.2305
| S-HP50 |  | 3.0232 | 61.846 | 0 | 0 | 80.404 | 5.7 | 51.3 |  |  | 85.3 | -46.96% | 20.56% |  |  | -5.74%
| S-HP50 | S50 | 3.0232 | 61.846 | 0 | 0 | 80.404 | 5.7 | 51.3 |  |  | 85.3 | -46.96% | 20.56% |  |  | -5.74%
| S-LP18 |  | 3.0232 | 28.0222 | 0 | 0 | 73.1957 | 5.7 | 88.96 |  |  | 122.96 | -46.96% | -68.5% |  |  | -40.47%
| S-LP18 | L18 | 3.0232 | 28.0222 | 0 | 0 | 73.1957 | 5.7 | 88.96 |  |  | 122.96 | -46.96% | -68.5% |  |  | -40.47%
| S-LP18 | L26 | 3.0232 | 28.0222 | 0 | 0 | 73.1957 | 5.7 | 88.96 |  |  | 122.96 | -46.96% | -68.5% |  |  | -40.47%
| S-LP18 | PT L18 | 3.0232 | 28.0222 | 0 | 0 | 73.1957
| S-HP Other |  | 3.0232 | 46.0756 | 0 | 0 | 86.4438 | 5.7 | 73.28 |  |  | 107.28 | -46.96% | -37.12% |  |  | -19.42%
| S-HP Other | MH100 | 3.0232 | 46.0756 | 0 | 0 | 86.4438 | 5.7 | 73.28 |  |  | 107.28 | -46.96% | -37.12% |  |  | -19.42%
| S-HP Other | MH125 | 3.0232 | 46.0756 | 0 | 0 | 86.4438
| S-HP Other | MH150 | 3.0232 | 46.0756 | 0 | 0 | 86.4438 | 5.7 | 73.28 |  |  | 107.28 | -46.96% | -37.12% |  |  | -19.42%
| S-HP Other | MH250 | 3.0232 | 46.0756 | 0 | 0 | 86.4438 | 5.7 | 73.28 |  |  | 107.28 | -46.96% | -37.12% |  |  | -19.42%
| S-HP Other | MH400 | 3.0232 | 46.0756 | 0 | 0 | 86.4438 | 5.7 | 73.28 |  |  | 107.28 | -46.96% | -37.12% |  |  | -19.42%
| S-HP Other | MH50 | 3.0232 | 46.0756 | 0 | 0 | 86.4438 | 5.7 | 73.28 |  |  |  | -46.96% | -37.12%
| S-HP Other | MH70 | 3.0232 | 46.0756 | 0 | 0 | 86.4438 | 5.7 | 73.28 |  |  |  | -46.96% | -37.12%
| S-HP Other | PT MH100 | 3.0232 | 46.0756 | 0 | 0 | 86.4438
| S-HP Other | PT S70 | 3.0232 | 46.0756 | 0 | 0 | 86.4438
| S-HP Other | S70 | 3.0232 | 46.0756 | 0 | 0 | 86.4438
| S-HP50 PT |  | 3.0232 | 50.5704 | 0 | 0 | 79.5838
| S-HP50 PT | PT S50 | 3.0232 | 50.5704 | 0 | 0 | 79.5838
HID-V
| MV-80+ |  | 3.0232 | 24.9873 | 0 | 0 | 63.0107 | 5.7 | 37.15 |  |  | 71.15 | -46.96% | -32.74% |  |  | -11.44%
| MV-80+ | M100 | 3.0232 | 24.9873 | 0 | 0 | 63.0107 | 5.7 | 33.79 |  |  |  | -46.96% | -26.05%
| MV-80+ | M125 | 3.0232 | 24.9873 | 0 | 0 | 63.0107 | 5.7 | 33.79 |  |  | 67.69 | -46.96% | -26.05% |  |  | -6.913%
| MV-80+ | M125X3 | 3.0232 | 24.9873 | 0 | 0 | 63.0107
| MV-80+ | M250 | 3.0232 | 24.9873 | 0 | 0 | 63.0107 | 5.7 | 33.79 |  |  | 67.69 | -46.96% | -26.05% |  |  | -6.913%
| MV-80+ | M400 | 3.0232 | 24.9873 | 0 | 0 | 63.0107 | 5.7 | 37.15 |  |  | 71.15 | -46.96% | -32.74% |  |  | -11.44%
| MV-80+ | M400X2 | 3.0232 | 24.9873 | 0 | 0 | 63.0107 | 5.7 | 37.15 |  |  | 71.15 | -46.96% | -32.74% |  |  | -11.44%
| MV-80+ | PT M125 | 3.0232 | 24.9873 | 0 | 0 | 63.0107
| S-HP100 |  | 3.0232 | 49.0983 | 0 | 0 | 64.2025 | 5.7 | 55.88 |  |  | 89.88 | -46.96% | -12.14% |  |  | -28.57%
| S-HP100 | PT S100 | 3.0232 | 49.0983 | 0 | 0 | 64.2025
| S-HP100 | S100 | 3.0232 | 49.0983 | 0 | 0 | 64.2025 | 5.7 | 55.88 |  |  | 89.88 | -46.96% | -12.14% |  |  | -28.57%
| S-HP150 |  | 3.0232 | 41.781 | 0 | 0 | 66.1236 | 5.7 | 36.95 |  |  | 70.84 | -46.96% | 13.07% |  |  | -6.658%
| S-HP150 | PT S150 | 3.0232 | 41.781 | 0 | 0 | 66.1236
| S-HP150 | S150 | 3.0232 | 41.781 | 0 | 0 | 66.1236 | 5.7 | 36.95 |  |  | 70.84 | -46.96% | 13.07% |  |  | -6.658%
| S-HP250 |  | 3.0232 | 47.9829 | 0 | 0 | 77.1055 | 5.7 | 36.95 |  |  | 70.94 | -46.96% | 29.86% |  |  | 8.691%
| S-HP250 | S250 | 3.0232 | 47.9829 | 0 | 0 | 77.1055 | 5.7 | 36.95 |  |  | 70.94 | -46.96% | 29.86% |  |  | 8.691%
| S-HP250 | S400 | 3.0232 | 47.9829 | 0 | 0 | 77.1055 | 5.7 | 45.8 |  |  | 79.8 | -46.96% | 4.766% |  |  | -3.377%
| S-LP90 |  | 3.0232 | 57.8658 | 0 | 0 | 82.7819 | 5.7 | 50.28 |  |  | 84.18 | -46.96% | 15.09% |  |  | -1.661%
| S-LP90 | L135 | 3.0232 | 57.8658 | 0 | 0 | 82.7819 | 5.7 | 52.42 |  |  | 86.31 | -46.96% | 10.39% |  |  | -4.088%
| S-LP90 | L55 | 3.0232 | 57.8658 | 0 | 0 | 82.7819 | 5.7 | 67.38 |  |  | 101.38 | -46.96% | -14.12% |  |  | -18.34%
| S-LP90 | L90 | 3.0232 | 57.8658 | 0 | 0 | 82.7819 | 5.7 | 50.28 |  |  | 84.18 | -46.96% | 15.09% |  |  | -1.661%
HID-F
| S-HP360f |  | 3.0232 | 27.7715 | 0 | 0 | 52.1503 | 5.7 | 0 |  |  | 175.37 | -46.96% |  |  |  | -70.26%
| S-HP360f | I1000 F | 3.0232 | 27.7715 | 0 | 0 | 52.1503
| S-HP360f | I150 F | 3.0232 | 27.7715 | 0 | 0 | 52.1503 | 5.7 | 81.12 |  |  |  | -46.96% | -65.76%
| S-HP360f | I1500 F | 3.0232 | 27.7715 | 0 | 0 | 52.1503 | 5.7 | 81.12 |  |  |  | -46.96% | -65.76%
| S-HP360f | I500 F | 3.0232 | 27.7715 | 0 | 0 | 52.1503 | 5.7 |  |  |  | 175.37 | -46.96% |  |  |  | -70.26%
| S-HP360f | I750 F | 3.0232 | 27.7715 | 0 | 0 | 52.1503 | 5.7 |  |  |  | 175.37 | -46.96% |  |  |  | -70.26%
| S-HP360f | M1000 F | 3.0232 | 27.7715 | 0 | 0 | 52.1503 | 5.7 | 81.12 |  |  | 175.37 | -46.96% | -65.76% |  |  | -70.26%
| S-HP360f | M250 F | 3.0232 | 27.7715 | 0 | 0 | 52.1503 | 5.7 | 81.12 |  |  | 175.37 | -46.96% | -65.76% |  |  | -70.26%
| S-HP360f | M400 F | 3.0232 | 27.7715 | 0 | 0 | 52.1503 | 5.7 | 81.12 |  |  | 175.37 | -46.96% | -65.76% |  |  | -70.26%
| S-HP360f | M400 F COST | 3.0232 | 27.7715 | 0 | 0 | 52.1503
| S-HP360f | M400 F SACON | 3.0232 | 27.7715 | 0 | 0 | 52.1503
| S-HP360f | M750 F | 3.0232 | 27.7715 | 0 | 0 | 52.1503 | 5.7 | 81.12 |  |  |  | -46.96% | -65.76%
| S-HP360f | M80 F | 3.0232 | 27.7715 | 0 | 0 | 52.1503 | 5.7 | 81.12 |  |  |  | -46.96% | -65.76%
| S-HP360f | S360 F | 3.0232 | 27.7715 | 0 | 0 | 52.1503 | 5.7 |  |  |  | 175.37 | -46.96% |  |  |  | -70.26%
| S-HP360f | S400 F | 3.0232 | 27.7715 | 0 | 0 | 52.1503 | 5.7 | 81.12 |  |  | 175.37 | -46.96% | -65.76% |  |  | -70.26%

## LED Tariffs 2020-21 vs 2019-20
Public Lighting Model
LED Tariffs 2020-21 vs 2019-20 |  |  |  |  | CPI Index | $June 2020
[5 empty] | Year | 2020/21
|  |  | AER Draft Decision |  |  |  |  | SAPN Published Prices 2019-20 |  |  |  |  | Difference
| Base Lamp | Lamp Type | ENERGY | CLER | PLC | TFI | SAPN | ENERGY | CLER | PLC | TFI | SAPN | ENERGY | CLER | PLC | TFI | SAPN
LED-P
|  | LED17 | 3.0232 | 12.1137 | 44.2751 | 58.0363 | 72.9026 | 5.7 | 17.71 | 50.48 | 65.35 | 86.62 | -46.96% | -31.6% | -12.29% | -11.19% | -15.84%
|  | LED29 | 3.0232 | 12.2494 | 44.403 | 58.9036 | 74.7506 | 5.7 | 17.71 | 50.48 | 65.35 | 86.62 | -46.96% | -30.83% | -12.04% | -9.864% | -13.7%
|  | LED22 | 3.0232 | 12.6424 | 44.7731 | 61.4141 | 80.0902 | 5.7 | 17.71 | 50.48 | 65.35 | 86.62 | -46.96% | -28.61% | -11.31% | -6.023% | -7.538%
|  | LED46 | 3.0232 | 12.1423 | 44.302 | 58.2189 | 73.2905
|  | LED43 | 3.0232 | 12.1423 | 44.302 | 58.2189 | 73.2905 | 5.7 |  |  | 81.02 |  | -46.96% |  |  | -28.14%
|  | PT LED17 | 3.0232 | 17.3577 | 49.2143 | 91.5402 | 144.1967 | 5.7 |  | 64.94 | 116.34 | 187.69 | -46.96% |  | -24.22% | -21.32% | -23.17%
|  | PT LED34 | 3.0232 | 17.3577 | 49.2143 | 91.5402 | 144.1967
|  | LED34 | 3.0232 | 12.1423 | 44.302 | 58.2189 | 73.2905 | 5.7 |  | 64.9 | 103.37 | 148.9 | -46.96% |  | -31.74% | -43.68% | -50.78%
|  | LED18 | 3.0232 | 12.1423 | 44.302 | 58.2189 | 73.2905
|  | LED35 | 3.0232 | 15.5501 | 47.5118 | 79.9918 | 119.622 | 5.7 |  |  | 70.13 |  | -46.96% |  |  | 14.06%
|  | LED39 | 3.0232 | 12.1423 | 44.302 | 58.2189 | 73.2905
|  | LED26 | 3.0232 | 12.1423 | 44.302 | 58.2189 | 73.2905
|  | LED20 | 3.0232 | 15.5501 | 47.5118 | 79.9918 | 119.622 | 5.7 |  |  | 70.13 |  | -46.96% |  |  | 14.06%
|  | LED28 | 3.0232 | 15.5501 | 47.5118 | 79.9918 | 119.622 | 5.7 |  |  | 70.13 |  | -46.96% |  |  | 14.06%
|  | LED17_R | 3.0232 | 12.1137 | 44.2751 | 58.0363 | 72.9026
|  | LED23 | 3.0232 | 15.9074 | 47.8483 | 82.2741 | 124.4819
LED-V
|  | LED200 | 3.0232 | 14.1213 | 46.166 | 73.6574 | 104.7376
|  | LED105 | 3.0232 | 17.5077 | 49.3556 | 95.2935 | 150.7835 | 5.7 | 24.43 | 57.71 | 104.53 | 173.75 | -46.96% | -28.34% | -14.48% | -8.836% | -13.22%
|  | LED198 | 3.0232 | 17.5077 | 49.3556 | 95.2935 | 150.7835 | 5.7 | 24.43 | 57.71 | 104.53 | 173.75 | -46.96% | -28.34% | -14.48% | -8.836% | -13.22%
|  | LED88 | 3.0232 | 14.1213 | 46.166 | 73.6574 | 104.7376
|  | LED70 | 3.0232 | 14.1213 | 46.166 | 73.6574 | 104.7376
|  | LED150 | 3.0232 | 13.4783 | 45.5604 | 69.5493 | 95.9982 | 5.7 | 24.43 | 58.02 | 86.11 | 117.26 | -46.96% | -44.83% | -21.47% | -19.23% | -18.13%
|  | LED90 | 3.0232 | 14.1213 | 46.166 | 73.6574 | 104.7376
|  | LED72 | 3.0232 | 14.1213 | 46.166 | 73.6574 | 104.7376 | 5.7 |  |  | 81.02 |  | -46.96% |  |  | -9.087%
|  | LED117 | 3.0232 | 15.5501 | 47.5118 | 82.7866 | 124.1667 | 5.7 |  |  | 83.87 |  | -46.96% |  |  | -1.292%
|  | LED158 | 3.0232 | 15.5501 | 47.5118 | 82.7866 | 124.1667
|  | LED298 | 3.0232 | 17.5077 | 49.3556 | 95.2935 | 150.7835
|  | LED178 | 3.0232 | 14.1213 | 46.166 | 73.6574 | 104.7376
|  | LED175 | 3.0232 | 14.4785 | 46.5025 | 75.9397 | 109.5975
|  | LED79 | 3.0232 | 15.5501 | 47.5118 | 82.7866 | 124.1667 | 5.7 |  |  | 83.87 |  | -46.96% |  |  | -1.292%
|  | LED80 | 3.0232 | 13.4783 | 45.5604 | 69.5493 | 95.9982 | 5.7 | 24.43 | 56.8 | 84.89 | 116.03 | -46.96% | -44.83% | -19.79% | -18.07% | -17.26%
|  | LED150_R | 3.0232 | 13.4783 | 45.5604 | 69.5493 | 95.9982
|  | LED80_R | 3.0232 | 13.4783 | 45.5604 | 69.5493 | 95.9982
|  | LED60 | 3.0232 | 13.2997 | 45.3922 | 68.4082 | 93.5682 | 5.7 | 24.43 | 56.8 | 83.67 | 113.59 | -46.96% | -45.56% | -20.08% | -18.24% | -17.63%
|  | LED155 | 3.0232 | 17.3005 | 49.1605 | 93.9697 | 147.9655
|  | LED81 | 3.0232 | 17.3005 | 49.1605 | 93.9697 | 147.9655
|  | LED101 | 3.0232 | 17.3005 | 49.1605 | 93.9697 | 147.9655

## HID Tariffs Comparison
Public Lighting Model
HID Tariffs Comparison |  |  |  |  | CPI Index | $June 2020
[5 empty] | Year | 2020/21
|  |  | AER Draft Decision |  |  |  |  | SAPN Proposal June 2019 |  |  |  |  | Difference
| Base Lamp | Lamp Type | ENERGY | CLER | PLC | TFI | SLUOS | ENERGY | CLER | PLC | TFI | SLUOS | ENERGY | CLER | PLC | TFI | SLUOS
HID-P
| cf-42 |  | 3.0232 | 64.4339 | 0 | 0 | 85.6666 | 3.0622 | 64.8901 | 0 | 0 | 95.8113 | -1.272% | -0.7032% | n/a | n/a | -10.59%
| cf-42 | F14X2 | 3.0232 | 64.4339 | 0 | 0 | 85.6666 | 3.0622 | 64.8901 | 0 | 0 | 95.8113 | -1.272% | -0.7032% | n/a | n/a | -10.59%
| cf-42 | F2X8 | 3.0232 | 64.4339 | 0 | 0 | 85.6666 | 3.0622 | 64.8901 | 0 | 0 | 95.8113 | -1.272% | -0.7032% | n/a | n/a | -10.59%
| cf-42 | F42 | 3.0232 | 64.4339 | 0 | 0 | 85.6666 | 3.0622 | 64.8901 | 0 | 0 | 95.8113 | -1.272% | -0.7032% | n/a | n/a | -10.59%
| cf-42 PT |  | 3.0232 | 65.6607 | 101.8078 | 123.8423 | 117.4256 | 3.0622 | 66.1253 | 112.0602 | 139.1288 | 127.7842 | -1.272% | -0.7027% | -9.149% | -10.99% | -8.106%
| cf-42 PT | F32 | 3.0232 | 65.6607 | 101.8078 | 123.8423 | 117.4256 | 3.0622 | 66.1253 | 112.0602 | 139.1288 | 127.7842 | -1.272% | -0.7027% | -9.149% | -10.99% | -8.106%
| cf-42 PT | PT F42 | 3.0232 | 65.6607 | 101.8078 | 123.8423 | 117.4256 | 3.0622 | 66.1253 | 112.0602 | 139.1288 | 127.7842 | -1.272% | -0.7027% | -9.149% | -10.99% | -8.106%
| F-40 |  | 3.0232 | 43.5495 | 0 | 0 | 89.1098 | 3.0622 | 43.8639 | 0 | 0 | 99.2783 | -1.272% | -0.7167% | n/a | n/a | -10.24%
| F-40 | F11X2 | 3.0232 | 43.5495 | 0 | 0 | 89.1098 | 3.0622 | 43.8639 | 0 | 0 | 99.2783 | -1.272% | -0.7167% | n/a | n/a | -10.24%
| F-40 | F20 | 3.0232 | 43.5495 | 0 | 0 | 89.1098 | 3.0622 | 43.8639 | 0 | 0 | 99.2783 | -1.272% | -0.7167% | n/a | n/a | -10.24%
| F-40 | F20X2 | 3.0232 | 43.5495 | 0 | 0 | 89.1098 | 3.0622 | 43.8639 | 0 | 0 | 99.2783 | -1.272% | -0.7167% | n/a | n/a | -10.24%
| F-40 | F2X20 | 3.0232 | 43.5495 | 0 | 0 | 89.1098 | 3.0622 | 43.8639 | 0 | 0 | 99.2783 | -1.272% | -0.7167% | n/a | n/a | -10.24%
| F-40 | F2X40 | 3.0232 | 43.5495 | 0 | 0 | 89.1098 | 3.0622 | 43.8639 | 0 | 0 | 99.2783 | -1.272% | -0.7167% | n/a | n/a | -10.24%
| F-40 | F40 | 3.0232 | 43.5495 | 0 | 0 | 89.1098 | 3.0622 | 43.8639 | 0 | 0 | 99.2783 | -1.272% | -0.7167% | n/a | n/a | -10.24%
| F-40 | F40X2 | 3.0232 | 43.5495 | 0 | 0 | 89.1098 | 3.0622 | 43.8639 | 0 | 0 | 99.2783 | -1.272% | -0.7167% | n/a | n/a | -10.24%
| F-40 | F40X3 | 3.0232 | 43.5495 | 0 | 0 | 89.1098 | 3.0622 | 43.8639 | 0 | 0 | 99.2783 | -1.272% | -0.7167% | n/a | n/a | -10.24%
| F-40 | F40X4 | 3.0232 | 43.5495 | 0 | 0 | 89.1098 | 3.0622 | 43.8639 | 0 | 0 | 99.2783 | -1.272% | -0.7167% | n/a | n/a | -10.24%
| F-40 | F4X40 | 3.0232 | 43.5495 | 0 | 0 | 89.1098 | 3.0622 | 43.8639 | 0 | 0 | 99.2783 | -1.272% | -0.7167% | n/a | n/a | -10.24%
| F-40 | F8X2 | 3.0232 | 43.5495 | 0 | 0 | 89.1098 | 3.0622 | 43.8639 | 0 | 0 | 99.2783 | -1.272% | -0.7167% | n/a | n/a | -10.24%
| F-40 | I100 | 3.0232 | 43.5495 | 0 | 0 | 89.1098 | 3.0622 | 43.8639 | 0 | 0 | 99.2783 | -1.272% | -0.7167% | n/a | n/a | -10.24%
| MV-80 |  | 3.0232 | 38.7449 | 0 | 0 | 65.3495 | 3.0622 | 39.0267 | 0 | 0 | 75.3574 | -1.272% | -0.7219% | n/a | n/a | -13.28%
| MV-80 | M50 | 3.0232 | 38.7449 | 0 | 0 | 65.3495 | 3.0622 | 39.0267 | 0 | 0 | 75.3574 | -1.272% | -0.7219% | n/a | n/a | -13.28%
| MV-80 | M70 | 3.0232 | 38.7449 | 0 | 0 | 65.3495 | 3.0622 | 39.0267 | 0 | 0 | 75.3574 | -1.272% | -0.7219% | n/a | n/a | -13.28%
| MV-80 | M80 | 3.0232 | 38.7449 | 0 | 0 | 65.3495 | 3.0622 | 39.0267 | 0 | 0 | 75.3574 | -1.272% | -0.7219% | n/a | n/a | -13.28%
| MV-80 PT |  | 3.0232 | 45.3763 | 0 | 0 | 61.2305 | 3.0622 | 45.7031 | 0 | 0 | 71.2106 | -1.272% | -0.715% | n/a | n/a | -14.01%
| MV-80 PT | PT M50 | 3.0232 | 45.3763 | 0 | 0 | 61.2305 | 3.0622 | 45.7031 | 0 | 0 | 71.2106 | -1.272% | -0.715% | n/a | n/a | -14.01%
| MV-80 PT | PT M80 | 3.0232 | 45.3763 | 0 | 0 | 61.2305 | 3.0622 | 45.7031 | 0 | 0 | 71.2106 | -1.272% | -0.715% | n/a | n/a | -14.01%
| S-HP50 |  | 3.0232 | 61.846 | 0 | 0 | 80.404 | 3.0622 | 62.2848 | 0 | 0 | 90.5138 | -1.272% | -0.7044% | n/a | n/a | -11.17%
| S-HP50 | S50 | 3.0232 | 61.846 | 0 | 0 | 80.404 | 3.0622 | 62.2848 | 0 | 0 | 90.5138 | -1.272% | -0.7044% | n/a | n/a | -11.17%
| S-LP18 |  | 3.0232 | 28.0222 | 0 | 0 | 73.1957 | 3.0622 | 28.2311 | 0 | 0 | 83.2555 | -1.272% | -0.7398% | n/a | n/a | -12.08%
| S-LP18 | L18 | 3.0232 | 28.0222 | 0 | 0 | 73.1957 | 3.0622 | 28.2311 | 0 | 0 | 83.2555 | -1.272% | -0.7398% | n/a | n/a | -12.08%
| S-LP18 | L26 | 3.0232 | 28.0222 | 0 | 0 | 73.1957 | 3.0622 | 28.2311 | 0 | 0 | 83.2555 | -1.272% | -0.7398% | n/a | n/a | -12.08%
| S-LP18 | PT L18 | 3.0232 | 28.0222 | 0 | 0 | 73.1957 | 3.0622 | 28.2311 | 0 | 0 | 83.2555 | -1.272% | -0.7398% | n/a | n/a | -12.08%
| S-HP Other |  | 3.0232 | 46.0756 | 0 | 0 | 86.4438 | 3.0622 | 46.4071 | 0 | 0 | 96.5942 | -1.272% | -0.7144% | n/a | n/a | -10.51%
| S-HP Other | MH100 | 3.0232 | 46.0756 | 0 | 0 | 86.4438 | 3.0622 | 46.4071 | 0 | 0 | 96.5942 | -1.272% | -0.7144% | n/a | n/a | -10.51%
| S-HP Other | MH125 | 3.0232 | 46.0756 | 0 | 0 | 86.4438 | 3.0622 | 46.4071 | 0 | 0 | 96.5942 | -1.272% | -0.7144% | n/a | n/a | -10.51%
| S-HP Other | MH150 | 3.0232 | 46.0756 | 0 | 0 | 86.4438 | 3.0622 | 46.4071 | 0 | 0 | 96.5942 | -1.272% | -0.7144% | n/a | n/a | -10.51%
| S-HP Other | MH250 | 3.0232 | 46.0756 | 0 | 0 | 86.4438 | 3.0622 | 46.4071 | 0 | 0 | 96.5942 | -1.272% | -0.7144% | n/a | n/a | -10.51%
| S-HP Other | MH400 | 3.0232 | 46.0756 | 0 | 0 | 86.4438 | 3.0622 | 46.4071 | 0 | 0 | 96.5942 | -1.272% | -0.7144% | n/a | n/a | -10.51%
| S-HP Other | MH50 | 3.0232 | 46.0756 | 0 | 0 | 86.4438 | 3.0622 | 46.4071 | 0 | 0 | 96.5942 | -1.272% | -0.7144% | n/a | n/a | -10.51%
| S-HP Other | MH70 | 3.0232 | 46.0756 | 0 | 0 | 86.4438 | 3.0622 | 46.4071 | 0 | 0 | 96.5942 | -1.272% | -0.7144% | n/a | n/a | -10.51%
| S-HP Other | PT MH100 | 3.0232 | 46.0756 | 0 | 0 | 86.4438 | 3.0622 | 46.4071 | 0 | 0 | 96.5942 | -1.272% | -0.7144% | n/a | n/a | -10.51%
| S-HP Other | PT S70 | 3.0232 | 46.0756 | 0 | 0 | 86.4438 | 3.0622 | 46.4071 | 0 | 0 | 96.5942 | -1.272% | -0.7144% | n/a | n/a | -10.51%
| S-HP Other | S70 | 3.0232 | 46.0756 | 0 | 0 | 86.4438 | 3.0622 | 46.4071 | 0 | 0 | 96.5942 | -1.272% | -0.7144% | n/a | n/a | -10.51%
| S-HP50 PT |  | 3.0232 | 50.5704 | 0 | 0 | 79.5838 | 3.0622 | 50.9323 | 0 | 0 | 89.6879 | -1.272% | -0.7107% | n/a | n/a | -11.27%
| S-HP50 PT | PT S50 | 3.0232 | 50.5704 | 0 | 0 | 79.5838 | 3.0622 | 50.9323 | 0 | 0 | 89.6879 | -1.272% | -0.7107% | n/a | n/a | -11.27%
HID-V
| MV-80+ |  | 3.0232 | 24.9873 | 0 | 0 | 63.0107 | 3.0622 | 25.1756 | 0 | 0 | 73.0019 | -1.272% | -0.7477% | n/a | n/a | -13.69%
| MV-80+ | M100 | 3.0232 | 24.9873 | 0 | 0 | 63.0107 | 3.0622 | 25.1756 | 0 | 0 | 73.0019 | -1.272% | -0.7477% | n/a | n/a | -13.69%
| MV-80+ | M125 | 3.0232 | 24.9873 | 0 | 0 | 63.0107 | 3.0622 | 25.1756 | 0 | 0 | 73.0019 | -1.272% | -0.7477% | n/a | n/a | -13.69%
| MV-80+ | M125X3 | 3.0232 | 24.9873 | 0 | 0 | 63.0107 | 3.0622 | 25.1756 | 0 | 0 | 73.0019 | -1.272% | -0.7477% | n/a | n/a | -13.69%
| MV-80+ | M250 | 3.0232 | 24.9873 | 0 | 0 | 63.0107 | 3.0622 | 25.1756 | 0 | 0 | 73.0019 | -1.272% | -0.7477% | n/a | n/a | -13.69%
| MV-80+ | M400 | 3.0232 | 24.9873 | 0 | 0 | 63.0107 | 3.0622 | 25.1756 | 0 | 0 | 73.0019 | -1.272% | -0.7477% | n/a | n/a | -13.69%
| MV-80+ | M400X2 | 3.0232 | 24.9873 | 0 | 0 | 63.0107 | 3.0622 | 25.1756 | 0 | 0 | 73.0019 | -1.272% | -0.7477% | n/a | n/a | -13.69%
| MV-80+ | PT M125 | 3.0232 | 24.9873 | 0 | 0 | 63.0107 | 3.0622 | 25.1756 | 0 | 0 | 73.0019 | -1.272% | -0.7477% | n/a | n/a | -13.69%
| S-HP100 |  | 3.0232 | 49.0983 | 0 | 0 | 64.2025 | 3.0622 | 49.4504 | 0 | 0 | 74.2017 | -1.272% | -0.712% | n/a | n/a | -13.48%
| S-HP100 | PT S100 | 3.0232 | 49.0983 | 0 | 0 | 64.2025 | 3.0622 | 49.4504 | 0 | 0 | 74.2017 | -1.272% | -0.712% | n/a | n/a | -13.48%
| S-HP100 | S100 | 3.0232 | 49.0983 | 0 | 0 | 64.2025 | 3.0622 | 49.4504 | 0 | 0 | 74.2017 | -1.272% | -0.712% | n/a | n/a | -13.48%
| S-HP150 |  | 3.0232 | 41.781 | 0 | 0 | 66.1236 | 3.0622 | 42.0834 | 0 | 0 | 76.1357 | -1.272% | -0.7185% | n/a | n/a | -13.15%
| S-HP150 | PT S150 | 3.0232 | 41.781 | 0 | 0 | 66.1236 | 3.0622 | 42.0834 | 0 | 0 | 76.1357 | -1.272% | -0.7185% | n/a | n/a | -13.15%
| S-HP150 | S150 | 3.0232 | 41.781 | 0 | 0 | 66.1236 | 3.0622 | 42.0834 | 0 | 0 | 76.1357 | -1.272% | -0.7185% | n/a | n/a | -13.15%
| S-HP250 |  | 3.0232 | 47.9829 | 0 | 0 | 77.1055 | 3.0622 | 48.3274 | 0 | 0 | 87.1916 | -1.272% | -0.7129% | n/a | n/a | -11.57%
| S-HP250 | S250 | 3.0232 | 47.9829 | 0 | 0 | 77.1055 | 3.0622 | 48.3274 | 0 | 0 | 87.1916 | -1.272% | -0.7129% | n/a | n/a | -11.57%
| S-HP250 | S400 | 3.0232 | 47.9829 | 0 | 0 | 77.1055 | 3.0622 | 48.3274 | 0 | 0 | 87.1916 | -1.272% | -0.7129% | n/a | n/a | -11.57%
| S-LP90 |  | 3.0232 | 57.8658 | 0 | 0 | 82.7819 | 3.0622 | 58.2774 | 0 | 0 | 92.9062 | -1.272% | -0.7064% | n/a | n/a | -10.9%
| S-LP90 | L135 | 3.0232 | 57.8658 | 0 | 0 | 82.7819 | 3.0622 | 58.2774 | 0 | 0 | 92.9062 | -1.272% | -0.7064% | n/a | n/a | -10.9%
| S-LP90 | L55 | 3.0232 | 57.8658 | 0 | 0 | 82.7819 | 3.0622 | 58.2774 | 0 | 0 | 92.9062 | -1.272% | -0.7064% | n/a | n/a | -10.9%
| S-LP90 | L90 | 3.0232 | 57.8658 | 0 | 0 | 82.7819 | 3.0622 | 58.2774 | 0 | 0 | 92.9062 | -1.272% | -0.7064% | n/a | n/a | -10.9%
HID-F
| S-HP360f |  | 3.0232 | 27.7715 | 0 | 0 | 52.1503 | 3.0622 | 27.9786 | 0 | 0 | 62.0684 | -1.272% | -0.7404% | n/a | n/a | -15.98%
| S-HP360f | I1000 F | 3.0232 | 27.7715 | 0 | 0 | 52.1503 | 3.0622 | 27.9786 | 0 | 0 | 62.0684 | -1.272% | -0.7404% | n/a | n/a | -15.98%
| S-HP360f | I150 F | 3.0232 | 27.7715 | 0 | 0 | 52.1503 | 3.0622 | 27.9786 | 0 | 0 | 62.0684 | -1.272% | -0.7404% | n/a | n/a | -15.98%
| S-HP360f | I1500 F | 3.0232 | 27.7715 | 0 | 0 | 52.1503 | 3.0622 | 27.9786 | 0 | 0 | 62.0684 | -1.272% | -0.7404% | n/a | n/a | -15.98%
| S-HP360f | I500 F | 3.0232 | 27.7715 | 0 | 0 | 52.1503 | 3.0622 | 27.9786 | 0 | 0 | 62.0684 | -1.272% | -0.7404% | n/a | n/a | -15.98%
| S-HP360f | I750 F | 3.0232 | 27.7715 | 0 | 0 | 52.1503 | 3.0622 | 27.9786 | 0 | 0 | 62.0684 | -1.272% | -0.7404% | n/a | n/a | -15.98%
| S-HP360f | M1000 F | 3.0232 | 27.7715 | 0 | 0 | 52.1503 | 3.0622 | 27.9786 | 0 | 0 | 62.0684 | -1.272% | -0.7404% | n/a | n/a | -15.98%
| S-HP360f | M250 F | 3.0232 | 27.7715 | 0 | 0 | 52.1503 | 3.0622 | 27.9786 | 0 | 0 | 62.0684 | -1.272% | -0.7404% | n/a | n/a | -15.98%
| S-HP360f | M400 F | 3.0232 | 27.7715 | 0 | 0 | 52.1503 | 3.0622 | 27.9786 | 0 | 0 | 62.0684 | -1.272% | -0.7404% | n/a | n/a | -15.98%
| S-HP360f | M400 F COST | 3.0232 | 27.7715 | 0 | 0 | 52.1503 | 3.0622 | 27.9786 | 0 | 0 | 62.0684 | -1.272% | -0.7404% | n/a | n/a | -15.98%
| S-HP360f | M400 F SACON | 3.0232 | 27.7715 | 0 | 0 | 52.1503 | 3.0622 | 27.9786 | 0 | 0 | 62.0684 | -1.272% | -0.7404% | n/a | n/a | -15.98%
| S-HP360f | M750 F | 3.0232 | 27.7715 | 0 | 0 | 52.1503 | 3.0622 | 27.9786 | 0 | 0 | 62.0684 | -1.272% | -0.7404% | n/a | n/a | -15.98%
| S-HP360f | M80 F | 3.0232 | 27.7715 | 0 | 0 | 52.1503 | 3.0622 | 27.9786 | 0 | 0 | 62.0684 | -1.272% | -0.7404% | n/a | n/a | -15.98%
| S-HP360f | S360 F | 3.0232 | 27.7715 | 0 | 0 | 52.1503 | 3.0622 | 27.9786 | 0 | 0 | 62.0684 | -1.272% | -0.7404% | n/a | n/a | -15.98%
| S-HP360f | S400 F | 3.0232 | 27.7715 | 0 | 0 | 52.1503 | 3.0622 | 27.9786 | 0 | 0 | 62.0684 | -1.272% | -0.7404% | n/a | n/a | -15.98%

## LED Tariffs Comparison
Public Lighting Model
LED Tariffs Comparison |  |  |  |  | CPI Index | $June 2020
[5 empty] | Year | 2020/21
|  |  | AER Draft Decision |  |  |  |  | SAPN Proposal June 2019 |  |  |  |  | Difference
| Base Lamp | Lamp Type | ENERGY | CLER | PLC | TFI | SAPN | ENERGY | CLER | PLC | TFI | SAPN | ENERGY | CLER | PLC | TFI | SAPN
LED-P
|  | LED17 | 3.0232 | 12.1137 | 44.2751 | 58.0363 | 72.9026 | 3.0622 | 16.1671 | 57.8637 | 74.7688 | 92.4693 | -1.272% | -25.07% | -23.48% | -22.38% | -21.16%
|  | LED29 | 3.0232 | 12.2494 | 44.403 | 58.9036 | 74.7506 | 3.0622 | 16.3005 | 57.9893 | 75.8028 | 94.6689 | -1.272% | -24.85% | -23.43% | -22.29% | -21.04%
|  | LED22 | 3.0232 | 12.6424 | 44.7731 | 61.4141 | 80.0902 | 3.0622 | 16.6865 | 58.3529 | 78.7958 | 101.0407 | -1.272% | -24.24% | -23.27% | -22.06% | -20.73%
|  | LED46 | 3.0232 | 12.1423 | 44.302 | 58.2189 | 73.2905 | 3.0622 | 16.1952 | 57.8901 | 74.9865 | 92.9341 | -1.272% | -25.03% | -23.47% | -22.36% | -21.14%
|  | LED43 | 3.0232 | 12.1423 | 44.302 | 58.2189 | 73.2905 | 3.0622 | 16.1952 | 57.8901 | 74.9865 | 92.9341 | -1.272% | -25.03% | -23.47% | -22.36% | -21.14%
|  | PT LED17 | 3.0232 | 17.3577 | 49.2143 | 91.5402 | 144.1967 | 3.0622 | 21.3193 | 62.7164 | 114.7122 | 177.5234 | -1.272% | -18.58% | -21.53% | -20.2% | -18.77%
|  | PT LED34 | 3.0232 | 17.3577 | 49.2143 | 91.5402 | 144.1967 | 3.0622 | 21.3193 | 62.7164 | 114.7122 | 177.5234 | -1.272% | -18.58% | -21.53% | -20.2% | -18.77%
|  | LED34 | 3.0232 | 12.1423 | 44.302 | 58.2189 | 73.2905 | 3.0622 | 16.1952 | 57.8901 | 74.9865 | 92.9341 | -1.272% | -25.03% | -23.47% | -22.36% | -21.14%
|  | LED18 | 3.0232 | 12.1423 | 44.302 | 58.2189 | 73.2905 | 3.0622 | 16.1952 | 57.8901 | 74.9865 | 92.9341 | -1.272% | -25.03% | -23.47% | -22.36% | -21.14%
|  | LED35 | 3.0232 | 15.5501 | 47.5118 | 79.9918 | 119.622 | 3.0622 | 19.5434 | 61.0438 | 100.9443 | 148.2047 | -1.272% | -20.43% | -22.17% | -20.76% | -19.29%
|  | LED39 | 3.0232 | 12.1423 | 44.302 | 58.2189 | 73.2905 | 3.0622 | 16.1952 | 57.8901 | 74.9865 | 92.9341 | -1.272% | -25.03% | -23.47% | -22.36% | -21.14%
|  | LED26 | 3.0232 | 12.1423 | 44.302 | 58.2189 | 73.2905 | 3.0622 | 16.1952 | 57.8901 | 74.9865 | 92.9341 | -1.272% | -25.03% | -23.47% | -22.36% | -21.14%
|  | LED20 | 3.0232 | 15.5501 | 47.5118 | 79.9918 | 119.622 | 3.0622 | 19.5434 | 61.0438 | 100.9443 | 148.2047 | -1.272% | -20.43% | -22.17% | -20.76% | -19.29%
|  | LED28 | 3.0232 | 15.5501 | 47.5118 | 79.9918 | 119.622 | 3.0622 | 19.5434 | 61.0438 | 100.9443 | 148.2047 | -1.272% | -20.43% | -22.17% | -20.76% | -19.29%
|  | LED17_R | 3.0232 | 12.1137 | 44.2751 | 58.0363 | 72.9026 | 3.0622 | 16.1952 | 57.8901 | 77.3162 | 96.6544 | -1.272% | -25.2% | -23.52% | -24.94% | -24.57%
|  | LED23 | 3.0232 | 15.9074 | 47.8483 | 82.2741 | 124.4819 | 3.0622 | 19.8944 | 61.3743 | 103.6652 | 153.9982 | -1.272% | -20.04% | -22.04% | -20.63% | -19.17%
LED-V
|  | LED200 | 3.0232 | 14.1213 | 46.166 | 73.6574 | 104.7376 | 3.0622 | 18.1395 | 59.7215 | 93.4937 | 130.5257 | -1.272% | -22.15% | -22.7% | -21.22% | -19.76%
|  | LED105 | 3.0232 | 17.5077 | 49.3556 | 95.2935 | 150.7835 | 3.0622 | 21.4667 | 62.8553 | 119.2883 | 185.4557 | -1.272% | -18.44% | -21.48% | -20.11% | -18.7%
|  | LED198 | 3.0232 | 17.5077 | 49.3556 | 95.2935 | 150.7835 | 3.0622 | 21.4667 | 62.8553 | 119.2883 | 185.4557 | -1.272% | -18.44% | -21.48% | -20.11% | -18.7%
|  | LED88 | 3.0232 | 14.1213 | 46.166 | 73.6574 | 104.7376 | 3.0622 | 18.1395 | 59.7215 | 93.4937 | 130.5257 | -1.272% | -22.15% | -22.7% | -21.22% | -19.76%
|  | LED70 | 3.0232 | 14.1213 | 46.166 | 73.6574 | 104.7376 | 3.0622 | 18.1395 | 59.7215 | 93.4937 | 130.5257 | -1.272% | -22.15% | -22.7% | -21.22% | -19.76%
|  | LED150 | 3.0232 | 13.4783 | 45.5604 | 69.5493 | 95.9982 | 3.0622 | 17.5078 | 59.1265 | 88.596 | 120.0953 | -1.272% | -23.02% | -22.94% | -21.5% | -20.06%
|  | LED90 | 3.0232 | 14.1213 | 46.166 | 73.6574 | 104.7376 | 3.0622 | 18.1395 | 59.7215 | 93.4937 | 130.5257 | -1.272% | -22.15% | -22.7% | -21.22% | -19.76%
|  | LED72 | 3.0232 | 14.1213 | 46.166 | 73.6574 | 104.7376 | 3.0622 | 18.1395 | 59.7215 | 93.4937 | 130.5257 | -1.272% | -22.15% | -22.7% | -21.22% | -19.76%
|  | LED117 | 3.0232 | 15.5501 | 47.5118 | 82.7866 | 124.1667 | 3.0622 | 19.5434 | 61.0438 | 104.3775 | 153.6997 | -1.272% | -20.43% | -22.17% | -20.69% | -19.21%
|  | LED158 | 3.0232 | 15.5501 | 47.5118 | 82.7866 | 124.1667 | 3.0622 | 19.5434 | 61.0438 | 104.3775 | 153.6997 | -1.272% | -20.43% | -22.17% | -20.69% | -19.21%
|  | LED298 | 3.0232 | 17.5077 | 49.3556 | 95.2935 | 150.7835 | 3.0622 | 21.4667 | 62.8553 | 119.2883 | 185.4557 | -1.272% | -18.44% | -21.48% | -20.11% | -18.7%
|  | LED178 | 3.0232 | 14.1213 | 46.166 | 73.6574 | 104.7376 | 3.0622 | 18.1395 | 59.7215 | 93.4937 | 130.5257 | -1.272% | -22.15% | -22.7% | -21.22% | -19.76%
|  | LED175 | 3.0232 | 14.4785 | 46.5025 | 75.9397 | 109.5975 | 3.0622 | 18.4905 | 60.0521 | 96.2147 | 136.3192 | -1.272% | -21.7% | -22.56% | -21.07% | -19.6%
|  | LED79 | 3.0232 | 15.5501 | 47.5118 | 82.7866 | 124.1667 | 3.0622 | 19.5434 | 61.0438 | 104.3775 | 153.6997 | -1.272% | -20.43% | -22.17% | -20.69% | -19.21%
|  | LED80 | 3.0232 | 13.4783 | 45.5604 | 69.5493 | 95.9982 | 3.0622 | 17.5078 | 59.1265 | 88.596 | 120.0953 | -1.272% | -23.02% | -22.94% | -21.5% | -20.06%
|  | LED150_R | 3.0232 | 13.4783 | 45.5604 | 69.5493 | 95.9982 | 3.0622 | 17.5008 | 59.1198 | 90.8713 | 123.7021 | -1.272% | -22.98% | -22.94% | -23.46% | -22.4%
|  | LED80_R | 3.0232 | 13.4783 | 45.5604 | 69.5493 | 95.9982 | 3.0622 | 18.5186 | 60.0785 | 98.762 | 140.5043 | -1.272% | -27.22% | -24.17% | -29.58% | -31.68%
|  | LED60 | 3.0232 | 13.2997 | 45.3922 | 68.4082 | 93.5682 | 3.0622 | 17.3323 | 58.9612 | 87.2355 | 117.1932 | -1.272% | -23.27% | -23.01% | -21.58% | -20.16%
|  | LED155 | 3.0232 | 17.3005 | 49.1605 | 93.9697 | 147.9655 | 3.0622 | 21.2631 | 62.6636 | 117.7101 | 182.0889 | -1.272% | -18.64% | -21.55% | -20.17% | -18.74%
|  | LED81 | 3.0232 | 17.3005 | 49.1605 | 93.9697 | 147.9655 | 3.0622 | 21.2631 | 62.6636 | 117.7101 | 182.0889 | -1.272% | -18.64% | -21.55% | -20.17% | -18.74%
|  | LED101 | 3.0232 | 17.3005 | 49.1605 | 93.9697 | 147.9655 | 3.0622 | 21.2631 | 62.6636 | 117.7101 | 182.0889 | -1.272% | -18.64% | -21.55% | -20.17% | -18.74%

## Contents
Public Lighting Model
Contents
Model Administration
Contents |  | Contents
Administration |  | Administration
Model Outputs
HID Tariffs | Summary of All HID Tariffs | HID Tariffs
LED Tariffs | Summary of All LED Tariffs | LED Tariffs
HID | Individual Tariff Detail | HID
LED | Individual Tariff Detail | LED
Forecast
Total Exp | Total Expenditure (CAPEX and OPEX) | Total Exp
CAPEX Graph | Total Capital Expenditure | CAPEX Graph
OPEX Graph | Total Operating Expenditure | OPEX Graph
SLO Summary | Total SLO Notifications | SLO Summary
Model Calculations
GSL |  | GSL
Cable Replacement |  | Cable Replacement
Brackets Replacement |  | Brackets Replacement
Column Replacement |  | Column Replacement
Column Inspections |  | Column Inspections
Bulk Lamp |  | Bulk Lamp
LED Conversions |  | LED Conversions
LED CAPEX | Calculations for CAPEX Forecast | LED CAPEX
Cable Faults |  | Cable Faults
SLO |  | SLO
SLO HID OPEX | Calculations for SLO Forecast | SLO HID OPEX
SLO LED OPEX | Calculations for SLO Forecast | SLO LED OPEX
Luminaire_Annuity | Annuity Calculation Sheet (Engine) | Luminaire_Annuity
TFI_Annuity_Calcs | Annuity Calculation Sheet (Engine) | TFI_Annuity_Calcs
LED Annuity | LED O&M Annuity I/O Sheet | LED Annuity
HID_Annuity | HID Luminaire Annuity I/O Sheet | HID_Annuity
Model Inputs
Global Assumptions | Input Sheets | Global Assumptions
SLO Costs | Input Sheets | SLO Costs
AMP | Input Sheets | AMP
Lists | Input Sheets | Lists
SLO_Fittings_Data | Imported from Data Models | SLO_Fittings_Data
CableFault_Data | Imported from Data Models | CableFault_Data
SLO_Data | Imported from Data Models | SLO_Data
GSL_Data | Imported from Data Models | GSL_Data
Lights_Data | Imported from Data Models | Lights_Data

## Administration
Public Lighting Model
Administration
Model Name: | Public Lighting Model
File Name: | SAPN Draft Decision Public Lighting Pricing Model (20190917) Public.xlsx
Overview
Cell Format Conventions
Cells for user input
Cell for user input (drop down selection)
Cells for note entry
cells linked from other sheets or workbooks
Calculated values - generally based off inputs
Calculated values - generally based off other calculated cells
Imported Data
NB: calculated cells have multiple formats for aesthetics of outputs

## AER Draft Decision Inputs
| AER Draft Decision | [6 empty] | SAPN Proposal June 2019
| 2018/19 | 2019/20 | 2020/21 | 2021/22 | 2022/23 | 2023/24 | 2024/25 | 2018/19 | 2019/20 | 2020/21 | 2021/22 | 2022/23 | 2023/24 | 2024/25
PL Pricing Model
Non Labour Real escalation (Cumulative) | 100.1% | 100.3% | 100.3% | 100.3% | 100.3% | 100.3% | 100.3% | 100.1% | 100.3% | 101% | 102.4% | 104.2% | 105.5% | 106.5%
per annum | 0.1% | 0.2% | 0% | 0% | 0% | 0% | 0% | 0.1% | 0.2% | 0.7% | 1.4% | 1.7% | 1.3% | 0.9%
Labour Real escalation (Cumulative) | 100.6% | 101.3% | 101.7% | 102.1% | 102.4% | 102.9% | 103.3% | 100.6% | 101.3% | 102% | 103.1% | 104.4% | 105.5% | 106.5%
per annum | 0.62% | 0.6361% | 0.4111% | 0.3736% | 0.342% | 0.4528% | 0.4411% | 0.62% | 0.6361% | 0.7802% | 1.058% | 1.212% | 1.092% | 0.9666%
Annuity Term (Yrs)
LED Installation | 20 | [6 empty] | 17
HID Installation | 20 | [6 empty] | 17
Elevation Charge
Use of Pole Charge per light | 0 | [6 empty] | 8
O & M Margin
Energy and CLER customers only | 6.17% | [6 empty] | 6.17%
LED Operating and Maintenance
Cleaning
Frequency Rate Cleaning Yrs. | 10 | [6 empty] | 5
HID OPEX
SLO 'Damage Fault' Failure Rates
Lamp
Fluorescent 40 | 10.52% | [6 empty] | 10.52%
Fluorescent 42 | 16.27% | [6 empty] | 16.27%
Fluorescent 42 post Top | 36.98% | [6 empty] | 36.98%
Regional Allowance
Luminaire Installations |  |  | N | Y=YES, N=NO | [5 empty] | Y | Y=YES, N=NO
Capex Tax Depn Method
Luminaire Annuity |  |  | DV | Diminishing Value | [5 empty] | SL | Straight Line
Reactive Column Replacements
Annual Replacements - Unplanned volume |  |  | 60 | Volume p.a. in Reg Period | [5 empty] | 73 | Volume p.a. in Reg Period
Cable Fault
Forecast Cable Faults - volume |  |  | 700 | Average volume p.a. in Reg Period | [5 empty] | 1067 | Average volume p.a. in Reg Period
RFM 2010-11 to 2019-20
Opening RAB Value 2010-11 | Opening RAB | Rem Life | [5 empty] | Opening TAB | Rem Life
Public Lighting 1999 RAB | 17.5654 | 6 | [5 empty] | 17.5654 | 6
Public Lighting Post 1999 Capex | 22.5697 | 20.8835 | [5 empty] | 22.5697 | 20.8835
Opening Tax Value 2010-11 | Opening TAB | Rem Life | [5 empty] | Opening TAB | Rem Life
Public Lighting Post 1999 Capex | 14.3043 | 8.6535 | [5 empty] | 14.3043 | 8.6535
Opening Tax Value 2020-21
Public Lighting 1999 RAB |  |  | Y | Y=YES, N=NO | [5 empty] | N | Y=YES, N=NO
Manually amend RFM to include1999 RAB minor closing balance in Post 1999 capex closing balance
Actual CPI Index Dec 2018 | 114.1 | [6 empty] | 114.342
Forecast CPI Index Dec 2019 | 116.382 | [6 empty] | 116.9147
Nominal WACC 2019-20 | 6.086% | [6 empty] | 6.129%
PTRM 2020-21 to 2024-25
WACC
Forecast CPI |  |  | 2.45% | [6 empty] | 2.47%
Return on Equity |  |  | 4.984% | [6 empty] | 6.1%
Trailing Average Portfolio Return on Debt |  |  | 4.934% | [6 empty] | 4.98%
Debt and Equity Raising Costs – Transaction Costs (per cent)
Imputation Credit Payout Ratio |  |  | 0.9 | [6 empty] | 0.88
Debt Raising Costs |  |  | 0.05594% | [6 empty] | 0.1527%
Forecast Capital Expenditure – As Incurred ($m Real 2019-20)
Equity Raising costs |  |  | 0 | [6 empty] | 0.39

## Controls
Public Lighting Model
Controls
Last Updated
|  | Update calculations using RAB and PTRM |  | 2019-08-16 15:07
|  | Update Each of the following calculations |  | 2019-08-16 15:14
LED Luminaire Annuity
HID Luminaire Annuity
LED O&M Annuity
LED TFI Luminaire Annuity
HID TFI Luminaire Annuity
| 2020/21 |  | Select Tariff Year (Real Input Cost Escalation) | 2019-08-16 15:15 | Selected Financial Year | FY_21
| $June 2020 |  | Select CPI $ |  | Selected CPI Inflator | 1.0513
[5 empty] | Base Year | 2017
Enter new LED name
Select Category
Select LED to be deleted
Update RAB then PTRM
Update Annuity
Update Tariffs
(and Annuity Calclations)
Create New LED
Delete Selected LED

## HID Tariffs
Public Lighting Model
HID Tariffs
[5 empty] | Year | 2020/21 | [5 empty] | Year | 2021/22 | [5 empty] | Year | 2022/23 | [5 empty] | Year | 2023/24 | [5 empty] | Year | 2024/25
[5 empty] | CPI Index | $June 2020 | [5 empty] | CPI Index | $June 2020 | [5 empty] | CPI Index | $June 2020 | [5 empty] | CPI Index | $June 2020 | [5 empty] | CPI Index | $June 2020
| Base Lamp | Lamp Type | ENERGY | CLER | PLC | TFI | SLUOS | Base Lamp | Lamp Type | ENERGY | CLER | PLC | TFI | SLUOS | Base Lamp | Lamp Type | ENERGY | CLER | PLC | TFI | SLUOS | Base Lamp | Lamp Type | ENERGY | CLER | PLC | TFI | SLUOS | Base Lamp | Lamp Type | ENERGY | CLER | PLC | TFI | SLUOS
| HID-P | [6 empty] | HID-P | [6 empty] | HID-P | [6 empty] | HID-P | [6 empty] | HID-P
| cf-42 |  | 3.0232 | 64.4339 | 0 | 0 | 85.6666 | cf-42 |  | 3.0345 | 64.583 | 0 | 0 | 86.1679 | cf-42 |  | 3.0449 | 64.7201 | 0 | 0 | 86.4714 | cf-42 |  | 3.0587 | 64.9022 | 0 | 0 | 87.9024 | cf-42 |  | 3.0722 | 65.0804 | 0 | 0 | 88.3598
| cf-42 | F14X2 | 3.0232 | 64.4339 | 0 | 0 | 85.6666 | cf-42 | F14X2 | 3.0345 | 64.583 | 0 | 0 | 86.1679 | cf-42 | F14X2 | 3.0449 | 64.7201 | 0 | 0 | 86.4714 | cf-42 | F14X2 | 3.0587 | 64.9022 | 0 | 0 | 87.9024 | cf-42 | F14X2 | 3.0722 | 65.0804 | 0 | 0 | 88.3598
| cf-42 | F2X8 | 3.0232 | 64.4339 | 0 | 0 | 85.6666 | cf-42 | F2X8 | 3.0345 | 64.583 | 0 | 0 | 86.1679 | cf-42 | F2X8 | 3.0449 | 64.7201 | 0 | 0 | 86.4714 | cf-42 | F2X8 | 3.0587 | 64.9022 | 0 | 0 | 87.9024 | cf-42 | F2X8 | 3.0722 | 65.0804 | 0 | 0 | 88.3598
| cf-42 | F42 | 3.0232 | 64.4339 | 0 | 0 | 85.6666 | cf-42 | F42 | 3.0345 | 64.583 | 0 | 0 | 86.1679 | cf-42 | F42 | 3.0449 | 64.7201 | 0 | 0 | 86.4714 | cf-42 | F42 | 3.0587 | 64.9022 | 0 | 0 | 87.9024 | cf-42 | F42 | 3.0722 | 65.0804 | 0 | 0 | 88.3598
| cf-42 PT |  | 3.0232 | 65.6607 | 101.8078 | 123.8423 | 117.4256 | cf-42 PT |  | 3.0345 | 65.8126 | 102.3433 | 124.4272 | 117.9961 | cf-42 PT |  | 3.0449 | 65.9523 | 102.6782 | 124.8076 | 118.3633 | cf-42 PT |  | 3.0587 | 66.1377 | 105.0604 | 127.2502 | 120.7883 | cf-42 PT |  | 3.0722 | 66.3192 | 105.5586 | 127.8075 | 121.3283
| cf-42 PT | F32 | 3.0232 | 65.6607 | 101.8078 | 123.8423 | 117.4256 | cf-42 PT | F32 | 3.0345 | 65.8126 | 102.3433 | 124.4272 | 117.9961 | cf-42 PT | F32 | 3.0449 | 65.9523 | 102.6782 | 124.8076 | 118.3633 | cf-42 PT | F32 | 3.0587 | 66.1377 | 105.0604 | 127.2502 | 120.7883 | cf-42 PT | F32 | 3.0722 | 66.3192 | 105.5586 | 127.8075 | 121.3283
| cf-42 PT | PT F42 | 3.0232 | 65.6607 | 101.8078 | 123.8423 | 117.4256 | cf-42 PT | PT F42 | 3.0345 | 65.8126 | 102.3433 | 124.4272 | 117.9961 | cf-42 PT | PT F42 | 3.0449 | 65.9523 | 102.6782 | 124.8076 | 118.3633 | cf-42 PT | PT F42 | 3.0587 | 66.1377 | 105.0604 | 127.2502 | 120.7883 | cf-42 PT | PT F42 | 3.0722 | 66.3192 | 105.5586 | 127.8075 | 121.3283
| F-40 |  | 3.0232 | 43.5495 | 0 | 0 | 89.1098 | F-40 |  | 3.0345 | 43.6518 | 0 | 0 | 89.6191 | F-40 |  | 3.0449 | 43.7458 | 0 | 0 | 89.9301 | F-40 |  | 3.0587 | 43.8706 | 0 | 0 | 91.1964 | F-40 |  | 3.0722 | 43.9928 | 0 | 0 | 91.6635
| F-40 | F11X2 | 3.0232 | 43.5495 | 0 | 0 | 89.1098 | F-40 | F11X2 | 3.0345 | 43.6518 | 0 | 0 | 89.6191 | F-40 | F11X2 | 3.0449 | 43.7458 | 0 | 0 | 89.9301 | F-40 | F11X2 | 3.0587 | 43.8706 | 0 | 0 | 91.1964 | F-40 | F11X2 | 3.0722 | 43.9928 | 0 | 0 | 91.6635
| F-40 | F20 | 3.0232 | 43.5495 | 0 | 0 | 89.1098 | F-40 | F20 | 3.0345 | 43.6518 | 0 | 0 | 89.6191 | F-40 | F20 | 3.0449 | 43.7458 | 0 | 0 | 89.9301 | F-40 | F20 | 3.0587 | 43.8706 | 0 | 0 | 91.1964 | F-40 | F20 | 3.0722 | 43.9928 | 0 | 0 | 91.6635
| F-40 | F20X2 | 3.0232 | 43.5495 | 0 | 0 | 89.1098 | F-40 | F20X2 | 3.0345 | 43.6518 | 0 | 0 | 89.6191 | F-40 | F20X2 | 3.0449 | 43.7458 | 0 | 0 | 89.9301 | F-40 | F20X2 | 3.0587 | 43.8706 | 0 | 0 | 91.1964 | F-40 | F20X2 | 3.0722 | 43.9928 | 0 | 0 | 91.6635
| F-40 | F2X20 | 3.0232 | 43.5495 | 0 | 0 | 89.1098 | F-40 | F2X20 | 3.0345 | 43.6518 | 0 | 0 | 89.6191 | F-40 | F2X20 | 3.0449 | 43.7458 | 0 | 0 | 89.9301 | F-40 | F2X20 | 3.0587 | 43.8706 | 0 | 0 | 91.1964 | F-40 | F2X20 | 3.0722 | 43.9928 | 0 | 0 | 91.6635
| F-40 | F2X40 | 3.0232 | 43.5495 | 0 | 0 | 89.1098 | F-40 | F2X40 | 3.0345 | 43.6518 | 0 | 0 | 89.6191 | F-40 | F2X40 | 3.0449 | 43.7458 | 0 | 0 | 89.9301 | F-40 | F2X40 | 3.0587 | 43.8706 | 0 | 0 | 91.1964 | F-40 | F2X40 | 3.0722 | 43.9928 | 0 | 0 | 91.6635
| F-40 | F40 | 3.0232 | 43.5495 | 0 | 0 | 89.1098 | F-40 | F40 | 3.0345 | 43.6518 | 0 | 0 | 89.6191 | F-40 | F40 | 3.0449 | 43.7458 | 0 | 0 | 89.9301 | F-40 | F40 | 3.0587 | 43.8706 | 0 | 0 | 91.1964 | F-40 | F40 | 3.0722 | 43.9928 | 0 | 0 | 91.6635
| F-40 | F40X2 | 3.0232 | 43.5495 | 0 | 0 | 89.1098 | F-40 | F40X2 | 3.0345 | 43.6518 | 0 | 0 | 89.6191 | F-40 | F40X2 | 3.0449 | 43.7458 | 0 | 0 | 89.9301 | F-40 | F40X2 | 3.0587 | 43.8706 | 0 | 0 | 91.1964 | F-40 | F40X2 | 3.0722 | 43.9928 | 0 | 0 | 91.6635
| F-40 | F40X3 | 3.0232 | 43.5495 | 0 | 0 | 89.1098 | F-40 | F40X3 | 3.0345 | 43.6518 | 0 | 0 | 89.6191 | F-40 | F40X3 | 3.0449 | 43.7458 | 0 | 0 | 89.9301 | F-40 | F40X3 | 3.0587 | 43.8706 | 0 | 0 | 91.1964 | F-40 | F40X3 | 3.0722 | 43.9928 | 0 | 0 | 91.6635
| F-40 | F40X4 | 3.0232 | 43.5495 | 0 | 0 | 89.1098 | F-40 | F40X4 | 3.0345 | 43.6518 | 0 | 0 | 89.6191 | F-40 | F40X4 | 3.0449 | 43.7458 | 0 | 0 | 89.9301 | F-40 | F40X4 | 3.0587 | 43.8706 | 0 | 0 | 91.1964 | F-40 | F40X4 | 3.0722 | 43.9928 | 0 | 0 | 91.6635
| F-40 | F4X40 | 3.0232 | 43.5495 | 0 | 0 | 89.1098 | F-40 | F4X40 | 3.0345 | 43.6518 | 0 | 0 | 89.6191 | F-40 | F4X40 | 3.0449 | 43.7458 | 0 | 0 | 89.9301 | F-40 | F4X40 | 3.0587 | 43.8706 | 0 | 0 | 91.1964 | F-40 | F4X40 | 3.0722 | 43.9928 | 0 | 0 | 91.6635
| F-40 | F8X2 | 3.0232 | 43.5495 | 0 | 0 | 89.1098 | F-40 | F8X2 | 3.0345 | 43.6518 | 0 | 0 | 89.6191 | F-40 | F8X2 | 3.0449 | 43.7458 | 0 | 0 | 89.9301 | F-40 | F8X2 | 3.0587 | 43.8706 | 0 | 0 | 91.1964 | F-40 | F8X2 | 3.0722 | 43.9928 | 0 | 0 | 91.6635
| F-40 | I100 | 3.0232 | 43.5495 | 0 | 0 | 89.1098 | F-40 | I100 | 3.0345 | 43.6518 | 0 | 0 | 89.6191 | F-40 | I100 | 3.0449 | 43.7458 | 0 | 0 | 89.9301 | F-40 | I100 | 3.0587 | 43.8706 | 0 | 0 | 91.1964 | F-40 | I100 | 3.0722 | 43.9928 | 0 | 0 | 91.6635
| MV-80 |  | 3.0232 | 38.7449 | 0 | 0 | 65.3495 | MV-80 |  | 3.0345 | 38.8364 | 0 | 0 | 65.8064 | MV-80 |  | 3.0449 | 38.9205 | 0 | 0 | 66.0691 | MV-80 |  | 3.0587 | 39.0322 | 0 | 0 | 66.8921 | MV-80 |  | 3.0722 | 39.1415 | 0 | 0 | 67.2964
| MV-80 | M50 | 3.0232 | 38.7449 | 0 | 0 | 65.3495 | MV-80 | M50 | 3.0345 | 38.8364 | 0 | 0 | 65.8064 | MV-80 | M50 | 3.0449 | 38.9205 | 0 | 0 | 66.0691 | MV-80 | M50 | 3.0587 | 39.0322 | 0 | 0 | 66.8921 | MV-80 | M50 | 3.0722 | 39.1415 | 0 | 0 | 67.2964
| MV-80 | M70 | 3.0232 | 38.7449 | 0 | 0 | 65.3495 | MV-80 | M70 | 3.0345 | 38.8364 | 0 | 0 | 65.8064 | MV-80 | M70 | 3.0449 | 38.9205 | 0 | 0 | 66.0691 | MV-80 | M70 | 3.0587 | 39.0322 | 0 | 0 | 66.8921 | MV-80 | M70 | 3.0722 | 39.1415 | 0 | 0 | 67.2964
| MV-80 | M80 | 3.0232 | 38.7449 | 0 | 0 | 65.3495 | MV-80 | M80 | 3.0345 | 38.8364 | 0 | 0 | 65.8064 | MV-80 | M80 | 3.0449 | 38.9205 | 0 | 0 | 66.0691 | MV-80 | M80 | 3.0587 | 39.0322 | 0 | 0 | 66.8921 | MV-80 | M80 | 3.0722 | 39.1415 | 0 | 0 | 67.2964
| MV-80 PT |  | 3.0232 | 45.3763 | 0 | 0 | 61.2305 | MV-80 PT |  | 3.0345 | 45.4827 | 0 | 0 | 61.6783 | MV-80 PT |  | 3.0449 | 45.5805 | 0 | 0 | 61.9328 | MV-80 PT |  | 3.0587 | 45.7103 | 0 | 0 | 62.6264 | MV-80 PT |  | 3.0722 | 45.8374 | 0 | 0 | 63.02
| MV-80 PT | PT M50 | 3.0232 | 45.3763 | 0 | 0 | 61.2305 | MV-80 PT | PT M50 | 3.0345 | 45.4827 | 0 | 0 | 61.6783 | MV-80 PT | PT M50 | 3.0449 | 45.5805 | 0 | 0 | 61.9328 | MV-80 PT | PT M50 | 3.0587 | 45.7103 | 0 | 0 | 62.6264 | MV-80 PT | PT M50 | 3.0722 | 45.8374 | 0 | 0 | 63.02
| MV-80 PT | PT M80 | 3.0232 | 45.3763 | 0 | 0 | 61.2305 | MV-80 PT | PT M80 | 3.0345 | 45.4827 | 0 | 0 | 61.6783 | MV-80 PT | PT M80 | 3.0449 | 45.5805 | 0 | 0 | 61.9328 | MV-80 PT | PT M80 | 3.0587 | 45.7103 | 0 | 0 | 62.6264 | MV-80 PT | PT M80 | 3.0722 | 45.8374 | 0 | 0 | 63.02
| S-HP50 |  | 3.0232 | 61.846 | 0 | 0 | 80.404 | S-HP50 |  | 3.0345 | 61.9894 | 0 | 0 | 80.8943 | S-HP50 |  | 3.0449 | 62.1211 | 0 | 0 | 81.1877 | S-HP50 |  | 3.0587 | 62.2961 | 0 | 0 | 82.2255 | S-HP50 |  | 3.0722 | 62.4674 | 0 | 0 | 82.6698
| S-HP50 | S50 | 3.0232 | 61.846 | 0 | 0 | 80.404 | S-HP50 | S50 | 3.0345 | 61.9894 | 0 | 0 | 80.8943 | S-HP50 | S50 | 3.0449 | 62.1211 | 0 | 0 | 81.1877 | S-HP50 | S50 | 3.0587 | 62.2961 | 0 | 0 | 82.2255 | S-HP50 | S50 | 3.0722 | 62.4674 | 0 | 0 | 82.6698
| S-LP18 |  | 3.0232 | 28.0222 | 0 | 0 | 73.1957 | S-LP18 |  | 3.0345 | 28.0896 | 0 | 0 | 73.6688 | S-LP18 |  | 3.0449 | 28.1516 | 0 | 0 | 73.9463 | S-LP18 |  | 3.0587 | 28.2339 | 0 | 0 | 75.431 | S-LP18 |  | 3.0722 | 28.3144 | 0 | 0 | 75.8547
| S-LP18 | L18 | 3.0232 | 28.0222 | 0 | 0 | 73.1957 | S-LP18 | L18 | 3.0345 | 28.0896 | 0 | 0 | 73.6688 | S-LP18 | L18 | 3.0449 | 28.1516 | 0 | 0 | 73.9463 | S-LP18 | L18 | 3.0587 | 28.2339 | 0 | 0 | 75.431 | S-LP18 | L18 | 3.0722 | 28.3144 | 0 | 0 | 75.8547
| S-LP18 | L26 | 3.0232 | 28.0222 | 0 | 0 | 73.1957 | S-LP18 | L26 | 3.0345 | 28.0896 | 0 | 0 | 73.6688 | S-LP18 | L26 | 3.0449 | 28.1516 | 0 | 0 | 73.9463 | S-LP18 | L26 | 3.0587 | 28.2339 | 0 | 0 | 75.431 | S-LP18 | L26 | 3.0722 | 28.3144 | 0 | 0 | 75.8547
| S-LP18 | PT L18 | 3.0232 | 28.0222 | 0 | 0 | 73.1957 | S-LP18 | PT L18 | 3.0345 | 28.0896 | 0 | 0 | 73.6688 | S-LP18 | PT L18 | 3.0449 | 28.1516 | 0 | 0 | 73.9463 | S-LP18 | PT L18 | 3.0587 | 28.2339 | 0 | 0 | 75.431 | S-LP18 | PT L18 | 3.0722 | 28.3144 | 0 | 0 | 75.8547
| S-HP Other |  | 3.0232 | 46.0756 | 0 | 0 | 86.4438 | S-HP Other |  | 3.0345 | 46.1835 | 0 | 0 | 86.9472 | S-HP Other |  | 3.0449 | 46.2827 | 0 | 0 | 87.2527 | S-HP Other |  | 3.0587 | 46.4145 | 0 | 0 | 88.4799 | S-HP Other |  | 3.0722 | 46.5434 | 0 | 0 | 88.9399
| S-HP Other | MH100 | 3.0232 | 46.0756 | 0 | 0 | 86.4438 | S-HP Other | MH100 | 3.0345 | 46.1835 | 0 | 0 | 86.9472 | S-HP Other | MH100 | 3.0449 | 46.2827 | 0 | 0 | 87.2527 | S-HP Other | MH100 | 3.0587 | 46.4145 | 0 | 0 | 88.4799 | S-HP Other | MH100 | 3.0722 | 46.5434 | 0 | 0 | 88.9399
| S-HP Other | MH125 | 3.0232 | 46.0756 | 0 | 0 | 86.4438 | S-HP Other | MH125 | 3.0345 | 46.1835 | 0 | 0 | 86.9472 | S-HP Other | MH125 | 3.0449 | 46.2827 | 0 | 0 | 87.2527 | S-HP Other | MH125 | 3.0587 | 46.4145 | 0 | 0 | 88.4799 | S-HP Other | MH125 | 3.0722 | 46.5434 | 0 | 0 | 88.9399
| S-HP Other | MH150 | 3.0232 | 46.0756 | 0 | 0 | 86.4438 | S-HP Other | MH150 | 3.0345 | 46.1835 | 0 | 0 | 86.9472 | S-HP Other | MH150 | 3.0449 | 46.2827 | 0 | 0 | 87.2527 | S-HP Other | MH150 | 3.0587 | 46.4145 | 0 | 0 | 88.4799 | S-HP Other | MH150 | 3.0722 | 46.5434 | 0 | 0 | 88.9399
| S-HP Other | MH250 | 3.0232 | 46.0756 | 0 | 0 | 86.4438 | S-HP Other | MH250 | 3.0345 | 46.1835 | 0 | 0 | 86.9472 | S-HP Other | MH250 | 3.0449 | 46.2827 | 0 | 0 | 87.2527 | S-HP Other | MH250 | 3.0587 | 46.4145 | 0 | 0 | 88.4799 | S-HP Other | MH250 | 3.0722 | 46.5434 | 0 | 0 | 88.9399
| S-HP Other | MH400 | 3.0232 | 46.0756 | 0 | 0 | 86.4438 | S-HP Other | MH400 | 3.0345 | 46.1835 | 0 | 0 | 86.9472 | S-HP Other | MH400 | 3.0449 | 46.2827 | 0 | 0 | 87.2527 | S-HP Other | MH400 | 3.0587 | 46.4145 | 0 | 0 | 88.4799 | S-HP Other | MH400 | 3.0722 | 46.5434 | 0 | 0 | 88.9399
| S-HP Other | MH50 | 3.0232 | 46.0756 | 0 | 0 | 86.4438 | S-HP Other | MH50 | 3.0345 | 46.1835 | 0 | 0 | 86.9472 | S-HP Other | MH50 | 3.0449 | 46.2827 | 0 | 0 | 87.2527 | S-HP Other | MH50 | 3.0587 | 46.4145 | 0 | 0 | 88.4799 | S-HP Other | MH50 | 3.0722 | 46.5434 | 0 | 0 | 88.9399
| S-HP Other | MH70 | 3.0232 | 46.0756 | 0 | 0 | 86.4438 | S-HP Other | MH70 | 3.0345 | 46.1835 | 0 | 0 | 86.9472 | S-HP Other | MH70 | 3.0449 | 46.2827 | 0 | 0 | 87.2527 | S-HP Other | MH70 | 3.0587 | 46.4145 | 0 | 0 | 88.4799 | S-HP Other | MH70 | 3.0722 | 46.5434 | 0 | 0 | 88.9399
| S-HP Other | PT MH100 | 3.0232 | 46.0756 | 0 | 0 | 86.4438 | S-HP Other | PT MH100 | 3.0345 | 46.1835 | 0 | 0 | 86.9472 | S-HP Other | PT MH100 | 3.0449 | 46.2827 | 0 | 0 | 87.2527 | S-HP Other | PT MH100 | 3.0587 | 46.4145 | 0 | 0 | 88.4799 | S-HP Other | PT MH100 | 3.0722 | 46.5434 | 0 | 0 | 88.9399
| S-HP Other | PT S70 | 3.0232 | 46.0756 | 0 | 0 | 86.4438 | S-HP Other | PT S70 | 3.0345 | 46.1835 | 0 | 0 | 86.9472 | S-HP Other | PT S70 | 3.0449 | 46.2827 | 0 | 0 | 87.2527 | S-HP Other | PT S70 | 3.0587 | 46.4145 | 0 | 0 | 88.4799 | S-HP Other | PT S70 | 3.0722 | 46.5434 | 0 | 0 | 88.9399
| S-HP Other | S70 | 3.0232 | 46.0756 | 0 | 0 | 86.4438 | S-HP Other | S70 | 3.0345 | 46.1835 | 0 | 0 | 86.9472 | S-HP Other | S70 | 3.0449 | 46.2827 | 0 | 0 | 87.2527 | S-HP Other | S70 | 3.0587 | 46.4145 | 0 | 0 | 88.4799 | S-HP Other | S70 | 3.0722 | 46.5434 | 0 | 0 | 88.9399
| S-HP50 PT |  | 3.0232 | 50.5704 | 0 | 0 | 79.5838 | S-HP50 PT |  | 3.0345 | 50.6883 | 0 | 0 | 80.0722 | S-HP50 PT |  | 3.0449 | 50.7969 | 0 | 0 | 80.364 | S-HP50 PT |  | 3.0587 | 50.9409 | 0 | 0 | 81.3976 | S-HP50 PT |  | 3.0722 | 51.0819 | 0 | 0 | 81.8397
| S-HP50 PT | PT S50 | 3.0232 | 50.5704 | 0 | 0 | 79.5838 | S-HP50 PT | PT S50 | 3.0345 | 50.6883 | 0 | 0 | 80.0722 | S-HP50 PT | PT S50 | 3.0449 | 50.7969 | 0 | 0 | 80.364 | S-HP50 PT | PT S50 | 3.0587 | 50.9409 | 0 | 0 | 81.3976 | S-HP50 PT | PT S50 | 3.0722 | 51.0819 | 0 | 0 | 81.8397
| HID-V | [6 empty] | HID-V | [6 empty] | HID-V | [6 empty] | HID-V | [6 empty] | HID-V
| MV-80+ |  | 3.0232 | 24.9873 | 0 | 0 | 63.0107 | MV-80+ |  | 3.0345 | 25.0479 | 0 | 0 | 63.4616 | MV-80+ |  | 3.0449 | 25.1036 | 0 | 0 | 63.7187 | MV-80+ |  | 3.0587 | 25.1776 | 0 | 0 | 64.8839 | MV-80+ |  | 3.0722 | 25.25 | 0 | 0 | 65.2811
| MV-80+ | M100 | 3.0232 | 24.9873 | 0 | 0 | 63.0107 | MV-80+ | M100 | 3.0345 | 25.0479 | 0 | 0 | 63.4616 | MV-80+ | M100 | 3.0449 | 25.1036 | 0 | 0 | 63.7187 | MV-80+ | M100 | 3.0587 | 25.1776 | 0 | 0 | 64.8839 | MV-80+ | M100 | 3.0722 | 25.25 | 0 | 0 | 65.2811
| MV-80+ | M125 | 3.0232 | 24.9873 | 0 | 0 | 63.0107 | MV-80+ | M125 | 3.0345 | 25.0479 | 0 | 0 | 63.4616 | MV-80+ | M125 | 3.0449 | 25.1036 | 0 | 0 | 63.7187 | MV-80+ | M125 | 3.0587 | 25.1776 | 0 | 0 | 64.8839 | MV-80+ | M125 | 3.0722 | 25.25 | 0 | 0 | 65.2811
| MV-80+ | M125X3 | 3.0232 | 24.9873 | 0 | 0 | 63.0107 | MV-80+ | M125X3 | 3.0345 | 25.0479 | 0 | 0 | 63.4616 | MV-80+ | M125X3 | 3.0449 | 25.1036 | 0 | 0 | 63.7187 | MV-80+ | M125X3 | 3.0587 | 25.1776 | 0 | 0 | 64.8839 | MV-80+ | M125X3 | 3.0722 | 25.25 | 0 | 0 | 65.2811
| MV-80+ | M250 | 3.0232 | 24.9873 | 0 | 0 | 63.0107 | MV-80+ | M250 | 3.0345 | 25.0479 | 0 | 0 | 63.4616 | MV-80+ | M250 | 3.0449 | 25.1036 | 0 | 0 | 63.7187 | MV-80+ | M250 | 3.0587 | 25.1776 | 0 | 0 | 64.8839 | MV-80+ | M250 | 3.0722 | 25.25 | 0 | 0 | 65.2811
| MV-80+ | M400 | 3.0232 | 24.9873 | 0 | 0 | 63.0107 | MV-80+ | M400 | 3.0345 | 25.0479 | 0 | 0 | 63.4616 | MV-80+ | M400 | 3.0449 | 25.1036 | 0 | 0 | 63.7187 | MV-80+ | M400 | 3.0587 | 25.1776 | 0 | 0 | 64.8839 | MV-80+ | M400 | 3.0722 | 25.25 | 0 | 0 | 65.2811
| MV-80+ | M400X2 | 3.0232 | 24.9873 | 0 | 0 | 63.0107 | MV-80+ | M400X2 | 3.0345 | 25.0479 | 0 | 0 | 63.4616 | MV-80+ | M400X2 | 3.0449 | 25.1036 | 0 | 0 | 63.7187 | MV-80+ | M400X2 | 3.0587 | 25.1776 | 0 | 0 | 64.8839 | MV-80+ | M400X2 | 3.0722 | 25.25 | 0 | 0 | 65.2811
| MV-80+ | PT M125 | 3.0232 | 24.9873 | 0 | 0 | 63.0107 | MV-80+ | PT M125 | 3.0345 | 25.0479 | 0 | 0 | 63.4616 | MV-80+ | PT M125 | 3.0449 | 25.1036 | 0 | 0 | 63.7187 | MV-80+ | PT M125 | 3.0587 | 25.1776 | 0 | 0 | 64.8839 | MV-80+ | PT M125 | 3.0722 | 25.25 | 0 | 0 | 65.2811
| S-HP100 |  | 3.0232 | 49.0983 | 0 | 0 | 64.2025 | S-HP100 |  | 3.0345 | 49.213 | 0 | 0 | 64.6559 | S-HP100 |  | 3.0449 | 49.3185 | 0 | 0 | 64.9154 | S-HP100 |  | 3.0587 | 49.4585 | 0 | 0 | 66.1181 | S-HP100 |  | 3.0722 | 49.5956 | 0 | 0 | 66.5183
| S-HP100 | PT S100 | 3.0232 | 49.0983 | 0 | 0 | 64.2025 | S-HP100 | PT S100 | 3.0345 | 49.213 | 0 | 0 | 64.6559 | S-HP100 | PT S100 | 3.0449 | 49.3185 | 0 | 0 | 64.9154 | S-HP100 | PT S100 | 3.0587 | 49.4585 | 0 | 0 | 66.1181 | S-HP100 | PT S100 | 3.0722 | 49.5956 | 0 | 0 | 66.5183
| S-HP100 | S100 | 3.0232 | 49.0983 | 0 | 0 | 64.2025 | S-HP100 | S100 | 3.0345 | 49.213 | 0 | 0 | 64.6559 | S-HP100 | S100 | 3.0449 | 49.3185 | 0 | 0 | 64.9154 | S-HP100 | S100 | 3.0587 | 49.4585 | 0 | 0 | 66.1181 | S-HP100 | S100 | 3.0722 | 49.5956 | 0 | 0 | 66.5183
| S-HP150 |  | 3.0232 | 41.781 | 0 | 0 | 66.1236 | S-HP150 |  | 3.0345 | 41.8794 | 0 | 0 | 66.5812 | S-HP150 |  | 3.0449 | 41.9697 | 0 | 0 | 66.8446 | S-HP150 |  | 3.0587 | 42.0897 | 0 | 0 | 68.1075 | S-HP150 |  | 3.0722 | 42.2071 | 0 | 0 | 68.5127
| S-HP150 | PT S150 | 3.0232 | 41.781 | 0 | 0 | 66.1236 | S-HP150 | PT S150 | 3.0345 | 41.8794 | 0 | 0 | 66.5812 | S-HP150 | PT S150 | 3.0449 | 41.9697 | 0 | 0 | 66.8446 | S-HP150 | PT S150 | 3.0587 | 42.0897 | 0 | 0 | 68.1075 | S-HP150 | PT S150 | 3.0722 | 42.2071 | 0 | 0 | 68.5127
| S-HP150 | S150 | 3.0232 | 41.781 | 0 | 0 | 66.1236 | S-HP150 | S150 | 3.0345 | 41.8794 | 0 | 0 | 66.5812 | S-HP150 | S150 | 3.0449 | 41.9697 | 0 | 0 | 66.8446 | S-HP150 | S150 | 3.0587 | 42.0897 | 0 | 0 | 68.1075 | S-HP150 | S150 | 3.0722 | 42.2071 | 0 | 0 | 68.5127
| S-HP250 |  | 3.0232 | 47.9829 | 0 | 0 | 77.1055 | S-HP250 |  | 3.0345 | 48.0952 | 0 | 0 | 77.5871 | S-HP250 |  | 3.0449 | 48.1983 | 0 | 0 | 77.8725 | S-HP250 |  | 3.0587 | 48.3353 | 0 | 0 | 79.4798 | S-HP250 |  | 3.0722 | 48.4694 | 0 | 0 | 79.9137
| S-HP250 | S250 | 3.0232 | 47.9829 | 0 | 0 | 77.1055 | S-HP250 | S250 | 3.0345 | 48.0952 | 0 | 0 | 77.5871 | S-HP250 | S250 | 3.0449 | 48.1983 | 0 | 0 | 77.8725 | S-HP250 | S250 | 3.0587 | 48.3353 | 0 | 0 | 79.4798 | S-HP250 | S250 | 3.0722 | 48.4694 | 0 | 0 | 79.9137
| S-HP250 | S400 | 3.0232 | 47.9829 | 0 | 0 | 77.1055 | S-HP250 | S400 | 3.0345 | 48.0952 | 0 | 0 | 77.5871 | S-HP250 | S400 | 3.0449 | 48.1983 | 0 | 0 | 77.8725 | S-HP250 | S400 | 3.0587 | 48.3353 | 0 | 0 | 79.4798 | S-HP250 | S400 | 3.0722 | 48.4694 | 0 | 0 | 79.9137
| S-LP90 |  | 3.0232 | 57.8658 | 0 | 0 | 82.7819 | S-LP90 |  | 3.0345 | 58.0002 | 0 | 0 | 83.2759 | S-LP90 |  | 3.0449 | 58.1237 | 0 | 0 | 83.5726 | S-LP90 |  | 3.0587 | 58.2878 | 0 | 0 | 85.3581 | S-LP90 |  | 3.0722 | 58.4484 | 0 | 0 | 85.8067
| S-LP90 | L135 | 3.0232 | 57.8658 | 0 | 0 | 82.7819 | S-LP90 | L135 | 3.0345 | 58.0002 | 0 | 0 | 83.2759 | S-LP90 | L135 | 3.0449 | 58.1237 | 0 | 0 | 83.5726 | S-LP90 | L135 | 3.0587 | 58.2878 | 0 | 0 | 85.3581 | S-LP90 | L135 | 3.0722 | 58.4484 | 0 | 0 | 85.8067
| S-LP90 | L55 | 3.0232 | 57.8658 | 0 | 0 | 82.7819 | S-LP90 | L55 | 3.0345 | 58.0002 | 0 | 0 | 83.2759 | S-LP90 | L55 | 3.0449 | 58.1237 | 0 | 0 | 83.5726 | S-LP90 | L55 | 3.0587 | 58.2878 | 0 | 0 | 85.3581 | S-LP90 | L55 | 3.0722 | 58.4484 | 0 | 0 | 85.8067
| S-LP90 | L90 | 3.0232 | 57.8658 | 0 | 0 | 82.7819 | S-LP90 | L90 | 3.0345 | 58.0002 | 0 | 0 | 83.2759 | S-LP90 | L90 | 3.0449 | 58.1237 | 0 | 0 | 83.5726 | S-LP90 | L90 | 3.0587 | 58.2878 | 0 | 0 | 85.3581 | S-LP90 | L90 | 3.0722 | 58.4484 | 0 | 0 | 85.8067
| HID-F | [6 empty] | HID-F | [6 empty] | HID-F | [6 empty] | HID-F | [6 empty] | HID-F
| S-HP360f |  | 3.0232 | 27.7715 | 0 | 0 | 52.1503 | S-HP360f |  | 3.0345 | 27.8383 | 0 | 0 | 52.5775 | S-HP360f |  | 3.0449 | 27.8998 | 0 | 0 | 52.8128 | S-HP360f |  | 3.0587 | 27.9814 | 0 | 0 | 53.6374 | S-HP360f |  | 3.0722 | 28.0612 | 0 | 0 | 54.0063
| S-HP360f | I1000 F | 3.0232 | 27.7715 | 0 | 0 | 52.1503 | S-HP360f | I1000 F | 3.0345 | 27.8383 | 0 | 0 | 52.5775 | S-HP360f | I1000 F | 3.0449 | 27.8998 | 0 | 0 | 52.8128 | S-HP360f | I1000 F | 3.0587 | 27.9814 | 0 | 0 | 53.6374 | S-HP360f | I1000 F | 3.0722 | 28.0612 | 0 | 0 | 54.0063
| S-HP360f | I150 F | 3.0232 | 27.7715 | 0 | 0 | 52.1503 | S-HP360f | I150 F | 3.0345 | 27.8383 | 0 | 0 | 52.5775 | S-HP360f | I150 F | 3.0449 | 27.8998 | 0 | 0 | 52.8128 | S-HP360f | I150 F | 3.0587 | 27.9814 | 0 | 0 | 53.6374 | S-HP360f | I150 F | 3.0722 | 28.0612 | 0 | 0 | 54.0063
| S-HP360f | I1500 F | 3.0232 | 27.7715 | 0 | 0 | 52.1503 | S-HP360f | I1500 F | 3.0345 | 27.8383 | 0 | 0 | 52.5775 | S-HP360f | I1500 F | 3.0449 | 27.8998 | 0 | 0 | 52.8128 | S-HP360f | I1500 F | 3.0587 | 27.9814 | 0 | 0 | 53.6374 | S-HP360f | I1500 F | 3.0722 | 28.0612 | 0 | 0 | 54.0063
| S-HP360f | I500 F | 3.0232 | 27.7715 | 0 | 0 | 52.1503 | S-HP360f | I500 F | 3.0345 | 27.8383 | 0 | 0 | 52.5775 | S-HP360f | I500 F | 3.0449 | 27.8998 | 0 | 0 | 52.8128 | S-HP360f | I500 F | 3.0587 | 27.9814 | 0 | 0 | 53.6374 | S-HP360f | I500 F | 3.0722 | 28.0612 | 0 | 0 | 54.0063
| S-HP360f | I750 F | 3.0232 | 27.7715 | 0 | 0 | 52.1503 | S-HP360f | I750 F | 3.0345 | 27.8383 | 0 | 0 | 52.5775 | S-HP360f | I750 F | 3.0449 | 27.8998 | 0 | 0 | 52.8128 | S-HP360f | I750 F | 3.0587 | 27.9814 | 0 | 0 | 53.6374 | S-HP360f | I750 F | 3.0722 | 28.0612 | 0 | 0 | 54.0063
| S-HP360f | M1000 F | 3.0232 | 27.7715 | 0 | 0 | 52.1503 | S-HP360f | M1000 F | 3.0345 | 27.8383 | 0 | 0 | 52.5775 | S-HP360f | M1000 F | 3.0449 | 27.8998 | 0 | 0 | 52.8128 | S-HP360f | M1000 F | 3.0587 | 27.9814 | 0 | 0 | 53.6374 | S-HP360f | M1000 F | 3.0722 | 28.0612 | 0 | 0 | 54.0063
| S-HP360f | M250 F | 3.0232 | 27.7715 | 0 | 0 | 52.1503 | S-HP360f | M250 F | 3.0345 | 27.8383 | 0 | 0 | 52.5775 | S-HP360f | M250 F | 3.0449 | 27.8998 | 0 | 0 | 52.8128 | S-HP360f | M250 F | 3.0587 | 27.9814 | 0 | 0 | 53.6374 | S-HP360f | M250 F | 3.0722 | 28.0612 | 0 | 0 | 54.0063
| S-HP360f | M400 F | 3.0232 | 27.7715 | 0 | 0 | 52.1503 | S-HP360f | M400 F | 3.0345 | 27.8383 | 0 | 0 | 52.5775 | S-HP360f | M400 F | 3.0449 | 27.8998 | 0 | 0 | 52.8128 | S-HP360f | M400 F | 3.0587 | 27.9814 | 0 | 0 | 53.6374 | S-HP360f | M400 F | 3.0722 | 28.0612 | 0 | 0 | 54.0063
| S-HP360f | M400 F COST | 3.0232 | 27.7715 | 0 | 0 | 52.1503 | S-HP360f | M400 F COST | 3.0345 | 27.8383 | 0 | 0 | 52.5775 | S-HP360f | M400 F COST | 3.0449 | 27.8998 | 0 | 0 | 52.8128 | S-HP360f | M400 F COST | 3.0587 | 27.9814 | 0 | 0 | 53.6374 | S-HP360f | M400 F COST | 3.0722 | 28.0612 | 0 | 0 | 54.0063
| S-HP360f | M400 F SACON | 3.0232 | 27.7715 | 0 | 0 | 52.1503 | S-HP360f | M400 F SACON | 3.0345 | 27.8383 | 0 | 0 | 52.5775 | S-HP360f | M400 F SACON | 3.0449 | 27.8998 | 0 | 0 | 52.8128 | S-HP360f | M400 F SACON | 3.0587 | 27.9814 | 0 | 0 | 53.6374 | S-HP360f | M400 F SACON | 3.0722 | 28.0612 | 0 | 0 | 54.0063
| S-HP360f | M750 F | 3.0232 | 27.7715 | 0 | 0 | 52.1503 | S-HP360f | M750 F | 3.0345 | 27.8383 | 0 | 0 | 52.5775 | S-HP360f | M750 F | 3.0449 | 27.8998 | 0 | 0 | 52.8128 | S-HP360f | M750 F | 3.0587 | 27.9814 | 0 | 0 | 53.6374 | S-HP360f | M750 F | 3.0722 | 28.0612 | 0 | 0 | 54.0063
| S-HP360f | M80 F | 3.0232 | 27.7715 | 0 | 0 | 52.1503 | S-HP360f | M80 F | 3.0345 | 27.8383 | 0 | 0 | 52.5775 | S-HP360f | M80 F | 3.0449 | 27.8998 | 0 | 0 | 52.8128 | S-HP360f | M80 F | 3.0587 | 27.9814 | 0 | 0 | 53.6374 | S-HP360f | M80 F | 3.0722 | 28.0612 | 0 | 0 | 54.0063
| S-HP360f | S360 F | 3.0232 | 27.7715 | 0 | 0 | 52.1503 | S-HP360f | S360 F | 3.0345 | 27.8383 | 0 | 0 | 52.5775 | S-HP360f | S360 F | 3.0449 | 27.8998 | 0 | 0 | 52.8128 | S-HP360f | S360 F | 3.0587 | 27.9814 | 0 | 0 | 53.6374 | S-HP360f | S360 F | 3.0722 | 28.0612 | 0 | 0 | 54.0063
| S-HP360f | S400 F | 3.0232 | 27.7715 | 0 | 0 | 52.1503 | S-HP360f | S400 F | 3.0345 | 27.8383 | 0 | 0 | 52.5775 | S-HP360f | S400 F | 3.0449 | 27.8998 | 0 | 0 | 52.8128 | S-HP360f | S400 F | 3.0587 | 27.9814 | 0 | 0 | 53.6374 | S-HP360f | S400 F | 3.0722 | 28.0612 | 0 | 0 | 54.0063
[10 empty] | Annual Real Price Movement | [6 empty] | Annual Real Price Movement | [6 empty] | Annual Real Price Movement | [6 empty] | Annual Real Price Movement
HID-P
| cf-42 | [8 empty] | 0.3736% | 0.2315% | n/a | n/a | 0.5851% |  |  | 0.342% | 0.2123% | n/a | n/a | 0.3522% |  |  | 0.4528% | 0.2813% | n/a | n/a | 1.655% |  |  | 0.4411% | 0.2746% | n/a | n/a | 0.5203%
| cf-42 | F14X2 | [7 empty] | 0.3736% | 0.2315% | n/a | n/a | 0.5851% |  |  | 0.342% | 0.2123% | n/a | n/a | 0.3522% |  |  | 0.4528% | 0.2813% | n/a | n/a | 1.655% |  |  | 0.4411% | 0.2746% | n/a | n/a | 0.5203%
| cf-42 | F2X8 | [7 empty] | 0.3736% | 0.2315% | n/a | n/a | 0.5851% |  |  | 0.342% | 0.2123% | n/a | n/a | 0.3522% |  |  | 0.4528% | 0.2813% | n/a | n/a | 1.655% |  |  | 0.4411% | 0.2746% | n/a | n/a | 0.5203%
| cf-42 | F42 | [7 empty] | 0.3736% | 0.2315% | n/a | n/a | 0.5851% |  |  | 0.342% | 0.2123% | n/a | n/a | 0.3522% |  |  | 0.4528% | 0.2813% | n/a | n/a | 1.655% |  |  | 0.4411% | 0.2746% | n/a | n/a | 0.5203%
| cf-42 PT | [8 empty] | 0.3736% | 0.2313% | 0.5259% | 0.4723% | 0.4858% |  |  | 0.342% | 0.2122% | 0.3272% | 0.3057% | 0.3112% |  |  | 0.4528% | 0.2812% | 2.32% | 1.957% | 2.049% |  |  | 0.4411% | 0.2744% | 0.4742% | 0.438% | 0.4471%
| cf-42 PT | F32 | [7 empty] | 0.3736% | 0.2313% | 0.5259% | 0.4723% | 0.4858% |  |  | 0.342% | 0.2122% | 0.3272% | 0.3057% | 0.3112% |  |  | 0.4528% | 0.2812% | 2.32% | 1.957% | 2.049% |  |  | 0.4411% | 0.2744% | 0.4742% | 0.438% | 0.4471%
| cf-42 PT | PT F42 | [7 empty] | 0.3736% | 0.2313% | 0.5259% | 0.4723% | 0.4858% |  |  | 0.342% | 0.2122% | 0.3272% | 0.3057% | 0.3112% |  |  | 0.4528% | 0.2812% | 2.32% | 1.957% | 2.049% |  |  | 0.4411% | 0.2744% | 0.4742% | 0.438% | 0.4471%
| F-40 | [8 empty] | 0.3736% | 0.2348% | n/a | n/a | 0.5716% |  |  | 0.342% | 0.2153% | n/a | n/a | 0.347% |  |  | 0.4528% | 0.2854% | n/a | n/a | 1.408% |  |  | 0.4411% | 0.2785% | n/a | n/a | 0.5122%
| F-40 | F11X2 | [7 empty] | 0.3736% | 0.2348% | n/a | n/a | 0.5716% |  |  | 0.342% | 0.2153% | n/a | n/a | 0.347% |  |  | 0.4528% | 0.2854% | n/a | n/a | 1.408% |  |  | 0.4411% | 0.2785% | n/a | n/a | 0.5122%
| F-40 | F20 | [7 empty] | 0.3736% | 0.2348% | n/a | n/a | 0.5716% |  |  | 0.342% | 0.2153% | n/a | n/a | 0.347% |  |  | 0.4528% | 0.2854% | n/a | n/a | 1.408% |  |  | 0.4411% | 0.2785% | n/a | n/a | 0.5122%
| F-40 | F20X2 | [7 empty] | 0.3736% | 0.2348% | n/a | n/a | 0.5716% |  |  | 0.342% | 0.2153% | n/a | n/a | 0.347% |  |  | 0.4528% | 0.2854% | n/a | n/a | 1.408% |  |  | 0.4411% | 0.2785% | n/a | n/a | 0.5122%
| F-40 | F2X20 | [7 empty] | 0.3736% | 0.2348% | n/a | n/a | 0.5716% |  |  | 0.342% | 0.2153% | n/a | n/a | 0.347% |  |  | 0.4528% | 0.2854% | n/a | n/a | 1.408% |  |  | 0.4411% | 0.2785% | n/a | n/a | 0.5122%
| F-40 | F2X40 | [7 empty] | 0.3736% | 0.2348% | n/a | n/a | 0.5716% |  |  | 0.342% | 0.2153% | n/a | n/a | 0.347% |  |  | 0.4528% | 0.2854% | n/a | n/a | 1.408% |  |  | 0.4411% | 0.2785% | n/a | n/a | 0.5122%
| F-40 | F40 | [7 empty] | 0.3736% | 0.2348% | n/a | n/a | 0.5716% |  |  | 0.342% | 0.2153% | n/a | n/a | 0.347% |  |  | 0.4528% | 0.2854% | n/a | n/a | 1.408% |  |  | 0.4411% | 0.2785% | n/a | n/a | 0.5122%
| F-40 | F40X2 | [7 empty] | 0.3736% | 0.2348% | n/a | n/a | 0.5716% |  |  | 0.342% | 0.2153% | n/a | n/a | 0.347% |  |  | 0.4528% | 0.2854% | n/a | n/a | 1.408% |  |  | 0.4411% | 0.2785% | n/a | n/a | 0.5122%
| F-40 | F40X3 | [7 empty] | 0.3736% | 0.2348% | n/a | n/a | 0.5716% |  |  | 0.342% | 0.2153% | n/a | n/a | 0.347% |  |  | 0.4528% | 0.2854% | n/a | n/a | 1.408% |  |  | 0.4411% | 0.2785% | n/a | n/a | 0.5122%
| F-40 | F40X4 | [7 empty] | 0.3736% | 0.2348% | n/a | n/a | 0.5716% |  |  | 0.342% | 0.2153% | n/a | n/a | 0.347% |  |  | 0.4528% | 0.2854% | n/a | n/a | 1.408% |  |  | 0.4411% | 0.2785% | n/a | n/a | 0.5122%
| F-40 | F4X40 | [7 empty] | 0.3736% | 0.2348% | n/a | n/a | 0.5716% |  |  | 0.342% | 0.2153% | n/a | n/a | 0.347% |  |  | 0.4528% | 0.2854% | n/a | n/a | 1.408% |  |  | 0.4411% | 0.2785% | n/a | n/a | 0.5122%
| F-40 | F8X2 | [7 empty] | 0.3736% | 0.2348% | n/a | n/a | 0.5716% |  |  | 0.342% | 0.2153% | n/a | n/a | 0.347% |  |  | 0.4528% | 0.2854% | n/a | n/a | 1.408% |  |  | 0.4411% | 0.2785% | n/a | n/a | 0.5122%
| F-40 | I100 | [7 empty] | 0.3736% | 0.2348% | n/a | n/a | 0.5716% |  |  | 0.342% | 0.2153% | n/a | n/a | 0.347% |  |  | 0.4528% | 0.2854% | n/a | n/a | 1.408% |  |  | 0.4411% | 0.2785% | n/a | n/a | 0.5122%
| MV-80 | [8 empty] | 0.3736% | 0.2361% | n/a | n/a | 0.6991% |  |  | 0.342% | 0.2165% | n/a | n/a | 0.3992% |  |  | 0.4528% | 0.287% | n/a | n/a | 1.246% |  |  | 0.4411% | 0.28% | n/a | n/a | 0.6045%
| MV-80 | M50 | [7 empty] | 0.3736% | 0.2361% | n/a | n/a | 0.6991% |  |  | 0.342% | 0.2165% | n/a | n/a | 0.3992% |  |  | 0.4528% | 0.287% | n/a | n/a | 1.246% |  |  | 0.4411% | 0.28% | n/a | n/a | 0.6045%
| MV-80 | M70 | [7 empty] | 0.3736% | 0.2361% | n/a | n/a | 0.6991% |  |  | 0.342% | 0.2165% | n/a | n/a | 0.3992% |  |  | 0.4528% | 0.287% | n/a | n/a | 1.246% |  |  | 0.4411% | 0.28% | n/a | n/a | 0.6045%
| MV-80 | M80 | [7 empty] | 0.3736% | 0.2361% | n/a | n/a | 0.6991% |  |  | 0.342% | 0.2165% | n/a | n/a | 0.3992% |  |  | 0.4528% | 0.287% | n/a | n/a | 1.246% |  |  | 0.4411% | 0.28% | n/a | n/a | 0.6045%
| MV-80 PT | [8 empty] | 0.3736% | 0.2344% | n/a | n/a | 0.7315% |  |  | 0.342% | 0.2149% | n/a | n/a | 0.4125% |  |  | 0.4528% | 0.2849% | n/a | n/a | 1.12% |  |  | 0.4411% | 0.278% | n/a | n/a | 0.6285%
| MV-80 PT | PT M50 | [7 empty] | 0.3736% | 0.2344% | n/a | n/a | 0.7315% |  |  | 0.342% | 0.2149% | n/a | n/a | 0.4125% |  |  | 0.4528% | 0.2849% | n/a | n/a | 1.12% |  |  | 0.4411% | 0.278% | n/a | n/a | 0.6285%
| MV-80 PT | PT M80 | [7 empty] | 0.3736% | 0.2344% | n/a | n/a | 0.7315% |  |  | 0.342% | 0.2149% | n/a | n/a | 0.4125% |  |  | 0.4528% | 0.2849% | n/a | n/a | 1.12% |  |  | 0.4411% | 0.278% | n/a | n/a | 0.6285%
| S-HP50 | [8 empty] | 0.3736% | 0.2318% | n/a | n/a | 0.6098% |  |  | 0.342% | 0.2125% | n/a | n/a | 0.3627% |  |  | 0.4528% | 0.2817% | n/a | n/a | 1.278% |  |  | 0.4411% | 0.2749% | n/a | n/a | 0.5403%
| S-HP50 | S50 | [7 empty] | 0.3736% | 0.2318% | n/a | n/a | 0.6098% |  |  | 0.342% | 0.2125% | n/a | n/a | 0.3627% |  |  | 0.4528% | 0.2817% | n/a | n/a | 1.278% |  |  | 0.4411% | 0.2749% | n/a | n/a | 0.5403%
| S-LP18 | [8 empty] | 0.3736% | 0.2406% | n/a | n/a | 0.6463% |  |  | 0.342% | 0.2206% | n/a | n/a | 0.3768% |  |  | 0.4528% | 0.2923% | n/a | n/a | 2.008% |  |  | 0.4411% | 0.2852% | n/a | n/a | 0.5617%
| S-LP18 | L18 | [7 empty] | 0.3736% | 0.2406% | n/a | n/a | 0.6463% |  |  | 0.342% | 0.2206% | n/a | n/a | 0.3768% |  |  | 0.4528% | 0.2923% | n/a | n/a | 2.008% |  |  | 0.4411% | 0.2852% | n/a | n/a | 0.5617%
| S-LP18 | L26 | [7 empty] | 0.3736% | 0.2406% | n/a | n/a | 0.6463% |  |  | 0.342% | 0.2206% | n/a | n/a | 0.3768% |  |  | 0.4528% | 0.2923% | n/a | n/a | 2.008% |  |  | 0.4411% | 0.2852% | n/a | n/a | 0.5617%
| S-LP18 | PT L18 | [7 empty] | 0.3736% | 0.2406% | n/a | n/a | 0.6463% |  |  | 0.342% | 0.2206% | n/a | n/a | 0.3768% |  |  | 0.4528% | 0.2923% | n/a | n/a | 2.008% |  |  | 0.4411% | 0.2852% | n/a | n/a | 0.5617%
| S-HP Other | [8 empty] | 0.3736% | 0.2343% | n/a | n/a | 0.5824% |  |  | 0.342% | 0.2148% | n/a | n/a | 0.3514% |  |  | 0.4528% | 0.2847% | n/a | n/a | 1.406% |  |  | 0.4411% | 0.2778% | n/a | n/a | 0.5199%
| S-HP Other | MH100 | [7 empty] | 0.3736% | 0.2343% | n/a | n/a | 0.5824% |  |  | 0.342% | 0.2148% | n/a | n/a | 0.3514% |  |  | 0.4528% | 0.2847% | n/a | n/a | 1.406% |  |  | 0.4411% | 0.2778% | n/a | n/a | 0.5199%
| S-HP Other | MH125 | [7 empty] | 0.3736% | 0.2343% | n/a | n/a | 0.5824% |  |  | 0.342% | 0.2148% | n/a | n/a | 0.3514% |  |  | 0.4528% | 0.2847% | n/a | n/a | 1.406% |  |  | 0.4411% | 0.2778% | n/a | n/a | 0.5199%
| S-HP Other | MH150 | [7 empty] | 0.3736% | 0.2343% | n/a | n/a | 0.5824% |  |  | 0.342% | 0.2148% | n/a | n/a | 0.3514% |  |  | 0.4528% | 0.2847% | n/a | n/a | 1.406% |  |  | 0.4411% | 0.2778% | n/a | n/a | 0.5199%
| S-HP Other | MH250 | [7 empty] | 0.3736% | 0.2343% | n/a | n/a | 0.5824% |  |  | 0.342% | 0.2148% | n/a | n/a | 0.3514% |  |  | 0.4528% | 0.2847% | n/a | n/a | 1.406% |  |  | 0.4411% | 0.2778% | n/a | n/a | 0.5199%
| S-HP Other | MH400 | [7 empty] | 0.3736% | 0.2343% | n/a | n/a | 0.5824% |  |  | 0.342% | 0.2148% | n/a | n/a | 0.3514% |  |  | 0.4528% | 0.2847% | n/a | n/a | 1.406% |  |  | 0.4411% | 0.2778% | n/a | n/a | 0.5199%
| S-HP Other | MH50 | [7 empty] | 0.3736% | 0.2343% | n/a | n/a | 0.5824% |  |  | 0.342% | 0.2148% | n/a | n/a | 0.3514% |  |  | 0.4528% | 0.2847% | n/a | n/a | 1.406% |  |  | 0.4411% | 0.2778% | n/a | n/a | 0.5199%
| S-HP Other | MH70 | [7 empty] | 0.3736% | 0.2343% | n/a | n/a | 0.5824% |  |  | 0.342% | 0.2148% | n/a | n/a | 0.3514% |  |  | 0.4528% | 0.2847% | n/a | n/a | 1.406% |  |  | 0.4411% | 0.2778% | n/a | n/a | 0.5199%
| S-HP Other | PT MH100 | [7 empty] | 0.3736% | 0.2343% | n/a | n/a | 0.5824% |  |  | 0.342% | 0.2148% | n/a | n/a | 0.3514% |  |  | 0.4528% | 0.2847% | n/a | n/a | 1.406% |  |  | 0.4411% | 0.2778% | n/a | n/a | 0.5199%
| S-HP Other | PT S70 | [7 empty] | 0.3736% | 0.2343% | n/a | n/a | 0.5824% |  |  | 0.342% | 0.2148% | n/a | n/a | 0.3514% |  |  | 0.4528% | 0.2847% | n/a | n/a | 1.406% |  |  | 0.4411% | 0.2778% | n/a | n/a | 0.5199%
| S-HP Other | S70 | [7 empty] | 0.3736% | 0.2343% | n/a | n/a | 0.5824% |  |  | 0.342% | 0.2148% | n/a | n/a | 0.3514% |  |  | 0.4528% | 0.2847% | n/a | n/a | 1.406% |  |  | 0.4411% | 0.2778% | n/a | n/a | 0.5199%
| S-HP50 PT | [8 empty] | 0.3736% | 0.2332% | n/a | n/a | 0.6136% |  |  | 0.342% | 0.2143% | n/a | n/a | 0.3645% |  |  | 0.4528% | 0.2835% | n/a | n/a | 1.286% |  |  | 0.4411% | 0.2767% | n/a | n/a | 0.543%
| S-HP50 PT | PT S50 | [7 empty] | 0.3736% | 0.2332% | n/a | n/a | 0.6136% |  |  | 0.342% | 0.2143% | n/a | n/a | 0.3645% |  |  | 0.4528% | 0.2835% | n/a | n/a | 1.286% |  |  | 0.4411% | 0.2767% | n/a | n/a | 0.543%
HID-V
| MV-80+ | [8 empty] | 0.3736% | 0.2425% | n/a | n/a | 0.7155% |  |  | 0.342% | 0.2224% | n/a | n/a | 0.4052% |  |  | 0.4528% | 0.2947% | n/a | n/a | 1.829% |  |  | 0.4411% | 0.2875% | n/a | n/a | 0.6121%
| MV-80+ | M100 | [7 empty] | 0.3736% | 0.2425% | n/a | n/a | 0.7155% |  |  | 0.342% | 0.2224% | n/a | n/a | 0.4052% |  |  | 0.4528% | 0.2947% | n/a | n/a | 1.829% |  |  | 0.4411% | 0.2875% | n/a | n/a | 0.6121%
| MV-80+ | M125 | [7 empty] | 0.3736% | 0.2425% | n/a | n/a | 0.7155% |  |  | 0.342% | 0.2224% | n/a | n/a | 0.4052% |  |  | 0.4528% | 0.2947% | n/a | n/a | 1.829% |  |  | 0.4411% | 0.2875% | n/a | n/a | 0.6121%
| MV-80+ | M125X3 | [7 empty] | 0.3736% | 0.2425% | n/a | n/a | 0.7155% |  |  | 0.342% | 0.2224% | n/a | n/a | 0.4052% |  |  | 0.4528% | 0.2947% | n/a | n/a | 1.829% |  |  | 0.4411% | 0.2875% | n/a | n/a | 0.6121%
| MV-80+ | M250 | [7 empty] | 0.3736% | 0.2425% | n/a | n/a | 0.7155% |  |  | 0.342% | 0.2224% | n/a | n/a | 0.4052% |  |  | 0.4528% | 0.2947% | n/a | n/a | 1.829% |  |  | 0.4411% | 0.2875% | n/a | n/a | 0.6121%
| MV-80+ | M400 | [7 empty] | 0.3736% | 0.2425% | n/a | n/a | 0.7155% |  |  | 0.342% | 0.2224% | n/a | n/a | 0.4052% |  |  | 0.4528% | 0.2947% | n/a | n/a | 1.829% |  |  | 0.4411% | 0.2875% | n/a | n/a | 0.6121%
| MV-80+ | M400X2 | [7 empty] | 0.3736% | 0.2425% | n/a | n/a | 0.7155% |  |  | 0.342% | 0.2224% | n/a | n/a | 0.4052% |  |  | 0.4528% | 0.2947% | n/a | n/a | 1.829% |  |  | 0.4411% | 0.2875% | n/a | n/a | 0.6121%
| MV-80+ | PT M125 | [7 empty] | 0.3736% | 0.2425% | n/a | n/a | 0.7155% |  |  | 0.342% | 0.2224% | n/a | n/a | 0.4052% |  |  | 0.4528% | 0.2947% | n/a | n/a | 1.829% |  |  | 0.4411% | 0.2875% | n/a | n/a | 0.6121%
| S-HP100 | [8 empty] | 0.3736% | 0.2337% | n/a | n/a | 0.7062% |  |  | 0.342% | 0.2143% | n/a | n/a | 0.4014% |  |  | 0.4528% | 0.284% | n/a | n/a | 1.853% |  |  | 0.4411% | 0.2771% | n/a | n/a | 0.6054%
| S-HP100 | PT S100 | [7 empty] | 0.3736% | 0.2337% | n/a | n/a | 0.7062% |  |  | 0.342% | 0.2143% | n/a | n/a | 0.4014% |  |  | 0.4528% | 0.284% | n/a | n/a | 1.853% |  |  | 0.4411% | 0.2771% | n/a | n/a | 0.6054%
| S-HP100 | S100 | [7 empty] | 0.3736% | 0.2337% | n/a | n/a | 0.7062% |  |  | 0.342% | 0.2143% | n/a | n/a | 0.4014% |  |  | 0.4528% | 0.284% | n/a | n/a | 1.853% |  |  | 0.4411% | 0.2771% | n/a | n/a | 0.6054%
| S-HP150 | [8 empty] | 0.3736% | 0.2353% | n/a | n/a | 0.6921% |  |  | 0.342% | 0.2157% | n/a | n/a | 0.3956% |  |  | 0.4528% | 0.2859% | n/a | n/a | 1.889% |  |  | 0.4411% | 0.279% | n/a | n/a | 0.595%
| S-HP150 | PT S150 | [7 empty] | 0.3736% | 0.2353% | n/a | n/a | 0.6921% |  |  | 0.342% | 0.2157% | n/a | n/a | 0.3956% |  |  | 0.4528% | 0.2859% | n/a | n/a | 1.889% |  |  | 0.4411% | 0.279% | n/a | n/a | 0.595%
| S-HP150 | S150 | [7 empty] | 0.3736% | 0.2353% | n/a | n/a | 0.6921% |  |  | 0.342% | 0.2157% | n/a | n/a | 0.3956% |  |  | 0.4528% | 0.2859% | n/a | n/a | 1.889% |  |  | 0.4411% | 0.279% | n/a | n/a | 0.595%
| S-HP250 | [8 empty] | 0.3736% | 0.2339% | n/a | n/a | 0.6246% |  |  | 0.342% | 0.2145% | n/a | n/a | 0.3678% |  |  | 0.4528% | 0.2843% | n/a | n/a | 2.064% |  |  | 0.4411% | 0.2774% | n/a | n/a | 0.5459%
| S-HP250 | S250 | [7 empty] | 0.3736% | 0.2339% | n/a | n/a | 0.6246% |  |  | 0.342% | 0.2145% | n/a | n/a | 0.3678% |  |  | 0.4528% | 0.2843% | n/a | n/a | 2.064% |  |  | 0.4411% | 0.2774% | n/a | n/a | 0.5459%
| S-HP250 | S400 | [7 empty] | 0.3736% | 0.2339% | n/a | n/a | 0.6246% |  |  | 0.342% | 0.2145% | n/a | n/a | 0.3678% |  |  | 0.4528% | 0.2843% | n/a | n/a | 2.064% |  |  | 0.4411% | 0.2774% | n/a | n/a | 0.5459%
| S-LP90 | [8 empty] | 0.3736% | 0.2323% | n/a | n/a | 0.5967% |  |  | 0.342% | 0.213% | n/a | n/a | 0.3564% |  |  | 0.4528% | 0.2823% | n/a | n/a | 2.136% |  |  | 0.4411% | 0.2755% | n/a | n/a | 0.5256%
| S-LP90 | L135 | [7 empty] | 0.3736% | 0.2323% | n/a | n/a | 0.5967% |  |  | 0.342% | 0.213% | n/a | n/a | 0.3564% |  |  | 0.4528% | 0.2823% | n/a | n/a | 2.136% |  |  | 0.4411% | 0.2755% | n/a | n/a | 0.5256%
| S-LP90 | L55 | [7 empty] | 0.3736% | 0.2323% | n/a | n/a | 0.5967% |  |  | 0.342% | 0.213% | n/a | n/a | 0.3564% |  |  | 0.4528% | 0.2823% | n/a | n/a | 2.136% |  |  | 0.4411% | 0.2755% | n/a | n/a | 0.5256%
| S-LP90 | L90 | [7 empty] | 0.3736% | 0.2323% | n/a | n/a | 0.5967% |  |  | 0.342% | 0.213% | n/a | n/a | 0.3564% |  |  | 0.4528% | 0.2823% | n/a | n/a | 2.136% |  |  | 0.4411% | 0.2755% | n/a | n/a | 0.5256%
HID-F
| S-HP360f | [8 empty] | 0.3736% | 0.2407% | n/a | n/a | 0.8191% |  |  | 0.342% | 0.2207% | n/a | n/a | 0.4477% |  |  | 0.4528% | 0.2925% | n/a | n/a | 1.561% |  |  | 0.4411% | 0.2854% | n/a | n/a | 0.6877%
| S-HP360f | I1000 F | [7 empty] | 0.3736% | 0.2407% | n/a | n/a | 0.8191% |  |  | 0.342% | 0.2207% | n/a | n/a | 0.4477% |  |  | 0.4528% | 0.2925% | n/a | n/a | 1.561% |  |  | 0.4411% | 0.2854% | n/a | n/a | 0.6877%
| S-HP360f | I150 F | [7 empty] | 0.3736% | 0.2407% | n/a | n/a | 0.8191% |  |  | 0.342% | 0.2207% | n/a | n/a | 0.4477% |  |  | 0.4528% | 0.2925% | n/a | n/a | 1.561% |  |  | 0.4411% | 0.2854% | n/a | n/a | 0.6877%
| S-HP360f | I1500 F | [7 empty] | 0.3736% | 0.2407% | n/a | n/a | 0.8191% |  |  | 0.342% | 0.2207% | n/a | n/a | 0.4477% |  |  | 0.4528% | 0.2925% | n/a | n/a | 1.561% |  |  | 0.4411% | 0.2854% | n/a | n/a | 0.6877%
| S-HP360f | I500 F | [7 empty] | 0.3736% | 0.2407% | n/a | n/a | 0.8191% |  |  | 0.342% | 0.2207% | n/a | n/a | 0.4477% |  |  | 0.4528% | 0.2925% | n/a | n/a | 1.561% |  |  | 0.4411% | 0.2854% | n/a | n/a | 0.6877%
| S-HP360f | I750 F | [7 empty] | 0.3736% | 0.2407% | n/a | n/a | 0.8191% |  |  | 0.342% | 0.2207% | n/a | n/a | 0.4477% |  |  | 0.4528% | 0.2925% | n/a | n/a | 1.561% |  |  | 0.4411% | 0.2854% | n/a | n/a | 0.6877%
| S-HP360f | M1000 F | [7 empty] | 0.3736% | 0.2407% | n/a | n/a | 0.8191% |  |  | 0.342% | 0.2207% | n/a | n/a | 0.4477% |  |  | 0.4528% | 0.2925% | n/a | n/a | 1.561% |  |  | 0.4411% | 0.2854% | n/a | n/a | 0.6877%
| S-HP360f | M250 F | [7 empty] | 0.3736% | 0.2407% | n/a | n/a | 0.8191% |  |  | 0.342% | 0.2207% | n/a | n/a | 0.4477% |  |  | 0.4528% | 0.2925% | n/a | n/a | 1.561% |  |  | 0.4411% | 0.2854% | n/a | n/a | 0.6877%
| S-HP360f | M400 F | [7 empty] | 0.3736% | 0.2407% | n/a | n/a | 0.8191% |  |  | 0.342% | 0.2207% | n/a | n/a | 0.4477% |  |  | 0.4528% | 0.2925% | n/a | n/a | 1.561% |  |  | 0.4411% | 0.2854% | n/a | n/a | 0.6877%
| S-HP360f | M400 F COST | [7 empty] | 0.3736% | 0.2407% | n/a | n/a | 0.8191% |  |  | 0.342% | 0.2207% | n/a | n/a | 0.4477% |  |  | 0.4528% | 0.2925% | n/a | n/a | 1.561% |  |  | 0.4411% | 0.2854% | n/a | n/a | 0.6877%
| S-HP360f | M400 F SACON | [7 empty] | 0.3736% | 0.2407% | n/a | n/a | 0.8191% |  |  | 0.342% | 0.2207% | n/a | n/a | 0.4477% |  |  | 0.4528% | 0.2925% | n/a | n/a | 1.561% |  |  | 0.4411% | 0.2854% | n/a | n/a | 0.6877%
| S-HP360f | M750 F | [7 empty] | 0.3736% | 0.2407% | n/a | n/a | 0.8191% |  |  | 0.342% | 0.2207% | n/a | n/a | 0.4477% |  |  | 0.4528% | 0.2925% | n/a | n/a | 1.561% |  |  | 0.4411% | 0.2854% | n/a | n/a | 0.6877%
| S-HP360f | M80 F | [7 empty] | 0.3736% | 0.2407% | n/a | n/a | 0.8191% |  |  | 0.342% | 0.2207% | n/a | n/a | 0.4477% |  |  | 0.4528% | 0.2925% | n/a | n/a | 1.561% |  |  | 0.4411% | 0.2854% | n/a | n/a | 0.6877%
| S-HP360f | S360 F | [7 empty] | 0.3736% | 0.2407% | n/a | n/a | 0.8191% |  |  | 0.342% | 0.2207% | n/a | n/a | 0.4477% |  |  | 0.4528% | 0.2925% | n/a | n/a | 1.561% |  |  | 0.4411% | 0.2854% | n/a | n/a | 0.6877%
| S-HP360f | S400 F | [7 empty] | 0.3736% | 0.2407% | n/a | n/a | 0.8191% |  |  | 0.342% | 0.2207% | n/a | n/a | 0.4477% |  |  | 0.4528% | 0.2925% | n/a | n/a | 1.561% |  |  | 0.4411% | 0.2854% | n/a | n/a | 0.6877%

## LED Tariffs
Public Lighting Model
LED Tariffs
[5 empty] | Year | 2020/21 | [5 empty] | Year | 2021/22 | [5 empty] | Year | 2022/23 | [5 empty] | Year | 2023/24 | [5 empty] | Year | 2024/25
[5 empty] | CPI Index | $June 2020 | [5 empty] | CPI Index | $June 2020 | [5 empty] | CPI Index | $June 2020 | [5 empty] | CPI Index | $June 2020 | [5 empty] | CPI Index | $June 2020
| Base Lamp | Lamp Type | ENERGY | CLER | PLC | TFI | SAPN | Base Lamp | Lamp Type | ENERGY | CLER | PLC | TFI | SAPN | Base Lamp | Lamp Type | ENERGY | CLER | PLC | TFI | SAPN | Base Lamp | Lamp Type | ENERGY | CLER | PLC | TFI | SAPN | Base Lamp | Lamp Type | ENERGY | CLER | PLC | TFI | SAPN
| LED-P | [6 empty] | LED-P | [6 empty] | LED-P | [6 empty] | LED-P | [6 empty] | LED-P
|  | LED17 | 3.0232 | 12.1137 | 44.2751 | 58.0363 | 72.9026 |  | LED17 | 3.0345 | 12.1451 | 44.6853 | 58.4774 | 73.3771 |  | LED17 | 3.0449 | 12.174 | 44.9052 | 58.7257 | 73.656 |  | LED17 | 3.0587 | 12.3456 | 45.3629 | 59.2211 | 74.1921 |  | LED17 | 3.0722 | 12.3831 | 45.7115 | 59.6066 | 74.6176
|  | LED29 | 3.0232 | 12.2494 | 44.403 | 58.9036 | 74.7506 |  | LED29 | 3.0345 | 12.2811 | 44.8135 | 59.3466 | 75.2293 |  | LED29 | 3.0449 | 12.3103 | 45.0336 | 59.5967 | 75.512 |  | LED29 | 3.0587 | 12.4862 | 45.4953 | 60.0981 | 76.0568 |  | LED29 | 3.0722 | 12.5241 | 45.8443 | 60.486 | 76.4872
|  | LED22 | 3.0232 | 12.6424 | 44.7731 | 61.4141 | 80.0902 |  | LED22 | 3.0345 | 12.6749 | 45.1844 | 61.8628 | 80.5808 |  | LED22 | 3.0449 | 12.7049 | 45.4052 | 62.1179 | 80.8745 |  | LED22 | 3.0587 | 12.8931 | 45.8785 | 62.6368 | 81.4446 |  | LED22 | 3.0722 | 12.932 | 46.2285 | 63.0314 | 81.8893
|  | LED46 | 3.0232 | 12.1423 | 44.302 | 58.2189 | 73.2905 |  | LED46 | 3.0345 | 12.1737 | 44.7123 | 58.6604 | 73.7659 |  | LED46 | 3.0449 | 12.2027 | 44.9322 | 58.909 | 74.0456 |  | LED46 | 3.0587 | 12.3752 | 45.3908 | 59.4057 | 74.5836 |  | LED46 | 3.0722 | 12.4128 | 45.7395 | 59.7918 | 75.0101
|  | LED43 | 3.0232 | 12.1423 | 44.302 | 58.2189 | 73.2905 |  | LED43 | 3.0345 | 12.1737 | 44.7123 | 58.6604 | 73.7659 |  | LED43 | 3.0449 | 12.2027 | 44.9322 | 58.909 | 74.0456 |  | LED43 | 3.0587 | 12.3752 | 45.3908 | 59.4057 | 74.5836 |  | LED43 | 3.0722 | 12.4128 | 45.7395 | 59.7918 | 75.0101
|  | PT LED17 | 3.0232 | 17.3577 | 49.2143 | 91.5402 | 144.1967 |  | PT LED17 | 3.0345 | 17.4005 | 49.6353 | 92.0562 | 144.831 |  | PT LED17 | 3.0449 | 17.4399 | 49.8651 | 92.3733 | 145.2567 |  | PT LED17 | 3.0587 | 17.776 | 50.4777 | 93.1019 | 146.1296 |  | PT LED17 | 3.0722 | 17.8272 | 50.8392 | 93.577 | 146.7459
|  | PT LED34 | 3.0232 | 17.3577 | 49.2143 | 91.5402 | 144.1967 |  | PT LED34 | 3.0345 | 17.4005 | 49.6353 | 92.0562 | 144.831 |  | PT LED34 | 3.0449 | 17.4399 | 49.8651 | 92.3733 | 145.2567 |  | PT LED34 | 3.0587 | 17.776 | 50.4777 | 93.1019 | 146.1296 |  | PT LED34 | 3.0722 | 17.8272 | 50.8392 | 93.577 | 146.7459
|  | LED34 | 3.0232 | 12.1423 | 44.302 | 58.2189 | 73.2905 |  | LED34 | 3.0345 | 12.1737 | 44.7123 | 58.6604 | 73.7659 |  | LED34 | 3.0449 | 12.2027 | 44.9322 | 58.909 | 74.0456 |  | LED34 | 3.0587 | 12.3752 | 45.3908 | 59.4057 | 74.5836 |  | LED34 | 3.0722 | 12.4128 | 45.7395 | 59.7918 | 75.0101
|  | LED18 | 3.0232 | 12.1423 | 44.302 | 58.2189 | 73.2905 |  | LED18 | 3.0345 | 12.1737 | 44.7123 | 58.6604 | 73.7659 |  | LED18 | 3.0449 | 12.2027 | 44.9322 | 58.909 | 74.0456 |  | LED18 | 3.0587 | 12.3752 | 45.3908 | 59.4057 | 74.5836 |  | LED18 | 3.0722 | 12.4128 | 45.7395 | 59.7918 | 75.0101
|  | LED35 | 3.0232 | 15.5501 | 47.5118 | 79.9918 | 119.622 |  | LED35 | 3.0345 | 15.589 | 47.9291 | 80.4821 | 120.2012 |  | LED35 | 3.0449 | 15.6248 | 48.1555 | 80.7754 | 120.5763 |  | LED35 | 3.0587 | 15.9043 | 48.7147 | 81.4236 | 121.3332 |  | LED35 | 3.0722 | 15.9507 | 49.0718 | 81.8678 | 121.8836
|  | LED39 | 3.0232 | 12.1423 | 44.302 | 58.2189 | 73.2905 |  | LED39 | 3.0345 | 12.1737 | 44.7123 | 58.6604 | 73.7659 |  | LED39 | 3.0449 | 12.2027 | 44.9322 | 58.909 | 74.0456 |  | LED39 | 3.0587 | 12.3752 | 45.3908 | 59.4057 | 74.5836 |  | LED39 | 3.0722 | 12.4128 | 45.7395 | 59.7918 | 75.0101
|  | LED26 | 3.0232 | 12.1423 | 44.302 | 58.2189 | 73.2905 |  | LED26 | 3.0345 | 12.1737 | 44.7123 | 58.6604 | 73.7659 |  | LED26 | 3.0449 | 12.2027 | 44.9322 | 58.909 | 74.0456 |  | LED26 | 3.0587 | 12.3752 | 45.3908 | 59.4057 | 74.5836 |  | LED26 | 3.0722 | 12.4128 | 45.7395 | 59.7918 | 75.0101
|  | LED20 | 3.0232 | 15.5501 | 47.5118 | 79.9918 | 119.622 |  | LED20 | 3.0345 | 15.589 | 47.9291 | 80.4821 | 120.2012 |  | LED20 | 3.0449 | 15.6248 | 48.1555 | 80.7754 | 120.5763 |  | LED20 | 3.0587 | 15.9043 | 48.7147 | 81.4236 | 121.3332 |  | LED20 | 3.0722 | 15.9507 | 49.0718 | 81.8678 | 121.8836
|  | LED28 | 3.0232 | 15.5501 | 47.5118 | 79.9918 | 119.622 |  | LED28 | 3.0345 | 15.589 | 47.9291 | 80.4821 | 120.2012 |  | LED28 | 3.0449 | 15.6248 | 48.1555 | 80.7754 | 120.5763 |  | LED28 | 3.0587 | 15.9043 | 48.7147 | 81.4236 | 121.3332 |  | LED28 | 3.0722 | 15.9507 | 49.0718 | 81.8678 | 121.8836
|  | LED17_R | 3.0232 | 12.1137 | 44.2751 | 58.0363 | 72.9026 |  | LED17_R | 3.0345 | 12.1451 | 44.6853 | 58.4774 | 73.3771 |  | LED17_R | 3.0449 | 12.174 | 44.9052 | 58.7257 | 73.656 |  | LED17_R | 3.0587 | 12.3456 | 45.3629 | 59.2211 | 74.1921 |  | LED17_R | 3.0722 | 12.3831 | 45.7115 | 59.6066 | 74.6176
|  | LED23 | 3.0232 | 15.9074 | 47.8483 | 82.2741 | 124.4819 |  | LED23 | 3.0345 | 15.947 | 48.2663 | 82.7694 | 125.072 |  | LED23 | 3.0449 | 15.9835 | 48.4934 | 83.0675 | 125.4572 |  | LED23 | 3.0587 | 16.2742 | 49.0631 | 83.7316 | 126.2369 |  | LED23 | 3.0722 | 16.3216 | 49.4211 | 84.1819 | 126.8004
| LED-V | [6 empty] | LED-V | [6 empty] | LED-V | [6 empty] | LED-V | [6 empty] | LED-V
|  | LED200 | 3.0232 | 14.1213 | 46.166 | 73.6574 | 104.7376 |  | LED200 | 3.0345 | 14.157 | 46.5804 | 74.1335 | 105.2835 |  | LED200 | 3.0449 | 14.1899 | 46.804 | 74.4139 | 105.628 |  | LED200 | 3.0587 | 14.4246 | 47.321 | 75.0062 | 106.3055 |  | LED200 | 3.0722 | 14.4673 | 47.6746 | 75.4335 | 106.8161
|  | LED105 | 3.0232 | 17.5077 | 49.3556 | 95.2935 | 150.7835 |  | LED105 | 3.0345 | 17.5509 | 49.777 | 95.8179 | 151.4325 |  | LED105 | 3.0449 | 17.5905 | 50.007 | 96.1427 | 151.8718 |  | LED105 | 3.0587 | 17.9314 | 50.624 | 96.8857 | 152.7668 |  | LED105 | 3.0722 | 17.983 | 50.9859 | 97.3708 | 153.4007
|  | LED198 | 3.0232 | 17.5077 | 49.3556 | 95.2935 | 150.7835 |  | LED198 | 3.0345 | 17.5509 | 49.777 | 95.8179 | 151.4325 |  | LED198 | 3.0449 | 17.5905 | 50.007 | 96.1427 | 151.8718 |  | LED198 | 3.0587 | 17.9314 | 50.624 | 96.8857 | 152.7668 |  | LED198 | 3.0722 | 17.983 | 50.9859 | 97.3708 | 153.4007
|  | LED88 | 3.0232 | 14.1213 | 46.166 | 73.6574 | 104.7376 |  | LED88 | 3.0345 | 14.157 | 46.5804 | 74.1335 | 105.2835 |  | LED88 | 3.0449 | 14.1899 | 46.804 | 74.4139 | 105.628 |  | LED88 | 3.0587 | 14.4246 | 47.321 | 75.0062 | 106.3055 |  | LED88 | 3.0722 | 14.4673 | 47.6746 | 75.4335 | 106.8161
|  | LED70 | 3.0232 | 14.1213 | 46.166 | 73.6574 | 104.7376 |  | LED70 | 3.0345 | 14.157 | 46.5804 | 74.1335 | 105.2835 |  | LED70 | 3.0449 | 14.1899 | 46.804 | 74.4139 | 105.628 |  | LED70 | 3.0587 | 14.4246 | 47.321 | 75.0062 | 106.3055 |  | LED70 | 3.0722 | 14.4673 | 47.6746 | 75.4335 | 106.8161
|  | LED150 | 3.0232 | 13.4783 | 45.5604 | 69.5493 | 95.9982 |  | LED150 | 3.0345 | 13.5127 | 45.9734 | 70.0162 | 96.5245 |  | LED150 | 3.0449 | 13.5442 | 46.1959 | 70.2882 | 96.851 |  | LED150 | 3.0587 | 13.7587 | 46.6938 | 70.8519 | 97.4872 |  | LED150 | 3.0722 | 13.7998 | 47.0459 | 71.2682 | 97.9745
|  | LED90 | 3.0232 | 14.1213 | 46.166 | 73.6574 | 104.7376 |  | LED90 | 3.0345 | 14.157 | 46.5804 | 74.1335 | 105.2835 |  | LED90 | 3.0449 | 14.1899 | 46.804 | 74.4139 | 105.628 |  | LED90 | 3.0587 | 14.4246 | 47.321 | 75.0062 | 106.3055 |  | LED90 | 3.0722 | 14.4673 | 47.6746 | 75.4335 | 106.8161
|  | LED72 | 3.0232 | 14.1213 | 46.166 | 73.6574 | 104.7376 |  | LED72 | 3.0345 | 14.157 | 46.5804 | 74.1335 | 105.2835 |  | LED72 | 3.0449 | 14.1899 | 46.804 | 74.4139 | 105.628 |  | LED72 | 3.0587 | 14.4246 | 47.321 | 75.0062 | 106.3055 |  | LED72 | 3.0722 | 14.4673 | 47.6746 | 75.4335 | 106.8161
|  | LED117 | 3.0232 | 15.5501 | 47.5118 | 82.7866 | 124.1667 |  | LED117 | 3.0345 | 15.589 | 47.9291 | 83.2831 | 124.7561 |  | LED117 | 3.0449 | 15.6248 | 48.1555 | 83.5822 | 125.1406 |  | LED117 | 3.0587 | 15.9043 | 48.7147 | 84.2381 | 125.9099 |  | LED117 | 3.0722 | 15.9507 | 49.0718 | 84.6898 | 126.4726
|  | LED158 | 3.0232 | 15.5501 | 47.5118 | 82.7866 | 124.1667 |  | LED158 | 3.0345 | 15.589 | 47.9291 | 83.2831 | 124.7561 |  | LED158 | 3.0449 | 15.6248 | 48.1555 | 83.5822 | 125.1406 |  | LED158 | 3.0587 | 15.9043 | 48.7147 | 84.2381 | 125.9099 |  | LED158 | 3.0722 | 15.9507 | 49.0718 | 84.6898 | 126.4726
|  | LED298 | 3.0232 | 17.5077 | 49.3556 | 95.2935 | 150.7835 |  | LED298 | 3.0345 | 17.5509 | 49.777 | 95.8179 | 151.4325 |  | LED298 | 3.0449 | 17.5905 | 50.007 | 96.1427 | 151.8718 |  | LED298 | 3.0587 | 17.9314 | 50.624 | 96.8857 | 152.7668 |  | LED298 | 3.0722 | 17.983 | 50.9859 | 97.3708 | 153.4007
|  | LED178 | 3.0232 | 14.1213 | 46.166 | 73.6574 | 104.7376 |  | LED178 | 3.0345 | 14.157 | 46.5804 | 74.1335 | 105.2835 |  | LED178 | 3.0449 | 14.1899 | 46.804 | 74.4139 | 105.628 |  | LED178 | 3.0587 | 14.4246 | 47.321 | 75.0062 | 106.3055 |  | LED178 | 3.0722 | 14.4673 | 47.6746 | 75.4335 | 106.8161
|  | LED175 | 3.0232 | 14.4785 | 46.5025 | 75.9397 | 109.5975 |  | LED175 | 3.0345 | 14.515 | 46.9176 | 76.4209 | 110.1543 |  | LED175 | 3.0449 | 14.5486 | 47.1419 | 76.706 | 110.5088 |  | LED175 | 3.0587 | 14.7945 | 47.6694 | 77.3142 | 111.2093 |  | LED175 | 3.0722 | 14.8382 | 48.0239 | 77.7476 | 111.7329
|  | LED79 | 3.0232 | 15.5501 | 47.5118 | 82.7866 | 124.1667 |  | LED79 | 3.0345 | 15.589 | 47.9291 | 83.2831 | 124.7561 |  | LED79 | 3.0449 | 15.6248 | 48.1555 | 83.5822 | 125.1406 |  | LED79 | 3.0587 | 15.9043 | 48.7147 | 84.2381 | 125.9099 |  | LED79 | 3.0722 | 15.9507 | 49.0718 | 84.6898 | 126.4726
|  | LED80 | 3.0232 | 13.4783 | 45.5604 | 69.5493 | 95.9982 |  | LED80 | 3.0345 | 13.5127 | 45.9734 | 70.0162 | 96.5245 |  | LED80 | 3.0449 | 13.5442 | 46.1959 | 70.2882 | 96.851 |  | LED80 | 3.0587 | 13.7587 | 46.6938 | 70.8519 | 97.4872 |  | LED80 | 3.0722 | 13.7998 | 47.0459 | 71.2682 | 97.9745
|  | LED150_R | 3.0232 | 13.4783 | 45.5604 | 69.5493 | 95.9982 |  | LED150_R | 3.0345 | 13.5127 | 45.9734 | 70.0162 | 96.5245 |  | LED150_R | 3.0449 | 13.5442 | 46.1959 | 70.2882 | 96.851 |  | LED150_R | 3.0587 | 13.7587 | 46.6938 | 70.8519 | 97.4872 |  | LED150_R | 3.0722 | 13.7998 | 47.0459 | 71.2682 | 97.9745
|  | LED80_R | 3.0232 | 13.4783 | 45.5604 | 69.5493 | 95.9982 |  | LED80_R | 3.0345 | 13.5127 | 45.9734 | 70.0162 | 96.5245 |  | LED80_R | 3.0449 | 13.5442 | 46.1959 | 70.2882 | 96.851 |  | LED80_R | 3.0587 | 13.7587 | 46.6938 | 70.8519 | 97.4872 |  | LED80_R | 3.0722 | 13.7998 | 47.0459 | 71.2682 | 97.9745
|  | LED60 | 3.0232 | 13.2997 | 45.3922 | 68.4082 | 93.5682 |  | LED60 | 3.0345 | 13.3337 | 45.8048 | 68.8725 | 94.0891 |  | LED60 | 3.0449 | 13.3649 | 46.0269 | 69.1421 | 94.4106 |  | LED60 | 3.0587 | 13.5738 | 46.5196 | 69.6979 | 95.0353 |  | LED60 | 3.0722 | 13.6144 | 46.8712 | 70.1112 | 95.5161
|  | LED155 | 3.0232 | 17.3005 | 49.1605 | 93.9697 | 147.9655 |  | LED155 | 3.0345 | 17.3432 | 49.5814 | 94.4912 | 148.6083 |  | LED155 | 3.0449 | 17.3825 | 49.811 | 94.8133 | 149.0418 |  | LED155 | 3.0587 | 17.7169 | 50.422 | 95.5471 | 149.9235 |  | LED155 | 3.0722 | 17.7679 | 50.7834 | 96.0286 | 150.5499
|  | LED81 | 3.0232 | 17.3005 | 49.1605 | 93.9697 | 147.9655 |  | LED81 | 3.0345 | 17.3432 | 49.5814 | 94.4912 | 148.6083 |  | LED81 | 3.0449 | 17.3825 | 49.811 | 94.8133 | 149.0418 |  | LED81 | 3.0587 | 17.7169 | 50.422 | 95.5471 | 149.9235 |  | LED81 | 3.0722 | 17.7679 | 50.7834 | 96.0286 | 150.5499
|  | LED101 | 3.0232 | 17.3005 | 49.1605 | 93.9697 | 147.9655 |  | LED101 | 3.0345 | 17.3432 | 49.5814 | 94.4912 | 148.6083 |  | LED101 | 3.0449 | 17.3825 | 49.811 | 94.8133 | 149.0418 |  | LED101 | 3.0587 | 17.7169 | 50.422 | 95.5471 | 149.9235 |  | LED101 | 3.0722 | 17.7679 | 50.7834 | 96.0286 | 150.5499
[10 empty] | Annual Real Price Movement | [6 empty] | Annual Real Price Movement | [6 empty] | Annual Real Price Movement | [6 empty] | Annual Real Price Movement
LED-P
|  | LED17 | [7 empty] | 0.3736% | 0.2592% | 0.9266% | 0.7601% | 0.6509% |  |  | 0.342% | 0.2376% | 0.492% | 0.4245% | 0.3801% |  |  | 0.4528% | 1.41% | 1.019% | 0.8436% | 0.7279% |  |  | 0.4411% | 0.3038% | 0.7686% | 0.6511% | 0.5734%
|  | LED29 | [7 empty] | 0.3736% | 0.2588% | 0.9245% | 0.7522% | 0.6403% |  |  | 0.342% | 0.2372% | 0.4912% | 0.4213% | 0.3758% |  |  | 0.4528% | 1.429% | 1.025% | 0.8414% | 0.7216% |  |  | 0.4411% | 0.3033% | 0.7671% | 0.6454% | 0.5659%
|  | LED22 | [7 empty] | 0.3736% | 0.2575% | 0.9187% | 0.7306% | 0.6126% |  |  | 0.342% | 0.2361% | 0.4888% | 0.4125% | 0.3645% |  |  | 0.4528% | 1.482% | 1.042% | 0.8353% | 0.7049% |  |  | 0.4411% | 0.3016% | 0.7628% | 0.63% | 0.546%
|  | LED46 | [7 empty] | 0.3736% | 0.2591% | 0.9261% | 0.7584% | 0.6486% |  |  | 0.342% | 0.2375% | 0.4918% | 0.4238% | 0.3792% |  |  | 0.4528% | 1.414% | 1.02% | 0.8431% | 0.7265% |  |  | 0.4411% | 0.3037% | 0.7683% | 0.6499% | 0.5718%
|  | LED43 | [7 empty] | 0.3736% | 0.2591% | 0.9261% | 0.7584% | 0.6486% |  |  | 0.342% | 0.2375% | 0.4918% | 0.4238% | 0.3792% |  |  | 0.4528% | 1.414% | 1.02% | 0.8431% | 0.7265% |  |  | 0.4411% | 0.3037% | 0.7683% | 0.6499% | 0.5718%
|  | PT LED17 | [7 empty] | 0.3736% | 0.2468% | 0.8555% | 0.5637% | 0.4399% |  |  | 0.342% | 0.2263% | 0.4629% | 0.3444% | 0.2939% |  |  | 0.4528% | 1.928% | 1.229% | 0.7888% | 0.601% |  |  | 0.4411% | 0.2879% | 0.7162% | 0.5102% | 0.4217%
|  | PT LED34 | [7 empty] | 0.3736% | 0.2468% | 0.8555% | 0.5637% | 0.4399% |  |  | 0.342% | 0.2263% | 0.4629% | 0.3444% | 0.2939% |  |  | 0.4528% | 1.928% | 1.229% | 0.7888% | 0.601% |  |  | 0.4411% | 0.2879% | 0.7162% | 0.5102% | 0.4217%
|  | LED34 | [7 empty] | 0.3736% | 0.2591% | 0.9261% | 0.7584% | 0.6486% |  |  | 0.342% | 0.2375% | 0.4918% | 0.4238% | 0.3792% |  |  | 0.4528% | 1.414% | 1.02% | 0.8431% | 0.7265% |  |  | 0.4411% | 0.3037% | 0.7683% | 0.6499% | 0.5718%
|  | LED18 | [7 empty] | 0.3736% | 0.2591% | 0.9261% | 0.7584% | 0.6486% |  |  | 0.342% | 0.2375% | 0.4918% | 0.4238% | 0.3792% |  |  | 0.4528% | 1.414% | 1.02% | 0.8431% | 0.7265% |  |  | 0.4411% | 0.3037% | 0.7683% | 0.6499% | 0.5718%
|  | LED35 | [7 empty] | 0.3736% | 0.2501% | 0.8783% | 0.6128% | 0.4842% |  |  | 0.342% | 0.2293% | 0.4722% | 0.3645% | 0.3121% |  |  | 0.4528% | 1.789% | 1.161% | 0.8025% | 0.6277% |  |  | 0.4411% | 0.2921% | 0.733% | 0.5456% | 0.4537%
|  | LED39 | [7 empty] | 0.3736% | 0.2591% | 0.9261% | 0.7584% | 0.6486% |  |  | 0.342% | 0.2375% | 0.4918% | 0.4238% | 0.3792% |  |  | 0.4528% | 1.414% | 1.02% | 0.8431% | 0.7265% |  |  | 0.4411% | 0.3037% | 0.7683% | 0.6499% | 0.5718%
|  | LED26 | [7 empty] | 0.3736% | 0.2591% | 0.9261% | 0.7584% | 0.6486% |  |  | 0.342% | 0.2375% | 0.4918% | 0.4238% | 0.3792% |  |  | 0.4528% | 1.414% | 1.02% | 0.8431% | 0.7265% |  |  | 0.4411% | 0.3037% | 0.7683% | 0.6499% | 0.5718%
|  | LED20 | [7 empty] | 0.3736% | 0.2501% | 0.8783% | 0.6128% | 0.4842% |  |  | 0.342% | 0.2293% | 0.4722% | 0.3645% | 0.3121% |  |  | 0.4528% | 1.789% | 1.161% | 0.8025% | 0.6277% |  |  | 0.4411% | 0.2921% | 0.733% | 0.5456% | 0.4537%
|  | LED28 | [7 empty] | 0.3736% | 0.2501% | 0.8783% | 0.6128% | 0.4842% |  |  | 0.342% | 0.2293% | 0.4722% | 0.3645% | 0.3121% |  |  | 0.4528% | 1.789% | 1.161% | 0.8025% | 0.6277% |  |  | 0.4411% | 0.2921% | 0.733% | 0.5456% | 0.4537%
|  | LED17_R | [7 empty] | 0.3736% | 0.2592% | 0.9266% | 0.7601% | 0.6509% |  |  | 0.342% | 0.2376% | 0.492% | 0.4245% | 0.3801% |  |  | 0.4528% | 1.41% | 1.019% | 0.8436% | 0.7279% |  |  | 0.4411% | 0.3038% | 0.7686% | 0.6511% | 0.5734%
|  | LED23 | [7 empty] | 0.3736% | 0.2494% | 0.8737% | 0.602% | 0.474% |  |  | 0.342% | 0.2286% | 0.4703% | 0.3601% | 0.3079% |  |  | 0.4528% | 1.819% | 1.175% | 0.7995% | 0.6216% |  |  | 0.4411% | 0.2912% | 0.7296% | 0.5378% | 0.4464%
LED-V
|  | LED200 | [7 empty] | 0.3736% | 0.2534% | 0.8976% | 0.6464% | 0.5212% |  |  | 0.342% | 0.2323% | 0.4801% | 0.3782% | 0.3272% |  |  | 0.4528% | 1.654% | 1.105% | 0.796% | 0.6414% |  |  | 0.4411% | 0.2963% | 0.7472% | 0.5697% | 0.4804%
|  | LED105 | [7 empty] | 0.3736% | 0.2466% | 0.8536% | 0.5504% | 0.4304% |  |  | 0.342% | 0.226% | 0.4621% | 0.339% | 0.2901% |  |  | 0.4528% | 1.938% | 1.234% | 0.7727% | 0.5893% |  |  | 0.4411% | 0.2876% | 0.7149% | 0.5007% | 0.415%
|  | LED198 | [7 empty] | 0.3736% | 0.2466% | 0.8536% | 0.5504% | 0.4304% |  |  | 0.342% | 0.226% | 0.4621% | 0.339% | 0.2901% |  |  | 0.4528% | 1.938% | 1.234% | 0.7727% | 0.5893% |  |  | 0.4411% | 0.2876% | 0.7149% | 0.5007% | 0.415%
|  | LED88 | [7 empty] | 0.3736% | 0.2534% | 0.8976% | 0.6464% | 0.5212% |  |  | 0.342% | 0.2323% | 0.4801% | 0.3782% | 0.3272% |  |  | 0.4528% | 1.654% | 1.105% | 0.796% | 0.6414% |  |  | 0.4411% | 0.2963% | 0.7472% | 0.5697% | 0.4804%
|  | LED70 | [7 empty] | 0.3736% | 0.2534% | 0.8976% | 0.6464% | 0.5212% |  |  | 0.342% | 0.2323% | 0.4801% | 0.3782% | 0.3272% |  |  | 0.4528% | 1.654% | 1.105% | 0.796% | 0.6414% |  |  | 0.4411% | 0.2963% | 0.7472% | 0.5697% | 0.4804%
|  | LED150 | [7 empty] | 0.3736% | 0.2551% | 0.9066% | 0.6713% | 0.5482% |  |  | 0.342% | 0.2338% | 0.4838% | 0.3884% | 0.3383% |  |  | 0.4528% | 1.584% | 1.078% | 0.802% | 0.6569% |  |  | 0.4411% | 0.2985% | 0.7539% | 0.5876% | 0.4998%
|  | LED90 | [7 empty] | 0.3736% | 0.2534% | 0.8976% | 0.6464% | 0.5212% |  |  | 0.342% | 0.2323% | 0.4801% | 0.3782% | 0.3272% |  |  | 0.4528% | 1.654% | 1.105% | 0.796% | 0.6414% |  |  | 0.4411% | 0.2963% | 0.7472% | 0.5697% | 0.4804%
|  | LED72 | [7 empty] | 0.3736% | 0.2534% | 0.8976% | 0.6464% | 0.5212% |  |  | 0.342% | 0.2323% | 0.4801% | 0.3782% | 0.3272% |  |  | 0.4528% | 1.654% | 1.105% | 0.796% | 0.6414% |  |  | 0.4411% | 0.2963% | 0.7472% | 0.5697% | 0.4804%
|  | LED117 | [7 empty] | 0.3736% | 0.2501% | 0.8783% | 0.5997% | 0.4747% |  |  | 0.342% | 0.2293% | 0.4722% | 0.3592% | 0.3082% |  |  | 0.4528% | 1.789% | 1.161% | 0.7847% | 0.6147% |  |  | 0.4411% | 0.2921% | 0.733% | 0.5362% | 0.4469%
|  | LED158 | [7 empty] | 0.3736% | 0.2501% | 0.8783% | 0.5997% | 0.4747% |  |  | 0.342% | 0.2293% | 0.4722% | 0.3592% | 0.3082% |  |  | 0.4528% | 1.789% | 1.161% | 0.7847% | 0.6147% |  |  | 0.4411% | 0.2921% | 0.733% | 0.5362% | 0.4469%
|  | LED298 | [7 empty] | 0.3736% | 0.2466% | 0.8536% | 0.5504% | 0.4304% |  |  | 0.342% | 0.226% | 0.4621% | 0.339% | 0.2901% |  |  | 0.4528% | 1.938% | 1.234% | 0.7727% | 0.5893% |  |  | 0.4411% | 0.2876% | 0.7149% | 0.5007% | 0.415%
|  | LED178 | [7 empty] | 0.3736% | 0.2534% | 0.8976% | 0.6464% | 0.5212% |  |  | 0.342% | 0.2323% | 0.4801% | 0.3782% | 0.3272% |  |  | 0.4528% | 1.654% | 1.105% | 0.796% | 0.6414% |  |  | 0.4411% | 0.2963% | 0.7472% | 0.5697% | 0.4804%
|  | LED175 | [7 empty] | 0.3736% | 0.2525% | 0.8926% | 0.6336% | 0.508% |  |  | 0.342% | 0.2315% | 0.4781% | 0.373% | 0.3218% |  |  | 0.4528% | 1.69% | 1.119% | 0.7929% | 0.6339% |  |  | 0.4411% | 0.2952% | 0.7436% | 0.5606% | 0.4709%
|  | LED79 | [7 empty] | 0.3736% | 0.2501% | 0.8783% | 0.5997% | 0.4747% |  |  | 0.342% | 0.2293% | 0.4722% | 0.3592% | 0.3082% |  |  | 0.4528% | 1.789% | 1.161% | 0.7847% | 0.6147% |  |  | 0.4411% | 0.2921% | 0.733% | 0.5362% | 0.4469%
|  | LED80 | [7 empty] | 0.3736% | 0.2551% | 0.9066% | 0.6713% | 0.5482% |  |  | 0.342% | 0.2338% | 0.4838% | 0.3884% | 0.3383% |  |  | 0.4528% | 1.584% | 1.078% | 0.802% | 0.6569% |  |  | 0.4411% | 0.2985% | 0.7539% | 0.5876% | 0.4998%
|  | LED150_R | [7 empty] | 0.3736% | 0.2551% | 0.9066% | 0.6713% | 0.5482% |  |  | 0.342% | 0.2338% | 0.4838% | 0.3884% | 0.3383% |  |  | 0.4528% | 1.584% | 1.078% | 0.802% | 0.6569% |  |  | 0.4411% | 0.2985% | 0.7539% | 0.5876% | 0.4998%
|  | LED80_R | [7 empty] | 0.3736% | 0.2551% | 0.9066% | 0.6713% | 0.5482% |  |  | 0.342% | 0.2338% | 0.4838% | 0.3884% | 0.3383% |  |  | 0.4528% | 1.584% | 1.078% | 0.802% | 0.6569% |  |  | 0.4411% | 0.2985% | 0.7539% | 0.5876% | 0.4998%
|  | LED60 | [7 empty] | 0.3736% | 0.2556% | 0.9091% | 0.6788% | 0.5566% |  |  | 0.342% | 0.2343% | 0.4849% | 0.3914% | 0.3417% |  |  | 0.4528% | 1.563% | 1.07% | 0.8038% | 0.6617% |  |  | 0.4411% | 0.2991% | 0.7558% | 0.593% | 0.5059%
|  | LED155 | [7 empty] | 0.3736% | 0.2469% | 0.8562% | 0.555% | 0.4344% |  |  | 0.342% | 0.2263% | 0.4632% | 0.3409% | 0.2917% |  |  | 0.4528% | 1.924% | 1.226% | 0.7739% | 0.5916% |  |  | 0.4411% | 0.288% | 0.7167% | 0.504% | 0.4178%
|  | LED81 | [7 empty] | 0.3736% | 0.2469% | 0.8562% | 0.555% | 0.4344% |  |  | 0.342% | 0.2263% | 0.4632% | 0.3409% | 0.2917% |  |  | 0.4528% | 1.924% | 1.226% | 0.7739% | 0.5916% |  |  | 0.4411% | 0.288% | 0.7167% | 0.504% | 0.4178%
|  | LED101 | [7 empty] | 0.3736% | 0.2469% | 0.8562% | 0.555% | 0.4344% |  |  | 0.342% | 0.2263% | 0.4632% | 0.3409% | 0.2917% |  |  | 0.4528% | 1.924% | 1.226% | 0.7739% | 0.5916% |  |  | 0.4411% | 0.288% | 0.7167% | 0.504% | 0.4178%

## HID
Public Lighting Model
HID
[6 empty] | Base Light | S-HP50 PT | <=Select HID Light
[6 empty] | Year | 2020/21
[6 empty] | CPI $ | $June 2020
| Description |  | Total Cost | Lights | $/Light | ENERGY | CLER | PLC | TFI | SAPN | SLUOS | METERED
Luminaire Capital
|  | TFI Future Replacement |  |  | 0 |  |  |  | 0
|  | HID to HID Luminaire Annuity |  |  | 0 |  |  |  |  | 0
|  | Total Luminaire Capital |  |  |  | 0 | 0 | 0 | 0 | 0 | 0 | 0
Luminaire Operating
|  | SLO (OPEX) | 6971.3106 | 330.1275 | 21.117 |  |  | 0 | 0 | 0 | 21.117
|  | CLER SLO |  |  | 22.0301 |  | 22.0301
|  | Bulk HID Lamp Program | 705.37 | 31 | 22.7539 |  | 22.7539 |  |  | 0 | 22.7539
|  | Total Luminaire Operating |  |  |  | 0 | 44.784 | 0 | 0 | 0 | 43.8709 | 0
Infrastructure Capital
|  | From PTRM | 3377539.3912 | 192772 | 17.5209 |  |  | 0 | 0 | 0 | 17.5209
|  | Total Infrastructure Capital |  |  |  | 0 | 0 | 0 | 0 | 0 | 17.5209 | 0
Infrastructure Operating
|  | Column Inspections/Repairs | 1627669.0733 | 192772 | 8.4435 |  |  | 0 | 0 | 0 | 8.4435
|  | Cable Repairs (SLO fault) | 1068803.5194 | 192772 | 5.5444 |  |  | 0 | 0 | 0 | 5.5444
|  | Total Infrastructure Operating |  |  |  | 0 | 0 | 0 | 0 | 0 | 13.9879 | 0
Admin and Systems
|  | GSL | 60744.9596 | 192772 | 0.31511 |  |  | 0 | 0 | 0 | 0.31511
|  | SAP Maintenance | 116446.6674 | 226795 | 0.51344 | 0.51344 | 0.51344 | 0 | 0 | 0 | 0.51344
|  | SLO reporting Tool | 66923.3721 | 226795 | 0.29508 | 0.29508 | 0.29508 | 0 | 0 | 0 | 0.29508
|  | GIS Maintenance | 93692.7209 | 226795 | 0.41312 | 0.41312 | 0.41312 | 0 | 0 | 0 | 0.41312
|  | Customer Management | 234901.0359 | 226795 | 1.0357 | 1.0357 | 1.0357 | 0 | 0 | 0 | 1.0357
|  | Asset Data Audit | 133846.7441 | 226795 | 0.59017 | 0.59017 | 0.59017 | 0 | 0 | 0 | 0.59017
|  | Asset Management | 200770.1162 | 192772 | 1.0415 |  |  | 0 | 0 | 0 | 1.0415
|  | Margin |  | 34023 |  | 0.17569 | 2.9389
|  | Use of Pole Charge | 0 | 192772 | 0 |  |  | 0 | 0 | 0 | 0
|  | Total Admin and Systems |  |  |  | 3.0232 | 5.7864 | 0 | 0 | 0 | 4.2042 | 0
| Total Tariff |  |  |  |  | 3.0232 | 50.5704 | 0 | 0 | 0 | 79.5838 | 0

## LED
Public Lighting Model
LED
[6 empty] | Base Light | LED101 | <=Select LED Light
[6 empty] | Year | 2020/21
[6 empty] | CPI $ | $June 2020
| Description |  | Total Cost | Lights | $/Light | ENERGY | CLER | PLC | TFI | SAPN | METERED
Luminaire Capital
|  | LED Luminaire Annuity |  |  | 98.805 |  |  |  |  | 98.805
|  | TFI Future Replacement |  |  | 44.8092 |  |  |  | 44.8092
|  | Total Luminaire Capital |  |  |  | 0 | 0 | 0 | 44.8092 | 98.805 | 0
Luminaire Operating
|  | LED O&M Annuity |  |  | 13.4476 |  | 13.4476 | 13.4476 | 13.4476 | 13.4476
|  | Total Luminaire Operating |  |  |  | 0 | 13.4476 | 13.4476 | 13.4476 | 13.4476 | 0
Infrastructure Capital
|  | From PTRM | 3377539.3912 | 192772 | 17.5209 |  |  | 17.5209 | 17.5209 | 17.5209
|  | Total Infrastructure Capital |  |  |  | 0 | 0 | 17.5209 | 17.5209 | 17.5209 | 0
Infrastructure Operating
|  | Column Inspections/Repairs | 1627669.0733 | 192772 | 8.4435 |  |  | 8.4435 | 8.4435 | 8.4435
|  | Cable Repairs (SLO fault) | 1068803.5194 | 192772 | 5.5444 |  |  | 5.5444 | 5.5444 | 5.5444
|  | Total Infrastructure Operating |  |  |  | 0 | 0 | 13.9879 | 13.9879 | 13.9879 | 0
Admin and Systems
|  | GSL | 60744.9596 | 192772 | 0.31511 |  |  | 0.31511 | 0.31511 | 0.31511
|  | SAP Maintenance | 116446.6674 | 226795 | 0.51344 | 0.51344 | 0.51344 | 0.51344 | 0.51344 | 0.51344
|  | SLO reporting Tool | 66923.3721 | 226795 | 0.29508 | 0.29508 | 0.29508 | 0.29508 | 0.29508 | 0.29508
|  | GIS Maintenance | 93692.7209 | 226795 | 0.41312 | 0.41312 | 0.41312 | 0.41312 | 0.41312 | 0.41312
|  | Customer Management | 234901.0359 | 226795 | 1.0357 | 1.0357 | 1.0357 | 1.0357 | 1.0357 | 1.0357
|  | Asset Data Audit | 133846.7441 | 226795 | 0.59017 | 0.59017 | 0.59017 | 0.59017 | 0.59017 | 0.59017
|  | Asset Management | 200770.1162 | 192772 | 1.0415 |  |  | 1.0415 | 1.0415 | 1.0415
|  | Margin |  | 34023 |  | 0.17569 | 1.0054
|  | Use of Pole Charge | 0 | 192772 | 0 |  |  | 0 | 0 | 0
|  | Total Admin and Systems |  |  |  | 3.0232 | 3.853 | 4.2042 | 4.2042 | 4.2042 | 0
| Total Tariff |  |  |  |  | 3.0232 | 17.3005 | 49.1605 | 93.9697 | 147.9655 | 0

## Total Exp
Public Lighting Model
Total Exp
| Operating Expenditure | [6 empty] | ($June '20) | ($June '20) | ($June '20) | ($June '20) | ($June '20)
[6 empty] | 2018/19 | 2019/20 | 2020/21 | 2021/22 | 2022/23 | 2023/24 | 2024/25
|  |  |  | Bulk Lamp Change | $ | 1568780.0655 | 977338.4398 | 668064.0285 | 669563.8842 | 670942.2807 | 672773.2206 | 674564.8218
|  |  |  | SLO (exc Cable Faults) | $ | 4676307.7069 | 3934086.1603 | 2787280.6542 | 2083285.4899 | 1658510.8508 | 1286242.6711 | 1200423.8097
|  |  |  | LED Cleaning & Testing | $ | 0 | 27396.333 | 83793.3228 | 132194.3264 | 179469.7964 | 139268.3775 | 139557.7021
|  |  |  | Column Inspections | $ | 1614341.0226 | 1620486.3505 | 1627669.0733 | 1631323.317 | 1634681.6379 | 1639142.5341 | 1643507.5855
|  |  |  | Cable Faults | $ | 1542727.6801 | 1586876.8227 | 1068803.5194 | 1096432.5793 | 1123971.1998 | 1152388.8564 | 1180875.6292
|  |  |  | Total OPEX |  | 9402156.4752 | 8146184.1062 | 6235610.5982 | 5612799.5968 | 5267575.7656 | 4889815.6598 | 4838929.5482
[6 empty] | 2018/19 | 2019/20 | 2020/21 | 2021/22 | 2022/23 | 2023/24 | 2024/25
|  |  |  | Bulk Lamp Change | Lights | 25984 | 15364 | 9861 | 9861 | 9861 | 9861 | 9861
|  |  |  | SLO (exc Cable Faults) | Faults | 31074.75 | 25012.4423 | 17330.8669 | 12704.5313 | 9957.5182 | 7413.1446 | 6897.1032
|  |  |  | LED Cleaning & Testing | Lights | 0 | 2000 | 6102.5 | 9606.5 | 13015.9586 | 9794.4208 | 9790.1425
|  |  |  | Column Inspections | Columns | 9000 | 9000 | 9000 | 9000 | 9000 | 9000 | 9000
|  |  |  | Cable Faults | Faults | 971 | 995 | 668.5098 | 684.2549 | 700 | 715.7451 | 731.4902
| Capital Expenditure | [6 empty] | ($June '20) | ($June '20) | ($June '20) | ($June '20) | ($June '20)
[6 empty] | 2018/19 | 2019/20 | 2020/21 | 2021/22 | 2022/23 | 2023/24 | 2024/25
Planned
|  |  |  | Cable Replacement | $ | 110492.2322 | 459919.5159 | 650810.2975 | 842453.7551 | 1034761.9275 | 1037585.6978 | 1040348.798
|  |  |  | Column Replacement | $ | 2986772.5402 | 2998142.3167 | 813498.8682 | 815325.2364 | 817003.7043 | 819233.2324 | 821414.858
|  |  |  | Brackets Replacement | $ | 12604.6604 | 12652.6426 | 12683.8523 | 12712.3286 | 12738.4988 | 12773.261 | 12807.2763
|  |  |  | LED Conversions | $ | 16520991.6067 | 22705877.0556 | 14278903.8508 | 7455801.3025 | 8122866.1712 | 136049.2494 | 0
|  |  |  | IT Projects | $ | 525663.9566 | 525663.9566 | 315398.374 | 105132.7913 | 105132.7913 | 105132.7913 | 105132.7913
|  |  |  | Total Planned |  | 20156524.9962 | 26702255.4874 | 16071295.2428 | 9231425.4139 | 10092503.093 | 2110774.2319 | 1979703.7235
Unplanned
|  |  |  | Cable Replacement | $
|  |  |  | Column Replacement | $ | 393430.9535 | 394928.631 | 325399.5473 | 326130.0946 | 326801.4817 | 327693.293 | 328565.9432
|  |  |  | Brackets Replacement | $ | 12293.8324 | 12340.6315 | 12371.0715 | 12398.8456 | 12424.3704 | 12458.2754 | 12491.4519
|  |  |  | Fitting Replacement | $ | 2064056.686 | 1376015.815 | 633540.6923 | 293799.304 | 11329.0569 | 200.3184 | 174.7563
|  |  |  | IT Projects | $
|  |  |  | Total Unplanned |  | 2469781.472 | 1783285.0775 | 971311.3111 | 632328.2441 | 350554.9091 | 340351.8867 | 341232.1514
|  |  |  | Total CAPEX |  | 22626306.4682 | 28485540.565 | 17042606.5539 | 9863753.658 | 10443058.0021 | 2451126.1186 | 2320935.8749
[6 empty] | 2018/19 | 2019/20 | 2020/21 | 2021/22 | 2022/23 | 2023/24 | 2024/25
Planned
|  |  |  | Cable Replacement | km | 0.6 | 2.5 | 3.5 | 4.5 | 5.5 | 5.5 | 5.5
|  |  |  | Column Replacement | Columns | 554.1872 | 554.1872 | 150 | 150 | 150 | 150 | 150
|  |  |  | Brackets Replacement | Brackets | 120 | 120 | 120 | 120 | 120 | 120 | 120
|  |  |  | LED Conversions | Luminairs | 33000 | 44679.0841 | 25742.6469 | 10005.7517 | 10878.0926 | 181.7005 | 0
|  |  |  | IT Projects | #
Unplanned
|  |  |  | Cable Replacement | km
|  |  |  | Column Replacement | Columns | 73 | 73 | 60 | 60 | 60 | 60 | 60
|  |  |  | Brackets Replacement | Brackets | 245.5 | 245.5 | 245.5 | 245.5 | 245.5 | 245.5 | 245.5
|  |  |  | Fitting Replacement | Luminairs | 4953 | 3121.2702 | 1171.5564 | 481.3384 | 18.6239 | 0.43198 | 0.38955
|  |  |  | IT Projects | #
| SLO Notifications | [6 empty] | ($June '20) | ($June '20) | ($June '20) | ($June '20) | ($June '20)
[6 empty] | 2018/19 | 2019/20 | 2020/21 | 2021/22 | 2022/23 | 2023/24 | 2024/25
|  |  |  | SLO (exc Cable Faults) | HID | 4521679.3212 | 3656807.4243 | 2438828.0415 | 1700641.269 | 1240672.5851 | 844940.9583 | 748001.1965
|  |  |  | SLO (exc Cable Faults) | LED | 154628.3857 | 277278.7359 | 348452.6127 | 382644.2209 | 417838.2656 | 441301.7128 | 452422.6132
|  |  |  | Total SLO |  | 4676307.7069 | 3934086.1603 | 2787280.6542 | 2083285.4899 | 1658510.8508 | 1286242.6711 | 1200423.8097
[6 empty] | 2018/19 | 2019/20 | 2020/21 | 2021/22 | 2022/23 | 2023/24 | 2024/25
|  |  |  | Lamp |  | 13028.23 | 10706.6103 | 7768.7792 | 5743.9333 | 4652.5218 | 3258.9365 | 2757.7388
|  |  |  | PE Cell |  | 3283.25 | 3008.897 | 2506.319 | 2082.6544 | 1735.0314 | 1355.6191 | 1317.7417
|  |  |  | Misc. Other |  | 9456.09 | 7561.1657 | 5113.8246 | 3552.4648 | 2631.3997 | 1855.9874 | 1857.7444
|  |  |  | Fitting |  | 5307.18 | 3735.7693 | 1941.944 | 1325.4789 | 938.5653 | 942.6015 | 963.8784
|  |  |  | Cable Fault |  | 971 | 995 | 668.5098 | 684.2549 | 700 | 715.7451 | 731.4902
|  |  |  | Total SLO |  | 32045.75 | 26007.4423 | 17999.3767 | 13388.7863 | 10657.5182 | 8128.8897 | 7628.5934
LED/HID
[6 empty] | 2018/19 | 2019/20 | 2020/21 | 2021/22 | 2022/23 | 2023/24 | 2024/25
|  |  |  | Lamp | HID | 13028.23 | 10706.6103 | 7768.7792 | 5743.9333 | 4652.5218 | 3258.9365 | 2757.7388
|  |  |  | PE Cell | HID | 2929.07 | 2394.3978 | 1735.9314 | 1238.5139 | 815.09 | 413.4497 | 354.2529
|  |  |  | PE Cell | LED | 354.18 | 614.4992 | 770.3876 | 844.1404 | 919.9414 | 942.1695 | 963.4888
|  |  |  | Misc. Other | HID | 9279 | 7253.9161 | 4728.6308 | 3130.3946 | 2171.429 | 1384.9027 | 1376
|  |  |  | Misc. Other | LED | 177.09 | 307.2496 | 385.1938 | 422.0702 | 459.9707 | 471.0847 | 481.7444
|  |  |  | Fitting | HID | 4953 | 3121.2702 | 1171.5564 | 481.3384 | 18.6239 | 0.43198 | 0.38955
|  |  |  | Fitting | LED | 354.18 | 614.4992 | 770.3876 | 844.1404 | 919.9414 | 942.1695 | 963.4888
|  |  |  | Cable Fault |  | 971 | 995 | 668.5098 | 684.2549 | 700 | 715.7451 | 731.4902
|  |  |  | Total SLO |  | 32045.75 | 26007.4423 | 17999.3767 | 13388.7863 | 10657.5182 | 8128.8897 | 7628.5934

## CAPEX Graph
Public Lighting Model
CAPEX Graph
1000000
| Capital Spend on Public Lighting |  |  |  |  | ($June '20) | ($June '20) | ($June '20) | ($June '20) | ($June '20)
|  |  |  | 2018/19 | 2019/20 | 2020/21 | 2021/22 | 2022/23 | 2023/24 | 2024/25
|  | Planned | $ | 3.6355 | 3.9964 | 1.7924 | 1.7756 | 1.9696 | 1.9747 | 1.9797
|  | Unplanned | $ | 0.40572 | 0.40727 | 0.33777 | 0.33853 | 0.33923 | 0.34015 | 0.34106
|  | LED Conversions | $ | 18.585 | 24.0819 | 14.9124 | 7.7496 | 8.1342 | 0.13625 | 0.00017476
|  | Total Capex |  | 22.6263 | 28.4855 | 17.0426 | 9.8638 | 10.4431 | 2.4511 | 2.3209

## OPEX Graph
Public Lighting Model
OPEX Graph
1000000
| Operating Spend on Public Lighting |  |  |  | ($June '20) | ($June '20) | ($June '20) | ($June '20) | ($June '20)
|  |  | 2018/19 | 2019/20 | 2020/21 | 2021/22 | 2022/23 | 2023/24 | 2024/25
|  | Bulk Lamp Change | 1.5688 | 0.97734 | 0.66806 | 0.66956 | 0.67094 | 0.67277 | 0.67456
|  | SLO (exc Cable Faults) | 4.6763 | 3.9341 | 2.7873 | 2.0833 | 1.6585 | 1.2862 | 1.2004
|  | LED Cleaning & Testing | 0 | 0.027396 | 0.083793 | 0.13219 | 0.17947 | 0.13927 | 0.13956
|  | Column Inspections | 1.6143 | 1.6205 | 1.6277 | 1.6313 | 1.6347 | 1.6391 | 1.6435
|  | Cable Faults | 1.5427 | 1.5869 | 1.0688 | 1.0964 | 1.124 | 1.1524 | 1.1809
|  | Total OPEX | 9.4022 | 8.1462 | 6.2356 | 5.6128 | 5.2676 | 4.8898 | 4.8389

## SLO Summary
Public Lighting Model
SLO Summary
1000000
SLO Notifications
|  |  | 2018/19 | 2019/20 | 2020/21 | 2021/22 | 2022/23 | 2023/24 | 2024/25
|  | Lamp | 13028.23 | 10706.6103 | 7768.7792 | 5743.9333 | 4652.5218 | 3258.9365 | 2757.7388
|  | PE Cell | 3283.25 | 3008.897 | 2506.319 | 2082.6544 | 1735.0314 | 1355.6191 | 1317.7417
|  | Misc. Other | 9456.09 | 7561.1657 | 5113.8246 | 3552.4648 | 2631.3997 | 1855.9874 | 1857.7444
|  | Fitting | 5307.18 | 3735.7693 | 1941.944 | 1325.4789 | 938.5653 | 942.6015 | 963.8784
|  | Cable Fault | 971 | 995 | 668.5098 | 684.2549 | 700 | 715.7451 | 731.4902
|  | Total OPEX | 32045.75 | 26007.4423 | 17999.3767 | 13388.7863 | 10657.5182 | 8128.8897 | 7628.5934

## PTRM Integration
Public Lighting Model
PTRM Integration
[6 empty] | Units | 2018/19 | 2019/20 | 2020/21 | 2021/22 | 2022/23 | 2023/24 | 2024/25 |  |  | Source | Notes
[7 empty] | 0 | 1 | 2 | 3 | 4 | 5 | 6
Output
[5 empty] | Annual Revenue Requirement | ($June '20) | 3632148.8626 | 3931484.3253 | 3377539.3912 | 3432193.7489 | 3448734.282 | 3475906.4001 | 3501982.5415
[5 empty] | Building Block Components ($m Real 2019-20) |  |  |  | 3377539.3912 | 3432193.7489 | 3448734.282 | 3475906.4001 | 3501982.5415
[5 empty] | 2017/18 to June 2020 | ($June '20) | 3632148.8626 | 3931484.3253
[5 empty] | Building Block Components ($m Real 2017-18) |  | 3454820.1534 | 3739541.4652
Calculations
[7 empty] | 2018/19 | 2019/20 | 2020/21 | 2021/22 | 2022/23 | 2023/24 | 2024/25
Capital Forecast
[5 empty] | Cable Replacement | ($2017/18) | 105097.7824 | 437465.3332 | 619036.4484 | 801323.4924 | 984242.7985 | 986928.7068 | 989556.9069
[5 empty] | Column Replacement | ($2017/18) | 3215175.257 | 3227414.4963 | 1083295.1367 | 1085727.2185 | 1087962.3489 | 1090931.2983 | 1093836.4583
[5 empty] | Brackets Replacement | ($2017/18) | 23682.899 | 23773.0529 | 23831.6928 | 23885.1968 | 23934.368 | 23999.6827 | 24063.5941
[5 empty] | Total Infrustructure |  | 3343955.9384 | 3688652.8825 | 1726163.2778 | 1910935.9077 | 2096139.5154 | 2101859.6878 | 2107456.9592
[5 empty] | Total IT Projects |  | 500000 | 500000 | 300000 | 100000 | 100000 | 100000 | 100000
RAB Input Calculations
|  |  |  | CPI Escalation ($ Nominal) |  |  | ($2018/19) | ($2019/20)
[7 empty] | 101.8% | 104%
[5 empty] | Total Infrustructure |  | 3402475.1673 | 3837651.4048
[5 empty] | Total IT Projects |  | 508750 | 520196.875
PTRM 2018/19 to 20 Input Calculations
|  |  |  | Nominal to Real CPI Escalation |  |  | ($June '18) | ($June '18)
[5 empty] | Infrustructure | 1.0126 | 3386246.2574 | 3735302.5124
[5 empty] | IT Projects | 1.0126 | 506323.3966 | 506323.3966
PTRM 2020/21 to 25 Input Calculations
|  |  |  | Nominal to Real CPI Escalation |  | 2017/18 to June 2020 |  |  | ($June '20) | ($June '20) | ($June '20) | ($June '20) | ($June '20)
[5 empty] | Infrustructure | 1.0513 |  |  | 1814763.6368 | 2009020.2602 | 2203729.9827 | 2209743.7596 | 2215628.3273
[5 empty] | IT Projects | 1.0513 |  |  | 315398.374 | 105132.7913 | 105132.7913 | 105132.7913 | 105132.7913
RAB Inputs ($m)
| RAB Rounding |  |  |  | 1000000
Opening Regulated Asset Base for 2009-10 ($m Nominal)
[6 empty] | Opening Asset Value | Remaining Life | Standard Life | Opening Tax Value | Tax Remaining Life | Tax Standard Life | Base Financial Year
2010-11
|  | Public Lighting 1999 RAB |  |  |  | 17.5654 | 6 | 28 | 0 |  | 15
|  | Public Lighting Post 1999 Capex |  |  |  | 22.5697 | 20.8835 | 28 | 14.3043 | 8.6535 | 15
|  | IT Projects |  |  |  | 0 | 0 | 7 |  |  | 5
Actual Capital Expenditure – As Incurred ($m Nominal)
[6 empty] | 2010-11 | 2011-12 | 2012-13 | 2013-14 | 2014-15 | 2015-16 | 2016-17 | 2017-18 | 2018-19 | 2019-20
|  | Public Lighting Post 1999 Capex |  |  |  | 6.758 | 6.849 | 5.956 | 6.295 | 5.401 | 4.1145 | 5.278 | 6.909 | 3.4025 | 3.8377 | Grant Cox
|  | IT Projects |  |  |  | 2018-19: 0.50875; 2019-20: 0.5202
Actual Customer Contributions – As Incurred ($m Nominal)
[6 empty] | 2010-11 | 2011-12 | 2012-13 | 2013-14 | 2014-15 | 2015-16 | 2016-17 | 2017-18 | 2018-19 | 2019-20
|  | Public Lighting Post 1999 Capex |  |  |  | 4.333 | 3.979 | 3.022 | 3.835 | 2.136 | 1.399 | 2.353 | 1.948 | 1.1577 | 1.1577 | Grant Cox
IT Projects
Inflation and Rate of Return
[6 empty] | 2010-11 | 2011-12 | 2012-13 | 2013-14 | 2014-15 | 2015-16 | 2016-17 | 2017-18 | 2018-19 | 2019-20
|  | Actual CPI Inflation Rate |  |  |  | 3.33% | 1.58% | 2.5% | 2.93% | 1.33% | 1.689% | 1.476% | 1.909% | 1.784% | 2% | Davic Craig | RFM 2015-20
|  | Forecast Inflation Rate |  |  |  | 2.52% | 2.52% | 2.52% | 2.52% | 2.52% | 2.5% | 2.5% | 2.5% | 2.5% | 2.5% | Davic Craig | RFM 2015-20
|  | Nominal Vanilla WACC |  |  |  | 9.758% | 9.758% | 9.758% | 9.758% | 9.758% | 6.168% | 6.186% | 6.175% | 6.129% | 6.086% | Davic Craig | RFM 2015-20
RAB Outputs ($m)
| Last Updated |  |  |  | 2019-08-16 15:07
Closing Regulatory Asset Base
[13 empty] | 2017-18 |  | 2019-20
|  | Public Lighting Post 1999 Capex |  |  |  | 2017-18: 40.2051; 2019-20: 41.9401
|  | IT Projects |  |  |  | 2017-18: 0; 2019-20: 0.99126
Weighted Average Remaining Asset Life - based on year-by-year tracked capex
[13 empty] | 2017-18 |  | 2019-20
|  | Public Lighting Post 1999 Capex |  |  |  | 2017-18: 20.0033; 2019-20: 19.3957
|  | IT Projects |  |  |  | 2017-18: 0; 2019-20: 6.544
Opening Tax Asset Values
[13 empty] | 2017-18 |  | 2019-20
|  | Public Lighting Post 1999 Capex |  |  |  | 2017-18: 37.1028; 2019-20: 36.6944
|  | IT Projects |  |  |  | 2017-18: 0; 2019-20: 0.9272
Weighted Average Remaining Tax Asset Life - based on year-by-year tracked capex
[13 empty] | 2017-18 |  | 2019-20
|  | Public Lighting Post 1999 Capex |  |  |  | 2017-18: 11.5306; 2019-20: 10.839
|  | IT Projects |  |  |  | 2017-18: 0; 2019-20: 4.561
PTRM 2018/19 to 20 Inputs ($m)
| PTRM Rounding |  |  |  | 1000000
Opening Regulatory Asset Base and Opening Tax Asset Base for 2018-19 ($m Nominal)
|  | Asset Class Name |  |  |  | Opening Asset Value | Assets Under Construction | Remaining Life | Standard Life | Opening Tax Value | Tax Remaining Life | Tax Standard Life | Base Regulatory Year | Length of Regulatory Control Period (Year)
|  | Public Lighting Post 1999 Capex |  |  |  | 40.2051 |  | 20.0033 | 28 | 37.1028 | 11.5306 | 15 | 2018-19 | 2
|  | IT Projects |  |  |  | 0 |  | 0 | 5 | 0 | 0 | 5
Forecast Capital Expenditure – As Incurred ($m Real 2017-18)
[7 empty] | 2018-19 | 2019-20
|  | Public Lighting Post 1999 Capex |  |  |  | 2011-12: 3.3862; 2012-13: 3.7353
|  | IT Projects |  |  |  | 2011-12: 0.50632; 2012-13: 0.50632
Forecast Asset Disposal – as incurred ($m Real 2017-18)
[7 empty] | 2018-19 | 2019-20
|  | Public Lighting Post 1999 Capex |  |  |  | 2011-12: 0.15771; 2012-13: 0.15771 | Grant Cox
IT Projects | bar: 2011-12 to 2012-13
Tax
[7 empty] | 2018-19 | 2019-20
|  | Expected Corporate Tax Rate |  |  |  | 2011-12: 30%; 2012-13: 30%
2017-18
|  | Tax Loss Carried Forward From Previous Period |  |  |  | 2010-11: 0 | Note from PTRM | Obtain carried forward tax loss from tax accounts or company statutory accounts.
Cost of Capital
2015-20
|  | Inflation Rate |  |  |  | 2010-11: f; 2011-12: 2.5% | David Craig
|  | Return on Equity |  |  |  | 2010-11: Re; 2011-12: 7.5% | David Craig
|  | Value of Imputation Credits (gamma) |  |  |  | 2010-11: γ; 2011-12: 40% | David Craig
|  | Proportion of Debt Funding |  |  |  | 2010-11: D/V; 2011-12: 60% | David Craig
[7 empty] | 2018-19 | 2019-20
|  | Trailing Average Portfolio Return on Debt |  |  |  | 2011-12: 5.22% | David Craig
Debt and Equity Raising Costs – Transaction Costs (per cent)
Value
|  | Imputation Credit Payout Ratio |  |  |  | 2010-11: ICPR | David Craig
|  | Subsequent Equity Raising Costs |  |  |  | 2010-11: SEO | David Craig
|  | Dividend Reinvestment Plan Costs |  |  |  | 2010-11: DRPC | David Craig
|  | Dividend Reinvestment Plan Take Up |  |  |  | 2010-11: DRPT | David Craig
|  | Debt Raising Costs |  |  |  | 2010-11: DRC; 2011-12: 0.084% | David Craig
PTRM 2018/19 to 20 Output ($m)
| Last Updated |  |  |  | 2019-01-25 14:38
Building Block Components ($m Real 2017-18)
[7 empty] | 2018-19 | 2019-20
|  | Return on Capital |  |  |  | 2011-12: 2.4052; 2012-13: 2.5124
|  | Return of Capital (regulatory depreciation) |  |  |  | 2011-12: 1.0293; 2012-13: 1.206
|  | Operating Expenditure |  |  |  | 2011-12: 0.020263; 2012-13: 0.021166
|  | Revenue Adjustments |  |  |  | 2011-12: 0; 2012-13: 0
|  | Net Tax Allowance |  |  |  | 2011-12: 0; 2012-13: 0
|  | Annual Revenue Requirement (unsmoothed) |  |  |  | 2011-12: 3.4548; 2012-13: 3.7395
|  | Post-tax Nominal Return on Equity |  |  |  | 2010-11: 7.5%
|  | Nominal Vanilla WACC |  |  |  | 2010-11: 6.132%
|  | Real Vanilla WACC |  |  |  | 2010-11: 3.543%
|  | Pre-tax Real WACC |  |  |  | 2010-11: 3.913%
PTRM 2020/21 to 25 Inputs ($m)
| PTRM Rounding |  |  |  | 1000000
Opening Regulatory Asset Base and Opening Tax Asset Base for 2020-21 ($m Nominal)
|  | Asset Class Name |  |  |  | Opening Asset Value | Assets Under Construction | Remaining Life | Standard Life | Opening Tax Value | Tax Remaining Life | Tax Standard Life | Base Regulatory Year | Length of Regulatory Control Period (Year)
|  | Public Lighting Post 1999 Capex |  |  |  | 41.9401 |  | 19.3957 | 28 | 36.6944 | 10.839 | 15 | 2020-21 | 5
|  | IT Projects |  |  |  | 0.99126 |  | 6.544 | 5 | 0.9272 | 4.561 | 5
|  | Equity Raising costs |  |  |  | 2012-13: 0; 2013-14: 28; 2015-16: 0; 2016-17: 5 |  | Existing Values from PTRM
Forecast Capital Expenditure – As Incurred ($m Real 2019-20)
[9 empty] | 2020-21 | 2021-22 | 2022-23 | 2023-24 | 2024-25
|  | Public Lighting Post 1999 Capex |  |  |  | 2013-14: 1.8148; 2014-15: 2.009; 2015-16: 2.2037; 2016-17: 2.2097; 2017-18: 2.2156
|  | IT Projects |  |  |  | 2013-14: 0.3154; 2014-15: 0.10513; 2015-16: 0.10513; 2016-17: 0.10513; 2017-18: 0.10513
|  | Equity Raising costs |  |  |  | 2013-14: 0
Forecast Immediate Expensing of Capital Expenditure - As Incurred ($m Real 2019-20)
[9 empty] | 2020-21 | 2021-22 | 2022-23 | 2023-24 | 2024-25
|  | Public Lighting Post 1999 Capex |  |  |  | 2013-14: 0.15766; 2014-15: 0.15717; 2015-16: 0.17205; 2016-17: 0.17314; 2017-18: 0.17412
|  | IT Projects |  |  |  | 2013-14: 0.10587; 2014-15: 0.10554; 2015-16: 0.11554; 2016-17: 0.11627; 2017-18: 0.11693
Equity Raising costs | bar: 2013-14 to 2017-18
Forecast Customer Contributions – As Incurred ($m Real 2019-20)
[9 empty] | 2020-21 | 2021-22 | 2022-23 | 2023-24 | 2024-25
|  | Public Lighting Post 1999 Capex |  |  |  | 2013-14: 1.1577; 2014-15: 1.1577; 2015-16: 1.1577; 2016-17: 1.1577; 2017-18: 1.1577 | Grant Cox
|  | IT Projects | [13 empty] | Grant Cox | bar: 2013-14 to 2017-18
Tax
[9 empty] | 2020-21 | 2021-22 | 2022-23 | 2023-24 | 2024-25
|  | Expected Corporate Tax Rate |  |  |  | 2013-14: 30%; 2014-15: 30%; 2015-16: 30%; 2016-17: 30%; 2017-18: 30%
2019-20
|  | Tax Loss Carried Forward From Previous Period |  |  |  | 2010-11: 0 | Note from PTRM | Obtain carried forward tax loss from tax accounts or company statutory accounts.
[9 empty] | 2020-21 | 2021-22 | 2022-23 | 2023-24 | 2024-25
|  | Diminishing value multiplier |  |  |  | 2013-14: 200%; 2014-15: 200%; 2015-16: 200%; 2016-17: 200%; 2017-18: 200%
Cost of Capital
2020-25
|  | Inflation Rate |  |  |  | 2010-11: f; 2011-12: 2.45% | David Craig
|  | Return on Equity |  |  |  | 2010-11: Re; 2011-12: 4.984% | David Craig
|  | Value of Imputation Credits (gamma) |  |  |  | 2010-11: γ; 2011-12: 58.5% | David Craig
|  | Proportion of Debt Funding |  |  |  | 2010-11: D/V; 2011-12: 60% | David Craig
[9 empty] | 2020-21 | 2021-22 | 2022-23 | 2023-24 | 2024-25
|  | Trailing Average Portfolio Return on Debt |  |  |  | 2013-14: 4.934% | David Craig
Debt and Equity Raising Costs – Transaction Costs (per cent)
Value
|  | Imputation Credit Payout Ratio |  |  |  | 2010-11: ICPR; 2011-12: 90% | David Craig
|  | Subsequent Equity Raising Costs |  |  |  | 2010-11: SEO; 2011-12: 3% | David Craig
|  | Dividend Reinvestment Plan Costs |  |  |  | 2010-11: DRPC; 2011-12: 1% | David Craig
|  | Dividend Reinvestment Plan Take Up |  |  |  | 2010-11: DRPT; 2011-12: 30% | David Craig
|  | Debt Raising Costs |  |  |  | 2010-11: DRC; 2011-12: 0.05594% | David Craig
PTRM 2020/21 to 25 Output ($m)
| Last Updated |  |  |  | 2019-08-16 15:07
Building Block Components ($m Real 2019-20)
[9 empty] | 2020-21 | 2021-22 | 2022-23 | 2023-24 | 2024-25
|  | Return on Capital |  |  |  | 2013-14: 2.0759; 2014-15: 2.0116; 2015-16: 1.9423; 2016-17: 1.88; 2017-18: 1.8152
|  | Return of Capital (regulatory depreciation) |  |  |  | 2013-14: 1.2872; 2014-15: 1.4066; 2015-16: 1.4929; 2016-17: 1.5828; 2017-18: 1.6742
|  | Operating Expenditure |  |  |  | 2013-14: 0.014409; 2014-15: 0.013963; 2015-16: 0.013482; 2016-17: 0.013049; 2017-18: 0.012599
|  | Revenue Adjustments |  |  |  | 2013-14: 0; 2014-15: 0; 2015-16: 0; 2016-17: 0; 2017-18: 0
|  | Net Tax Allowance |  |  |  | 2013-14: 0; 2014-15: 0; 2015-16: 0; 2016-17: 0; 2017-18: 0
|  | Annual Revenue Requirement (unsmoothed) |  |  |  | 2013-14: 3.3775; 2014-15: 3.4322; 2015-16: 3.4487; 2016-17: 3.4759; 2017-18: 3.502
|  | Post-tax Nominal Return on Equity |  |  |  | 2010-11: 4.984%
|  | Nominal Vanilla WACC |  |  |  | 2010-11: 4.954%
|  | Real Vanilla WACC |  |  |  | 2010-11: 2.444%
|  | Pre-tax Real WACC |  |  |  | 2010-11: 2.676%

## Cable Replacement
Public Lighting Model
Cable Replacement
|  |  |  | Units | 2018/19 | 2019/20 | 2020/21 | 2021/22 | 2022/23 | 2023/24 | 2024/25 | Source | Notes
[5 empty] | 0 | 1 | 2 | 3 | 4 | 5 | 6
Output
Transferred to Total Exp
|  |  | 2017/18 to June 2020 | ($June '20) | 110492.2322 | 459919.5159 | 650810.2975 | 842453.7551 | 1034761.9275 | 1037585.6978 | 1040348.798
Transferred to PTRM Integration
|  |  | Real Input Cost Escalation | ($2017/18) | 105097.7824 | 437465.3332 | 619036.4484 | 801323.4924 | 984242.7985 | 986928.7068 | 989556.9069
|  |  | Total Cost Cable Replacements | ($2017/18) | 104710.208 | 434199.2 | 612902.88 | 791606.56 | 970310.24 | 970310.24 | 970310.24
Calculations
[5 empty] | 2018/19 | 2019/20 | 2020/21 | 2021/22 | 2022/23 | 2023/24 | 2024/25
|  |  | Services (Metro) | inc. FS OH
|  |  | Labour (Regional) | inc. FS OH | 12560 | 62800 | 62800 | 62800 | 62800 | 62800 | 62800
|  |  | Cables (Planned) | inc. On Cost & OH
|  |  | Total Cable Replacements | $ | 104710.208 | 434199.2 | 612902.88 | 791606.56 | 970310.24 | 970310.24 | 970310.24
Cable Replacements
|  |  | Metro Cable Replacements | km | 0.5 | 2 | 3 | 4 | 5 | 5 | 5 | Shane Venning | from AMP
|  |  | Regional Cable Replacements | km | 0.1 | 0.5 | 0.5 | 0.5 | 0.5 | 0.5 | 0.5 | Shane Venning | from AMP
|  |  | Total Cable Replacements | km | 0.6 | 2.5 | 3.5 | 4.5 | 5.5 | 5.5 | 5.5
> | OPEN TO SHOW DETAILED WORKINGS
Assumptions
|  |  | Planned Cable Replacements |  | ($'2017/18)
|  |  | Cable Services | per km |  | inc. FS O/H | [5 empty] | Shane Venning | from AMP
|  |  | Cable Labour | per km | 125600 | inc. FS O/H | [5 empty] | Shane Venning | from AMP
|  |  | Cable Materials | per km |  | inc. Oncosts + FS O/H | [5 empty] | Shane Venning | from AMP
[5 empty] | 2018/19 | 2019/20 | 2020/21 | 2021/22 | 2022/23 | 2023/24 | 2024/25
|  |  | Labour/Services Escalation |  | 100.4% | 100.8% | 101% | 101.2% | 101.4% | 101.7% | 102%

## Column Replacement
Public Lighting Model
Column Replacement
|  |  |  | Units | 2018/19 | 2019/20 | 2020/21 | 2021/22 | 2022/23 | 2023/24 | 2024/25 | Source | Notes
[5 empty] | 0 | 1 | 2 | 3 | 4 | 5 | 6
Output
|  |  | Planned |  | 2986772.5402 | 2998142.3167 | 813498.8682 | 815325.2364 | 817003.7043 | 819233.2324 | 821414.858
|  |  | Unplanned |  | 393430.9535 | 394928.631 | 325399.5473 | 326130.0946 | 326801.4817 | 327693.293 | 328565.9432
|  |  | 2017/18 to June 2020 | ($June '20) | 3380203.4938 | 3393070.9477 | 1138898.4155 | 1141455.331 | 1143805.186 | 1146926.5254 | 1149980.8011
Transferred to PTRM Integration
|  |  | Planned |  | 2840952.3827 | 2851767.0641 | 773782.2405 | 775519.4418 | 777115.9635 | 779236.6417 | 781311.7559
|  |  | Unplanned |  | 374222.8743 | 375647.4322 | 309512.8962 | 310207.7767 | 310846.3854 | 311694.6567 | 312524.7024
|  |  | Real Input Cost Escalation | ($2017/18) | 3215175.257 | 3227414.4963 | 1083295.1367 | 1085727.2185 | 1087962.3489 | 1090931.2983 | 1093836.4583
|  |  | Planned |  | 2830475.6601 | 2830475.6601 | 766115.412 | 766115.412 | 766115.412 | 766115.412 | 766115.412
|  |  | Unplanned |  | 372842.8338 | 372842.8338 | 306446.1648 | 306446.1648 | 306446.1648 | 306446.1648 | 306446.1648
|  |  | Total Cost Column Replacements | ($2017/18) | 3203318.4939 | 3203318.4939 | 1072561.5768 | 1072561.5768 | 1072561.5768 | 1072561.5768 | 1072561.5768
Calculations
[5 empty] | 2018/19 | 2019/20 | 2020/21 | 2021/22 | 2022/23 | 2023/24 | 2024/25
Total CAPEX
Planned
|  |  | Services (Metro) | inc. FS OH | 2446647.7833 | 2446647.7833 | 662226 | 662226 | 662226 | 662226 | 662226
|  |  | Columns (Materials) | inc. On Cost & OH | 383827.8768 | 383827.8768 | 103889.412 | 103889.412 | 103889.412 | 103889.412 | 103889.412
|  |  | Total Planned |  | 2830475.6601 | 2830475.6601 | 766115.412 | 766115.412 | 766115.412 | 766115.412 | 766115.412
Unplanned
|  |  | Services (Metro) | inc. FS OH | 257826.656 | 257826.656 | 211912.32 | 211912.32 | 211912.32 | 211912.32 | 211912.32
|  |  | Labour (Regional) | inc. FS OH | 64456.664 | 64456.664 | 52978.08 | 52978.08 | 52978.08 | 52978.08 | 52978.08
|  |  | Columns (Materials) | inc. On Cost & OH | 50559.5138 | 50559.5138 | 41555.7648 | 41555.7648 | 41555.7648 | 41555.7648 | 41555.7648
|  |  | Total Unplanned | $ | 372842.8338 | 372842.8338 | 306446.1648 | 306446.1648 | 306446.1648 | 306446.1648 | 306446.1648
Column Replacements
Planned
|  |  | Metro Column Replacements |  | 554.1872 | 554.1872 | 150 | 150 | 150 | 150 | 150 | Shane Venning | From Column Inspections
Unplanned
|  |  | Metro Column Replacements | # | 58.4 | 58.4 | 48 | 48 | 48 | 48 | 48 | Shane Venning | from AMP
|  |  | Regional Column Replacements | # | 14.6 | 14.6 | 12 | 12 | 12 | 12 | 12 | Shane Venning | from AMP
|  |  | Subtotal Unplanned |  | 73 | 73 | 60 | 60 | 60 | 60 | 60
|  |  | Total Column Replacements | # | 627.1872 | 627.1872 | 210 | 210 | 210 | 210 | 210
> | OPEN TO SHOW DETAILED WORKINGS
Assumptions
|  |  | Planned Column Replacements |  | ($'2017/18)
|  |  | Column Services | per. Column | 4414.84 | inc. FS O/H | [5 empty] | Shane Venning | from AMP
|  |  | Column Labour | per. Column | 4414.84 | inc. FS O/H | [5 empty] | Shane Venning | from AMP
|  |  | Column Materials | per. Column | 692.5961 | inc. Oncosts + FS O/H | [5 empty] | Shane Venning | from AMP
[5 empty] | 2018/19 | 2019/20 | 2020/21 | 2021/22 | 2022/23 | 2023/24 | 2024/25
|  |  | Labour/Services Escalation |  | 100.4% | 100.8% | 101% | 101.2% | 101.4% | 101.7% | 102%

## Brackets Replacement
Public Lighting Model
Brackets Replacement | [5 empty] | Bracket on Stobie Pole
[5 empty] | Units | 2018/19 | 2019/20 | 2020/21 | 2021/22 | 2022/23 | 2023/24 | 2024/25 | Source | Notes
[6 empty] | 0 | 1 | 2 | 3 | 4 | 5 | 6
Output
|  |  |  | Planned |  | 12604.6604 | 12652.6426 | 12683.8523 | 12712.3286 | 12738.4988 | 12773.261 | 12807.2763
|  |  |  | Unplanned |  | 12293.8324 | 12340.6315 | 12371.0715 | 12398.8456 | 12424.3704 | 12458.2754 | 12491.4519
|  |  |  | 2017/18 to June 2020 | ($June '20) | 24898.4928 | 24993.2741 | 25054.9238 | 25111.1741 | 25162.8692 | 25231.5363 | 25298.7281
Transferred to PTRM Integration
|  |  |  | Planned |  | 11989.2759 | 12034.9155 | 12064.6015 | 12091.6875 | 12116.58 | 12149.645 | 12181.9996
|  |  |  | Unplanned |  | 11693.6232 | 11738.1374 | 11767.0913 | 11793.5093 | 11817.788 | 11850.0377 | 11881.5944
|  |  |  | Real Input Cost Escalation | ($2017/18) | 23682.899 | 23773.0529 | 23831.6928 | 23885.1968 | 23934.368 | 23999.6827 | 24063.5941
|  |  |  | Planned |  | 11945.0624 | 11945.0624 | 11945.0624 | 11945.0624 | 11945.0624 | 11945.0624 | 11945.0624
|  |  |  | Unplanned |  | 11650.5 | 11650.5 | 11650.5 | 11650.5 | 11650.5 | 11650.5 | 11650.5
|  |  |  | Total Cost Bracket Replacemebts | ($2017/18) | 23595.5624 | 23595.5624 | 23595.5624 | 23595.5624 | 23595.5624 | 23595.5624 | 23595.5624
Calculations
[6 empty] | 2018/19 | 2019/20 | 2020/21 | 2021/22 | 2022/23 | 2023/24 | 2024/25
Total CAPEX
Planned
|  |  |  | Services (Metro) | inc. FS OH
|  |  |  | Labour (Regional) | inc. FS OH | 6280 | 6280 | 6280 | 6280 | 6280 | 6280 | 6280
|  |  |  | Materials (Planned) | inc. On Cost & OH
|  |  |  | Total Planned | $ | 11945.0624 | 11945.0624 | 11945.0624 | 11945.0624 | 11945.0624 | 11945.0624 | 11945.0624
Unplanned
|  |  |  | Materials (Unplanned) | inc. On Cost & OH | 11650.5 | 11650.5 | 11650.5 | 11650.5 | 11650.5 | 11650.5 | 11650.5
Bracket Replacements
|  | Unplanned |  |  | # | 245.5 | 245.5 | 245.5 | 245.5 | 245.5 | 245.5 | 245.5 | Peter Ashenden | 2 year historical Average. Labour Cost included in SLO
Planned
|  |  |  | Metro Brackets Replacements | # | 20 | 20 | 20 | 20 | 20 | 20 | 20 | Shane Venning | from AMP
|  |  |  | Regional Brackets Replacements | # | 100 | 100 | 100 | 100 | 100 | 100 | 100 | Shane Venning | from AMP
|  |  |  | Total Planned Bracket Replacements | # | 120 | 120 | 120 | 120 | 120 | 120 | 120
> | OPEN TO SHOW DETAILED WORKINGS
Assumptions
|  |  | Unplanned Bracket Replacements |  |  | ($'2017/18)
|  |  |  | Bracket Materials | $ | 47.4562 | [6 empty] | Mark Vinall | Materials Only. Labour included in LED conversion or SLO completed at some time.
|  |  |  | Unplanned Bracket Replacements |  | Store Code | Replacements | Years | Avg p.a. | $ / Unit | Total Cost |  | Peter Ashenden | Based on last 2 years actuals
[6 empty] | DL2818 | 322 | 2 |  |  |  |  | Peter Ashenden | Unplanned Bracket Replacement (i.e. from SLO, LED Conversion)
[6 empty] | DL2622 | 169 | 2
[6 empty] | Total |  |  | 0 |  | 0
|  |  | Planned Bracket Replacements |  |  | ($'2017/18)
|  |  |  | Brackets Services | per. Bracket |  | inc. FS O/H | [5 empty] | Shane Venning | from AMP
|  |  |  | Brackets Labour | per. Bracket | 62.8 | inc. FS O/H | [5 empty] | Shane Venning | from AMP
|  |  |  | Brackets Materials | per. Bracket |  | inc. Oncosts + O/H | [5 empty] | Shane Venning | from AMP
[6 empty] | 2018/19 | 2019/20 | 2020/21 | 2021/22 | 2022/23 | 2023/24 | 2024/25
|  |  |  | Labour/Services Escalation |  | 100.4% | 100.8% | 101% | 101.2% | 101.4% | 101.7% | 102%

## GSL
Public Lighting Model
GSL |  |  | Guaranteed Service Level
|  |  |  | Units | 2018/19 | 2019/20 | 2020/21 | 2021/22 | 2022/23 | 2023/24 | 2024/25 | Source | Notes
[5 empty] | 0 | 1 | 2 | 3 | 4 | 5 | 6
Output
|  |  | 2017/18 to June 2020 | ($June '20) | 114245.8049 | 99003.5724 | 60744.9596 | 47438.6212 | 36453.5718 | 32543.5478 | 33122.9438
|  |  | Total GSL Paid | Payments | 108668.0982 | 94170.0217 | 57779.2702 | 45122.5736 | 34673.8361 | 30954.7073 | 31505.816
Calculations
[5 empty] | 2018/19 | 2019/20 | 2020/21 | 2021/22 | 2022/23 | 2023/24 | 2024/25
Sumif - Start Row
|  |  | Payments | Avg Paid
Payments |  |  | Cable Faults | 165.8006 | 38087.2679 | 39028.6628 | 26222.1559 | 26839.7533 | 27457.3507 | 28074.9481 | 28692.5455
Fittings
Payments |  |  | HID-P | 91.3636 | 22876.8303 | 12723.3741 | 1980.1262 | 1.6917 | 1.6917 | 1.6917 | 1.6917
Payments |  |  | HID-V | 93.5606 | 24700 | 19413.9848 | 13641.5468 | 7450.1099 | 284.5623 | 2.8441 | 2.1871
Other Faults
Payments |  |  | HID-P | 91.6981 | 9720 | 9720 | 4978.8883 | 2807.5308 | 2807.5308 | 2807.5308 | 2807.5308
Payments |  |  | HID-V | 95.5683 | 13284 | 13284 | 10956.5529 | 8023.4878 | 4122.7005 | 67.6925 | 1.8609
Payments |  |  | LED | 145 | 0 | 0 | 0 | 0 | 0 | 0 | 0
Payments |  |  | LED-V | 175 | 0 | 0 | 0 | 0 | 0 | 0 | 0
Sumif - End Row
|  |  | GSL Volume | GSL Rate
|  |  | Cable Faults | 23.66% | 229.7173 | 235.3951 | 158.1547 | 161.8797 | 165.6046 | 169.3296 | 173.0545
SLO - Fitting Replacements
|  |  | HID-P | 7.457% | 250.3932 | 139.2608 | 21.673 | 0.018516 | 0.018516 | 0.018516 | 0.018516
|  |  | HID-V | 16.55% | 264 | 207.5017 | 145.8044 | 79.6287 | 3.0415 | 0.030398 | 0.023376
SLO - Other Faults
|  |  | HID-P | 0.8033% | 106 | 106 | 54.2965 | 30.6171 | 30.6171 | 30.6171 | 30.6171
|  |  | HID-V | 1.867% | 139 | 139 | 114.6463 | 83.9555 | 43.1388 | 0.70832 | 0.019472
|  |  | LED | 20% | 0 | 0 | 0 | 0 | 0 | 0 | 0
|  |  | LED-V | 20% | 0 | 0 | 0 | 0 | 0 | 0 | 0
> | OPEN TO SHOW DETAILED WORKINGS
Assumptions
[5 empty] | 2018/19 | 2019/20 | 2020/21 | 2021/22 | 2022/23 | 2023/24 | 2024/25
|  |  | Cable Faults |  | 971 | 995 | 668.5098 | 684.2549 | 700 | 715.7451 | 731.4902
SLO - Fitting Replacements
|  |  | HID-P |  | 3358 | 1867.6141 | 290.6549 | 0.24832 | 0.24832 | 0.24832 | 0.24832
|  |  | HID-V |  | 1595 | 1253.6561 | 880.9015 | 481.0901 | 18.3756 | 0.18366 | 0.14123
|  |  | SLO - Other Faults | SLO Rate
|  |  | HID-P | 15.49% | 13196 | 13196 | 6759.4044 | 3811.5409 | 3811.5409 | 3811.5409 | 3811.5409
|  |  | HID-V | 20.86% | 7445 | 7445 | 6140.5854 | 4496.753 | 2310.562 | 37.9382 | 1.0429
|  |  | LED | 0.01542% | 0 | 0 | 0 | 0 | 0 | 0 | 0
|  |  | LED-V | 1.099% | 0 | 0 | 0 | 0 | 0 | 0 | 0
Total Lights
HID-P
|  |  | cf-42 |  | 8524 | 5697.75 | 1998.5659 | 1 | 1 | 1 | 1
|  |  | F-40 |  | 13561 | 8862.1187 | 2847.1221 | 1 | 1 | 1 | 1
|  |  | S-HP50 |  | 20032 | 20032 | 20032 | 20032 | 20032 | 20032 | 20032
|  |  | S-LP18 |  | 10860 | 5318.7181 | 1 | 1 | 1 | 1 | 1
|  |  | MV-80 |  | 59310 | 39561.5818 | 13768.0639 | 1 | 1 | 1 | 1
|  |  | cf-42 PT |  | 265 | 265 | 265 | 265 | 265 | 265 | 265
|  |  | MV-80 PT |  | 4299 | 4299 | 4299 | 4299 | 4299 | 4299 | 4299
|  |  | S-HP Other |  | 347 | 236.181 | 88.4224 | 1 | 1 | 1 | 1
|  |  | S-HP50 PT |  | 1335 | 902.6504 | 330.1275 | 1 | 1 | 1 | 1
|  |  | Total HID-P Lights |  | 118533 | 85175 | 43629.3018 | 24602 | 24602 | 24602 | 24602
HID-V
|  |  | MV-80+ |  | 4445 | 4113.0081 | 3560.4297 | 2787.3144 | 1683.3811 | 28.0431 | 1
|  |  | S-HP100 |  | 13464 | 12458.4186 | 10784.6736 | 8442.914 | 5099.0947 | 85.0515 | 1
|  |  | S-HP150 |  | 8466 | 7833.589 | 6781.0533 | 5308.4922 | 3205.868 | 53.0555 | 1
|  |  | S-HP250 |  | 2583 | 2389.6598 | 2068.1678 | 1618.5734 | 976.813 | 14.734 | 1
|  |  | S-LP90 |  | 11330 | 8898.3245 | 6245.0195 | 3401.1483 | 112.1954 | 1 | 1
|  |  | Total HID-V Lights |  | 40288 | 35693 | 29439.3439 | 21558.4424 | 11077.3523 | 181.8841 | 5
LED Lights
|  |  | LED |  | 0 | 0 | 0 | 0 | 0 | 0 | 0
|  |  | LED-V |  | 0 | 0 | 0 | 0 | 0 | 0 | 0
|  |  | S-HP360f |  | 1068 | 1068 | 1068 | 1068 | 1068 | 1068 | 1068
|  |  | Total Lights |  | 159889 | 121936 | 74136.6457 | 47228.4424 | 36747.3523 | 25851.8841 | 25675
Cable Faults
|  |  | Cable Fault - SLO | Faults | 3986 | [6 empty] | Tuan Ho | Number of SLO Cable faults between 2015 and Aug 2018 (from SLO Data)
|  |  | Cable Fault - GSL | # Paid | 943 | [6 empty] | Vicki Skidmore | Number of GSL paid for Cable faults between 2015 and Aug 2018 (from GSL Data)
|  |  | Cable Fault GSL Rate | Rate | 23.66%
|  |  | Average GSL Paid for Cable Fault | Paid | 165.8006 | [6 empty] | Vicki Skidmore | GSL Data
|  |  | Fitting Faults |  | HDI-P | HDI-V
|  |  | Fitting Fault - SLO | Faults | 3688 | 1595 | [5 empty] | Tuan Ho | Number of SLO Fittinge faults between 2015 and Aug 2018 (from SLO Data)
|  |  | Fitting Fault - GSL | # Paid | 275 | 264 | [5 empty] | Vicki Skidmore | Number of GSL paid for Fiting faults Aug17 to Jul18 (from GSL Data)
|  |  | Fitting Fault GSL Rate | Rate | 7.457% | 16.55%
|  |  | Average GSL Paid for Fitting Fault | Paid | 91.3636 | 93.5606 | [5 empty] | Vicki Skidmore | GSL Data
|  |  | Other Faults |  | HID-P | HID-V | LED-P | LED-V
|  |  | Other Fault - SLO | Faults | 13196 | 7445 | 5 | 5 |  |  |  | Tuan Ho | Number of SLO Other faults between 2015 and Aug 2018 (from SLO Data)
|  |  | Other Fault - GSL | # Paid | 106 | 139 | 1 | 1 |  |  |  | Vicki Skidmore | Number of GSL paid for Other faults Aug17 to Jul18 (from GSL Data)
|  |  | Other Fault GSL Rate | Rate | 0.8033% | 1.867% | 20% | 20%
|  |  | AverageGSL Paid for Misc. Other Fault | Paid | 91.6981 | 95.5683 | 145 | 175 |  |  |  | Vicki Skidmore | GSL Data
GSL from Fitting SLO Faults
[5 empty] | Faults | GSL's | Total GSL Paid | Avg. GSL Paid |  |  |  |  | From SLO and GSL Data
|  |  | HID-P | [8 empty] | Tuan Ho | SLO Data
|  |  | cf-42 |  | 104 | 29 | 3025 | 104.3103 |  |  |  | Vicki Skidmore | GSL Data
|  |  | F-40 |  | 368 | 41 | 3700 | 90.2439
|  |  | S-HP50 |  | 296 | 47 | 3650 | 77.6596
|  |  | S-LP18 |  | 2073 | 51 | 4050 | 79.4118
|  |  | MV-80 |  | 807 | 88 | 9525 | 108.2386
|  |  | cf-42 PT |  | 9 | 0 | 0 | 0
|  |  | MV-80 PT |  | 25 | 7 | 550 | 78.5714
|  |  | S-HP Other |  | 0 | 9 | 300 | 33.3333
|  |  | S-HP50 PT |  | 6 | 3 | 325 | 108.3333
|  |  | HID-P GSL |  | 3688 | 275 | 25125 | 91.3636
HID-V
|  |  | MV-80+ |  | 1 | 20 | 1775 | 88.75
|  |  | S-HP100 |  | 3 | 61 | 6525 | 106.9672
|  |  | S-HP150 |  | 2 | 44 | 3750 | 85.2273
|  |  | S-HP250 |  | 1 | 62 | 5150 | 83.0645
|  |  | S-LP90 |  | 1588 | 77 | 7500 | 97.4026
|  |  | HID-V GSL |  | 1595 | 264 | 24700 | 93.5606
GSL from Lamp, PE Cell and Misc. Other SLO Faults
[5 empty] | Faults | GSL's | Total GSL Paid | Avg. GSL Paid |  |  |  |  | From SLO and GSL Data
|  |  | HID-P | [8 empty] | Tuan Ho | SLO Data
|  |  | cf-42 |  | 1779 | 11 | 1208 | 109.8182 |  |  |  | Vicki Skidmore | GSL Data
|  |  | F-40 |  | 2192 | 18 | 1620 | 90
|  |  | S-HP50 |  | 2699 | 21 | 1443 | 68.7143
|  |  | S-LP18 |  | 698 | 19 | 1944 | 102.3158
|  |  | MV-80 |  | 5173 | 30 | 2916 | 97.2
|  |  | cf-42 PT |  | 111 | 0 | 0 | 0
|  |  | MV-80 PT |  | 312 | 3 | 471 | 157
|  |  | S-HP Other |  | 59 | 4 | 118 | 29.5
|  |  | S-HP50 PT |  | 173 | 0 | 0 | 0
|  |  | HID-P |  | 13196 | 106 | 9720 | 91.6981
HID-V
|  |  | MV-80+ |  | 798 | 8 | 560 | 70
|  |  | S-HP100 |  | 2342 | 29 | 2592 | 89.3793
|  |  | S-HP150 |  | 1618 | 21 | 2533 | 120.619
|  |  | S-HP250 |  | 673 | 38 | 4094 | 107.7368
|  |  | S-LP90 |  | 2014 | 43 | 3505 | 81.5116
|  |  | HID-V |  | 7445 | 139 | 13284 | 95.5683
|  |  | LED |  | 5 | 1 | 145 | 145
|  |  | LED-V |  | 5 | 1 | 175 | 175

## Column Inspections
Public Lighting Model
Column Inspections
|  |  |  | Units | 2018/19 | 2019/20 | 2020/21 | 2021/22 | 2022/23 | 2023/24 | 2024/25 | Source | Notes
[5 empty] | 0 | 1 | 2 | 3 | 4 | 5 | 6
Output
|  |  | 2017/18 to June 2020 | ($June '20) | 1614341.0226 | 1620486.3505 | 1627669.0733 | 1631323.317 | 1634681.6379 | 1639142.5341 | 1643507.5855
|  |  | Real Input Cost Escalation | ($2017/18) | 1535525.693 | 1541370.9938 | 1548203.0419 | 1551678.8781 | 1554873.2391 | 1559116.3455 | 1563268.2865
|  |  | Total Cost Column Inspections/Repairs | ($2017/18) | 1529863.0579 | 1529863.0579 | 1532863.0579 | 1532863.0579 | 1532863.0579 | 1532863.0579 | 1532863.0579 |  | excludes Replacement Columns included on "Column Replacement" Sheet
Calculations
[5 empty] | 2018/19 | 2019/20 | 2020/21 | 2021/22 | 2022/23 | 2023/24 | 2024/25
|  |  | Inspection Service | Inc. FS OH | 549261.36 | 549261.36 | 549261.36 | 549261.36 | 549261.36 | 549261.36 | 549261.36 |  | Initial Inspection of Column Cost
|  | Repair Cost |  | All inclusive
|  |  | Fix wiring | 771.7575 | 290834.7229 | 290834.7229 | 290834.7229 | 290834.7229 | 290834.7229 | 290834.7229 | 290834.7229 | Shane Venning | Repair to Column (all inclusive)
|  |  | Replace Panel | 150 | 27000 | 27000 | 30000 | 30000 | 30000 | 30000 | 30000 | Shane Venning | Repair to Column (all inclusive)
|  |  | Fix column | 636.49 | 57284.1 | 57284.1 | 57284.1 | 57284.1 | 57284.1 | 57284.1 | 57284.1 | Shane Venning | Repair to Column (all inclusive)
|  |  | Fix Earthing | 282.9367 | 76392.9 | 76392.9 | 76392.9 | 76392.9 | 76392.9 | 76392.9 | 76392.9 | Shane Venning | Repair to Column (all inclusive)
|  |  | Retest | 653.1975 | 529089.975 | 529089.975 | 529089.975 | 529089.975 | 529089.975 | 529089.975 | 529089.975 | Shane Venning | Repair to Column (all inclusive)
|  |  | Total Cost Column Inspections/Repairs |  | 1529863.0579 | 1529863.0579 | 1532863.0579 | 1532863.0579 | 1532863.0579 | 1532863.0579 | 1532863.0579
Failure Rate for Repair/Replace
|  |  | Replace Column | 6.158% | 554.1872 | 554.1872 | 150 | 150 | 150 | 150 | 150 | Shane Venning | Assume failure rates will drop after oldest / high corrosion zone areas inspected. Transferred to Column Replacements Sht
|  |  | Fix wiring | 4.187% | 376.8473 | 376.8473 | 376.8473 | 376.8473 | 376.8473 | 376.8473 | 376.8473
|  |  | Replace Panel | 2% | 180 | 180 | 200 | 200 | 200 | 200 | 200 | Shane Venning | Assume failure rates will drop after oldest / high corrosion zone areas inspected. Also expect that multiple defects per asset being raised that a column replacement would rectify.
|  |  | Fix column | 1% | 90 | 90 | 90 | 90 | 90 | 90 | 90
|  |  | Fix Earthing | 3% | 270 | 270 | 270 | 270 | 270 | 270 | 270
|  |  | Retest | 9% | 810 | 810 | 810 | 810 | 810 | 810 | 810
Inspections
|  |  | Opening Inspection Pool | # | 69540 | 60540 | 51540 | 42540 | 33540 | 24540 | 15540
|  |  | Return to Inspection Pool | # | 0 | 0 | 0 | 0 | 0 | 0 | 0
|  |  | Inspections | # | -9000 | -9000 | -9000 | -9000 | -9000 | -9000 | -9000 | Shane Venning | Annual Column Inspection forecast
|  |  | Increase In Inspection Pool | # | 0 | 0 | 0 | 0 | 0 | 0 | 0
|  |  | Closing Inspection Pool | # | 60540 | 51540 | 42540 | 33540 | 24540 | 15540 | 6540
> | OPEN TO SHOW DETAILED WORKINGS
Assumptions
|  |  | Total Columns | # | 69540 | [6 empty] | Tuan Ho | Total Columns + Post Tops identified from Equipment Data
|  |  | Greater than 20 yo. | % | 100% | [7 empty] | Age Columns enter inspection pool
|  |  | Opening Inspection Pool | # | 69540 | [7 empty] | Total columns requiring Inspection (>20 years old)
|  |  | Increase in Inspection Pool | # pa. | 0 | [7 empty] | Columns reaching Inspection Age per year
|  |  | Inspection Interval | Yrs. | 7.5 | [6 empty] | Shane Venning | Inspection cycle after 20 y.o
|  |  | Inspections per year | # | 9000 | [6 empty] | Shane Venning | expected average number of annual inspections
|  | Failure Rate for Repair/Replace |  |  | Actual | Updated
|  |  | Replace Column |  | 6.158% | 6.158% | [5 empty] | Shane Venning | Email 17/01/2019 Updated actual average
|  |  | Fix wiring |  | 4.187% | 4.187% | [5 empty] | Shane Venning | Email 17/01/2019 Updated actual average
|  |  | Replace Panel |  | 10.1% | 2% | [5 empty] | Shane Venning | Email 17/01/2019 Updated actual average
|  |  | Fix column |  | 0% | 1% | [5 empty] | Shane Venning | Email 17/01/2019 Updated actual average
|  |  | Fix Earthing |  | 1.232% | 3% | [5 empty] | Shane Venning | Email 17/01/2019 Updated actual average
|  |  | Retest |  | 13.55% | 9% | [5 empty] | Shane Venning | Email 17/01/2019 Updated actual average
Service Cost
|  |  | Average Column Inspection Cost | ($'2017/18) | 48.59 | [6 empty] | Shane Venning | Email 17/01/2019 Updated actual average cost
|  |  |  | $ inc FS OH | 61.029
[5 empty] | 2018/19 | 2019/20 | 2020/21 | 2021/22 | 2022/23 | 2023/24 | 2024/25
|  |  | Labour/Services Escalation |  | 100.4% | 100.8% | 101% | 101.2% | 101.4% | 101.7% | 102%
Imported from 'ColumnInspection_Data' workbook
Column Inspection Assumptions
|  |  | Damage | Failure Rate | Repair Type | Average Cost | Opex/Capex | Notes |  |  |  | Kets Vongphachan | Imported from Column Inspection Data workbook
|  |  | Internal Wiring | 4.187% | Fix wiring | 771.7575 | OPEX | Inc. Labour |  |  |  | Kets Vongphachan | Repair / Replacement cost inc. labour + Materials + on-costs + OH
|  |  | Access Panel | 10.1% | Replace Panel | 150 | OPEX | Inc. Labour |  |  |  | Kets Vongphachan | Repair / Replacement cost inc. labour + Materials + on-costs + OH
|  |  | Column Leaning | 0% | Fix column | 636.49 | OPEX | Inc. Labour |  |  |  | Kets Vongphachan | Repair / Replacement cost inc. labour + Materials + on-costs + OH
|  |  | Above Ground Corrosion | 1.232% | Replace Column | 5111.3125 | CAPEX | Inc. Labour |  |  |  | Kets Vongphachan | Repair / Replacement cost inc. labour + Materials + on-costs + OH
|  |  | Below Ground Corrosion | 4.926% | Replace Column | 5111.3125 | CAPEX | Inc. Labour |  |  |  | Kets Vongphachan | Repair / Replacement cost inc. labour + Materials + on-costs + OH
|  |  | Earthing damaged | 1.232% | Fix Earthing | 282.9367 | OPEX | Inc. Labour |  |  |  | Kets Vongphachan | Repair / Replacement cost inc. labour + Materials + on-costs + OH
|  |  | High Earth Test | 13.55% | Retest | 653.1975 | OPEX | Inc. Labour |  |  |  | Kets Vongphachan | Repair / Replacement cost inc. labour + Materials + on-costs + OH

## Bulk Lamp
Public Lighting Model
Bulk Lamp |  |  |  | Periodical change of Lamps
[5 empty] | Units | 2018/19 | 2019/20 | 2020/21 | 2021/22 | 2022/23 | 2023/24 | 2024/25 | Source | Notes
[6 empty] | 0 | 1 | 2 | 3 | 4 | 5 | 6
Output
|  |  | 2017/18 to June 2020 |  | ($June '20)
|  |  |  | cf-42 |  | 94151.9207 | 37296.9429 | 6448.5073 | 6462.9847 | 6476.2897 | 6493.9629 | 6511.2564
|  |  |  | cf-42 PT |  | 4128.3892 | 4144.1048 | 4154.3268 | 4163.6536 | 4172.2251 | 4183.6107 | 4194.7517
|  |  |  | F-40 |  | 226523.6385 | 77572.2878 | 6692.5669 | 6707.5922 | 6721.4008 | 6739.7429 | 6757.6909
|  |  |  | S-HP50 |  | 475743.1812 | 477554.1975 | 478732.1575 | 479806.9484 | 480794.7021 | 482106.7468 | 483390.6014
|  |  |  | S-HP50 PT |  | 21799.9307 | 8443.5691 | 705.3664 | 706.95 | 708.4053 | 710.3385 | 712.2301
|  |  |  | S-HP Other |  | 67993.3528 | 64804.3931 | 62918.6805 | 63059.9378 | 63189.756 | 63362.1951 | 63530.9292
|  |  |  | S-LP18 |  | 0 | 0 | 0 | 0 | 0 | 0 | 0
|  |  |  | MV-80 |  | 616060.3665 | 244906.1989 | 45641.2237 | 45743.6918 | 45837.8619 | 45962.9492 | 46085.349
|  |  |  | MV-80 PT |  | 62379.2859 | 62616.7457 | 62771.1995 | 62912.1257 | 63041.6396 | 63213.6745 | 63382.0131
|  |  |  | MV-80+ |  | 0 | 0 | 0 | 0 | 0 | 0 | 0
|  |  |  | S-HP100 |  | 0 | 0 | 0 | 0 | 0 | 0 | 0
|  |  |  | S-HP150 |  | 0 | 0 | 0 | 0 | 0 | 0 | 0
|  |  |  | S-HP250 |  | 0 | 0 | 0 | 0 | 0 | 0 | 0
|  |  |  | S-LP90 |  | 0 | 0 | 0 | 0 | 0 | 0 | 0
|  |  |  | S-HP360f |  | 0 | 0 | 0 | 0 | 0 | 0 | 0
|  |  |  | Total | $ | 1568780.0655 | 977338.4398 | 668064.0285 | 669563.8842 | 670942.2807 | 672773.2206 | 674564.8218
|  | Real Input Cost Escalation |  |  | ($2017/18)
|  |  |  | cf-42 |  | 89555.2372 | 35476.0322 | 6133.6784 | 6147.449 | 6160.1044 | 6176.9148 | 6193.364
|  |  |  | cf-42 PT |  | 3926.833 | 3941.7814 | 3951.5044 | 3960.3758 | 3968.5288 | 3979.3586 | 3989.9556
|  |  |  | F-40 |  | 215464.3053 | 73785.0549 | 6365.8225 | 6380.1143 | 6393.2487 | 6410.6953 | 6427.767
|  |  |  | S-HP50 |  | 452516.4558 | 454239.0547 | 455359.5043 | 456381.8218 | 457321.3515 | 458569.3395 | 459790.5138
|  |  |  | S-HP50 PT |  | 20735.6148 | 8031.3373 | 670.929 | 672.4353 | 673.8196 | 675.6584 | 677.4577
|  |  |  | S-HP Other |  | 64673.7825 | 61640.5141 | 59846.8658 | 59981.2266 | 60104.7069 | 60268.7271 | 60429.2233
|  |  |  | S-LP18 |  | 0 | 0 | 0 | 0 | 0 | 0 | 0
|  |  |  | MV-80 |  | 585983.0779 | 232949.3926 | 43412.9286 | 43510.394 | 43599.9666 | 43718.9469 | 43835.3709
|  |  |  | MV-80 PT |  | 59333.8055 | 59559.6721 | 59706.585 | 59840.631 | 59963.8218 | 60127.4575 | 60287.5775
|  |  |  | MV-80+ |  | 0 | 0 | 0 | 0 | 0 | 0 | 0
|  |  |  | S-HP100 |  | 0 | 0 | 0 | 0 | 0 | 0 | 0
|  |  |  | S-HP150 |  | 0 | 0 | 0 | 0 | 0 | 0 | 0
|  |  |  | S-HP250 |  | 0 | 0 | 0 | 0 | 0 | 0 | 0
|  |  |  | S-LP90 |  | 0 | 0 | 0 | 0 | 0 | 0 | 0
|  |  |  | S-HP360f |  | 0 | 0 | 0 | 0 | 0 | 0 | 0
|  |  |  | Total | $ | 1492189.1121 | 929622.8393 | 635447.818 | 636874.4478 | 638185.5482 | 639927.098 | 641631.2297
|  | Total Cost Bulk Lamp Change |  |  | ($2017/18)
|  |  |  | cf-42 |  | 89224.9799 | 35211.1668 | 6072.9044 | 6072.9044 | 6072.9044 | 6072.9044 | 6072.9044
|  |  |  | cf-42 PT |  | 3912.3519 | 3912.3519 | 3912.3519 | 3912.3519 | 3912.3519 | 3912.3519 | 3912.3519
|  |  |  | F-40 |  | 214669.7268 | 73234.1728 | 6302.7483 | 6302.7483 | 6302.7483 | 6302.7483 | 6302.7483
|  |  |  | S-HP50 |  | 450847.6882 | 450847.6882 | 450847.6882 | 450847.6882 | 450847.6882 | 450847.6882 | 450847.6882
|  |  |  | S-HP50 PT |  | 20659.147 | 7971.3751 | 664.2813 | 664.2813 | 664.2813 | 664.2813 | 664.2813
|  |  |  | S-HP Other |  | 64435.2818 | 61180.3036 | 59253.888 | 59253.888 | 59253.888 | 59253.888 | 59253.888
|  |  |  | S-LP18 |  | 0 | 0 | 0 | 0 | 0 | 0 | 0
|  |  |  | MV-80 |  | 583822.1187 | 231210.1834 | 42982.7824 | 42982.7824 | 42982.7824 | 42982.7824 | 42982.7824
|  |  |  | MV-80 PT |  | 59114.9972 | 59114.9972 | 59114.9972 | 59114.9972 | 59114.9972 | 59114.9972 | 59114.9972
|  |  |  | MV-80+ |  | 0 | 0 | 0 | 0 | 0 | 0 | 0
|  |  |  | S-HP100 |  | 0 | 0 | 0 | 0 | 0 | 0 | 0
|  |  |  | S-HP150 |  | 0 | 0 | 0 | 0 | 0 | 0 | 0
|  |  |  | S-HP250 |  | 0 | 0 | 0 | 0 | 0 | 0 | 0
|  |  |  | S-LP90 |  | 0 | 0 | 0 | 0 | 0 | 0 | 0
|  |  |  | S-HP360f |  | 0 | 0 | 0 | 0 | 0 | 0 | 0
|  |  |  | Total | $ | 1486686.2915 | 922682.239 | 629151.6417 | 629151.6417 | 629151.6417 | 629151.6417 | 629151.6417
Calculations
[6 empty] | 2018/19 | 2019/20 | 2020/21 | 2021/22 | 2022/23 | 2023/24 | 2024/25
Sumif - Start Row
Labour/Service/Other Cost
cf-42
cf-42 PT
F-40
S-HP50
S-HP50 PT
S-HP Other
S-LP18
MV-80
MV-80 PT
MV-80+
S-HP100
S-HP150
S-HP250
S-LP90
S-HP360f
|  |  |  | Total Labour Cost |  | 925227.8784 | 547075.1664 | 351126.5436 | 351126.5436 | 351126.5436 | 351126.5436 | 351126.5436
|  |  | Materials Cost |  | Inc. Oncosts & FS O/H
cf-42
cf-42 PT
F-40
S-HP50
S-HP50 PT
S-HP Other
S-LP18
MV-80
MV-80 PT
MV-80+
S-HP100
S-HP150
S-HP250
S-LP90
S-HP360f
|  |  |  | Total Material Cost |  | 561458.4131 | 375607.0726 | 278025.0981 | 278025.0981 | 278025.0981 | 278025.0981 | 278025.0981
Sumif - End Row
Bulk Lamps Changed
|  |  |  | cf-42 | Lights | 1528 | 603 | 104 | 104 | 104 | 104 | 104
|  |  |  | cf-42 PT | Lights | 67 | 67 | 67 | 67 | 67 | 67 | 67
|  |  |  | F-40 | Lights | 4564 | 1557 | 134 | 134 | 134 | 134 | 134
|  |  |  | S-HP50 | Lights | 6787 | 6787 | 6787 | 6787 | 6787 | 6787 | 6787
|  |  |  | S-HP50 PT | Lights | 311 | 120 | 10 | 10 | 10 | 10 | 10
|  |  |  | S-HP Other | Lights | 970 | 921 | 892 | 892 | 892 | 892 | 892
|  |  |  | S-LP18 | Lights | 0 | 0 | 0 | 0 | 0 | 0 | 0 |  | HID Lamps no longer available
|  |  |  | MV-80 | Lights | 10676 | 4228 | 786 | 786 | 786 | 786 | 786
|  |  |  | MV-80 PT | Lights | 1081 | 1081 | 1081 | 1081 | 1081 | 1081 | 1081
|  |  |  | MV-80+ | Lights | 0 | 0 | 0 | 0 | 0 | 0 | 0
|  |  |  | S-HP100 | Lights | 0 | 0 | 0 | 0 | 0 | 0 | 0
|  |  |  | S-HP150 | Lights | 0 | 0 | 0 | 0 | 0 | 0 | 0
|  |  |  | S-HP250 | Lights | 0 | 0 | 0 | 0 | 0 | 0 | 0
|  |  |  | S-LP90 | Lights | 0 | 0 | 0 | 0 | 0 | 0 | 0
|  |  |  | S-HP360f | Lights | 0 | 0 | 0 | 0 | 0 | 0 | 0
|  |  |  | Total |  | 25984 | 15364 | 9861 | 9861 | 9861 | 9861 | 9861
> | OPEN TO SHOW DETAILED WORKINGS
Assumptions
[6 empty] | 2018/19 | 2019/20 | 2020/21 | 2021/22 | 2022/23 | 2023/24 | 2024/25
|  |  | Total Bulk Lamp Base Light Population | [10 empty] | HID Light Population (from LED Conversion Sht) + CLER HID Light Population
|  |  |  | cf-42 | Lights | 6111.75 | 2412.5659 | 415 | 415 | 415 | 415 | 415
|  |  |  | cf-42 PT | Lights | 266 | 266 | 266 | 266 | 266 | 266 | 266
|  |  |  | F-40 | Lights | 9128.1187 | 3113.1221 | 267 | 267 | 267 | 267 | 267
|  |  |  | S-HP50 | Lights | 20362 | 20362 | 20362 | 20362 | 20362 | 20362 | 20362
|  |  |  | S-HP50 PT | Lights | 932.6504 | 360.1275 | 31 | 31 | 31 | 31 | 31
|  |  |  | S-HP Other | Lights | 2911.181 | 2763.4224 | 2676 | 2676 | 2676 | 2676 | 2676
|  |  |  | S-LP18 | Lights | 5573.7181 | 256 | 256 | 256 | 256 | 256 | 256
|  |  |  | MV-80 | Lights | 42704.5818 | 16911.0639 | 3144 | 3144 | 3144 | 3144 | 3144
|  |  |  | MV-80 PT | Lights | 4322 | 4322 | 4322 | 4322 | 4322 | 4322 | 4322
[6 empty] | 0 | 0 | 0 | 0 | 0 | 0 | 0
|  |  |  | MV-80+ | Lights | 4759.0081 | 4206.4297 | 3433.3144 | 2329.3811 | 674.0431 | 647 | 647
|  |  |  | S-HP100 | Lights | 15640.4186 | 13966.6736 | 11624.914 | 8281.0947 | 3267.0515 | 3183 | 3183
|  |  |  | S-HP150 | Lights | 12153.589 | 11101.0533 | 9628.4922 | 7525.868 | 4373.0555 | 4321 | 4321
|  |  |  | S-HP250 | Lights | 12325.6598 | 12004.1678 | 11554.5734 | 10912.813 | 9950.734 | 9937 | 9937
|  |  |  | S-LP90 | Lights | 9134.3245 | 6481.0195 | 3637.1483 | 348.1954 | 237 | 237 | 237
[6 empty] | 0 | 0 | 0 | 0 | 0 | 0 | 0
|  |  |  | S-HP360f | Lights | 1140 | 1140 | 1140 | 1140 | 1140 | 1140 | 1140
|  |  |  | Total Lights |  | 147465 | 99665.6457 | 72757.4424 | 62276.3523 | 51380.8841 | 51204 | 51204
Base Light Population (from LED Conversion Sht)
|  |  |  | cf-42 | Lights | 5697.75 | 1998.5659 | 1 | 1 | 1 | 1 | 1
|  |  |  | cf-42 PT | Lights | 265 | 265 | 265 | 265 | 265 | 265 | 265
|  |  |  | F-40 | Lights | 8862.1187 | 2847.1221 | 1 | 1 | 1 | 1 | 1
|  |  |  | S-HP50 | Lights | 20032 | 20032 | 20032 | 20032 | 20032 | 20032 | 20032
|  |  |  | S-HP50 PT | Lights | 902.6504 | 330.1275 | 1 | 1 | 1 | 1 | 1
|  |  |  | S-HP Other | Lights | 236.181 | 88.4224 | 1 | 1 | 1 | 1 | 1
|  |  |  | S-LP18 | Lights | 5318.7181 | 1 | 1 | 1 | 1 | 1 | 1
|  |  |  | MV-80 | Lights | 39561.5818 | 13768.0639 | 1 | 1 | 1 | 1 | 1
|  |  |  | MV-80 PT | Lights | 4299 | 4299 | 4299 | 4299 | 4299 | 4299 | 4299
[6 empty] | 0 | 0 | 0 | 0 | 0 | 0 | 0
|  |  |  | MV-80+ | Lights | 4113.0081 | 3560.4297 | 2787.3144 | 1683.3811 | 28.0431 | 1 | 1
|  |  |  | S-HP100 | Lights | 12458.4186 | 10784.6736 | 8442.914 | 5099.0947 | 85.0515 | 1 | 1
|  |  |  | S-HP150 | Lights | 7833.589 | 6781.0533 | 5308.4922 | 3205.868 | 53.0555 | 1 | 1
|  |  |  | S-HP250 | Lights | 2389.6598 | 2068.1678 | 1618.5734 | 976.813 | 14.734 | 1 | 1
|  |  |  | S-LP90 | Lights | 8898.3245 | 6245.0195 | 3401.1483 | 112.1954 | 1 | 1 | 1
[6 empty] | 0 | 0 | 0 | 0 | 0 | 0 | 0
|  |  |  | S-HP360f | Lights | 1068 | 1068 | 1068 | 1068 | 1068 | 1068 | 1068
|  |  |  | Total Lights |  | 121936 | 74136.6457 | 47228.4424 | 36747.3523 | 25851.8841 | 25675 | 25675
CLER Base Light Population
|  |  |  | cf-42 | Lights | 414 | 414 | 414 | 414 | 414 | 414 | 414
|  |  |  | cf-42 PT | Lights | 1 | 1 | 1 | 1 | 1 | 1 | 1
|  |  |  | F-40 | Lights | 266 | 266 | 266 | 266 | 266 | 266 | 266
|  |  |  | S-HP50 | Lights | 330 | 330 | 330 | 330 | 330 | 330 | 330
|  |  |  | S-HP50 PT | Lights | 30 | 30 | 30 | 30 | 30 | 30 | 30
|  |  |  | S-HP Other | Lights | 2675 | 2675 | 2675 | 2675 | 2675 | 2675 | 2675
|  |  |  | S-LP18 | Lights | 255 | 255 | 255 | 255 | 255 | 255 | 255
|  |  |  | MV-80 | Lights | 3143 | 3143 | 3143 | 3143 | 3143 | 3143 | 3143
|  |  |  | MV-80 PT | Lights | 23 | 23 | 23 | 23 | 23 | 23 | 23
|  |  |  | MV-80+ | Lights | 646 | 646 | 646 | 646 | 646 | 646 | 646
|  |  |  | S-HP100 | Lights | 3182 | 3182 | 3182 | 3182 | 3182 | 3182 | 3182
|  |  |  | S-HP150 | Lights | 4320 | 4320 | 4320 | 4320 | 4320 | 4320 | 4320
|  |  |  | S-HP250 | Lights | 9936 | 9936 | 9936 | 9936 | 9936 | 9936 | 9936
|  |  |  | S-LP90 | Lights | 236 | 236 | 236 | 236 | 236 | 236 | 236
|  |  |  | S-HP360f | Lights | 72 | 72 | 72 | 72 | 72 | 72 | 72
|  |  |  | Total Lights |  | 25529 | 25529 | 25529 | 25529 | 25529 | 25529 | 25529
Conversion Cost
|  |  |  | Base Lights |  | Total Materials | Lamp Change Period | Lamp | PE Cell Change Period | PE Cell | Misc. Materials
[6 empty] | ($'2017/18) | Yrs | ($'2017/18) | Yrs | ($'2017/18) | ($'2017/18)
|  |  |  | cf-42 |  | 16.285 | 4 |  | 8 |  |  |  | Grant Cox
|  |  |  | cf-42 PT |  | 16.285 | 4 |  | 8 |  |  |  | Grant Cox
|  |  |  | F-40 |  | 8.1675 | 2 |  | 8 |  |  |  | Shane Venning
|  |  |  | S-HP50 |  | 22.0275 | 3 |  | 8 |  |  |  | Shane Venning
|  |  |  | S-HP50 PT |  | 22.0275 | 3 |  | 8 |  |  |  | Shane Venning
|  |  |  | S-HP Other |  | 22.0275 | 3 |  | 8 |  |  |  | Shane Venning
|  |  |  | S-LP18 |  | 0 | 0 |  | 0 |  |  |  | Shane Venning | Lamp No Longer Avaiable
|  |  |  | MV-80 |  | 13.635 | 4 |  | 8 |  |  |  | Shane Venning
|  |  |  | MV-80 PT |  | 13.635 | 4 |  | 8 |  |  |  | Shane Venning
|  |  |  | MV-80+ |  | 0 | 0 |  | 0 |  |  |  | Shane Venning
|  |  |  | S-HP100 |  | 0 | 0 |  | 0 |  |  |  | Shane Venning
|  |  |  | S-HP150 |  | 0 | 0 |  | 0 |  |  |  | Shane Venning
|  |  |  | S-HP250 |  | 0 | 0 |  | 0 |  |  |  | Shane Venning
|  |  |  | S-LP90 |  | 0 | 0 |  | 0 |  |  |  | Shane Venning | Lamp No Longer Avaiable
|  |  |  | S-HP360f |  | 0 | [6 empty] | Shane Venning
($'2017/18)
|  |  |  | Labour/Service Cost | $ inc FS OH
[6 empty] | 2018/19 | 2019/20 | 2020/21 | 2021/22 | 2022/23 | 2023/24 | 2024/25
|  |  |  | Labour/Services Escalation |  | 100.4% | 100.8% | 101% | 101.2% | 101.4% | 101.7% | 102%

## LED Conversions
Public Lighting Model
LED Conversions
[5 empty] | Units | 2018/19 | 2019/20 | 2020/21 | 2021/22 | 2022/23 | 2023/24 | 2024/25 | Source | Notes
[6 empty] | 0 | 1 | 2 | 3 | 4 | 5 | 6
Output
Transferred to SLO
|  |  |  | cf-42 | OPEX | 13908.1904 | 9296.7376 | 3260.9615 | 1.6317 | 1.6317 | 1.6317 | 1.6317
|  |  |  | F-40 | OPEX | 49213.5968 | 32161.1043 | 10332.3588 | 3.6291 | 3.6291 | 3.6291 | 3.6291
|  |  |  | S-HP50 PT | OPEX | 802.3956 | 542.5339 | 198.4216 | 0.60105 | 0.60105 | 0.60105 | 0.60105
|  |  |  | S-HP Other | OPEX | 0 | 0 | 0 | 0 | 0 | 0 | 0
|  |  |  | S-LP18 | OPEX | 277227.6798 | 135773.1003 | 25.5274 | 25.5274 | 25.5274 | 25.5274 | 25.5274
|  |  |  | MV-80 | OPEX | 107922.2082 | 71987.4097 | 25052.7712 | 1.8196 | 1.8196 | 1.8196 | 1.8196
|  |  |  | MV-80+ | OPEX | 133.7326 | 123.7443 | 107.1194 | 83.8593 | 50.6463 | 0.84371 | 0.030086
|  |  |  | S-HP100 | OPEX | 401.1978 | 371.2337 | 321.3597 | 251.5804 | 151.9419 | 2.5343 | 0.029798
|  |  |  | S-HP150 | OPEX | 267.4652 | 247.4855 | 214.2329 | 167.7105 | 101.2826 | 1.6762 | 0.031593
|  |  |  | S-HP250 | OPEX | 133.7326 | 123.7226 | 107.0776 | 83.8002 | 50.5736 | 0.76284 | 0.051774
|  |  |  | S-LP90 | OPEX | 212367.3688 | 166788.5042 | 117055.4591 | 63750.4788 | 2102.9701 | 18.7438 | 18.7438
|  |  |  | S-HP360f | OPEX | 0 | 0 | 0 | 0 | 0 | 0 | 0
|  |  |  | LED | OPEX | 0 | 0 | 0 | 0 | 0 | 0 | 0
|  |  |  | LED-V | OPEX | 0 | 0 | 0 | 0 | 0 | 0 | 0
|  |  |  | cf-42 PT | OPEX | 0 | 0 | 0 | 0 | 0 | 0 | 0
|  |  |  | MV-80 PT | OPEX | 0 | 0 | 0 | 0 | 0 | 0 | 0
|  |  |  | S-HP50 | OPEX | 0 | 0 | 0 | 0 | 0 | 0 | 0
|  |  |  | Total | $ | 662377.5678 | 417415.576 | 156675.2892 | 64370.638 | 2490.6233 | 57.7697 | 52.0959
Transferred to Bulk Lamp
|  |  |  | cf-42 | Lights | 5697.75 | 1998.5659 | 1 | 1 | 1 | 1 | 1
|  |  |  | F-40 | Lights | 8862.1187 | 2847.1221 | 1 | 1 | 1 | 1 | 1
|  |  |  | S-HP50 PT | Lights | 902.6504 | 330.1275 | 1 | 1 | 1 | 1 | 1
|  |  |  | S-HP Other | Lights | 236.181 | 88.4224 | 1 | 1 | 1 | 1 | 1
|  |  |  | S-LP18 | Lights | 5318.7181 | 1 | 1 | 1 | 1 | 1 | 1
|  |  |  | MV-80 | Lights | 39561.5818 | 13768.0639 | 1 | 1 | 1 | 1 | 1
|  |  |  | MV-80+ | Lights | 4113.0081 | 3560.4297 | 2787.3144 | 1683.3811 | 28.0431 | 1 | 1
|  |  |  | S-HP100 | Lights | 12458.4186 | 10784.6736 | 8442.914 | 5099.0947 | 85.0515 | 1 | 1
|  |  |  | S-HP150 | Lights | 7833.589 | 6781.0533 | 5308.4922 | 3205.868 | 53.0555 | 1 | 1
|  |  |  | S-HP250 | Lights | 2389.6598 | 2068.1678 | 1618.5734 | 976.813 | 14.734 | 1 | 1
|  |  |  | S-LP90 | Lights | 8898.3245 | 6245.0195 | 3401.1483 | 112.1954 | 1 | 1 | 1
|  |  |  | S-HP360f | Lights | 1068 | 1068 | 1068 | 1068 | 1068 | 1068 | 1068
|  |  |  | LED | Lights | 58091 | 99637.6982 | 118671 | 118677 | 118677.2483 | 118677.4966 | 118677.745
|  |  |  | LED-V | Lights | 4740 | 10993.6561 | 18874.5576 | 29355.6477 | 40252.1159 | 40434 | 40434.1412
|  |  |  | cf-42 PT | Lights | 265 | 265 | 265 | 265 | 265 | 265 | 265
|  |  |  | MV-80 PT | Lights | 4299 | 4299 | 4299 | 4299 | 4299 | 4299 | 4299
|  |  |  | S-HP50 | Lights | 20032 | 20032 | 20032 | 20032 | 20032 | 20032 | 20032
|  |  |  | Total |  | 184767 | 184768 | 184774 | 184780 | 184781.2483 | 184786.4966 | 184786.8862
Transferred to 'SLO LED OPEX' sheet
|  |  |  | LED | Lights | 58091 | 99637.6982 | 118671 | 118677 | 118677.2483 | 118677.4966 | 118677.745
|  |  |  | LED-V | Lights | 4740 | 10993.6561 | 18874.5576 | 29355.6477 | 40252.1159 | 40434 | 40434.1412
|  |  |  | Total |  | 62831 | 110631.3543 | 137545.5576 | 148032.6477 | 158929.3642 | 159111.4966 | 159111.8862
Calculations
[6 empty] | 2018/19 | 2019/20 | 2020/21 | 2021/22 | 2022/23 | 2023/24 | 2024/25
Sumif - Start Row
HID - P Cat
F-40
F-40 |  |  |  | Opening HID |  | 13561 | 8862.1187 | 2847.1221 | 1 | 1 | 1 | 1
F-40 |  |  |  | Converted to LED | 14.44% | -4330.8813 | -5774.5084 | -2769.8607 | -0.97286 | 0 | 0 | 0 |  | converted to LED through LED Conversion Program
F-40 |  |  |  | SLO Fitting Change | 2.714% | -368 | -240.4881 | -77.2613 | -0.027137 | -0.027137 | -0.027137 | -0.027137 |  | SLO damage identified as fitting changed
F-40 | Lights |  |  | Closing HID Lights |  | 8862.1187 | 2847.1221 | 1 | 1 | 1 | 1 | 1
($'2017/18)
F-40 | CAPEX |  |  | Luminaire
F-40 | CAPEX |  |  | Luminaire (SLO)
F-40 | CAPEX |  |  | Labour Conversion | 126.542 | 548038.3859 | 730717.8479 | 350503.7184 | 123.1081 | 0 | 0 | 0 |  | Labour/Service Weighted Avg. Inc. FS OH
F-40 | OPEX |  |  | Labour SLO | 133.7326 | 49213.5968 | 32161.1043 | 10332.3588 | 3.6291 | 3.6291 | 3.6291 | 3.6291 |  | Labour/Service Weighted Avg. Inc. FS OH
|  |  |  | Total Conversion Cost F-40 |  | 2043663.8909 | 2614418.0889 | 1237238.5617 | 434.5576 | 11.9823 | 11.9823 | 11.9823
MV-80
MV-80 |  |  |  | Opening HID |  | 59310 | 39561.5818 | 13768.0639 | 1 | 1 | 1 | 1
MV-80 |  |  |  | Converted to LED | 63.14% | -18941.4182 | -25255.2242 | -13580.7291 | -0.98639 | 0 | 0 | 0 |  | converted to LED through LED Conversion Program
MV-80 |  |  |  | SLO Fitting Change | 1.361% | -807 | -538.2937 | -187.3348 | -0.013606 | -0.013606 | -0.013606 | -0.013606 |  | SLO damage identified as fitting changed
MV-80 | Lights |  |  | Closing HID Lights |  | 39561.5818 | 13768.0639 | 1 | 1 | 1 | 1 | 1
($'2017/18)
MV-80 | CAPEX |  |  | Luminaire
MV-80 | CAPEX |  |  | Luminaire (SLO)
MV-80 | CAPEX |  |  | Labour Conversion | 126.542 | 2396884.9399 | 3195846.5865 | 1718532.6227 | 124.8202 | 0 | 0 | 0 |  | Labour/Service Weighted Avg. Inc. FS OH
MV-80 | OPEX |  |  | Labour SLO | 133.7326 | 107922.2082 | 71987.4097 | 25052.7712 | 1.8196 | 1.8196 | 1.8196 | 1.8196 |  | Labour/Service Weighted Avg. Inc. FS OH
|  |  |  | Total Conversion Cost MV-80 |  | 8583774.7129 | 11207607.0566 | 5981677.4375 | 434.4603 | 6.008 | 6.008 | 6.008
S-HP50 PT
S-HP50 PT |  |  |  | Opening HID |  | 1335 | 902.6504 | 330.1275 | 1 | 1 | 1 | 1
S-HP50 PT |  |  |  | Converted to LED | 1.421% | -426.3496 | -568.4661 | -328.6438 | -0.99551 | 0 | 0 | 0 |  | converted to LED through LED Conversion Program
S-HP50 PT |  |  |  | SLO Fitting Change | 0.4494% | -6 | -4.0569 | -1.4837 | -0.0044944 | -0.0044944 | -0.0044944 | -0.0044944 |  | SLO damage identified as fitting changed
S-HP50 PT | Lights |  |  | Closing HID Lights |  | 902.6504 | 330.1275 | 1 | 1 | 1 | 1 | 1
($'2017/18)
S-HP50 PT | CAPEX |  |  | Luminaire
S-HP50 PT | CAPEX |  |  | Luminaire (SLO)
S-HP50 PT | CAPEX |  |  | Labour Conversion | 126.542 | 53951.1279 | 71934.8372 | 41587.2375 | 125.9733 | 0 | 0 | 0 |  | Labour/Service Weighted Avg. Inc. FS OH
S-HP50 PT | OPEX |  |  | Labour SLO | 133.7326 | 802.3956 | 542.5339 | 198.4216 | 0.60105 | 0.60105 | 0.60105 | 0.60105 |  | Labour/Service Weighted Avg. Inc. FS OH
|  |  |  | Total Conversion Cost S-HP50 PT |  | 720183.7916 | 953648.8259 | 549885.6402 | 1665.6767 | 7.5184 | 7.5184 | 7.5184
S-HP Other
S-HP Other |  |  |  | Opening HID |  | 347 | 236.181 | 88.4224 | 1 | 1 | 1 | 1
S-HP Other |  |  |  | Converted to LED | 0.3694% | -110.819 | -147.7586 | -88.4224 | -1 | 0 | 0 | 0 |  | converted to LED through LED Conversion Program
S-HP Other |  |  |  | SLO Fitting Change | 0% | 0 | 0 | 0 | 0 | 0 | 0 | 0 |  | SLO damage identified as fitting changed
S-HP Other | Lights |  |  | Closing HID Lights |  | 236.181 | 88.4224 | 1 | 1 | 1 | 1 | 1
($'2017/18)
S-HP Other | CAPEX |  |  | Luminaire
S-HP Other | CAPEX |  |  | Luminaire (SLO)
S-HP Other | CAPEX |  |  | Labour Conversion | 126.542 | 14023.252 | 18697.6693 | 11189.1527 | 126.542 | 0 | 0 | 0 |  | Labour/Service Weighted Avg. Inc. FS OH
S-HP Other | OPEX |  |  | Labour SLO | 133.7326 | 0 | 0 | 0 | 0 | 0 | 0 | 0 |  | Labour/Service Weighted Avg. Inc. FS OH
|  |  |  | Total Conversion Cost S-HP Other |  | 48135.5953 | 64180.7937 | 38407.3915 | 434.3625 | 0 | 0 | 0
CF-42
CF-42 |  |  |  | Opening HID |  | 8524 | 5697.75 | 1998.5659 | 1 | 1 | 1 | 1
CF-42 |  |  |  | Converted to LED | 9.074% | -2722.25 | -3629.6667 | -1974.1817 | -0.9878 | 0 | 0 | 0 |  | converted to LED through LED Conversion Program
CF-42 |  |  |  | SLO Fitting Change | 1.22% | -104 | -69.5174 | -24.3842 | -0.012201 | -0.012201 | -0.012201 | -0.012201 |  | SLO damage identified as fitting changed
CF-42 | Lights |  |  | Closing HID Lights |  | 5697.75 | 1998.5659 | 1 | 1 | 1 | 1 | 1
($'2017/18)
CF-42 | CAPEX |  |  | Luminaire
CF-42 | CAPEX |  |  | Luminaire (SLO)
CF-42 | CAPEX |  |  | Labour Conversion | 126.542 | 344478.9619 | 459305.2825 | 249816.9051 | 124.9981 | 0 | 0 | 0 |  | Labour/Service Weighted Avg. Inc. FS OH
CF-42 | OPEX |  |  | Labour SLO | 133.7326 | 13908.1904 | 9296.7376 | 3260.9615 | 1.6317 | 1.6317 | 1.6317 | 1.6317 |  | Labour/Service Weighted Avg. Inc. FS OH
|  |  |  | Total Conversion Cost CF-42 |  | 1228364.7896 | 1607286.6312 | 868277.3896 | 434.4502 | 5.3873 | 5.3873 | 5.3873
S-LP18
S-LP18 |  |  |  | Opening HID |  | 10860 | 5318.7181 | 1 | 1 | 1 | 1 | 1
S-LP18 |  |  |  | Converted to LED | 11.56% | -3468.2819 | -4303.46 | -0.80912 | -0.80912 | 0 | 0 | 0 |  | converted to LED through LED Conversion Program
S-LP18 |  |  |  | SLO Fitting Change | 19.09% | -2073 | -1015.2581 | -0.19088 | -0.19088 | -0.19088 | -0.19088 | -0.19088 |  | SLO damage identified as fitting changed
S-LP18 | Lights |  |  | Closing HID Lights |  | 5318.7181 | 1 | 1 | 1 | 1 | 1 | 1
($'2017/18)
S-LP18 | CAPEX |  |  | Luminaire
S-LP18 | CAPEX |  |  | Luminaire (SLO)
S-LP18 | CAPEX |  |  | Labour Conversion | 126.542 | 438883.3324 | 544568.4359 | 102.3872 | 102.3872 | 0 | 0 | 0 |  | Labour/Service Weighted Avg. Inc. FS OH
S-LP18 | OPEX |  |  | Labour SLO | 133.7326 | 277227.6798 | 135773.1003 | 25.5274 | 25.5274 | 25.5274 | 25.5274 | 25.5274 |  | Labour/Service Weighted Avg. Inc. FS OH
|  |  |  | Total Conversion Cost S-LP18 |  | 2421831.0769 | 2317551.8843 | 435.7351 | 435.7351 | 84.2854 | 84.2854 | 84.2854
Total HID - P Cat
|  |  |  | Opening HID |  | 93937 | 60579 | 19033.3018 | 6 | 6 | 6 | 6
|  |  |  | Converted to LED |  | -30000 | -39679.0841 | -18742.6469 | -5.7517 | 0 | 0 | 0
|  |  |  | SLO Fitting Change |  | -3358 | -1867.6141 | -290.6549 | -0.24832 | -0.24832 | -0.24832 | -0.24832
|  |  |  | Closing HID Lights |  | 60579 | 19032.3018 | -2.3306e-12 | 7.2164e-16 | 5.7517 | 5.7517 | 5.7517
|  |  |  | Luminaire |  | 9759570.9229 | 12913976.7421 | 6174023.6728 | 2996.2323 | 0 | 0 | 0
|  |  |  | Luminaire (SLO) |  | 1041048.8634 | 579884.9936 | 91296.4187 | 81.9725 | 81.9725 | 81.9725 | 81.9725
|  |  |  | Labour Conversion |  | 3796260 | 5021070.6593 | 2371732.0236 | 727.8288 | 0 | 0 | 0
|  |  |  | Labour SLO |  | 449074.0708 | 249760.8857 | 38870.0405 | 33.2088 | 33.2088 | 33.2088 | 33.2088
|  |  |  | Total Conversion Cost Total HID - P Cat |  | 15045953.8571 | 18764693.2807 | 8675922.1556 | 3839.2424 | 115.1813 | 115.1813 | 115.1813
HID - V Cat
S-HP100
S-HP100 |  |  |  | Opening HID |  | 13464 | 12458.4186 | 10784.6736 | 8442.914 | 5099.0947 | 85.0515 | 1
S-HP100 |  |  |  | Converted to LED | 33.42% | -1002.5814 | -1670.969 | -2339.3566 | -3341.938 | -5012.9071 | -85.0325 | 0 |  | converted to LED through LED Conversion Program
S-HP100 |  |  |  | SLO Fitting Change | 0.02228% | -3 | -2.7759 | -2.403 | -1.8812 | -1.1362 | -0.018951 | -0.00022282 |  | SLO damage identified as fitting changed
S-HP100 | Lights |  |  | Closing HID Lights |  | 12458.4186 | 10784.6736 | 8442.914 | 5099.0947 | 85.0515 | 1 | 1
($'2017/18)
S-HP100 | CAPEX |  |  | Luminaire
S-HP100 | CAPEX |  |  | Luminaire (SLO)
S-HP100 | CAPEX |  |  | Labour Conversion | 126.542 | 126868.6573 | 211447.7621 | 296026.867 | 422895.5242 | 634343.2863 | 10760.1878 | 0 |  | Labour/Service Weighted Avg. Inc. FS OH
S-HP100 | OPEX |  |  | Labour SLO | 133.7326 | 401.1978 | 371.2337 | 321.3597 | 251.5804 | 151.9419 | 2.5343 | 0.029798 |  | Labour/Service Weighted Avg. Inc. FS OH
|  |  |  | Total Conversion Cost S-HP100 |  | 704137.1593 | 1171988.6364 | 1639734.7977 | 2341380.655 | 3510878.5445 | 59553.8237 | 0.15762
S-HP150
S-HP150 |  |  |  | Opening HID |  | 8466 | 7833.589 | 6781.0533 | 5308.4922 | 3205.868 | 53.0555 | 1
S-HP150 |  |  |  | Converted to LED | 21.01% | -630.411 | -1050.6851 | -1470.9591 | -2101.3701 | -3152.0552 | -53.043 | 0 |  | converted to LED through LED Conversion Program
S-HP150 |  |  |  | SLO Fitting Change | 0.02362% | -2 | -1.8506 | -1.6019 | -1.2541 | -0.75735 | -0.012534 | -0.00023624 |  | SLO damage identified as fitting changed
S-HP150 | Lights |  |  | Closing HID Lights |  | 7833.589 | 6781.0533 | 5308.4922 | 3205.868 | 53.0555 | 1 | 1
($'2017/18)
S-HP150 | CAPEX |  |  | Luminaire
S-HP150 | CAPEX |  |  | Luminaire (SLO)
S-HP150 | CAPEX |  |  | Labour Conversion | 126.542 | 79773.4739 | 132955.7898 | 186138.1057 | 265911.5796 | 398867.3694 | 6712.1612 | 0 |  | Labour/Service Weighted Avg. Inc. FS OH
S-HP150 | OPEX |  |  | Labour SLO | 133.7326 | 267.4652 | 247.4855 | 214.2329 | 167.7105 | 101.2826 | 1.6762 | 0.031593 |  | Labour/Service Weighted Avg. Inc. FS OH
|  |  |  | Total Conversion Cost S-HP150 |  | 442833.2969 | 737006.612 | 1031109.718 | 1472282.1317 | 2207628.2529 | 37149.936 | 0.16712
S-HP250
S-HP250 |  |  |  | Opening HID |  | 2583 | 2389.6598 | 2068.1678 | 1618.5734 | 976.813 | 14.734 | 1
S-HP250 |  |  |  | Converted to LED | 6.411% | -192.3402 | -320.5669 | -448.7937 | -641.1338 | -961.7008 | -14.7283 | 0 |  | converted to LED through LED Conversion Program
S-HP250 |  |  |  | SLO Fitting Change | 0.03871% | -1 | -0.92515 | -0.80068 | -0.62663 | -0.37817 | -0.0057042 | -0.00038715 |  | SLO damage identified as fitting changed
S-HP250 | Lights |  |  | Closing HID Lights |  | 2389.6598 | 2068.1678 | 1618.5734 | 976.813 | 14.734 | 1 | 1
($'2017/18)
S-HP250 | CAPEX |  |  | Luminaire
S-HP250 | CAPEX |  |  | Luminaire (SLO)
S-HP250 | CAPEX |  |  | Labour Conversion | 126.542 | 24339.1074 | 40565.179 | 56791.2505 | 81130.3579 | 121695.5369 | 1863.7513 | 0 |  | Labour/Service Weighted Avg. Inc. FS OH
S-HP250 | OPEX |  |  | Labour SLO | 133.7326 | 133.7326 | 123.7226 | 107.0776 | 83.8002 | 50.5736 | 0.76284 | 0.051774 |  | Labour/Service Weighted Avg. Inc. FS OH
|  |  |  | Total Conversion Cost S-HP250 |  | 135385.4027 | 225117.7897 | 314815.0802 | 449369.9558 | 673657.5401 | 10316.9155 | 0.27387
S-LP90
S-LP90 |  |  |  | Opening HID |  | 11330 | 8898.3245 | 6245.0195 | 3401.1483 | 112.1954 | 1 | 1
S-LP90 |  |  |  | Converted to LED | 28.12% | -843.6755 | -1406.1259 | -1968.5763 | -2812.2518 | -96.4703 | -0.85984 | 0 |  | converted to LED through LED Conversion Program
S-LP90 |  |  |  | SLO Fitting Change | 14.02% | -1588 | -1247.1791 | -875.2949 | -476.7011 | -15.7252 | -0.14016 | -0.14016 |  | SLO damage identified as fitting changed
S-LP90 | Lights |  |  | Closing HID Lights |  | 8898.3245 | 6245.0195 | 3401.1483 | 112.1954 | 1 | 1 | 1
($'2017/18)
S-LP90 | CAPEX |  |  | Luminaire
S-LP90 | CAPEX |  |  | Luminaire (SLO)
S-LP90 | CAPEX |  |  | Labour Conversion | 126.542 | 106760.3897 | 177933.9828 | 249107.576 | 355867.9656 | 12207.5395 | 108.806 | 0 |  | Labour/Service Weighted Avg. Inc. FS OH
S-LP90 | OPEX |  |  | Labour SLO | 133.7326 | 212367.3688 | 166788.5042 | 117055.4591 | 63750.4788 | 2102.9701 | 18.7438 | 18.7438 |  | Labour/Service Weighted Avg. Inc. FS OH
|  |  |  | Total Conversion Cost S-LP90 |  | 1714095.9749 | 1866831.866 | 1997593.6148 | 2306377.0548 | 78673.1594 | 701.2153 | 99.1481
MV-80+
MV-80+ |  |  |  | Opening HID |  | 4445 | 4113.0081 | 3560.4297 | 2787.3144 | 1683.3811 | 28.0431 | 1
MV-80+ |  |  |  | Converted to LED | 11.03% | -330.9919 | -551.6531 | -772.3143 | -1103.3062 | -1654.9593 | -28.0368 | 0 |  | converted to LED through LED Conversion Program
MV-80+ |  |  |  | SLO Fitting Change | 0.0225% | -1 | -0.92531 | -0.801 | -0.62707 | -0.37871 | -0.0063089 | -0.00022497 |  | SLO damage identified as fitting changed
MV-80+ | Lights |  |  | Closing HID Lights |  | 4113.0081 | 3560.4297 | 2787.3144 | 1683.3811 | 28.0431 | 1 | 1
($'2017/18)
MV-80+ | CAPEX |  |  | Luminaire
MV-80+ | CAPEX |  |  | Luminaire (SLO)
MV-80+ | CAPEX |  |  | Labour Conversion | 126.542 | 41884.3718 | 69807.2863 | 97730.2008 | 139614.5726 | 209421.8589 | 3547.8354 | 0 |  | Labour/Service Weighted Avg. Inc. FS OH
MV-80+ | OPEX |  |  | Labour SLO | 133.7326 | 133.7326 | 123.7443 | 107.1194 | 83.8593 | 50.6463 | 0.84371 | 0.030086 |  | Labour/Service Weighted Avg. Inc. FS OH
|  |  |  | Total Conversion Cost MV-80+ |  | 232470.36 | 386926.1666 | 541346.868 | 772986.7928 | 1159082.711 | 19636.0536 | 0.15914
Total HID - V Cat
|  |  |  | Opening HID |  | 40288 | 35693 | 29439.3439 | 21558.4424 | 11077.3523 | 181.8841 | 5
|  |  |  | Converted to LED |  | -3000 | -5000 | -7000 | -10000 | -10878.0926 | -181.7005 | 0
|  |  |  | SLO Fitting Change |  | -1595 | -1253.6561 | -880.9015 | -481.0901 | -18.3756 | -0.18366 | -0.14123
|  |  |  | Closing HID - V Cat Lights |  | 35693 | 29439.3439 | 21558.4424 | 11077.3523 | 180.8841 | 1 | 4.8588
|  |  |  | Luminaire |  | 1720996.32 | 2868327.2 | 4015658.08 | 5736654.4 | 6240385.7652 | 104235.284 | 0
|  |  |  | Luminaire (SLO) |  | 914996.3768 | 719179.1805 | 505342.75 | 275984.761 | 10541.4372 | 105.3575 | 81.0188
|  |  |  | Labour Conversion |  | 379626 | 632710 | 885794 | 1265420 | 1376535.591 | 22992.7417 | 0
|  |  |  | Labour SLO |  | 213303.497 | 167654.6903 | 117805.2487 | 64337.4292 | 2457.4146 | 24.5609 | 18.8871
|  |  |  | Total Conversion Cost HID - V Cat |  | 3228922.1938 | 4387871.0708 | 5524600.0788 | 7342396.5902 | 7629920.208 | 127357.944 | 99.9059
LED - P
LED
LED |  |  |  | Opening LED |  | 24733 | 58091 | 99637.6982 | 118671 | 118677 | 118677.2483 | 118677.4966
LED |  |  |  | Converted to LED |  | 30000 | 39679.0841 | 18742.6469 | 5.7517 | 0 | 0 | 0 |  | converted to LED through LED Conversion Program
LED |  |  |  | SLO Fitting Change |  | 3358 | 1867.6141 | 290.6549 | 0.24832 | 0.24832 | 0.24832 | 0.24832 |  | SLO damage identified as fitting changed
LED | Lights |  |  | Closing LED Lights |  | 58091 | 99637.6982 | 118671 | 118677 | 118677.2483 | 118677.4966 | 118677.745
LED -V
LED-V
LED-V |  |  |  | Opening LED |  | 145 | 4740 | 10993.6561 | 18874.5576 | 29355.6477 | 40252.1159 | 40434
LED-V |  |  |  | Converted to LED |  | 3000 | 5000 | 7000 | 10000 | 10878.0926 | 181.7005 | 0 |  | converted to LED through LED Conversion Program
LED-V |  |  |  | SLO Fitting Change |  | 1595 | 1253.6561 | 880.9015 | 481.0901 | 18.3756 | 0.18366 | 0.14123 |  | SLO damage identified as fitting changed
LED-V | Lights |  |  | Closing LED Lights |  | 4740 | 10993.6561 | 18874.5576 | 29355.6477 | 40252.1159 | 40434 | 40434.1412
HID - F
S-HP360f
S-HP360f |  |  |  | Opening HID |  | 1068 | 1068 | 1068 | 1068 | 1068 | 1068 | 1068
S-HP360f |  |  |  | Converted to LED | [9 empty] | converted to LED through LED Conversion Program
S-HP360f |  |  |  | SLO Fitting Change | [9 empty] | SLO damage identified as fitting changed
S-HP360f | Lights |  |  | Closing HID Lights |  | 1068 | 1068 | 1068 | 1068 | 1068 | 1068 | 1068
HID - P (No LED Available)
cf-42 PT | Lights |  |  | cf-42 PT |  | 265 | 265 | 265 | 265 | 265 | 265 | 265
MV-80 PT | Lights |  |  | MV-80 PT |  | 4299 | 4299 | 4299 | 4299 | 4299 | 4299 | 4299
S-HP50 | Lights |  |  | S-HP50 |  | 20032 | 20032 | 20032 | 20032 | 20032 | 20032 | 20032
Sumif - End Row
> | OPEN TO SHOW DETAILED WORKINGS
Assumptions
[6 empty] | 2018/19 | 2019/20 | 2020/21 | 2021/22 | 2022/23 | 2023/24 | 2024/25
HID to LED |  |  |  | HID - P Conversions pa. | # pa. | 30000 | 40000 | 40000 | 20000 |  |  |  | Mark Vinall
HID to LED |  |  |  | HID - V Conversions pa. | # pa. | 3000 | 5000 | 7000 | 10000 | 15000 | 4000 |  | Mark Vinall
OPEX/CAPEX Allocation
|  |  |  | Description | Allocation
|  |  |  | Luminaire | CAPEX | [8 empty] | LED Conversion
|  |  |  | Luminaire (SLO) | CAPEX | [8 empty] | SLO Fitting Failure
|  |  |  | Labour SLO | OPEX | [8 empty] | SLO Labour Cost
|  |  |  | Labour Conversion | CAPEX | [7 empty] | Michael Shinnick | LED Conversion Labour Cost

## LED CAPEX
Public Lighting Model
LED CAPEX
[5 empty] | Units | 2018/19 | 2019/20 | 2020/21 | 2021/22 | 2022/23 | 2023/24 | 2024/25 | Source | Notes
[6 empty] | 0 | 1 | 2 | 3 | 4 | 5 | 6
Output
|  |  |  | Planned |  | 16520991.6067 | 22705877.0556 | 14278903.8508 | 7455801.3025 | 8122866.1712 | 136049.2494 | 0
|  |  |  | Unplanned |  | 2064056.686 | 1376015.815 | 633540.6923 | 293799.304 | 11329.0569 | 200.3184 | 174.7563
|  |  |  | 2017/18 to June 2020 | ($June '20) | 18585048.2927 | 24081892.8706 | 14912444.5431 | 7749600.6064 | 8134195.2281 | 136249.5677 | 174.7563
|  |  |  | Planned |  | 15714404.039 | 21597331.117 | 13581779.4528 | 7091794.2997 | 7726291.7388 | 129407.0553 | 0
|  |  |  | Unplanned |  | 1963285.346 | 1308835.9946 | 602609.9795 | 279455.4394 | 10775.9499 | 190.5384 | 166.2244
|  |  |  | Real Input Cost Escalation | ($2017/18) | 17677689.385 | 22906167.1116 | 14184389.4324 | 7371249.7391 | 7737067.6887 | 129597.5937 | 166.2244
|  |  |  | Planned |  | 15656453.2429 | 21436084.6014 | 13447207.7764 | 7005798.461 | 7616921.3563 | 127228.0257 | 0
|  |  |  | Unplanned |  | 1956045.2402 | 1299064.1741 | 596639.1687 | 276066.7335 | 10623.4097 | 187.33 | 162.9913
|  |  |  | Total LED Conversion CAPEX | ($2017/18) | 17612498.4831 | 22735148.7754 | 14043846.9451 | 7281865.1946 | 7627544.766 | 127415.3557 | 162.9913
Calculations
[6 empty] | 2018/19 | 2019/20 | 2020/21 | 2021/22 | 2022/23 | 2023/24 | 2024/25
Total CAPEX
Planned
|  |  |  | Luminaire | CAPEX | 11480567.2429 | 15782303.9421 | 10189681.7528 | 5739650.6323 | 6240385.7652 | 104235.284 | 0
|  |  |  | Labour Conversion | CAPEX | 4175886 | 5653780.6593 | 3257526.0236 | 1266147.8288 | 1376535.591 | 22992.7417 | 0
|  |  |  | Total Planned LED Conversions | $ | 15656453.2429 | 21436084.6014 | 13447207.7764 | 7005798.461 | 7616921.3563 | 127228.0257 | 0
Unplanned
|  |  |  | Luminaire (SLO) | CAPEX | 1956045.2402 | 1299064.1741 | 596639.1687 | 276066.7335 | 10623.4097 | 187.33 | 162.9913
|  |  |  | Total Unplanned LED Conversions | $ | 1956045.2402 | 1299064.1741 | 596639.1687 | 276066.7335 | 10623.4097 | 187.33 | 162.9913
Total LED Conversions
Planned
|  |  | From | To
|  |  | HID-P | LED-P | Converted to LED | 30000 | 39679.0841 | 18742.6469 | 5.7517 | 0 | 0 | 0
|  |  | HID-V | LED-V | Converted to LED | 3000 | 5000 | 7000 | 10000 | 10878.0926 | 181.7005 | 0
|  |  |  | Total Planned | # | 33000 | 44679.0841 | 25742.6469 | 10005.7517 | 10878.0926 | 181.7005 | 0
Unplanned
|  |  | From | To
|  |  | HID-P | LED-P | SLO Fitting Change | 3358 | 1867.6141 | 290.6549 | 0.24832 | 0.24832 | 0.24832 | 0.24832
|  |  | HID-V | LED-V | SLO Fitting Change | 1595 | 1253.6561 | 880.9015 | 481.0901 | 18.3756 | 0.18366 | 0.14123
|  |  |  | Total Unplanned | # | 4953 | 3121.2702 | 1171.5564 | 481.3384 | 18.6239 | 0.43198 | 0.38955
> | OPEN TO SHOW DETAILED WORKINGS
Assumptions
[6 empty] | 2018/19 | 2019/20 | 2020/21 | 2021/22 | 2022/23 | 2023/24 | 2024/25
|  |  |  | Labour/Services Escalation |  | 100.4% | 100.8% | 101% | 101.2% | 101.4% | 101.7% | 102%

## Cable Faults
Public Lighting Model
Cable Faults |  | Single Light Out (Cable Faults)
|  |  | Units | 2018/19 | 2019/20 | 2020/21 | 2021/22 | 2022/23 | 2023/24 | 2024/25 |  | Source | Notes
|  |  |  | 0 | 1 | 2 | 3 | 4 | 5 | 6
Output
|  | 2017/18 to June 2020 | ($June '20) | 1542727.6801 | 1586876.8227 | 1068803.5194 | 1096432.5793 | 1123971.1998 | 1152388.8564 | 1180875.6292
|  | Real Input Cost Escalation | ($2017/18) | 1467408.6559 | 1509402.3498 | 1016622.4124 | 1042902.5668 | 1069096.6973 | 1096126.9475 | 1123222.9395
|  | Total Cost Cable Faults | ($2017/18) | 1461997.2194 | 1498133.093 | 1006549.4626 | 1030256.2213 | 1053962.98 | 1077669.7387 | 1101376.4974
Calculations
|  |  |  | 2018/19 | 2019/20 | 2020/21 | 2021/22 | 2022/23 | 2023/24 | 2024/25
Cable Fault
Cable Fault |  | Labour/Services | Inc. FS OH | 1258206.0698 | 1289304.881 | 866244.2217 | 886646.4408 | 907048.66 | 927450.8792 | 947853.0983 |  |  | inc Overheads, Labour/Service Weighted Avg
Cable Fault |  | Materials | inc. Oncost & OH | 203791.1496 | 208828.212 | 140305.2409 | 143609.7805 | 146914.32 | 150218.8595 | 153523.3991 |  |  | Inc On Costs and Overheads
Reg Period
|  | Forecast Cable Faults | # | 971 | 995 | 668.5098 | 684.2549 | 700 | 715.7451 | 731.4902 | 3500 | Shane Venning | Cable Fault Forecast
|  | Forecast Cable Faults Submission |  |  |  | 1019 | 1043 | 1067 | 1091 | 1115 | 5335
> | OPEN TO SHOW DETAILED WORKINGS |  |  |  |  | 19.1% | 19.55% | 20% | 20.45% | 20.9%
Assumptions
|  | Cable Faults |  | Inc. FS OH
|  | SLO Labour | ($2017/18) | 133.7326 | [7 empty] | Shane Venning | SLO attendance fee (Service/Labour Avg)
|  | Avg Cable Fault | ($2017/18) | 1162.0512 | [7 empty] | Shane Venning | Cable Repair Cost (Labour/Service Avg)
|  | Total Labour/Services |  | 1295.7838
inc. Oncosts + OH
|  | Materials | ($2017/18) | 150 | 209.8776 | [6 empty] | Shane Venning
|  | Cable Faults | # | 1058 | 2015 to 2018 Average | [7 empty] | Imported from "SLO Notification" Model
|  |  |  | 2018/19 | 2019/20 | 2020/21 | 2021/22 | 2022/23 | 2023/24 | 2024/25
|  | Labour/Services Escalation |  | 100.4% | 100.8% | 101% | 101.2% | 101.4% | 101.7% | 102%

## SLO
Public Lighting Model
SLO |  |  |  | Single Light Out (Lamp, PE Cell and Misc. Other Damage Faults Only)
[5 empty] | Units | 2018/19 | 2019/20 | 2020/21 | 2021/22 | 2022/23 | 2023/24 | 2024/25 | Source | Notes
[6 empty] | 0 | 1 | 2 | 3 | 4 | 5 | 6
Output
|  | 2017/18 to June 2020 |  |  | ($June '20)
|  |  |  | cf-42 |  | 283154.5731 | 195620.1569 | 68780.9037 | 34.4902 | 34.5591 | 35.6387 | 35.7283
|  |  |  | F-40 |  | 370838.8225 | 250473.1133 | 80661.9703 | 28.3928 | 28.4496 | 29.3383 | 29.4121
|  |  |  | LED |  | 0 | 0 | 0 | 0 | 0 | 0 | 0
|  |  |  | LED-V |  | 0 | 0 | 0 | 0 | 0 | 0 | 0
|  |  |  | MV-80 |  | 865564.9489 | 596726.6867 | 208167.9524 | 15.1526 | 15.1829 | 15.6572 | 15.6965
|  |  |  | MV-80+ |  | 117119.6909 | 112007.6787 | 97191.846 | 76253.4285 | 46144.8732 | 792.7313 | 28.3394
|  |  |  | S-HP100 |  | 370245.7581 | 354086.1848 | 307250.2569 | 241059.1484 | 145878.7107 | 2509.2233 | 29.5766
|  |  |  | S-HP150 |  | 248504.711 | 237655.143 | 206216.1997 | 161786.699 | 97900.4869 | 1670.8138 | 31.571
|  |  |  | S-HP250 |  | 103199.501 | 98677.7761 | 85606.7913 | 67143.0179 | 40602.002 | 631.562 | 42.972
|  |  |  | S-HP360f |  | 16944.7104 | 17513.1483 | 17555.1041 | 17593.3853 | 17628.5665 | 18179.2324 | 18224.9599
|  |  |  | S-HP50 |  | 409526.4612 | 423264.6941 | 424278.6987 | 425203.8939 | 426054.1663 | 439362.8774 | 440468.0376
|  |  |  | S-LP18 |  | 392909.4275 | 198883.9192 | 37.4828 | 37.5645 | 37.6396 | 38.8154 | 38.913
|  |  |  | S-LP90 |  | 514748.9143 | 417834.0635 | 293946.6977 | 160437.6781 | 5303.0242 | 48.7424 | 48.865
|  |  |  | cf-42 PT |  | 16906.1454 | 17473.2897 | 17515.15 | 17553.3441 | 17588.4452 | 18137.8578 | 18183.4812
|  |  |  | MV-80 PT |  | 45619.2956 | 47149.6693 | 47262.6246 | 47365.6869 | 47460.4032 | 48942.9302 | 49066.0397
|  |  |  | S-HP Other |  | 9116.4642 | 6413.16 | 2406.7375 | 27.278 | 27.3325 | 28.1863 | 28.2572
|  |  |  | S-HP50 PT |  | 27211.0172 | 19015.7377 | 6971.3106 | 21.1631 | 21.2054 | 21.8678 | 21.9228
|  |  |  | Total |  | 3791610.4413 | 2992794.4212 | 1863849.7263 | 1214560.3233 | 844725.0473 | 530445.4742 | 526293.7725
|  | Real Input Cost Escalation |  |  | ($2017/18)
|  |  |  | cf-42 |  | 269330.4054 | 186069.593 | 65422.8836 | 32.8063 | 32.8719 | 33.8987 | 33.984
|  |  |  | F-40 |  | 352733.7359 | 238244.5193 | 76723.893 | 27.0066 | 27.0606 | 27.9059 | 27.9761
|  |  |  | LED |  | 0 | 0 | 0 | 0 | 0 | 0 | 0
|  |  |  | LED-V |  | 0 | 0 | 0 | 0 | 0 | 0 | 0
|  |  |  | MV-80 |  | 823306.3519 | 567593.3067 | 198004.7802 | 14.4128 | 14.4416 | 14.8928 | 14.9302
|  |  |  | MV-80+ |  | 111401.6754 | 106539.2418 | 92446.7474 | 72530.5849 | 43891.989 | 754.0286 | 26.9558
|  |  |  | S-HP100 |  | 352169.626 | 336798.9952 | 292249.6901 | 229290.1628 | 138756.6228 | 2386.7181 | 28.1326
|  |  |  | S-HP150 |  | 236372.2182 | 226052.3477 | 196148.316 | 153887.9516 | 93120.7911 | 1589.2413 | 30.0297
|  |  |  | S-HP250 |  | 98161.0968 | 93860.1315 | 81427.298 | 63864.9627 | 38619.7317 | 600.7279 | 40.874
|  |  |  | S-HP360f |  | 16117.436 | 16658.1217 | 16698.0291 | 16734.4414 | 16767.9049 | 17291.6862 | 17335.1812
|  |  |  | S-HP50 |  | 389532.5673 | 402600.0725 | 403564.5714 | 404444.5968 | 405253.3572 | 417912.3105 | 418963.5147
|  |  |  | S-LP18 |  | 373726.8102 | 189174.0119 | 35.6528 | 35.7305 | 35.802 | 36.9204 | 37.0132
|  |  |  | S-LP90 |  | 489617.8517 | 397434.576 | 279595.6371 | 152604.7926 | 5044.12 | 46.3627 | 46.4793
|  |  |  | cf-42 PT |  | 16080.7539 | 16620.209 | 16660.0256 | 16696.355 | 16729.7424 | 17252.3316 | 17295.7276
|  |  |  | MV-80 PT |  | 43392.0712 | 44847.7289 | 44955.1695 | 45053.2002 | 45143.2922 | 46553.4393 | 46670.5384
|  |  |  | S-HP Other |  | 8671.3804 | 6100.0568 | 2289.2358 | 25.9462 | 25.9981 | 26.8102 | 26.8776
|  |  |  | S-HP50 PT |  | 25882.5214 | 18087.3517 | 6630.9574 | 20.1299 | 20.1701 | 20.8002 | 20.8525
|  |  |  | Total | OPEX | 3606496.5017 | 2846680.2635 | 1772852.8871 | 1155263.0802 | 803483.8956 | 504548.0744 | 500599.067
|  | Total Cost SLO |  |  | ($2017/18)
|  |  |  | cf-42 | OPEX | 268337.1821 | 179366.2805 | 62915.2451 | 31.4802 | 31.4802 | 31.4802 | 31.4802
|  |  |  | F-40 | OPEX | 351432.942 | 229661.5615 | 73783.0903 | 25.915 | 25.915 | 25.915 | 25.915
|  |  |  | LED | OPEX | 0 | 0 | 0 | 0 | 0 | 0 | 0
|  |  |  | LED-V | OPEX | 0 | 0 | 0 | 0 | 0 | 0 | 0
|  |  |  | MV-80 | OPEX | 820270.2037 | 547145.2837 | 190415.3194 | 13.8302 | 13.8302 | 13.8302 | 13.8302
|  |  |  | MV-80+ | OPEX | 110990.8538 | 102701.0766 | 88903.2927 | 69598.7413 | 42033.7255 | 700.2319 | 24.9698
|  |  |  | S-HP100 | OPEX | 350870.9124 | 324665.5301 | 281047.8516 | 220021.7569 | 132882.0572 | 2216.436 | 26.0599
|  |  |  | S-HP150 | OPEX | 235500.5366 | 217908.6231 | 188630.0128 | 147667.4667 | 89178.3184 | 1475.8558 | 27.8172
|  |  |  | S-HP250 | OPEX | 97799.1032 | 90478.7418 | 78306.2154 | 61283.4023 | 36984.6808 | 557.8686 | 37.8626
|  |  |  | S-HP360f | OPEX | 16057.9989 | 16057.9989 | 16057.9989 | 16057.9989 | 16057.9989 | 16057.9989 | 16057.9989
|  |  |  | S-HP50 | OPEX | 388096.0686 | 388096.0686 | 388096.0686 | 388096.0686 | 388096.0686 | 388096.0686 | 388096.0686
|  |  |  | S-LP18 | OPEX | 372348.5991 | 182358.8601 | 34.2862 | 34.2862 | 34.2862 | 34.2862 | 34.2862
|  |  |  | S-LP90 | OPEX | 487812.2634 | 383116.6634 | 268878.8244 | 146436.1757 | 4830.5661 | 43.0549 | 43.0549
|  |  |  | cf-42 PT | OPEX | 16021.4521 | 16021.4521 | 16021.4521 | 16021.4521 | 16021.4521 | 16021.4521 | 16021.4521
|  |  |  | MV-80 PT | OPEX | 43232.052 | 43232.052 | 43232.052 | 43232.052 | 43232.052 | 43232.052 | 43232.052
|  |  |  | S-HP Other | OPEX | 8639.4025 | 5880.2972 | 2201.4901 | 24.8974 | 24.8974 | 24.8974 | 24.8974
|  |  |  | S-HP50 PT | OPEX | 25787.0731 | 17435.7397 | 6376.7949 | 19.3162 | 19.3162 | 19.3162 | 19.3162
|  |  |  | Total | OPEX | 3593196.6436 | 2744126.2293 | 1704899.9947 | 1108564.8397 | 769466.6448 | 468550.7441 | 463717.0613
Calculations
[6 empty] | 2018/19 | 2019/20 | 2020/21 | 2021/22 | 2022/23 | 2023/24 | 2024/25
Total Lights
|  |  |  | cf-42 | Total Lights | 8524 | 5697.75 | 1998.5659 | 1 | 1 | 1 | 1
|  |  |  | F-40 | Total Lights | 13561 | 8862.1187 | 2847.1221 | 1 | 1 | 1 | 1
|  |  |  | LED | Total Lights | 0 | 0 | 0 | 0 | 0 | 0 | 0
|  |  |  | LED-V | Total Lights | 0 | 0 | 0 | 0 | 0 | 0 | 0
|  |  |  | MV-80 | Total Lights | 59310 | 39561.5818 | 13768.0639 | 1 | 1 | 1 | 1
|  |  |  | MV-80+ | Total Lights | 4445 | 4113.0081 | 3560.4297 | 2787.3144 | 1683.3811 | 28.0431 | 1
|  |  |  | S-HP100 | Total Lights | 13464 | 12458.4186 | 10784.6736 | 8442.914 | 5099.0947 | 85.0515 | 1
|  |  |  | S-HP150 | Total Lights | 8466 | 7833.589 | 6781.0533 | 5308.4922 | 3205.868 | 53.0555 | 1
|  |  |  | S-HP250 | Total Lights | 2583 | 2389.6598 | 2068.1678 | 1618.5734 | 976.813 | 14.734 | 1
|  |  |  | S-HP360f | Total Lights | 1068 | 1068 | 1068 | 1068 | 1068 | 1068 | 1068
|  |  |  | S-HP50 | Total Lights | 20032 | 20032 | 20032 | 20032 | 20032 | 20032 | 20032
|  |  |  | S-LP18 | Total Lights | 10860 | 5318.7181 | 1 | 1 | 1 | 1 | 1
|  |  |  | S-LP90 | Total Lights | 11330 | 8898.3245 | 6245.0195 | 3401.1483 | 112.1954 | 1 | 1
|  |  |  | cf-42 PT | Total Lights | 265 | 265 | 265 | 265 | 265 | 265 | 265
|  |  |  | MV-80 PT | Total Lights | 4299 | 4299 | 4299 | 4299 | 4299 | 4299 | 4299
|  |  |  | S-HP Other | Total Lights | 347 | 236.181 | 88.4224 | 1 | 1 | 1 | 1
|  |  |  | S-HP50 PT | Total Lights | 1335 | 902.6504 | 330.1275 | 1 | 1 | 1 | 1
|  |  |  | Total | Lights | 159889 | 121936 | 74136.6457 | 47228.4424 | 36747.3523 | 25851.8841 | 25675
Sumif - Start Row
Fitting Replacement (SLO Labour Cost)
cf-42 | OPEX |  |  | cf-42 |  | 13908.1904 | 9296.7376 | 3260.9615 | 1.6317 | 1.6317 | 1.6317 | 1.6317
F-40 | OPEX |  |  | F-40 |  | 49213.5968 | 32161.1043 | 10332.3588 | 3.6291 | 3.6291 | 3.6291 | 3.6291
LED | OPEX |  |  | LED |  | 0 | 0 | 0 | 0 | 0 | 0 | 0
LED-V | OPEX |  |  | LED-V |  | 0 | 0 | 0 | 0 | 0 | 0 | 0
MV-80 | OPEX |  |  | MV-80 |  | 107922.2082 | 71987.4097 | 25052.7712 | 1.8196 | 1.8196 | 1.8196 | 1.8196
MV-80+ | OPEX |  |  | MV-80+ |  | 133.7326 | 123.7443 | 107.1194 | 83.8593 | 50.6463 | 0.84371 | 0.030086
S-HP100 | OPEX |  |  | S-HP100 |  | 401.1978 | 371.2337 | 321.3597 | 251.5804 | 151.9419 | 2.5343 | 0.029798
S-HP150 | OPEX |  |  | S-HP150 |  | 267.4652 | 247.4855 | 214.2329 | 167.7105 | 101.2826 | 1.6762 | 0.031593
S-HP250 | OPEX |  |  | S-HP250 |  | 133.7326 | 123.7226 | 107.0776 | 83.8002 | 50.5736 | 0.76284 | 0.051774
S-HP360f | OPEX |  |  | S-HP360f |  | 0 | 0 | 0 | 0 | 0 | 0 | 0
S-HP50 | OPEX |  |  | S-HP50 |  | 0 | 0 | 0 | 0 | 0 | 0 | 0
S-LP18 | OPEX |  |  | S-LP18 |  | 277227.6798 | 135773.1003 | 25.5274 | 25.5274 | 25.5274 | 25.5274 | 25.5274
S-LP90 | OPEX |  |  | S-LP90 |  | 212367.3688 | 166788.5042 | 117055.4591 | 63750.4788 | 2102.9701 | 18.7438 | 18.7438
cf-42 PT | OPEX |  |  | cf-42 PT |  | 0 | 0 | 0 | 0 | 0 | 0 | 0
MV-80 PT | OPEX |  |  | MV-80 PT |  | 0 | 0 | 0 | 0 | 0 | 0 | 0
S-HP Other | OPEX |  |  | S-HP Other |  | 0 | 0 | 0 | 0 | 0 | 0 | 0
S-HP50 PT | OPEX |  |  | S-HP50 PT |  | 802.3956 | 542.5339 | 198.4216 | 0.60105 | 0.60105 | 0.60105 | 0.60105
|  |  |  | Total | OPEX | 662377.5678 | 417415.576 | 156675.2892 | 64370.638 | 2490.6233 | 57.7697 | 52.0959 | from LED Conversions | SLO Labour Cost component of 'Fitting' Replacement
SLO Faults - Lamp, PE Cell and Misc. Other
F-40
F-40 | Lights |  |  | PLC_TFI | # | 0 | 0 | 0 | 0 | 0 | 0 | 0 |  | "SLO_Equipt_Tbl" on SLO Data Sht
F-40 | Lights |  |  | SAPN_SLUOS | # | 13561 | 8862.1187 | 2847.1221 | 1 | 1 | 1 | 1 |  | From LED Conversion Sheet
F-40 | Total Lights |  |  | Total Lights F-40 | # | 13561 | 8862.1187 | 2847.1221 | 1 | 1 | 1 | 1
|  |  |  | Materials | Inc. Oncosts & OH
F-40 | OPEX |  |  | Lamp | [9 empty] | "Lamp $/Light" from "SLO_Cost_tbl"
F-40 | OPEX |  |  | PE Cell | [9 empty] | "PE cell $/Light" from "SLO_Cost_tbl"
F-40 | OPEX |  |  | Misc. Other | 0 | 0 | 0 | 0 | 0 | 0 | 0 | 0 |  | "SLO misc. $/Light" from "SLO_Cost_tbl"
|  |  |  | Labour | Inc. OH
F-40 | OPEX |  |  | Labour | 21.6165 | 293141.8592 | 191568.3166 | 61544.9199 | 21.6165 | 21.6165 | 21.6165 | 21.6165 |  | "Labour $/Light" from "SLO_Cost_tbl"
|  |  |  | Total SLO Cost F-40 |  | 302219.3452 | 197500.4572 | 63450.7315 | 22.2859 | 22.2859 | 22.2859 | 22.2859
MV-80
MV-80 | Lights |  |  | PLC_TFI | # | 0 | 0 | 0 | 0 | 0 | 0 | 0 |  | "SLO_Equipt_Tbl" on SLO Data Sht
MV-80 | Lights |  |  | SAPN_SLUOS | # | 59310 | 39561.5818 | 13768.0639 | 1 | 1 | 1 | 1 |  | From LED Conversion Sheet
MV-80 | Total Lights |  |  | Total Lights MV-80 | # | 59310 | 39561.5818 | 13768.0639 | 1 | 1 | 1 | 1
|  |  |  | Materials | Inc. Oncosts & OH
MV-80 | OPEX |  |  | Lamp | [9 empty] | "Lamp $/Light" from "SLO_Cost_tbl"
MV-80 | OPEX |  |  | PE Cell | [9 empty] | "PE cell $/Light" from "SLO_Cost_tbl"
MV-80 | OPEX |  |  | Misc. Other | 0 | 0 | 0 | 0 | 0 | 0 | 0 | 0 |  | "SLO misc. $/Light" from "SLO_Cost_tbl"
|  |  |  | Labour | Inc. OH
MV-80 | OPEX |  |  | Labour | 11.6641 | 691798.7398 | 461450.8927 | 160592.2992 | 11.6641 | 11.6641 | 11.6641 | 11.6641 |  | "Labour $/Light" from "SLO_Cost_tbl"
|  |  |  | Total SLO Cost MV-80 |  | 712347.9955 | 475157.874 | 165362.5482 | 12.0106 | 12.0106 | 12.0106 | 12.0106
S-HP50
S-HP50 | Lights |  |  | PLC_TFI | # | 0 | 0 | 0 | 0 | 0 | 0 | 0 |  | "SLO_Equipt_Tbl" on SLO Data Sht
S-HP50 | Lights |  |  | SAPN_SLUOS | # | 20032 | 20032 | 20032 | 20032 | 20032 | 20032 | 20032 |  | From LED Conversion Sheet
S-HP50 | Total Lights |  |  | Total Lights S-HP50 | # | 20032 | 20032 | 20032 | 20032 | 20032 | 20032 | 20032
|  |  |  | Materials | Inc. Oncosts & OH
S-HP50 | OPEX |  |  | Lamp | [9 empty] | "Lamp $/Light" from "SLO_Cost_tbl"
S-HP50 | OPEX |  |  | PE Cell | [9 empty] | "PE cell $/Light" from "SLO_Cost_tbl"
S-HP50 | OPEX |  |  | Misc. Other | 0 | 0 | 0 | 0 | 0 | 0 | 0 | 0 |  | "SLO misc. $/Light" from "SLO_Cost_tbl"
|  |  |  | Labour | Inc. OH
S-HP50 | OPEX |  |  | Labour | 18.0184 | 360944.2874 | 360944.2874 | 360944.2874 | 360944.2874 | 360944.2874 | 360944.2874 | 360944.2874 |  | "Labour $/Light" from "SLO_Cost_tbl"
|  |  |  | Total SLO Cost S-HP50 |  | 388096.0686 | 388096.0686 | 388096.0686 | 388096.0686 | 388096.0686 | 388096.0686 | 388096.0686
S-HP50 PT
S-HP50 PT | Lights |  |  | PLC_TFI | # | 0 | 0 | 0 | 0 | 0 | 0 | 0 |  | "SLO_Equipt_Tbl" on SLO Data Sht
S-HP50 PT | Lights |  |  | SAPN_SLUOS | # | 1335 | 902.6504 | 330.1275 | 1 | 1 | 1 | 1 |  | From LED Conversion Sheet
S-HP50 PT | Total Lights |  |  | Total Lights S-HP50 PT | # | 1335 | 902.6504 | 330.1275 | 1 | 1 | 1 | 1
|  |  |  | Materials | Inc. Oncosts & OH
S-HP50 PT | OPEX |  |  | Lamp | [9 empty] | "Lamp $/Light" from "SLO_Cost_tbl"
S-HP50 PT | OPEX |  |  | PE Cell | [9 empty] | "PE cell $/Light" from "SLO_Cost_tbl"
S-HP50 PT | OPEX |  |  | Misc. Other | 0 | 0 | 0 | 0 | 0 | 0 | 0 | 0 |  | "SLO misc. $/Light" from "SLO_Cost_tbl"
|  |  |  | Labour | Inc. OH
S-HP50 PT | OPEX |  |  | Labour | 17.3301 | 23135.7398 | 15643.0602 | 5721.156 | 17.3301 | 17.3301 | 17.3301 | 17.3301 |  | "Labour $/Light" from "SLO_Cost_tbl"
|  |  |  | Total SLO Cost S-HP50 PT |  | 24984.6775 | 16893.2058 | 6178.3733 | 18.7151 | 18.7151 | 18.7151 | 18.7151
S-HP Other
S-HP Other | Lights |  |  | PLC_TFI | # | 0 | 0 | 0 | 0 | 0 | 0 | 0 |  | "SLO_Equipt_Tbl" on SLO Data Sht
S-HP Other | Lights |  |  | SAPN_SLUOS | # | 347 | 236.181 | 88.4224 | 1 | 1 | 1 | 1 |  | From LED Conversion Sheet
S-HP Other | Total Lights |  |  | Total Lights S-HP Other | # | 347 | 236.181 | 88.4224 | 1 | 1 | 1 | 1
|  |  |  | Materials | Inc. Oncosts & OH
S-HP Other | OPEX |  |  | Lamp | [9 empty] | "Lamp $/Light" from "SLO_Cost_tbl"
S-HP Other | OPEX |  |  | PE Cell | [9 empty] | "PE cell $/Light" from "SLO_Cost_tbl"
S-HP Other | OPEX |  |  | Misc. Other | 0 | 0 | 0 | 0 | 0 | 0 | 0 | 0 |  | "SLO misc. $/Light" from "SLO_Cost_tbl"
|  |  |  | Labour | Inc. OH
S-HP Other | OPEX |  |  | Labour | 22.7384 | 7890.2234 | 5370.3782 | 2010.5845 | 22.7384 | 22.7384 | 22.7384 | 22.7384 |  | "Labour $/Light" from "SLO_Cost_tbl"
|  |  |  | Total SLO Cost S-HP Other |  | 8639.4025 | 5880.2972 | 2201.4901 | 24.8974 | 24.8974 | 24.8974 | 24.8974
CF-42
CF-42 | Lights |  |  | PLC_TFI | # | 0 | 0 | 0 | 0 | 0 | 0 | 0 |  | "SLO_Equipt_Tbl" on SLO Data Sht
CF-42 | Lights |  |  | SAPN_SLUOS | # | 8524 | 5697.75 | 1998.5659 | 1 | 1 | 1 | 1 |  | From LED Conversion Sheet
CF-42 | Total Lights |  |  | Total Lights CF-42 | # | 8524 | 5697.75 | 1998.5659 | 1 | 1 | 1 | 1
|  |  |  | Materials | Inc. Oncosts & OH
CF-42 | OPEX |  |  | Lamp | [9 empty] | "Lamp $/Light" from "SLO_Cost_tbl"
CF-42 | OPEX |  |  | PE Cell | [9 empty] | "PE cell $/Light" from "SLO_Cost_tbl"
CF-42 | OPEX |  |  | Misc. Other | 0 | 0 | 0 | 0 | 0 | 0 | 0 | 0 |  | "SLO misc. $/Light" from "SLO_Cost_tbl"
|  |  |  | Labour | Inc. OH
CF-42 | OPEX |  |  | Labour | 27.9106 | 237910.2954 | 159027.8486 | 55781.2541 | 27.9106 | 27.9106 | 27.9106 | 27.9106 |  | "Labour $/Light" from "SLO_Cost_tbl"
|  |  |  | Total SLO Cost CF-42 |  | 254428.9917 | 170069.5428 | 59654.2836 | 29.8485 | 29.8485 | 29.8485 | 29.8485
cf-42 PT
cf-42 PT | Lights |  |  | PLC_TFI | # | 0 | 0 | 0 | 0 | 0 | 0 | 0 |  | "SLO_Equipt_Tbl" on SLO Data Sht
cf-42 PT | Lights |  |  | SAPN_SLUOS | # | 265 | 265 | 265 | 265 | 265 | 265 | 265 |  | From LED Conversion Sheet
cf-42 PT | Total Lights |  |  | Total Lights cf-42 PT | # | 265 | 265 | 265 | 265 | 265 | 265 | 265
|  |  |  | Materials | Inc. Oncosts & OH
cf-42 PT | OPEX |  |  | Lamp | [9 empty] | "Lamp $/Light" from "SLO_Cost_tbl"
cf-42 PT | OPEX |  |  | PE Cell | [9 empty] | "PE cell $/Light" from "SLO_Cost_tbl"
cf-42 PT | OPEX |  |  | Misc. Other | 0 | 0 | 0 | 0 | 0 | 0 | 0 | 0 |  | "SLO misc. $/Light" from "SLO_Cost_tbl"
|  |  |  | Labour | Inc. OH
cf-42 PT | OPEX |  |  | Labour | 56.0163 | 14844.3186 | 14844.3186 | 14844.3186 | 14844.3186 | 14844.3186 | 14844.3186 | 14844.3186 |  | "Labour $/Light" from "SLO_Cost_tbl"
|  |  |  | Total SLO Cost cf-42 PT |  | 16021.4521 | 16021.4521 | 16021.4521 | 16021.4521 | 16021.4521 | 16021.4521 | 16021.4521
S-LP18
S-LP18 | Lights |  |  | PLC_TFI | # | 0 | 0 | 0 | 0 | 0 | 0 | 0 |  | "SLO_Equipt_Tbl" on SLO Data Sht
S-LP18 | Lights |  |  | SAPN_SLUOS | # | 10860 | 5318.7181 | 1 | 1 | 1 | 1 | 1 |  | From LED Conversion Sheet
S-LP18 | Total Lights |  |  | Total Lights S-LP18 | # | 10860 | 5318.7181 | 1 | 1 | 1 | 1 | 1
|  |  |  | Materials | Inc. Oncosts & OH
S-LP18 | OPEX |  |  | Lamp | [9 empty] | "Lamp $/Light" from "SLO_Cost_tbl"
S-LP18 | OPEX |  |  | PE Cell | [9 empty] | "PE cell $/Light" from "SLO_Cost_tbl"
S-LP18 | OPEX |  |  | Misc. Other | 0 | 0 | 0 | 0 | 0 | 0 | 0 | 0 |  | "SLO misc. $/Light" from "SLO_Cost_tbl"
|  |  |  | Labour | Inc. OH
S-LP18 | OPEX |  |  | Labour | 8.5953 | 93345.3548 | 45716.1717 | 8.5953 | 8.5953 | 8.5953 | 8.5953 | 8.5953 |  | "Labour $/Light" from "SLO_Cost_tbl"
|  |  |  | Total SLO Cost S-LP18 |  | 95120.9193 | 46585.7598 | 8.7588 | 8.7588 | 8.7588 | 8.7588 | 8.7588
S-HP100
S-HP100 | Lights |  |  | PLC_TFI | # | 0 | 0 | 0 | 0 | 0 | 0 | 0 |  | "SLO_Equipt_Tbl" on SLO Data Sht
S-HP100 | Lights |  |  | SAPN_SLUOS | # | 13464 | 12458.4186 | 10784.6736 | 8442.914 | 5099.0947 | 85.0515 | 1 |  | From LED Conversion Sheet
S-HP100 | Total Lights |  |  | Total Lights S-HP100 | # | 13464 | 12458.4186 | 10784.6736 | 8442.914 | 5099.0947 | 85.0515 | 1
|  |  |  | Materials | Inc. Oncosts & OH
S-HP100 | OPEX |  |  | Lamp | [9 empty] | "Lamp $/Light" from "SLO_Cost_tbl"
S-HP100 | OPEX |  |  | PE Cell | [9 empty] | "PE cell $/Light" from "SLO_Cost_tbl"
S-HP100 | OPEX |  |  | Misc. Other | 0 | 0 | 0 | 0 | 0 | 0 | 0 | 0 |  | "SLO misc. $/Light" from "SLO_Cost_tbl"
|  |  |  | Labour | Inc. OH
S-HP100 | OPEX |  |  | Labour | 23.2622 | 313201.7492 | 289809.7514 | 250874.825 | 196400.433 | 118615.9675 | 1978.4816 | 23.2622 |  | "Labour $/Light" from "SLO_Cost_tbl"
|  |  |  | Total SLO Cost S-HP100 |  | 350469.7146 | 324294.2964 | 280726.4919 | 219770.1765 | 132730.1153 | 2213.9017 | 26.0301
S-HP150
S-HP150 | Lights |  |  | PLC_TFI | # | 0 | 0 | 0 | 0 | 0 | 0 | 0 |  | "SLO_Equipt_Tbl" on SLO Data Sht
S-HP150 | Lights |  |  | SAPN_SLUOS | # | 8466 | 7833.589 | 6781.0533 | 5308.4922 | 3205.868 | 53.0555 | 1 |  | From LED Conversion Sheet
S-HP150 | Total Lights |  |  | Total Lights S-HP150 | # | 8466 | 7833.589 | 6781.0533 | 5308.4922 | 3205.868 | 53.0555 | 1
|  |  |  | Materials | Inc. Oncosts & OH
S-HP150 | OPEX |  |  | Lamp | [9 empty] | "Lamp $/Light" from "SLO_Cost_tbl"
S-HP150 | OPEX |  |  | PE Cell | [9 empty] | "PE cell $/Light" from "SLO_Cost_tbl"
S-HP150 | OPEX |  |  | Misc. Other | 0 | 0 | 0 | 0 | 0 | 0 | 0 | 0 |  | "SLO misc. $/Light" from "SLO_Cost_tbl"
|  |  |  | Labour | Inc. OH
S-HP150 | OPEX |  |  | Labour | 25.5586 | 216379.3468 | 200215.7881 | 173314.4203 | 135677.78 | 81937.5895 | 1356.0254 | 25.5586 |  | "Labour $/Light" from "SLO_Cost_tbl"
|  |  |  | Total SLO Cost S-HP150 |  | 235233.0714 | 217661.1376 | 188415.7799 | 147499.7562 | 89077.0358 | 1474.1796 | 27.7856
S-HP250
S-HP250 | Lights |  |  | PLC_TFI | # | 0 | 0 | 0 | 0 | 0 | 0 | 0 |  | "SLO_Equipt_Tbl" on SLO Data Sht
S-HP250 | Lights |  |  | SAPN_SLUOS | # | 2583 | 2389.6598 | 2068.1678 | 1618.5734 | 976.813 | 14.734 | 1 |  | From LED Conversion Sheet
S-HP250 | Total Lights |  |  | Total Lights S-HP250 | # | 2583 | 2389.6598 | 2068.1678 | 1618.5734 | 976.813 | 14.734 | 1
|  |  |  | Materials | Inc. Oncosts & OH
S-HP250 | OPEX |  |  | Lamp | [9 empty] | "Lamp $/Light" from "SLO_Cost_tbl"
S-HP250 | OPEX |  |  | PE Cell | [9 empty] | "PE cell $/Light" from "SLO_Cost_tbl"
S-HP250 | OPEX |  |  | Misc. Other | 0 | 0 | 0 | 0 | 0 | 0 | 0 | 0 |  | "SLO misc. $/Light" from "SLO_Cost_tbl"
|  |  |  | Labour | Inc. OH
S-HP250 | OPEX |  |  | Labour | 34.844 | 90002.0398 | 83265.2965 | 72063.2284 | 56397.5643 | 34036.0658 | 513.3923 | 34.844 |  | "Labour $/Light" from "SLO_Cost_tbl"
|  |  |  | Total SLO Cost S-HP250 |  | 97665.3706 | 90355.0192 | 78199.1378 | 61199.602 | 36934.1071 | 557.1057 | 37.8108
S-LP90
S-LP90 | Lights |  |  | PLC_TFI | # | 0 | 0 | 0 | 0 | 0 | 0 | 0 |  | "SLO_Equipt_Tbl" on SLO Data Sht
S-LP90 | Lights |  |  | SAPN_SLUOS | # | 11330 | 8898.3245 | 6245.0195 | 3401.1483 | 112.1954 | 1 | 1 |  | From LED Conversion Sheet
S-LP90 | Total Lights |  |  | Total Lights S-LP90 | # | 11330 | 8898.3245 | 6245.0195 | 3401.1483 | 112.1954 | 1 | 1
|  |  |  | Materials | Inc. Oncosts & OH
S-LP90 | OPEX |  |  | Lamp | [9 empty] | "Lamp $/Light" from "SLO_Cost_tbl"
S-LP90 | OPEX |  |  | PE Cell | [9 empty] | "PE cell $/Light" from "SLO_Cost_tbl"
S-LP90 | OPEX |  |  | Misc. Other | 0 | 0 | 0 | 0 | 0 | 0 | 0 | 0 |  | "SLO misc. $/Light" from "SLO_Cost_tbl"
|  |  |  | Labour | Inc. OH
S-LP90 | OPEX |  |  | Labour | 23.7721 | 269337.4564 | 211531.5161 | 148456.9866 | 80852.3074 | 2667.117 | 23.7721 | 23.7721 |  | "Labour $/Light" from "SLO_Cost_tbl"
|  |  |  | Total SLO Cost S-LP90 |  | 275444.8946 | 216328.1592 | 151823.3653 | 82685.697 | 2727.596 | 24.3111 | 24.3111
MV-80+
MV-80+ | Lights |  |  | PLC_TFI | # | 0 | 0 | 0 | 0 | 0 | 0 | 0 |  | "SLO_Equipt_Tbl" on SLO Data Sht
MV-80+ | Lights |  |  | SAPN_SLUOS | # | 4445 | 4113.0081 | 3560.4297 | 2787.3144 | 1683.3811 | 28.0431 | 1 |  | From LED Conversion Sheet
MV-80+ | Total Lights |  |  | Total Lights MV-80+ | # | 4445 | 4113.0081 | 3560.4297 | 2787.3144 | 1683.3811 | 28.0431 | 1
|  |  |  | Materials | Inc. Oncosts & OH
MV-80+ | OPEX |  |  | Lamp | [9 empty] | "Lamp $/Light" from "SLO_Cost_tbl"
MV-80+ | OPEX |  |  | PE Cell | [9 empty] | "PE cell $/Light" from "SLO_Cost_tbl"
MV-80+ | OPEX |  |  | Misc. Other | 0 | 0 | 0 | 0 | 0 | 0 | 0 | 0 |  | "SLO misc. $/Light" from "SLO_Cost_tbl"
|  |  |  | Labour | Inc. OH
MV-80+ | OPEX |  |  | Labour | 24.0087 | 106718.6148 | 98747.9261 | 85481.2439 | 66919.7597 | 40415.7712 | 673.2787 | 24.0087 |  | "Labour $/Light" from "SLO_Cost_tbl"
|  |  |  | Total SLO Cost MV-80+ |  | 110857.1212 | 102577.3323 | 88796.1733 | 69514.882 | 41983.0791 | 699.3882 | 24.9397
MV-80 PT
MV-80 PT | Lights |  |  | PLC_TFI | # | 0 | 0 | 0 | 0 | 0 | 0 | 0 |  | "SLO_Equipt_Tbl" on SLO Data Sht
MV-80 PT | Lights |  |  | SAPN_SLUOS | # | 4299 | 4299 | 4299 | 4299 | 4299 | 4299 | 4299 |  | From LED Conversion Sheet
MV-80 PT | Total Lights |  |  | Total Lights MV-80 PT | # | 4299 | 4299 | 4299 | 4299 | 4299 | 4299 | 4299
|  |  |  | Materials | Inc. Oncosts & OH
MV-80 PT | OPEX |  |  | Lamp | [9 empty] | "Lamp $/Light" from "SLO_Cost_tbl"
MV-80 PT | OPEX |  |  | PE Cell | [9 empty] | "PE cell $/Light" from "SLO_Cost_tbl"
MV-80 PT | OPEX |  |  | Misc. Other | 0 | 0 | 0 | 0 | 0 | 0 | 0 | 0 |  | "SLO misc. $/Light" from "SLO_Cost_tbl"
|  |  |  | Labour | Inc. OH
MV-80 PT | OPEX |  |  | Labour | 9.7056 | 41724.5712 | 41724.5712 | 41724.5712 | 41724.5712 | 41724.5712 | 41724.5712 | 41724.5712 |  | "Labour $/Light" from "SLO_Cost_tbl"
|  |  |  | Total SLO Cost MV-80 PT |  | 43232.052 | 43232.052 | 43232.052 | 43232.052 | 43232.052 | 43232.052 | 43232.052
S-HP360f
S-HP360f | Lights |  |  | PLC_TFI | # | 0 | 0 | 0 | 0 | 0 | 0 | 0 |  | "SLO_Equipt_Tbl" on SLO Data Sht
S-HP360f | Lights |  |  | SAPN_SLUOS | # | 1068 | 1068 | 1068 | 1068 | 1068 | 1068 | 1068 |  | From LED Conversion Sheet
S-HP360f | Total Lights |  |  | Total Lights S-HP360f | # | 1068 | 1068 | 1068 | 1068 | 1068 | 1068 | 1068
|  |  |  | Materials | Inc. Oncosts & OH
S-HP360f | OPEX |  |  | Lamp | [9 empty] | "Lamp $/Light" from "SLO_Cost_tbl"
S-HP360f | OPEX |  |  | PE Cell | [9 empty] | "PE cell $/Light" from "SLO_Cost_tbl"
S-HP360f | OPEX |  |  | Misc. Other | 0 | 0 | 0 | 0 | 0 | 0 | 0 | 0 |  | "SLO misc. $/Light" from "SLO_Cost_tbl"
|  |  |  | Labour | Inc. OH
S-HP360f | OPEX |  |  | Labour | 11.3948 | 12169.6666 | 12169.6666 | 12169.6666 | 12169.6666 | 12169.6666 | 12169.6666 | 12169.6666 |  | "Labour $/Light" from "SLO_Cost_tbl"
|  |  |  | Total SLO Cost S-HP360f |  | 16057.9989 | 16057.9989 | 16057.9989 | 16057.9989 | 16057.9989 | 16057.9989 | 16057.9989
Sumif - End Row
> | OPEN TO SHOW DETAILED WORKINGS
Assumptions
|  |  |  | Expense Allocation | Description | Allocation
[5 empty] | Lamp | OPEX
[5 empty] | PE Cell | OPEX
[5 empty] | Misc. Other | OPEX
[5 empty] | Labour | OPEX
|  |  | General Escalation (%Real) |  |  | 2018/19 | 2019/20 | 2020/21 | 2021/22 | 2022/23 | 2023/24 | 2024/25
|  |  |  | Labour |  | 100.6% | 101.3% | 101.7% | 102.1% | 102.4% | 102.9% | 103.3%
|  |  |  | SLO Productivity Adjustment |  |  | 5% | 5% | 5% | 5% | 10% | 10% | Debbi Voltz | forecast increase in travel time
Benchmark
|  |  |  | Labour Split |  | 59.7% | 59.7% | 59.7% | 59.7% | 59.7% | 59.7% | 59.7%
|  |  |  | Non-Labour Split |  | 40.3% | 40.3% | 40.3% | 40.3% | 40.3% | 40.3% | 40.3%
|  |  |  | Labour/Services Escalation |  | 100.4% | 103.7% | 104% | 104.2% | 104.4% | 107.7% | 108% | Debbi Voltz | Includes SLO Productivity Adjustment (increased travel time)

## SLO HID OPEX
Public Lighting Model
SLO HID OPEX |  |  |  |  | Single Light Out (Cable Faults)
[6 empty] | Units | 2018/19 | 2019/20 | 2020/21 | 2021/22 | 2022/23 | 2023/24 | 2024/25 | Source | Notes
[7 empty] | 0 | 1 | 2 | 3 | 4 | 5 | 6
Output
[5 empty] | 2017/18 to June 2020 | ($June '20) | 4521679.3212 | 3656807.4243 | 2438828.0415 | 1700641.269 | 1240672.5851 | 844940.9583 | 748001.1965
[5 empty] | Real Input Cost Escalation | ($2017/18) | 4300921.9712 | 3478274.8352 | 2319759.6208 | 1617612.5902 | 1180100.4895 | 803689.2654 | 711482.2949
[5 empty] | Total Cost Cable Faults | ($2017/18) | 4285061.2455 | 3352967.079 | 2230843.9657 | 1552225.1793 | 1130138.3503 | 746349.5006 | 659063.3119
Calculations
[7 empty] | 2018/19 | 2019/20 | 2020/21 | 2021/22 | 2022/23 | 2023/24 | 2024/25
Total Cost HID SLO (Exc Cable Faults)
[5 empty] | Fitting Replacement (SLO Labour Cost) |  | 662377.5678 | 417415.576 | 156675.2892 | 64370.638 | 2490.6233 | 57.7697 | 52.0959
[5 empty] | SLO - Misc. Other |  | 1240904.7954 | 970085.0556 | 632372.095 | 418635.81 | 290390.8456 | 185206.6389 | 184016.0576
[5 empty] | SLO - PE Cell |  | 428596.9176 | 350360.8692 | 254010.6118 | 181225.8667 | 119268.2467 | 60498.1275 | 51836.1402
[5 empty] | SLO - Lamp |  | 1953181.9647 | 1615105.5781 | 1187785.9696 | 887992.8646 | 717988.6346 | 500586.9645 | 423159.0182
[5 empty] | Total Cost SLO (Exc Cable Faults) |  | 4285061.2455 | 3352967.079 | 2230843.9657 | 1552225.1793 | 1130138.3503 | 746349.5006 | 659063.3119
Total SLO Faults
|  |  | SLO - Misc. Other |  |  | Parts + Labour + Oncosts + O/H
[5 empty] | cf-42 | 133.7326 | 290 | 193.8465 | 67.9944 | 1 | 1 | 1 | 1
[5 empty] | F-40 | 133.7326 | 671 | 438.4988 | 140.876 | 1 | 1 | 1 | 1
[5 empty] | MV-80 | 133.7326 | 2706 | 1804.9847 | 628.1636 | 1 | 1 | 1 | 1
[5 empty] | MV-80+ | 133.7326 | 322 | 297.9502 | 257.9209 | 201.9157 | 121.9457 | 2.0315 | 1
[5 empty] | S-HP100 | 133.7326 | 870 | 805.0226 | 696.8706 | 545.5537 | 329.487 | 5.4958 | 1
[5 empty] | S-HP150 | 133.7326 | 612 | 566.2835 | 490.1966 | 383.7464 | 231.7495 | 3.8353 | 1
[5 empty] | S-HP250 | 133.7326 | 270 | 249.7902 | 216.1848 | 169.1889 | 102.1059 | 1.5401 | 1
[5 empty] | S-HP360f | 133.7326 | 40 | 40 | 40 | 40 | 40 | 40 | 40
[5 empty] | S-HP50 | 133.7326 | 1194 | 1194 | 1194 | 1194 | 1194 | 1194 | 1194
[5 empty] | S-LP18 | 133.7326 | 557 | 272.7924 | 1 | 1 | 1 | 1 | 1
[5 empty] | S-LP90 | 133.7326 | 1529 | 1200.8418 | 842.7745 | 458.9899 | 15.1409 | 1 | 1
[5 empty] | cf-42 PT | 133.7326 | 5 | 5 | 5 | 5 | 5 | 5 | 5
[5 empty] | MV-80 PT | 133.7326 | 126 | 126 | 126 | 126 | 126 | 126 | 126
[5 empty] | S-HP Other | 133.7326 | 18 | 12.2515 | 4.5868 | 1 | 1 | 1 | 1
[5 empty] | S-HP50 PT | 133.7326 | 69 | 46.6538 | 17.0628 | 1 | 1 | 1 | 1
[5 empty] | Total SLO - Misc. Other |  | 9279 | 7253.9161 | 4728.6308 | 3130.3946 | 2171.429 | 1384.9027 | 1376
|  |  | SLO - PE Cell |  |  | Parts + Labour + Oncosts + O/H
cf-42
F-40
MV-80
MV-80+
S-HP100
S-HP150
S-HP250
S-HP360f
S-HP50
S-LP18
S-LP90
cf-42 PT
MV-80 PT
S-HP Other
S-HP50 PT
[5 empty] | Total SLO - PE Cell |  | 2929.07 | 2394.3978 | 1735.9314 | 1238.5139 | 815.09 | 413.4497 | 354.2529
|  |  | SLO - Lamp |  |  | Parts + Labour + Oncosts + O/H
cf-42
F-40
MV-80
MV-80+
S-HP100
S-HP150
S-HP250
S-HP360f
S-HP50
S-LP18
S-LP90
cf-42 PT
MV-80 PT
S-HP Other
S-HP50 PT
[5 empty] | Total SLO - Lamp |  | 13028.23 | 10706.6103 | 7768.7792 | 5743.9333 | 4652.5218 | 3258.9365 | 2757.7388
PLC, SAPN, SLUOS, TFI
|  |  |  | SLO - Misc. Other |  | Failure Rate
[5 empty] | cf-42 | 3.402% | 290 | 193.8465 | 67.9944 | 0.034022 | 0.034022 | 0.034022 | 0.034022
[5 empty] | F-40 | 4.948% | 671 | 438.4988 | 140.876 | 0.04948 | 0.04948 | 0.04948 | 0.04948
[5 empty] | MV-80 | 4.562% | 2706 | 1804.9847 | 628.1636 | 0.045625 | 0.045625 | 0.045625 | 0.045625
[5 empty] | MV-80+ | 7.244% | 322 | 297.9502 | 257.9209 | 201.9157 | 121.9457 | 2.0315 | 0.072441
[5 empty] | S-HP100 | 6.462% | 870 | 805.0226 | 696.8706 | 545.5537 | 329.487 | 5.4958 | 0.064617
[5 empty] | S-HP150 | 7.229% | 612 | 566.2835 | 490.1966 | 383.7464 | 231.7495 | 3.8353 | 0.072289
[5 empty] | S-HP250 | 10.45% | 270 | 249.7902 | 216.1848 | 169.1889 | 102.1059 | 1.5401 | 0.10453
[5 empty] | S-HP360f | 3.745% | 40 | 40 | 40 | 40 | 40 | 40 | 40
[5 empty] | S-HP50 | 5.96% | 1194 | 1194 | 1194 | 1194 | 1194 | 1194 | 1194
[5 empty] | S-LP18 | 5.129% | 557 | 272.7924 | 0.051289 | 0.051289 | 0.051289 | 0.051289 | 0.051289
[5 empty] | S-LP90 | 13.5% | 1529 | 1200.8418 | 842.7745 | 458.9899 | 15.1409 | 0.13495 | 0.13495
[5 empty] | cf-42 PT | 1.887% | 5 | 5 | 5 | 5 | 5 | 5 | 5
[5 empty] | MV-80 PT | 2.931% | 126 | 126 | 126 | 126 | 126 | 126 | 126
[5 empty] | S-HP Other | 5.187% | 18 | 12.2515 | 4.5868 | 0.051873 | 0.051873 | 0.051873 | 0.051873
[5 empty] | S-HP50 PT | 5.169% | 69 | 46.6538 | 17.0628 | 0.051685 | 0.051685 | 0.051685 | 0.051685
[5 empty] | Total SLO - Misc. Other |  | 9279 | 7253.9161 | 4727.6821 | 3124.6786 | 2165.713 | 1378.3216 | 1365.7328
|  |  |  | SLO - PE Cell |  | Failure Rate
[5 empty] | cf-42 | 1.197% | 102 | 68.1805 | 23.9153 | 0.011966 | 0.011966 | 0.011966 | 0.011966
[5 empty] | F-40 | 0.7005% | 95 | 62.0825 | 19.9452 | 0.0070054 | 0.0070054 | 0.0070054 | 0.0070054
[5 empty] | MV-80 | 0.8245% | 489 | 326.1779 | 113.5151 | 0.0082448 | 0.0082448 | 0.0082448 | 0.0082448
[5 empty] | MV-80+ | 2.857% | 127 | 117.5145 | 101.7266 | 79.6376 | 48.0966 | 0.80123 | 0.028571
[5 empty] | S-HP100 | 2.978% | 401 | 371.0506 | 321.2013 | 251.4564 | 151.867 | 2.5331 | 0.029783
[5 empty] | S-HP150 | 3.378% | 286 | 264.6358 | 229.0788 | 179.3325 | 108.3012 | 1.7923 | 0.033782
[5 empty] | S-HP250 | 4.142% | 107 | 98.9909 | 85.6732 | 67.0489 | 40.4642 | 0.61035 | 0.041425
[5 empty] | S-HP360f | 2.06% | 22 | 22 | 22 | 22 | 22 | 22 | 22
[5 empty] | S-HP50 | 0.8337% | 167 | 167 | 167 | 167 | 167 | 167 | 167
[5 empty] | S-LP18 | 1.298% | 141 | 69.0552 | 0.012983 | 0.012983 | 0.012983 | 0.012983 | 0.012983
[5 empty] | S-LP90 | 4.281% | 485 | 380.908 | 267.3287 | 145.592 | 4.8027 | 0.042807 | 0.042807
[5 empty] | cf-42 PT | 3.019% | 8 | 8 | 8 | 8 | 8 | 8 | 8
[5 empty] | MV-80 PT | 0.6746% | 29 | 29 | 29 | 29 | 29 | 29 | 29
[5 empty] | S-HP Other | 0.8646% | 3 | 2.0419 | 0.76446 | 0.0086455 | 0.0086455 | 0.0086455 | 0.0086455
[5 empty] | S-HP50 PT | 1.199% | 16 | 10.8183 | 3.9566 | 0.011985 | 0.011985 | 0.011985 | 0.011985
[5 empty] | Total SLO - PE Cell |  | 2478 | 1997.4562 | 1393.1182 | 949.1281 | 579.5925 | 231.8407 | 226.2372
|  |  |  | SLO - Lamp |  | Failure Rate
[5 empty] | cf-42 | 16.27% | 1387 | 927.121 | 325.2007 | 0.16272 | 0.16272 | 0.16272 | 0.16272
[5 empty] | F-40 | 10.52% | 1426 | 931.8915 | 299.3877 | 0.10515 | 0.10515 | 0.10515 | 0.10515
[5 empty] | MV-80 | 3.335% | 1978 | 1319.3864 | 459.1676 | 0.03335 | 0.03335 | 0.03335 | 0.03335
[5 empty] | MV-80+ | 7.852% | 349 | 322.9336 | 279.5478 | 218.8465 | 132.171 | 2.2018 | 0.078515
[5 empty] | S-HP100 | 7.955% | 1071 | 991.0106 | 857.8718 | 671.5954 | 405.6098 | 6.7655 | 0.079545
[5 empty] | S-HP150 | 8.505% | 720 | 666.2159 | 576.7019 | 451.4664 | 272.6465 | 4.5122 | 0.085046
[5 empty] | S-HP250 | 11.46% | 296 | 273.8441 | 237.0026 | 185.4811 | 111.9383 | 1.6885 | 0.1146
[5 empty] | S-HP360f | 2.715% | 29 | 29 | 29 | 29 | 29 | 29 | 29
[5 empty] | S-HP50 | 6.679% | 1338 | 1338 | 1338 | 1338 | 1338 | 1338 | 1338
[5 empty] | S-LP18 | 0% | 0 | 0 | 0 | 0 | 0 | 0 | 0
[5 empty] | S-LP90 | 0% | 0 | 0 | 0 | 0 | 0 | 0 | 0
[5 empty] | cf-42 PT | 36.98% | 98 | 98 | 98 | 98 | 98 | 98 | 98
[5 empty] | MV-80 PT | 3.652% | 157 | 157 | 157 | 157 | 157 | 157 | 157
[5 empty] | S-HP Other | 10.95% | 38 | 25.8642 | 9.6831 | 0.10951 | 0.10951 | 0.10951 | 0.10951
[5 empty] | S-HP50 PT | 6.592% | 88 | 59.5006 | 21.7612 | 0.065918 | 0.065918 | 0.065918 | 0.065918
[5 empty] | Total SLO - Lamp |  | 8975 | 7139.7679 | 4688.3244 | 3149.8661 | 2544.8422 | 1637.6445 | 1622.8344
Lights (PLC, SAPN, SLUOS, TFI)
[5 empty] | cf-42 | Lights | 8524 | 5697.75 | 1998.5659 | 1 | 1 | 1 | 1
[5 empty] | F-40 | Lights | 13561 | 8862.1187 | 2847.1221 | 1 | 1 | 1 | 1
[5 empty] | MV-80 | Lights | 59310 | 39561.5818 | 13768.0639 | 1 | 1 | 1 | 1
[5 empty] | MV-80+ | Lights | 4445 | 4113.0081 | 3560.4297 | 2787.3144 | 1683.3811 | 28.0431 | 1
[5 empty] | S-HP100 | Lights | 13464 | 12458.4186 | 10784.6736 | 8442.914 | 5099.0947 | 85.0515 | 1
[5 empty] | S-HP150 | Lights | 8466 | 7833.589 | 6781.0533 | 5308.4922 | 3205.868 | 53.0555 | 1
[5 empty] | S-HP250 | Lights | 2583 | 2389.6598 | 2068.1678 | 1618.5734 | 976.813 | 14.734 | 1
[5 empty] | S-HP360f | Lights | 1068 | 1068 | 1068 | 1068 | 1068 | 1068 | 1068
[5 empty] | S-HP50 | Lights | 20032 | 20032 | 20032 | 20032 | 20032 | 20032 | 20032
[5 empty] | S-LP18 | Lights | 10860 | 5318.7181 | 1 | 1 | 1 | 1 | 1
[5 empty] | S-LP90 | Lights | 11330 | 8898.3245 | 6245.0195 | 3401.1483 | 112.1954 | 1 | 1
[5 empty] | cf-42 PT | Lights | 265 | 265 | 265 | 265 | 265 | 265 | 265
[5 empty] | MV-80 PT | Lights | 4299 | 4299 | 4299 | 4299 | 4299 | 4299 | 4299
[5 empty] | S-HP Other | Lights | 347 | 236.181 | 88.4224 | 1 | 1 | 1 | 1
[5 empty] | S-HP50 PT | Lights | 1335 | 902.6504 | 330.1275 | 1 | 1 | 1 | 1
[5 empty] | Total Lights |  | 159889 | 121936 | 74136.6457 | 47228.4424 | 36747.3523 | 25851.8841 | 25675
CLER Only
|  |  |  | SLO - PE Cell |  | Failure Rate
[5 empty] | cf-42 | 0.7246% | 3 | 2.64 | 2.28 | 1.92 | 1.56 | 1.2 | 0.84
[5 empty] | F-40 | 0.3759% | 1 | 0.88 | 0.76 | 0.64 | 0.52 | 0.4 | 0.28
[5 empty] | MV-80 | 1.05% | 33 | 29.04 | 25.08 | 21.12 | 17.16 | 13.2 | 9.24
[5 empty] | MV-80+ | 1.393% | 9 | 7.92 | 6.84 | 5.76 | 4.68 | 3.6 | 2.52
[5 empty] | S-HP100 | 1.886% | 60 | 52.8 | 45.6 | 38.4 | 31.2 | 24 | 16.8
[5 empty] | S-HP150 | 1.736% | 75 | 66 | 57 | 48 | 39 | 30 | 21
[5 empty] | S-HP250 | 2.395% | 238 | 209.44 | 180.88 | 152.32 | 123.76 | 95.2 | 66.64
[5 empty] | S-HP360f | 1.389% | 1 | 0.88 | 0.76 | 0.64 | 0.52 | 0.4 | 0.28
[5 empty] | S-HP50 | 1.212% | 4 | 3.52 | 3.04 | 2.56 | 2.08 | 1.6 | 1.12
[5 empty] | S-LP18 | 1.176% | 3 | 2.64 | 2.28 | 1.92 | 1.56 | 1.2 | 0.84
[5 empty] | S-LP90 | 3.814% | 9 | 7.92 | 6.84 | 5.76 | 4.68 | 3.6 | 2.52
[5 empty] | cf-42 PT | 7% | 0.07 | 0.0616 | 0.0532 | 0.0448 | 0.0364 | 0.028 | 0.0196
[5 empty] | MV-80 PT | 0% | 0 | 0 | 0 | 0 | 0 | 0 | 0
[5 empty] | S-HP Other | 0.5234% | 14 | 12.32 | 10.64 | 8.96 | 7.28 | 5.6 | 3.92
[5 empty] | S-HP50 PT | 3.333% | 1 | 0.88 | 0.76 | 0.64 | 0.52 | 0.4 | 0.28
[5 empty] | Total SLO - PE Cell |  | 451.07 | 396.9416 | 342.8132 | 288.6848 | 234.5564 | 180.428 | 126.2996
|  |  |  | SLO - Lamp |  | Failure Rate
[5 empty] | cf-42 | 23.67% | 98 | 86.24 | 74.48 | 62.72 | 50.96 | 39.2 | 27.44
[5 empty] | F-40 | 4.135% | 11 | 9.68 | 8.36 | 7.04 | 5.72 | 4.4 | 3.08
[5 empty] | MV-80 | 7.763% | 244 | 214.72 | 185.44 | 156.16 | 126.88 | 97.6 | 68.32
[5 empty] | MV-80+ | 9.288% | 60 | 52.8 | 45.6 | 38.4 | 31.2 | 24 | 16.8
[5 empty] | S-HP100 | 18.13% | 577 | 507.76 | 438.52 | 369.28 | 300.04 | 230.8 | 161.56
[5 empty] | S-HP150 | 17.75% | 767 | 674.96 | 582.92 | 490.88 | 398.84 | 306.8 | 214.76
[5 empty] | S-HP250 | 19.91% | 1978 | 1740.64 | 1503.28 | 1265.92 | 1028.56 | 791.2 | 553.84
[5 empty] | S-HP360f | 5.556% | 4 | 3.52 | 3.04 | 2.56 | 2.08 | 1.6 | 1.12
[5 empty] | S-HP50 | 12.42% | 41 | 36.08 | 31.16 | 26.24 | 21.32 | 16.4 | 11.48
[5 empty] | S-LP18 | 12.55% | 32 | 28.16 | 24.32 | 20.48 | 16.64 | 12.8 | 8.96
[5 empty] | S-LP90 | 25% | 59 | 51.92 | 44.84 | 37.76 | 30.68 | 23.6 | 16.52
[5 empty] | cf-42 PT | 23% | 0.23 | 0.2024 | 0.1748 | 0.1472 | 0.1196 | 0.092 | 0.0644
[5 empty] | MV-80 PT | 8.696% | 2 | 1.76 | 1.52 | 1.28 | 1.04 | 0.8 | 0.56
[5 empty] | S-HP Other | 6.579% | 176 | 154.88 | 133.76 | 112.64 | 91.52 | 70.4 | 49.28
[5 empty] | S-HP50 PT | 13.33% | 4 | 3.52 | 3.04 | 2.56 | 2.08 | 1.6 | 1.12
[5 empty] | Total SLO - Lamp |  | 4053.23 | 3566.8424 | 3080.4548 | 2594.0672 | 2107.6796 | 1621.292 | 1134.9044
Lights (CLER)
[5 empty] | cf-42 | Lights | 414 | 364.32 | 314.64 | 264.96 | 215.28 | 165.6 | 115.92
[5 empty] | F-40 | Lights | 266 | 234.08 | 202.16 | 170.24 | 138.32 | 106.4 | 74.48
[5 empty] | MV-80 | Lights | 3143 | 2765.84 | 2388.68 | 2011.52 | 1634.36 | 1257.2 | 880.04
[5 empty] | MV-80+ | Lights | 646 | 568.48 | 490.96 | 413.44 | 335.92 | 258.4 | 180.88
[5 empty] | S-HP100 | Lights | 3182 | 2800.16 | 2418.32 | 2036.48 | 1654.64 | 1272.8 | 890.96
[5 empty] | S-HP150 | Lights | 4320 | 3801.6 | 3283.2 | 2764.8 | 2246.4 | 1728 | 1209.6
[5 empty] | S-HP250 | Lights | 9936 | 8743.68 | 7551.36 | 6359.04 | 5166.72 | 3974.4 | 2782.08
[5 empty] | S-HP360f | Lights | 72 | 63.36 | 54.72 | 46.08 | 37.44 | 28.8 | 20.16
[5 empty] | S-HP50 | Lights | 330 | 290.4 | 250.8 | 211.2 | 171.6 | 132 | 92.4
[5 empty] | S-LP18 | Lights | 255 | 224.4 | 193.8 | 163.2 | 132.6 | 102 | 71.4
[5 empty] | S-LP90 | Lights | 236 | 207.68 | 179.36 | 151.04 | 122.72 | 94.4 | 66.08
[5 empty] | cf-42 PT | Lights | 1 | 0.88 | 0.76 | 0.64 | 0.52 | 0.4 | 0.28
[5 empty] | MV-80 PT | Lights | 23 | 20.24 | 17.48 | 14.72 | 11.96 | 9.2 | 6.44
[5 empty] | S-HP Other | Lights | 2675 | 2354 | 2033 | 1712 | 1391 | 1070 | 749
[5 empty] | S-HP50 PT | Lights | 30 | 26.4 | 22.8 | 19.2 | 15.6 | 12 | 8.4
[5 empty] | Total Lights |  | 25529 | 22465.52 | 19402.04 | 16338.56 | 13275.08 | 10211.6 | 7148.12
> | OPEN TO SHOW DETAILED WORKINGS
Assumptions
[7 empty] | 2018/19 | 2019/20 | 2020/21 | 2021/22 | 2022/23 | 2023/24 | 2024/25
[5 empty] | CLER HID to LED |  |  | -12% | -24% | -36% | -48% | -60% | -72% | Shane Venning
[7 empty] | 2018/19 | 2019/20 | 2020/21 | 2021/22 | 2022/23 | 2023/24 | 2024/25
[5 empty] | Labour/Services Escalation |  | 100.4% | 103.7% | 104% | 104.2% | 104.4% | 107.7% | 108% | Debbi Voltz | Includes SLO Productivity Adjustment (increased travel time)

## SLO LED OPEX
Public Lighting Model
SLO LED OPEX |  |  | Single Light Out (Cable Faults)
|  |  |  | Units | 2016/17 | 2017/18 | 2018/19 | 2019/20 | 2020/21 | 2021/22 | 2022/23 | 2023/24 | 2024/25 | Source | Notes
[5 empty] | -2 | -1 | 0 | 1 | 2 | 3 | 4 | 5 | 6
Output
|  |  | LED SLO |  |  |  | 154628.3857 | 277278.7359 | 348452.6127 | 382644.2209 | 417838.2656 | 441301.7128 | 452422.6132
|  |  | LED Cleaning & Test |  |  |  | 0 | 27396.333 | 83793.3228 | 132194.3264 | 179469.7964 | 139268.3775 | 139557.7021
|  |  | 2017/18 to June 2020 | ($June '20) |  |  | 154628.3857 | 304675.0689 | 432245.9354 | 514838.5473 | 597308.062 | 580570.0903 | 591980.3153
|  |  | LED SLO |  |  |  | 147079.1214 | 263741.4383 | 331440.4652 | 363962.7714 | 397438.573 | 419756.4881 | 430334.4442
|  |  | LED Cleaning & Test |  |  |  | 0 | 26058.7897 | 79702.3666 | 125740.3373 | 170707.7251 | 132469.0192 | 132744.2183
|  |  | Real Input Cost Escalation | ($2017/18) |  |  | 147079.1214 | 289800.2279 | 411142.8318 | 489703.1086 | 568146.2981 | 552225.5073 | 563078.6625
|  |  | LED SLO |  |  |  | 146536.7303 | 254239.9326 | 318736.4567 | 349250.6064 | 380612.1404 | 389808.672 | 398629.2365
|  |  | LED Cleaning & Test |  |  |  | 0 | 25120 | 76647.4 | 120657.64 | 163480.4396 | 123017.9257 | 122964.1901
|  |  | Total LED Operaing and Maintenance | ($2017/18) |  |  | 146536.7303 | 279359.9326 | 395383.8567 | 469908.2464 | 544092.58 | 512826.5977 | 521593.4266
Calculations
[5 empty] | 2016/17 | 2017/18 | 2018/19 | 2019/20 | 2020/21 | 2021/22 | 2022/23 | 2023/24 | 2024/25
Total Cost
LED SLO
|  |  | Fitting Failures (Warrantee) | $ | bar: 2018/19 to 2024/25
|  |  | PE Cell | $ | bar: 2018/19 to 2024/25
|  |  | Fuse failure (Misc. Other) | $ | bar: 2018/19 to 2024/25
|  |  | Total Cost SLO (Exc Cable Faults) |  |  |  | 146536.7303 | 254239.9326 | 318736.4567 | 349250.6064 | 380612.1404 | 389808.672 | 398629.2365
Cleaning & Testing
|  |  | Cleaning | $ |  |  | 0 | 0 | 0 | 0 | 0 | 0 | 0
|  |  | Test | $ |  |  | 0 | 25120 | 76647.4 | 120657.64 | 163480.4396 | 123017.9257 | 122964.1901
|  |  | Total Cost Clean and Test |  |  |  | 0 | 25120 | 76647.4 | 120657.64 | 163480.4396 | 123017.9257 | 122964.1901
Total Activity
LED SLO
|  |  | Fitting Failures (Warrantee) | Faults |  |  | 354.18 | 614.4992 | 770.3876 | 844.1404 | 919.9414 | 942.1695 | 963.4888
|  |  | PE Cell | Faults |  |  | 354.18 | 614.4992 | 770.3876 | 844.1404 | 919.9414 | 942.1695 | 963.4888
|  |  | Fuse failure (Misc. Other) | Faults |  |  | 177.09 | 307.2496 | 385.1938 | 422.0702 | 459.9707 | 471.0847 | 481.7444
|  |  | Total LED SLO (Exc Cable Faults) |  |  |  | 885.45 | 1536.2479 | 1925.969 | 2110.3511 | 2299.8536 | 2355.4237 | 2408.7221
Cleaning & Testing
|  |  | Cleaning | Lights |  |  | 0 | 0 | 0 | 0 | 0 | 0 | 0
|  |  | Test | Lights |  |  | 0 | 2000 | 6102.5 | 9606.5 | 13015.9586 | 9794.4208 | 9790.1425
|  |  | Total Clean and Test |  |  |  | 0 | 2000 | 6102.5 | 9606.5 | 13015.9586 | 9794.4208 | 9790.1425
LED Operating and Maintenance
Cleaning
|  |  | Frequency Rate Cleaning Yrs. | 10 | 2020/21: 0; 2021/22: 0; 2022/23: 0; 2023/24: 0; 2024/25: 0
|  |  | Lab/Serv Cleaning $ | 35.6076 |  |  | 0 | 0 | 0 | 0 | 0 | 0 | 0
Fitting Failures (Warrantee)
|  |  | Failure Rate Warrantee Period | 0.5% |  |  | 354.18 | 614.4992 | 770.3876 | 844.1404 | 919.9414 | 942.1695 | 963.4888
|  |  | Lab/Serv Warrantee Period $ | 133.7326 |  |  | 47365.4123 | 82178.5719 | 103025.9352 | 112889.0956 | 123026.1581 | 125998.7746 | 128849.8664
Warrantee Handling Cost $
Fitting Total | bar: 2018/19 to 2024/25
PE Cell
|  |  | Failure Rate PE Cell (yr. 1-10) % | 0.5% |  |  | 354.18 | 614.4992 | 770.3876 | 844.1404 | 919.9414 | 942.1695 | 963.4888
|  |  | Lab/Serv PE Cell $ | 133.7326 |  |  | 47365.4123 | 82178.5719 | 103025.9352 | 112889.0956 | 123026.1581 | 125998.7746 | 128849.8664
Materials PE Cell $
PE Cell Total | bar: 2018/19 to 2024/25
Fuse
|  |  | Fuse Failure Rate (yr. 1-10) % | 0.25% |  |  | 177.09 | 307.2496 | 385.1938 | 422.0702 | 459.9707 | 471.0847 | 481.7444
|  |  | Lab/Serv Fuse $ | 133.7326 |  |  | 23682.7061 | 41089.2859 | 51512.9676 | 56444.5478 | 61513.079 | 62999.3873 | 64424.9332
Materials Fuse $
Fuse Total | bar: 2018/19 to 2024/25
Testing
|  |  | Sample Size | 25% |  |  |  | 2000 | 6102.5 | 9606.5 | 13015.9586 | 9794.4208 | 9790.1425
|  |  | Frequency Rate Testing (yr. 1-10) | 4
|  |  | Lab/Serv Testing $ | 12.56 |  |  | 0 | 25120 | 76647.4 | 120657.64 | 163480.4396 | 123017.9257 | 122964.1901
LED Lights
|  |  | CLER | Lights |  |  | 0 | 3063.48 | 6126.96 | 9190.44 | 12253.92 | 15317.4 | 18380.88
|  |  | SAPN | Lights |  |  | 62831 | 110631.3543 | 137545.5576 | 148032.6477 | 158929.3642 | 159111.4966 | 159111.8862
|  |  | PLC | Lights |  |  | 7531 | 7531 | 7531 | 7531 | 7531 | 7531 | 7531
|  |  | TFI | Lights |  |  | 474 | 474 | 474 | 474 | 474 | 474 | 474
|  |  | Increase in Population | Lights |  |  |  | 1200 | 2400 | 3600 | 4800 | 6000 | 7200
|  |  | Total Lights |  | 8000 | 32410 | 70836 | 122899.8343 | 154077.5176 | 168828.0877 | 183988.2842 | 188433.8966 | 192697.7662
> | OPEN TO SHOW DETAILED WORKINGS
Assumptions
[7 empty] | 2018/19 | 2019/20 | 2020/21 | 2021/22 | 2022/23 | 2023/24 | 2024/25
|  |  | CLER HID to LED |  |  |  |  | 12% | 24% | 36% | 48% | 60% | 72% | Shane Venning
|  |  | Increase in Population |  |  |  |  | 1200 | 1200 | 1200 | 1200 | 1200 | 1200 | Shane Venning
[7 empty] | 2018/19 | 2019/20 | 2020/21 | 2021/22 | 2022/23 | 2023/24 | 2024/25
|  |  | Labour/Services Escalation |  |  |  | 100.4% | 103.7% | 104% | 104.2% | 104.4% | 107.7% | 108% | Debbi Voltz | Includes SLO Productivity Adjustment (increased travel time)

## Luminaire_Annuity
Public Lighting Model
Luminaire_Annuity |  | Annuity Calculation for LED Luminaires
LED Luminaire Annuity
Discounted Cash flow and NPV
| YEAR |  |  | 1 | 2 | 3 | 4 | 5 | 6 | 7 | 8 | 9 | 10 | 11 | 12 | 13 | 14 | 15 | 16 | 17 | 18 | 19 | 20 | 21 | 22 | 23 | 24 | 25 | 26 | 27 | 28 | 29 | 30 | 31 | 32 | 33 | 34 | 35
| PTRM Unsmoothed Revenue |  | $ |  | 0 | 0 | 0 | 0 | 0 | 0 | 0 | 0 | 0 | 0 | 0 | 0 | 0 | 0 | 0 | 0 | 0 | 0 | 0 | 0 | 0 | 0 | 0 | 0 | 0 | 0 | 0 | 0 | 0 | 0 | 0 | 0 | 0 | 0 | 0 | 0
| NPV - PTRM Revenue |  | $ | 2: 0
Annuity - 20 years in arrears
| Equivalent Annuity |  | $ |  | 8.8818e-15 | 8.8818e-15 | 8.8818e-15 | 8.8818e-15 | 8.8818e-15 | 8.8818e-15 | 8.8818e-15 | 8.8818e-15 | 8.8818e-15 | 8.8818e-15 | 8.8818e-15 | 8.8818e-15 | 8.8818e-15 | 8.8818e-15 | 8.8818e-15 | 8.8818e-15 | 8.8818e-15 | 8.8818e-15 | 8.8818e-15 | 8.8818e-15 | 0 | 0 | 0 | 0 | 0 | 0 | 0 | 0 | 0 | 0 | 0 | 0 | 0 | 0 |  | 1.7764e-13
| NPV - Annuity |  | $ | 2: 1.3919e-13
Annuity - 20 years in advance
| Equivalent Annuity |  | $ |  | 5.3291e-15 | 5.3291e-15 | 5.3291e-15 | 5.3291e-15 | 5.3291e-15 | 5.3291e-15 | 5.3291e-15 | 5.3291e-15 | 5.3291e-15 | 5.3291e-15 | 5.3291e-15 | 5.3291e-15 | 5.3291e-15 | 5.3291e-15 | 5.3291e-15 | 5.3291e-15 | 5.3291e-15 | 5.3291e-15 | 5.3291e-15 | 5.3291e-15 | 0 | 0 | 0 | 0 | 0 | 0 | 0 | 0 | 0 | 0 | 0 | 0 | 0 | 0 |  | 1.0658e-13
| NPV - Annuity |  | $ | 2: 8.5557e-14
[8 empty] | Average of Advance/Arrears |  |  | 0 | ($2017/18)
| Annuity Difference |  |  | 2: 1.3919e-13; 3: Should be zero; 5: Real Input Cost Escalation 2020/21; 8: 0; 9: ($2017/18)
| Annuity in advance Difference |  |  | 2: 8.5557e-14; 3: Should be zero; 5: 2017 to $June 2020; 8: 0; 9: ($June 2020); 10: <= Luminaire Annuity Output
Key Assumptions
| Forecast Capital Expenditure |  |  | 1 | 2 | 3 | 4 | 5 | 6 | 7 | 8 | 9 | 10 | 11 | 12 | 13 | 14 | 15 | 16 | 17 | 18 | 19 | 20 | 21 | 22 | 23 | 24 | 25 | 26 | 27 | 28 | 29 | 30 | 31 | 32 | 33 | 34 | 35
YEAR
Regulatory Assumptions & Cost of Capital Parameters -As Per PTRM Reset RIN 2015-20RCP
| WACC - SAPN | 4.954% |  | 1: Debt Raising Cost Benchmark; 3: 0.05594%; 4: per AER decision; 7: Luminaire Group; 9: HID; 10: <= Select
| Real Vanilla WACC | 2.444% |  | 1: Proportion of Debt Funding; 3: 60%; 12: Labour/Services/Other; 14: Annuity term
| Nominal Pre-Tax Cost of Debt | 4.934% |  | 1: Value of Imputation Credits; 3: 0.585; 7: HID Light; 9: S-HP50 PT; 10: <= Select; 12: 0; 14: 20
| Post-tax Nominal Return on Equity(pre-imp) | 4.984% |  | 1: Inflation Rate; 3: 2.45%
| Tax Rate | 30% |  | 7: LED Light; 9: LED101; 10: <= Select; 12: 1450.0913; 14: 20
Depreciation Rate
| Tax Standard Lives | 15 | Years | 1: 13.33%; 14: 20
| Regulatory Standard Lives | 20 | Years | bar: 1
Forecast Net Capital Expenditure - As incurred ($'000 Real Year 0)
| Asset Cost - New LED | 0 | Luminaire Annuity Input (Inc. Labour + Materials + On Costs and OH)
| Forecast Operating Expenditure |  |  | 1 | 2 | 3 | 4 | 5 | 6 | 7 | 8 | 9 | 10 | 11 | 12 | 13 | 14 | 15 | 16 | 17 | 18 | 19 | 20 | 21 | 22 | 23 | 24 | 25 | 26 | 27 | 28 | 29 | 30 | 31 | 32 | 33 | 34 | 35
YEAR
| Debt Raising Costs - PTRM Workings |  |  | 0 | 0 | 0 | 0 | 0 | 0 | 0 | 0 | 0 | 0 | 0 | 0 | 0 | 0 | 0 | 0 | 0 | 0 | 0 | 0 | 0 | 0 | 0 | 0 | 0 | 0 | 0 | 0 | 0 | 0 | 0 | 0 | 0 | 0 | 0
PTRM - WORKINGS
NPV | INFLATION - CPI % |  | 0 | 1 | 2 | 3 | 4 | 5 | 6 | 7 | 8 | 9 | 10 | 11 | 12 | 13 | 14 | 15 | 16 | 17 | 18 | 19 | 20 | 21 | 22 | 23 | 24 | 25 | 26 | 27 | 28 | 29 | 30 | 31 | 32 | 33 | 34 | 35
| Inflation Assumption (CPI % increase) |  | 2.45% | 2.45% | 2.45% | 2.45% | 2.45% | 2.45% | 2.45% | 2.45% | 2.45% | 2.45% | 2.45% | 2.45% | 2.45% | 2.45% | 2.45% | 2.45% | 2.45% | 2.45% | 2.45% | 2.45% | 2.45% | 2.45% | 2.45% | 2.45% | 2.45% | 2.45% | 2.45% | 2.45% | 2.45% | 2.45% | 2.45% | 2.45% | 2.45% | 2.45% | 2.45% | 2.45%
| Cumulative Inflation Index (CPI end period) |  | 100% | 102.4% | 105% | 107.5% | 110.2% | 112.9% | 115.6% | 118.5% | 121.4% | 124.3% | 127.4% | 130.5% | 133.7% | 137% | 140.3% | 143.8% | 147.3% | 150.9% | 154.6% | 158.4% | 162.3% | 166.2% | 170.3% | 174.5% | 178.8% | 183.1% | 187.6% | 192.2% | 196.9% | 201.8% | 206.7% | 211.8% | 217% | 222.3% | 227.7% | 233.3%
Time Varying WACC
| Time Varying Return on Debt |  |  | 4.934% | 4.934% | 4.934% | 4.934% | 4.934% | 4.934% | 4.934% | 4.934% | 4.934% | 4.934% | 4.934% | 4.934% | 4.934% | 4.934% | 4.934% | 4.934% | 4.934% | 4.934% | 4.934% | 4.934% | 4.934% | 4.934% | 4.934% | 4.934% | 4.934% | 4.934% | 4.934% | 4.934% | 4.934% | 4.934% | 4.934% | 4.934% | 4.934% | 4.934% | 4.934%
| Time Varying Nominal Vanilla WACC |  |  | 4.954% | 4.954% | 4.954% | 4.954% | 4.954% | 4.954% | 4.954% | 4.954% | 4.954% | 4.954% | 4.954% | 4.954% | 4.954% | 4.954% | 4.954% | 4.954% | 4.954% | 4.954% | 4.954% | 4.954% | 4.954% | 4.954% | 4.954% | 4.954% | 4.954% | 4.954% | 4.954% | 4.954% | 4.954% | 4.954% | 4.954% | 4.954% | 4.954% | 4.954% | 4.954%
| Cumulative Discount Factor |  | 100% | 105% | 110.2% | 115.6% | 121.3% | 127.3% | 133.7% | 140.3% | 147.2% | 154.5% | 162.2% | 170.2% | 178.6% | 187.5% | 196.8% | 206.5% | 216.8% | 227.5% | 238.8% | 250.6% | 263% | 276% | 289.7% | 304.1% | 319.1% | 334.9% | 351.5% | 368.9% | 387.2% | 406.4% | 426.5% | 447.7% | 469.9% | 493.1% | 517.6% | 543.2%
| Inverse Cumulative Discount Factor |  | 100% | 95.28% | 90.78% | 86.5% | 82.41% | 78.52% | 74.82% | 71.29% | 67.92% | 64.72% | 61.66% | 58.75% | 55.98% | 53.34% | 50.82% | 48.42% | 46.13% | 43.96% | 41.88% | 39.9% | 38.02% | 36.23% | 34.52% | 32.89% | 31.34% | 29.86% | 28.45% | 27.1% | 25.82% | 24.61% | 23.44% | 22.34% | 21.28% | 20.28% | 19.32% | 18.41%
Asset Roll Forward
| YEAR |  | 0 | 1 | 2 | 3 | 4 | 5 | 6 | 7 | 8 | 9 | 10 | 11 | 12 | 13 | 14 | 15 | 16 | 17 | 18 | 19 | 20 | 21 | 22 | 23 | 24 | 25 | 26 | 27 | 28 | 29 | 30 | 31 | 32 | 33 | 34 | 35
| Real Capex |  | 1: 0
| Nominal Capex |  | 1: 0
Real Asset Values
| Real Straight-line Depreciation |  |  | 0 | 0 | 0 | 0 | 0 | 0 | 0 | 0 | 0 | 0 | 0 | 0 | 0 | 0 | 0 | 0 | 0 | 0 | 0 | 0 | 0 | 0 | 0 | 0 | 0 | 0 | 0 | 0 | 0 | 0 | 0 | 0 | 0 | 0 | 0
Additions from 2015 Initial Asset Base
|  | 1 |  |  | 0 | 0 | 0 | 0 | 0 | 0 | 0 | 0 | 0 | 0 | 0 | 0 | 0 | 0 | 0 | 0 | 0 | 0 | 0 | 0 | 0 | 0 | 0 | 0 | 0 | 0 | 0 | 0 | 0 | 0 | 0 | 0 | 0 | 0
| Additions |  |  | 0 | 0 | 0 | 0 | 0 | 0 | 0 | 0 | 0 | 0 | 0 | 0 | 0 | 0 | 0 | 0 | 0 | 0 | 0 | 0 | 0 | 0 | 0 | 0 | 0 | 0 | 0 | 0 | 0 | 0 | 0 | 0 | 0 | 0 | 0
| Real Residual RAB (end Period) |  |  | 0 | 0 | 0 | 0 | 0 | 0 | 0 | 0 | 0 | 0 | 0 | 0 | 0 | 0 | 0 | 0 | 0 | 0 | 0 | 0 | 0 | 0 | 0 | 0 | 0 | 0 | 0 | 0 | 0 | 0 | 0 | 0 | 0 | 0 | 0
| Real Residual RAB (start period) |  | 0 | 0 | 0 | 0 | 0 | 0 | 0 | 0 | 0 | 0 | 0 | 0 | 0 | 0 | 0 | 0 | 0 | 0 | 0 | 0 | 0 | 0 | 0 | 0 | 0 | 0 | 0 | 0 | 0 | 0 | 0 | 0 | 0 | 0 | 0 | 0
Nominal Asset Values
| Inflation on Opening RAB |  |  | 0 | 0 | 0 | 0 | 0 | 0 | 0 | 0 | 0 | 0 | 0 | 0 | 0 | 0 | 0 | 0 | 0 | 0 | 0 | 0 | 0 | 0 | 0 | 0 | 0 | 0 | 0 | 0 | 0 | 0 | 0 | 0 | 0 | 0 | 0
| Nominal Straight-line Depreciation |  |  | 0 | 0 | 0 | 0 | 0 | 0 | 0 | 0 | 0 | 0 | 0 | 0 | 0 | 0 | 0 | 0 | 0 | 0 | 0 | 0 | 0 | 0 | 0 | 0 | 0 | 0 | 0 | 0 | 0 | 0 | 0 | 0 | 0 | 0 | 0
| Nominal Regulatory Depreciation |  |  | 0 | 0 | 0 | 0 | 0 | 0 | 0 | 0 | 0 | 0 | 0 | 0 | 0 | 0 | 0 | 0 | 0 | 0 | 0 | 0 | 0 | 0 | 0 | 0 | 0 | 0 | 0 | 0 | 0 | 0 | 0 | 0 | 0 | 0 | 0
| Nominal Residual RAB (end period) |  |  | 0 | 0 | 0 | 0 | 0 | 0 | 0 | 0 | 0 | 0 | 0 | 0 | 0 | 0 | 0 | 0 | 0 | 0 | 0 | 0 | 0 | 0 | 0 | 0 | 0 | 0 | 0 | 0 | 0 | 0 | 0 | 0 | 0 | 0 | 0
| Inflated Nominal Residual RAB (start period) |  |  | 0 | 0 | 0 | 0 | 0 | 0 | 0 | 0 | 0 | 0 | 0 | 0 | 0 | 0 | 0 | 0 | 0 | 0 | 0 | 0 | 0 | 0 | 0 | 0 | 0 | 0 | 0 | 0 | 0 | 0 | 0 | 0 | 0 | 0 | 0
|  |  | Revaluation | 0 | 0 | 0 | 0 | 0 | 0 | 0 | 0 | 0 | 0 | 0 | 0 | 0 | 0 | 0 | 0 | 0 | 0 | 0 | 0 | 0 | 0
|  |  | Real SL Depreciation | 0 | 0 | 0 | 0 | 0 | 0 | 0 | 0 | 0 | 0 | 0 | 0 | 0 | 0 | 0 | 0 | 0 | 0 | 0 | 0 | 0 | 0
| Nominal Tax Values |  | Reg Depreciation | 0 | 0 | 0 | 0 | 0 | 0 | 0 | 0 | 0 | 0 | 0 | 0 | 0 | 0 | 0 | 0 | 0 | 0 | 0 | 0 | 0 | 0
| Tax Depreciation |  |  | 0 | 0 | 0 | 0 | 0 | 0 | 0 | 0 | 0 | 0 | 0 | 0 | 0 | 0 | 0 | 0 | 0 | 0 | 0 | 0 | 0 | 0 | 0 | 0 | 0 | 0 | 0 | 0 | 0 | 0 | 0 | 0 | 0 | 0 | 0
| Capex Tax Depn Method | DV
|  | 0 |  |  | 0 | 0 | 0 | 0 | 0 | 0 | 0 | 0 | 0 | 0 | 0 | 0 | 0 | 0 | 0 | 0 | 0 | 0 | 0 | 0 | 0 | 0 | 0 | 0 | 0 | 0 | 0 | 0 | 0 | 0 | 0 | 0 | 0 | 0
| Additions from 2015 |  |  | 0 | 0 | 0 | 0 | 0 | 0 | 0 | 0 | 0 | 0 | 0 | 0 | 0 | 0 | 0 | 0 | 0 | 0 | 0 | 0 | 0 | 0 | 0 | 0 | 0 | 0 | 0 | 0 | 0 | 0 | 0 | 0 | 0 | 0 | 0
| Residual Tax Values (end period) |  |  | 0 | 0 | 0 | 0 | 0 | 0 | 0 | 0 | 0 | 0 | 0 | 0 | 0 | 0 | 0 | 0 | 0 | 0 | 0 | 0 | 0 | 0 | 0 | 0 | 0 | 0 | 0 | 0 | 0 | 0 | 0 | 0 | 0 | 0 | 0
Cash Flow Analysis
Post-Tax Building Block ($'000 Nominal)
| YEAR |  | 0 | 1 | 2 | 3 | 4 | 5 | 6 | 7 | 8 | 9 | 10 | 11 | 12 | 13 | 14 | 15 | 16 | 17 | 18 | 19 | 20 | 21 | 22 | 23 | 24 | 25 | 26 | 27 | 28 | 29 | 30 | 31 | 32 | 33 | 34 | 35
| RAB (start period) | (Nominal Value) |  | 0 | 0 | 0 | 0 | 0 | 0 | 0 | 0 | 0 | 0 | 0 | 0 | 0 | 0 | 0 | 0 | 0 | 0 | 0 | 0 | 0 | 0 | 0 | 0 | 0 | 0 | 0 | 0 | 0 | 0 | 0 | 0 | 0 | 0 | 0
| - Equity | 40% |  | 0 | 0 | 0 | 0 | 0 | 0 | 0 | 0 | 0 | 0 | 0 | 0 | 0 | 0 | 0 | 0 | 0 | 0 | 0 | 0 | 0 | 0 | 0 | 0 | 0 | 0 | 0 | 0 | 0 | 0 | 0 | 0 | 0 | 0 | 0
| - Debt | 60% |  | 0 | 0 | 0 | 0 | 0 | 0 | 0 | 0 | 0 | 0 | 0 | 0 | 0 | 0 | 0 | 0 | 0 | 0 | 0 | 0 | 0 | 0 | 0 | 0 | 0 | 0 | 0 | 0 | 0 | 0 | 0 | 0 | 0 | 0 | 0
Revenue Building Blocks
| Nominal Vanilla WACC |  |  | 0 | 0 | 0 | 0 | 0 | 0 | 0 | 0 | 0 | 0 | 0 | 0 | 0 | 0 | 0 | 0 | 0 | 0 | 0 | 0 | 0 | 0 | 0 | 0 | 0 | 0 | 0 | 0 | 0 | 0 | 0 | 0 | 0 | 0 | 0
Return on Asset
| - Return on Equity | 4.984% |  | 0 | 0 | 0 | 0 | 0 | 0 | 0 | 0 | 0 | 0 | 0 | 0 | 0 | 0 | 0 | 0 | 0 | 0 | 0 | 0 | 0 | 0 | 0 | 0 | 0 | 0 | 0 | 0 | 0 | 0 | 0 | 0 | 0 | 0 | 0
| - Return on Debt | 4.934% |  | 0 | 0 | 0 | 0 | 0 | 0 | 0 | 0 | 0 | 0 | 0 | 0 | 0 | 0 | 0 | 0 | 0 | 0 | 0 | 0 | 0 | 0 | 0 | 0 | 0 | 0 | 0 | 0 | 0 | 0 | 0 | 0 | 0 | 0 | 0
| Return of Asset (regulatory depreciation) |  |  | 0 | 0 | 0 | 0 | 0 | 0 | 0 | 0 | 0 | 0 | 0 | 0 | 0 | 0 | 0 | 0 | 0 | 0 | 0 | 0 | 0 | 0 | 0 | 0 | 0 | 0 | 0 | 0 | 0 | 0 | 0 | 0 | 0 | 0 | 0
| Opex (includes carry-over amounts) |  |  | 0 | 0 | 0 | 0 | 0 | 0 | 0 | 0 | 0 | 0 | 0 | 0 | 0 | 0 | 0 | 0 | 0 | 0 | 0 | 0 | 0 | 0 | 0 | 0 | 0 | 0 | 0 | 0 | 0 | 0 | 0 | 0 | 0 | 0 | 0
| Tax Payable |  |  | 0 | 0 | 0 | 0 | 0 | 0 | 0 | 0 | 0 | 0 | 0 | 0 | 0 | 0 | 0 | 0 | 0 | 0 | 0 | 0 | 0 | 0 | 0 | 0 | 0 | 0 | 0 | 0 | 0 | 0 | 0 | 0 | 0 | 0 | 0
| Less Value of Imputation Credits | 0.585 |  | 0 | 0 | 0 | 0 | 0 | 0 | 0 | 0 | 0 | 0 | 0 | 0 | 0 | 0 | 0 | 0 | 0 | 0 | 0 | 0 | 0 | 0 | 0 | 0 | 0 | 0 | 0 | 0 | 0 | 0 | 0 | 0 | 0 | 0 | 0
| Building Block Subtotal |  |  | 0 | 0 | 0 | 0 | 0 | 0 | 0 | 0 | 0 | 0 | 0 | 0 | 0 | 0 | 0 | 0 | 0 | 0 | 0 | 0 | 0 | 0 | 0 | 0 | 0 | 0 | 0 | 0 | 0 | 0 | 0 | 0 | 0 | 0 | 0
Additional tax income
- capital contributions
Tax Expenses
| - Opex |  |  | 0 | 0 | 0 | 0 | 0 | 0 | 0 | 0 | 0 | 0 | 0 | 0 | 0 | 0 | 0 | 0 | 0 | 0 | 0 | 0 | 0 | 0 | 0 | 0 | 0 | 0 | 0 | 0 | 0 | 0 | 0 | 0 | 0 | 0 | 0
| - Tax Depreciation |  |  | 0 | 0 | 0 | 0 | 0 | 0 | 0 | 0 | 0 | 0 | 0 | 0 | 0 | 0 | 0 | 0 | 0 | 0 | 0 | 0 | 0 | 0 | 0 | 0 | 0 | 0 | 0 | 0 | 0 | 0 | 0 | 0 | 0 | 0 | 0
| - Interest |  |  | 0 | 0 | 0 | 0 | 0 | 0 | 0 | 0 | 0 | 0 | 0 | 0 | 0 | 0 | 0 | 0 | 0 | 0 | 0 | 0 | 0 | 0 | 0 | 0 | 0 | 0 | 0 | 0 | 0 | 0 | 0 | 0 | 0 | 0 | 0
| Total Tax Expenses |  |  | 0 | 0 | 0 | 0 | 0 | 0 | 0 | 0 | 0 | 0 | 0 | 0 | 0 | 0 | 0 | 0 | 0 | 0 | 0 | 0 | 0 | 0 | 0 | 0 | 0 | 0 | 0 | 0 | 0 | 0 | 0 | 0 | 0 | 0 | 0
Tax Calculation
| Taxable Income |  |  | 0 | 0 | 0 | 0 | 0 | 0 | 0 | 0 | 0 | 0 | 0 | 0 | 0 | 0 | 0 | 0 | 0 | 0 | 0 | 0 | 0 | 0 | 0 | 0 | 0 | 0 | 0 | 0 | 0 | 0 | 0 | 0 | 0 | 0 | 0
| - Pre-tax Income |  |  | 0 | 0 | 0 | 0 | 0 | 0 | 0 | 0 | 0 | 0 | 0 | 0 | 0 | 0 | 0 | 0 | 0 | 0 | 0 | 0 | 0 | 0 | 0 | 0 | 0 | 0 | 0 | 0 | 0 | 0 | 0 | 0 | 0 | 0 | 0
| - Tax Loss Carried Forward |  | 0 | 0 | 0 | 0 | 0 | 0 | 0 | 0 | 0 | 0 | 0 | 0 | 0 | 0 | 0 | 0 | 0 | 0 | 0 | 0 | 0 | 0 | 0 | 0 | 0 | 0 | 0 | 0 | 0 | 0 | 0 | 0 | 0 | 0 | 0 | 0
| Tax Payable | 30% |  | 0 | 0 | 0 | 0 | 0 | 0 | 0 | 0 | 0 | 0 | 0 | 0 | 0 | 0 | 0 | 0 | 0 | 0 | 0 | 0 | 0 | 0 | 0 | 0 | 0 | 0 | 0 | 0 | 0 | 0 | 0 | 0 | 0 | 0 | 0
| Value of Imputation Credits | 0.585 |  | 0 | 0 | 0 | 0 | 0 | 0 | 0 | 0 | 0 | 0 | 0 | 0 | 0 | 0 | 0 | 0 | 0 | 0 | 0 | 0 | 0 | 0 | 0 | 0 | 0 | 0 | 0 | 0 | 0 | 0 | 0 | 0 | 0 | 0 | 0
|  | (Intermediate Tax Calculation) |  | 0 | 0 | 0 | 0 | 0 | 0 | 0 | 0 | 0 | 0 | 0 | 0 | 0 | 0 | 0 | 0 | 0 | 0 | 0 | 0 | 0 | 0 | 0 | 0 | 0 | 0 | 0 | 0 | 0 | 0 | 0 | 0 | 0 | 0 | 0
Revenue and Price Summary
Building Block Components ($'000 Nominal)
| YEAR |  |  | 1 | 2 | 3 | 4 | 5 | 6 | 7 | 8 | 9 | 10 | 11 | 12 | 13 | 14 | 15 | 16 | 17 | 18 | 19 | 20 | 21 | 22 | 23 | 24 | 25 | 26 | 27 | 28 | 29 | 30 | 31 | 32 | 33 | 34 | 35
| Return on Capital |  |  | 0 | 0 | 0 | 0 | 0 | 0 | 0 | 0 | 0 | 0 | 0 | 0 | 0 | 0 | 0 | 0 | 0 | 0 | 0 | 0 | 0 | 0 | 0 | 0 | 0 | 0 | 0 | 0 | 0 | 0 | 0 | 0 | 0 | 0 | 0
| Return of Capital (regulatory depreciation) |  |  | 0 | 0 | 0 | 0 | 0 | 0 | 0 | 0 | 0 | 0 | 0 | 0 | 0 | 0 | 0 | 0 | 0 | 0 | 0 | 0 | 0 | 0 | 0 | 0 | 0 | 0 | 0 | 0 | 0 | 0 | 0 | 0 | 0 | 0 | 0
| Operating Expenditure |  |  | 0 | 0 | 0 | 0 | 0 | 0 | 0 | 0 | 0 | 0 | 0 | 0 | 0 | 0 | 0 | 0 | 0 | 0 | 0 | 0 | 0 | 0 | 0 | 0 | 0 | 0 | 0 | 0 | 0 | 0 | 0 | 0 | 0 | 0 | 0
EBSS Carryover and Other Adjustments
| Net Tax Allowance |  |  | 0 | 0 | 0 | 0 | 0 | 0 | 0 | 0 | 0 | 0 | 0 | 0 | 0 | 0 | 0 | 0 | 0 | 0 | 0 | 0 | 0 | 0 | 0 | 0 | 0 | 0 | 0 | 0 | 0 | 0 | 0 | 0 | 0 | 0 | 0
| Annual Revenue Requirement (unsmoothed) |  |  | 0 | 0 | 0 | 0 | 0 | 0 | 0 | 0 | 0 | 0 | 0 | 0 | 0 | 0 | 0 | 0 | 0 | 0 | 0 | 0 | 0 | 0 | 0 | 0 | 0 | 0 | 0 | 0 | 0 | 0 | 0 | 0 | 0 | 0 | 0
Building Block Components ($'000 Real 2017-18)
| YEAR |  |  | 1 | 2 | 3 | 4 | 5 | 6 | 7 | 8 | 9 | 10 | 11 | 12 | 13 | 14 | 15 | 16 | 17 | 18 | 19 | 20 | 21 | 22 | 23 | 24 | 25 | 26 | 27 | 28 | 29 | 30 | 31 | 32 | 33 | 34 | 35
| Return on Capital |  |  | 0 | 0 | 0 | 0 | 0 | 0 | 0 | 0 | 0 | 0 | 0 | 0 | 0 | 0 | 0 | 0 | 0 | 0 | 0 | 0 | 0 | 0 | 0 | 0 | 0 | 0 | 0 | 0 | 0 | 0 | 0 | 0 | 0 | 0 | 0
| Return of Capital (regulatory depreciation) | 0 |  | 0 | 0 | 0 | 0 | 0 | 0 | 0 | 0 | 0 | 0 | 0 | 0 | 0 | 0 | 0 | 0 | 0 | 0 | 0 | 0 | 0 | 0 | 0 | 0 | 0 | 0 | 0 | 0 | 0 | 0 | 0 | 0 | 0 | 0 | 0
| Operating Expenditure |  |  | 0 | 0 | 0 | 0 | 0 | 0 | 0 | 0 | 0 | 0 | 0 | 0 | 0 | 0 | 0 | 0 | 0 | 0 | 0 | 0 | 0 | 0 | 0 | 0 | 0 | 0 | 0 | 0 | 0 | 0 | 0 | 0 | 0 | 0 | 0
| EBSS Carryover and Other Adjustments |  |  | 0 | 0 | 0 | 0 | 0 | 0 | 0 | 0 | 0 | 0 | 0 | 0 | 0 | 0 | 0 | 0 | 0 | 0 | 0 | 0 | 0 | 0 | 0 | 0 | 0 | 0 | 0 | 0 | 0 | 0 | 0 | 0 | 0 | 0 | 0
| Net Tax Allowance |  |  | 0 | 0 | 0 | 0 | 0 | 0 | 0 | 0 | 0 | 0 | 0 | 0 | 0 | 0 | 0 | 0 | 0 | 0 | 0 | 0 | 0 | 0 | 0 | 0 | 0 | 0 | 0 | 0 | 0 | 0 | 0 | 0 | 0 | 0 | 0
| Annual Revenue Requirement (unsmoothed)*** |  |  | 0 | 0 | 0 | 0 | 0 | 0 | 0 | 0 | 0 | 0 | 0 | 0 | 0 | 0 | 0 | 0 | 0 | 0 | 0 | 0 | 0 | 0 | 0 | 0 | 0 | 0 | 0 | 0 | 0 | 0 | 0 | 0 | 0 | 0 | 0
*** Note - this row links to the top of this sheet as the "Annuity_Output"
> | OPEN TO SHOW DETAILED WORKINGS
Calculate Annuity
Calculate Annuity in Advance

## TFI_Annuity_Calcs
Public Lighting Model
TFI_Annuity_Calcs
Output | TFI Annuity
|  | Luminaire Group |  | HID | <= Select
[12 empty] | Labour/Services/Other | Materials | Annuity term
|  | HID Light |  | S-HP50 PT | <= Select | [5 empty] | HID |  |  | 20
|  | LED Light |  | LED101 | <= Select | [5 empty] | LED |  |  | 20
|  | Interest Rate | p.a. | 4.934% | Nominal Cost of Debt | [6 empty] | Inputs | Technology | OHM | TFI
|  |  |  | 2.425% | Real Cost of Debt | [6 empty] | Costs | Discount | Rates | Cost
|  |  |  | 2.45% | CPI
|  | Capital Value |  | 0 | ($2017/18) |  |  |  | Install, inc OH
[9 empty] | Materials, inc On Costs and OH |  |  |  | 30%
|  | Annuity Period | years | 20 | [7 empty] | 0 |  |  | 0
|  | Start tariff |  | 0 | ($2017/18)
|  | Real Input Cost Escalation 2020/21 |  | 0 | ($2017/18)
|  | 2017 to $June 2020 |  | 0 | ($June 2020) | <= TFI Annuity Output
Output | Calculations
Initial Payment based on 'Real' schedule, plus annual CPI indexation, NOMINAL Cost of Debt, to achieve future NOMINAL value for capital spend
| Annual - Payment in Arrears | [5 empty] | PMT type: 0 = Arrears, 1 = Advance | 0 |  | Annual - Payment in Advance | [5 empty] | PMT type: 0 = Arrears, 1 = Advance | 1
| Nominal Interest Rate, No CPI escalation | [8 empty] | Nominal Interest Rate, No CPI escalation
| Year | Capital Spend | Payment | Interest | Principal |  | Cumulative Principal | Cumulative Interest |  | Year | Capital Spend | Payment | Interest | Principal |  | Cumulative Principal | Cumulative Interest
| 0 | [8 empty] | 0
| 1 |  | 0 | 0 | 0 |  | 0 | 0 |  | 1 |  | 0 | 0 | 0 |  | 0 | 0
| 2 |  | 0 | 0 | 0 |  | 0 | 0 |  | 2 |  | 0 | 0 | 0 |  | 0 | 0
| 3 |  | 0 | 0 | 0 |  | 0 | 0 |  | 3 |  | 0 | 0 | 0 |  | 0 | 0
| 4 |  | 0 | 0 | 0 |  | 0 | 0 |  | 4 |  | 0 | 0 | 0 |  | 0 | 0
| 5 |  | 0 | 0 | 0 |  | 0 | 0 |  | 5 |  | 0 | 0 | 0 |  | 0 | 0
| 6 |  | 0 | 0 | 0 |  | 0 | 0 |  | 6 |  | 0 | 0 | 0 |  | 0 | 0
| 7 |  | 0 | 0 | 0 |  | 0 | 0 |  | 7 |  | 0 | 0 | 0 |  | 0 | 0
| 8 |  | 0 | 0 | 0 |  | 0 | 0 |  | 8 |  | 0 | 0 | 0 |  | 0 | 0
| 9 |  | 0 | 0 | 0 |  | 0 | 0 |  | 9 |  | 0 | 0 | 0 |  | 0 | 0
| 10 |  | 0 | 0 | 0 |  | 0 | 0 |  | 10 |  | 0 | 0 | 0 |  | 0 | 0
| 11 |  | 0 | 0 | 0 |  | 0 | 0 |  | 11 |  | 0 | 0 | 0 |  | 0 | 0
| 12 |  | 0 | 0 | 0 |  | 0 | 0 |  | 12 |  | 0 | 0 | 0 |  | 0 | 0
| 13 |  | 0 | 0 | 0 |  | 0 | 0 |  | 13 |  | 0 | 0 | 0 |  | 0 | 0
| 14 |  | 0 | 0 | 0 |  | 0 | 0 |  | 14 |  | 0 | 0 | 0 |  | 0 | 0
| 15 |  | 0 | 0 | 0 |  | 0 | 0 |  | 15 |  | 0 | 0 | 0 |  | 0 | 0
| 16 |  | 0 | 0 | 0 |  | 0 | 0 |  | 16 |  | 0 | 0 | 0 |  | 0 | 0
| 17 |  | 0 | 0 | 0 |  | 0 | 0 |  | 17 |  | 0 | 0 | 0 |  | 0 | 0
| 18 |  | 0 | 0 | 0 |  | 0 | 0 |  | 18 |  | 0 | 0 | 0 |  | 0 | 0
| 19 |  | 0 | 0 | 0 |  | 0 | 0 |  | 19 |  | 0 | 0 | 0 |  | 0 | 0
| 20 |  | 0 | 0 | 0 |  | 0 | 0 |  | 20 |  | 0 | 0 | 0 |  | 0 | 0
|  |  | 0 | 0 | 0 | [6 empty] | 0 | 0 | 0
> | OPEN TO SHOW DETAILED WORKINGS

## LED Annuity
Public Lighting Model
LED Annuity |  | Luminaire Annuity and LED Operating & Maintenance
LED Operating and Mainteninnce Annuity
|  | LED Light | LED101
|  | Table Row | 37
|  | Discount Rate (Real) | 2.444%
|  |  | SLO | Cleaning & Testing
|  | NPV | 132.7502 | 61.7973 |  | ($'2017/18)
|  | Annuity (20 Years) | 8.4707 | 3.9432 |  | ($'2017/18)
|  | Real Input Cost Escalation 2020/21 | 8.8083 | 3.9827 |  | ($2017/18)
|  | 2017 to $June 2020 | 9.2604 | 4.1871 | 13.4476 | ($June 2020) | <= LED O&M Annuity Output
Calculations
|  | Labour | Handeling Fee / Materials | Failure Rate yr 1-10 | Failure Rate yr 11-20 |  | NPV | 1 | 2 | 3 | 4 | 5 | 6 | 7 | 8 | 9 | 10 | 11 | 12 | 13 | 14 | 15 | 16 | 17 | 18 | 19 | 20
Labour/Services
| Cleaning | 35.6076 |  | 10 | 10 |  | 49.937 | 0 | 0 | 0 | 0 | 0 | 0 | 0 | 0 | 0 | 35.6076 | 0 | 0 | 0 | 0 | 0 | 0 | 0 | 0 | 0 | 35.6076
| Fitting Failures (Warrantee) | 133.7326 |  | 0.5% | 0%
| PE Cell | 133.7326 |  | 0.5% | 1%
| Fitting Replacement | 133.7326 |  | 0% | 1%
| Fuse failure | 133.7326 |  | 0.25% | 0.25%
| Testing | 12.56 | 25% | 4 | 3 |  | 11.8603 | 0 | 0 | 0 | 3.14 | 0 | 0 | 0 | 3.14 | 0 | 0 | 0 | 3.14 | 0 | 0 | 0 | 3.14 | 0 | 0 | 0 | 3.14
| Total Cost Labour | [5 empty] | 194.5475 | 2.0687 | 2.0687 | 2.0687 | 5.2087 | 2.0687 | 2.0687 | 2.0687 | 5.2087 | 2.0687 | 37.6763 | 16.6213 | 19.7613 | 16.6213 | 16.6213 | 16.6213 | 19.7613 | 16.6213 | 16.6213 | 16.6213 | 55.3689
Note:
Labour includes Corporate Overhead Costs
Materials Includes Stores on Cost and Corporate Overhead Cost
> | OPEN TO SHOW DETAILED WORKINGS
Assumptions and Outputs
| Regional Allowance | N | Y=YES, N=NO | [5 empty] | Luminaire_Annuity | [22 empty] | LED Annuity |  |  | TFI_Annuity_Calcs
[5 empty] | LED Luminair Installation |  |  |  |  | LED Operating and Maintenance | [22 empty] | TFI Annuity
[9 empty] | ($June 2020) | Cleaning |  | Fitting Warrantee Replacement |  |  |  | PE Cell Failure |  |  |  | Fitting Failure |  |  |  | Fuse failure |  |  |  | Testing |  |  |  | ($June 2020) | Install Costs |  | ($June 2020)
| Notes | LED Light | Road Category | Annuity Term | Materials Luminaire $ | Lab/Serv $ | Other (Traffic Mgt) $ | Installation Cost inc. Oncosts & OH | Luminaire Annuity | Lab/Serv Cleaning $ | Frequency Rate Cleaning Yrs. | Lab/Serv Warrantee Period $ | Warrantee Handling Cost $ | Failure Rate Warrantee Period (yr. 1-10) % | Failure Rate Warrantee Period (yr. 11-20) % | Lab/Serv PE Cell $ | Materials PE Cell $ | Failure Rate PE Cell (yr. 1-10) % | Failure Rate PE Cell (yr. 11-20) % | Lab/Serv Fitting Replacement $ | Materials Fitting Replacement $ | Failure Rate Fitting Replacement (yr. 1-10) % | Failure Rate Fitting Replacement (yr. 11-20) % | Lab/Serv Fuse $ | Materials Fuse $ | Fuse Failure Rate (yr. 1-10) % | Fuse Failure Rate (yr. 11-20) % | Lab/Serv Testing $ | Sample Size | Frequency Rate Testing (yr. 1-10) | Frequency Rate Testing (yr. 11-20) | LED O&M Annuity | Luminaire Materials inc. Oncosts & OH | Luminaire Labour inc. OH | TFI Annuity
|  | LED17 | P | 20 |  |  |  | 420.1574 | 28.6274 | 28.35 | 10 | 106.475 |  | 0.5% |  | 106.475 |  | 0.5% | 1% | 106.475 |  |  | 1% | 106.475 |  | 0.25% | 0.25% | 10 | 25% | 4 | 3 | 8.5622 |  |  | 13.7612
| Adjusted for new tender pricing 13/12 TW (previous $288) | LED29 | P | 20 |  |  |  | 445.3661 | 30.3476 | 28.35 | 10 | 106.475 |  | 0.5% |  | 106.475 |  | 0.5% | 1% | 106.475 |  |  | 1% | 106.475 |  | 0.25% | 0.25% | 10 | 25% | 4 | 3 | 8.69 |  |  | 14.5006
|  | LED22 | P | 20 |  |  |  | 518.3387 | 35.3171 | 28.35 | 10 | 106.475 |  | 0.5% |  | 106.475 |  | 0.5% | 1% | 106.475 |  |  | 1% | 106.475 |  | 0.25% | 0.25% | 10 | 25% | 4 | 3 | 9.0601 |  |  | 16.641
|  | LED46 | P | 20 |  |  |  | 425.4645 | 28.9885 | 28.35 | 10 | 106.475 |  | 0.5% |  | 106.475 |  | 0.5% | 1% | 106.475 |  |  | 1% | 106.475 |  | 0.25% | 0.25% | 10 | 25% | 4 | 3 | 8.5891 |  |  | 13.9169
|  | LED43 | P | 20 |  |  |  | 425.4645 | 28.9885 | 28.35 | 10 | 106.475 |  | 0.5% |  | 106.475 |  | 0.5% | 1% | 106.475 |  |  | 1% | 106.475 |  | 0.25% | 0.25% | 10 | 25% | 4 | 3 | 8.5891 |  |  | 13.9169
| Post Top Kensington | PT LED17 | P | 20 |  |  |  | 1394.0095 | 94.9824 | 28.35 | 10 | 106.475 |  | 0.5% |  | 106.475 |  | 0.5% | 1% | 106.475 |  |  | 1% | 106.475 |  | 0.25% | 0.25% | 10 | 25% | 4 | 3 | 13.5014 |  |  | 42.3259
| Post Top | PT LED34 | P | 20 |  |  |  | 1394.0095 | 94.9824 | 28.35 | 10 | 106.475 |  | 0.5% |  | 106.475 |  | 0.5% | 1% | 106.475 |  |  | 1% | 106.475 |  | 0.25% | 0.25% | 10 | 25% | 4 | 3 | 13.5014 |  |  | 42.3259
|  | LED34 | P | 20 |  |  |  | 425.4645 | 28.9885 | 28.35 | 10 | 106.475 |  | 0.5% |  | 106.475 |  | 0.5% | 1% | 106.475 |  |  | 1% | 106.475 |  | 0.25% | 0.25% | 10 | 25% | 4 | 3 | 8.5891 |  |  | 13.9169
|  | LED18 | P | 20 |  |  |  | 425.4645 | 28.9885 | 28.35 | 10 | 106.475 |  | 0.5% |  | 106.475 |  | 0.5% | 1% | 106.475 |  |  | 1% | 106.475 |  | 0.25% | 0.25% | 10 | 25% | 4 | 3 | 8.5891 |  |  | 13.9169
|  | LED35 | P | 20 |  |  |  | 1058.3357 | 72.1102 | 28.35 | 10 | 106.475 |  | 0.5% |  | 106.475 |  | 0.5% | 1% | 106.475 |  |  | 1% | 106.475 |  | 0.25% | 0.25% | 10 | 25% | 4 | 3 | 11.7989 |  |  | 32.48
|  | LED39 | P | 20 |  |  |  | 425.4645 | 28.9885 | 28.35 | 10 | 106.475 |  | 0.5% |  | 106.475 |  | 0.5% | 1% | 106.475 |  |  | 1% | 106.475 |  | 0.25% | 0.25% | 10 | 25% | 4 | 3 | 8.5891 |  |  | 13.9169
|  | LED26 | P | 20 |  |  |  | 425.4645 | 28.9885 | 28.35 | 10 | 106.475 |  | 0.5% |  | 106.475 |  | 0.5% | 1% | 106.475 |  |  | 1% | 106.475 |  | 0.25% | 0.25% | 10 | 25% | 4 | 3 | 8.5891 |  |  | 13.9169
|  | LED20 | P | 20 |  |  |  | 1058.3357 | 72.1102 | 28.35 | 10 | 106.475 |  | 0.5% |  | 106.475 |  | 0.5% | 1% | 106.475 |  |  | 1% | 106.475 |  | 0.25% | 0.25% | 10 | 25% | 4 | 3 | 11.7989 |  |  | 32.48
|  | LED28 | P | 20 |  |  |  | 1058.3357 | 72.1102 | 28.35 | 10 | 106.475 |  | 0.5% |  | 106.475 |  | 0.5% | 1% | 106.475 |  |  | 1% | 106.475 |  | 0.25% | 0.25% | 10 | 25% | 4 | 3 | 11.7989 |  |  | 32.48
|  | LED200 | V | 20 |  |  | 56 | 859.6769 | 58.5716 | 28.35 | 10 | 106.475 |  | 0.5% |  | 106.475 |  | 0.5% | 1% | 106.475 |  |  | 1% | 106.475 |  | 0.25% | 0.25% | 10 | 25% | 4 | 3 | 10.4531 |  |  | 27.4914
|  | LED105 | V | 20 |  |  | 56 | 1488.5678 | 101.4278 | 28.35 | 10 | 106.475 |  | 0.5% |  | 106.475 |  | 0.5% | 1% | 106.475 |  |  | 1% | 106.475 |  | 0.25% | 0.25% | 10 | 25% | 4 | 3 | 13.6427 |  |  | 45.9378
|  | LED198 | V | 20 |  |  | 56 | 1488.5678 | 101.4278 | 28.35 | 10 | 106.475 |  | 0.5% |  | 106.475 |  | 0.5% | 1% | 106.475 |  |  | 1% | 106.475 |  | 0.25% | 0.25% | 10 | 25% | 4 | 3 | 13.6427 |  |  | 45.9378
|  | LED88 | V | 20 |  |  | 56 | 859.6769 | 58.5716 | 28.35 | 10 | 106.475 |  | 0.5% |  | 106.475 |  | 0.5% | 1% | 106.475 |  |  | 1% | 106.475 |  | 0.25% | 0.25% | 10 | 25% | 4 | 3 | 10.4531 |  |  | 27.4914
|  | LED70 | V | 20 |  |  | 56 | 859.6769 | 58.5716 | 28.35 | 10 | 106.475 |  | 0.5% |  | 106.475 |  | 0.5% | 1% | 106.475 |  |  | 1% | 106.475 |  | 0.25% | 0.25% | 10 | 25% | 4 | 3 | 10.4531 |  |  | 27.4914
|  | LED150 | V | 20 |  |  | 56 | 740.2672 | 50.4378 | 28.35 | 10 | 106.475 |  | 0.5% |  | 106.475 |  | 0.5% | 1% | 106.475 |  |  | 1% | 106.475 |  | 0.25% | 0.25% | 10 | 25% | 4 | 3 | 9.8474 |  |  | 23.9889
|  | LED90 | V | 20 |  |  | 56 | 859.6769 | 58.5716 | 28.35 | 10 | 106.475 |  | 0.5% |  | 106.475 |  | 0.5% | 1% | 106.475 |  |  | 1% | 106.475 |  | 0.25% | 0.25% | 10 | 25% | 4 | 3 | 10.4531 |  |  | 27.4914
|  | LED72 | V | 20 |  |  | 56 | 859.6769 | 58.5716 | 28.35 | 10 | 106.475 |  | 0.5% |  | 106.475 |  | 0.5% | 1% | 106.475 |  |  | 1% | 106.475 |  | 0.25% | 0.25% | 10 | 25% | 4 | 3 | 10.4531 |  |  | 27.4914
|  | LED117 | V | 20 |  |  | 56 | 1125.0317 | 76.6549 | 28.35 | 10 | 106.475 |  | 0.5% |  | 106.475 |  | 0.5% | 1% | 106.475 |  |  | 1% | 106.475 |  | 0.25% | 0.25% | 10 | 25% | 4 | 3 | 11.7989 |  |  | 35.2747
|  | LED158 | V | 20 |  |  | 56 | 1125.0317 | 76.6549 | 28.35 | 10 | 106.475 |  | 0.5% |  | 106.475 |  | 0.5% | 1% | 106.475 |  |  | 1% | 106.475 |  | 0.25% | 0.25% | 10 | 25% | 4 | 3 | 11.7989 |  |  | 35.2747
|  | LED298 | V | 20 |  |  | 56 | 1488.5678 | 101.4278 | 28.35 | 10 | 106.475 |  | 0.5% |  | 106.475 |  | 0.5% | 1% | 106.475 |  |  | 1% | 106.475 |  | 0.25% | 0.25% | 10 | 25% | 4 | 3 | 13.6427 |  |  | 45.9378
|  | LED178 | V | 20 |  |  | 56 | 859.6769 | 58.5716 | 28.35 | 10 | 106.475 |  | 0.5% |  | 106.475 |  | 0.5% | 1% | 106.475 |  |  | 1% | 106.475 |  | 0.25% | 0.25% | 10 | 25% | 4 | 3 | 10.4531 |  |  | 27.4914
|  | LED175 | V | 20 |  |  | 56 | 926.0156 | 63.0951 | 28.35 | 10 | 106.475 |  | 0.5% |  | 106.475 |  | 0.5% | 1% | 106.475 |  |  | 1% | 106.475 |  | 0.25% | 0.25% | 10 | 25% | 4 | 3 | 10.7895 |  |  | 29.4372
|  | LED79 | V | 20 |  |  | 56 | 1125.0317 | 76.6549 | 28.35 | 10 | 106.475 |  | 0.5% |  | 106.475 |  | 0.5% | 1% | 106.475 |  |  | 1% | 106.475 |  | 0.25% | 0.25% | 10 | 25% | 4 | 3 | 11.7989 |  |  | 35.2747
| Adjusted for new tender pricing 13/12 TW | LED80 | V | 20 |  |  | 56 | 740.2672 | 50.4378 | 28.35 | 10 | 106.475 |  | 0.5% |  | 106.475 |  | 0.5% | 1% | 106.475 |  |  | 1% | 106.475 |  | 0.25% | 0.25% | 10 | 25% | 4 | 3 | 9.8474 |  |  | 23.9889
| Other = Regional Allowance | LED17_R | P | 20 |  |  |  | 420.1574 | 28.6274 | 28.35 | 10 | 106.475 |  | 0.5% |  | 106.475 |  | 0.5% | 1% | 106.475 |  |  | 1% | 106.475 |  | 0.25% | 0.25% | 10 | 25% | 4 | 3 | 8.5622 |  |  | 13.7612
| Other Inc traffic Mgt + Regional Allowance | LED150_R | V | 20 |  |  | 56 | 740.2672 | 50.4378 | 28.35 | 10 | 106.475 |  | 0.5% |  | 106.475 |  | 0.5% | 1% | 106.475 |  |  | 1% | 106.475 |  | 0.25% | 0.25% | 10 | 25% | 4 | 3 | 9.8474 |  |  | 23.9889
| Other Inc traffic Mgt + Regional Allowance | LED80_R | V | 20 |  |  | 56 | 740.2672 | 50.4378 | 28.35 | 10 | 106.475 |  | 0.5% |  | 106.475 |  | 0.5% | 1% | 106.475 |  |  | 1% | 106.475 |  | 0.25% | 0.25% | 10 | 25% | 4 | 3 | 9.8474 |  |  | 23.9889
|  | LED60 | V | 20 |  |  | 56 | 707.0979 | 48.1761 | 28.35 | 10 | 106.475 |  | 0.5% |  | 106.475 |  | 0.5% | 1% | 106.475 |  |  | 1% | 106.475 |  | 0.25% | 0.25% | 10 | 25% | 4 | 3 | 9.6792 |  |  | 23.016
|  | LED23 | P | 20 |  |  |  | 1124.6744 | 76.6336 | 28.35 | 10 | 106.475 |  | 0.5% |  | 106.475 |  | 0.5% | 1% | 106.475 |  |  | 1% | 106.475 |  | 0.25% | 0.25% | 10 | 25% | 4 | 3 | 12.1354 |  |  | 34.4258
|  | LED155 | V | 20 |  |  | 56 | 1450.0913 | 98.805 | 28.35 | 10 | 106.475 |  | 0.5% |  | 106.475 |  | 0.5% | 1% | 106.475 |  |  | 1% | 106.475 |  | 0.25% | 0.25% | 10 | 25% | 4 | 3 | 13.4476 |  |  | 44.8092
|  | LED81 | V | 20 |  |  | 56 | 1450.0913 | 98.805 | 28.35 | 10 | 106.475 |  | 0.5% |  | 106.475 |  | 0.5% | 1% | 106.475 |  |  | 1% | 106.475 |  | 0.25% | 0.25% | 10 | 25% | 4 | 3 | 13.4476 |  |  | 44.8092
|  | LED101 | V | 20 |  |  | 56 | 1450.0913 | 98.805 | 28.35 | 10 | 106.475 |  | 0.5% |  | 106.475 |  | 0.5% | 1% | 106.475 |  |  | 1% | 106.475 |  | 0.25% | 0.25% | 10 | 25% | 4 | 3 | 13.4476 |  |  | 44.8092
| <<Input>> | <<Input>> | <<Input>> | <<Input>> | <<Input>> | <<Input>> | <<Input>> | <Macro Input>> | <<Annuity Output>> | <<Input>> | <<Input>> | <<Input>> | <<Input>> | <<Input>> | <<Input>> | <<Input>> | <<Input>> | <<Input>> | <<Input>> | <<Input>> | <<Input>> | <<Input>> | <<Input>> | <<Input>> | <<Input>> | <<Input>> | <<Input>> | <<Input>> | <<Input>> | <<Input>> | <<Annuity Output>> | <Macro Input>> | <Macro Input>> | <<Annuity Output>>
[5 empty] | Materials Luminaire $ | Lab/Serv $ | Materials Luminaire $ | Lab/Serv $
|  |  |  | Metro | 75% |  | Weighted Average
LED17
LED150
LED80
|  |  |  | Regional | 25%
LED17_R
LED150_R
LED80_R

## HID_Annuity
Public Lighting Model
HID_Annuity
[9 empty] | TFI_Annuity_Calcs | Luminaire_Annuity
|  |  | HID Luminair Installation | [5 empty] | ($June 2020) | ($June 2020)
| HID BaseLights | Annuity Term | Materials Luminaire $ | Materials inc. On Costs & OH | Lab/Serv $ | Other (Traffic Mgt) $ | Lab/Serv inc. OH | Total Cost | TFI Annuity | HID Annuity
| F-40 | 20 | [5 empty] | 0 | 0 | 0
| MV-80 | 20 | [5 empty] | 0 | 0 | 0
| S-HP50 | 20 | [5 empty] | 0 | 0 | 0
| CF-42 | 20 | [5 empty] | 0 | 0 | 0
| S-LP18 | 20 | [5 empty] | 0 | 0 | 0
| S-HP100 | 20 | [5 empty] | 0 | 0 | 0
| S-HP150 | 20 | [5 empty] | 0 | 0 | 0
| S-HP250 | 20 | [5 empty] | 0 | 0 | 0
| S-LP90 | 20 | [5 empty] | 0 | 0 | 0
| MV-80+ | 20 | [5 empty] | 0 | 0 | 0
| S-HP360f | 20 | [5 empty] | 0 | 0 | 0
| cf-42 PT | 20 |  |  | 100.75 | 0 | 119.9933 |  | 22.0345 | 47.677
| MV-80 PT | 20 | [5 empty] | 0 | 0 | 0
| S-HP Other | 20 | [5 empty] | 0 | 0 | 0
| S-HP50 PT | 20 | [5 empty] | 0 | 0 | 0
|  | <<Input>> | <<Input>> |  |  | <<Input>> |  |  | <<Annuity Output>> | <<Annuity Output>>

## Global Assumptions
Public Lighting Model
Global Assumptions
| Rounding |  |  |  | 1000000 | [8 empty] | Applies to Total Exp, Capex and Opex Sheets
| Base Year |  |  |  | 2018
On Costs
|  |  |  | Materials On Costs | 11.4% | [7 empty] | Michael Shinnic | previously reviewed and used for Ring Fencing
Corporate Overheads
|  |  |  | Field Services | 25.6% | [7 empty] | Tom Walker | Compounded on top of Material On Costs. Applies to Luminaire OPEX and Infrustructure
|  |  |  | Network Management | 19.1% | [7 empty] | Tom Walker | Compounded on top of Material On Costs. Applies to Luminaire CAPEX and Admin & Systems
| LED Installation (additional materials) | [5 empty] | Annuity Term (Yrs)
|  |  |  | PE Cell |  |  | LED Installation | 20 |  |  |  |  | Shane Venning
|  |  |  | Extended Waranty |  |  | HID Installation | 20 |  |  |  |  | Shane Venning
Admin and Systems
|  |  | Margin |  | 6.17% | [7 empty] | Tom Walker | Applied to total cost of CLER and EO Tariffs only
Elevation Charge
|  |  |  | Use of Pole Charge | 0 | per light | [6 empty] | Tom Walker | Applied to all lights on Stobi poles, distributed to all SAPN lights
|  |  |  | Lights on Stobi Poles | 123232 | Total Stobie poles | [6 empty] | Tom Walker | Total Stobi Poles
Admin and System Costs
2017/18 to June 2020
[5 empty] | 2018/19 | 2019/20 | 2020/21 | 2021/22 | 2022/23 | 2023/24 | 2024/25
|  |  |  | SAP Maintenance | 115236.94 | 115969.912 | 116446.6674 | 116881.6672 | 117281.4404 | 117812.4638 | 118332.0778
|  |  |  | SLO reporting Tool | 66228.1265 | 66649.3747 | 66923.3721 | 67173.3719 | 67403.1267 | 67708.3125 | 68006.9413
|  |  |  | GIS Maintenance | 92719.3771 | 93309.1246 | 93692.7209 | 94042.7207 | 94364.3773 | 94791.6375 | 95209.7178
|  |  |  | Customer Management | 232460.7239 | 233939.3053 | 234901.0359 | 235778.5355 | 236584.9746 | 237656.1769 | 238704.3639
|  |  |  | Asset Data Audit | 132456.2529 | 133298.7495 | 133846.7441 | 134346.7439 | 134806.2533 | 135416.625 | 136013.8825
|  |  |  | Asset Management | 198684.3794 | 199948.1242 | 200770.1162 | 201520.1158 | 202209.38 | 203124.9375 | 204020.8238
|  |  | Real Labour Escalation |  | 2018/19 | 2019/20 | 2020/21 | 2021/22 | 2022/23 | 2023/24 | 2024/25
|  |  |  | SAP Maintenance | 109610.8441 | 110308.031 | 110761.5102 | 111175.2724 | 111555.5279 | 112060.6257 | 112554.8711
|  |  |  | SLO reporting Tool | 62994.738 | 63395.4201 | 63656.0403 | 63893.8347 | 64112.3724 | 64402.6584 | 64686.7076
|  |  |  | GIS Maintenance | 88192.6332 | 88753.5882 | 89118.4565 | 89451.3686 | 89757.3213 | 90163.7218 | 90561.3906
|  |  |  | Customer Management | 221111.5304 | 222517.9246 | 223432.7016 | 224267.3599 | 225034.427 | 226053.3311 | 227050.3435
|  |  |  | Asset Data Audit | 125989.476 | 126790.8402 | 127312.0807 | 127787.6694 | 128224.7447 | 128805.3169 | 129373.4151
|  |  |  | Asset Management | 188984.214 | 190186.2603 | 190968.121 | 191681.5042 | 192337.1171 | 193207.9753 | 194060.1227
|  |  | ($2017/18) |  | Description | Annual Cost ($2017/18) | Includes Network Management OK | 2017/18 to June 2020
[5 empty] | SAP Maintenance | 87000 | 103617 | 108935.4444 |  |  |  |  | Daniel Schipper | Public Lighting SAP Assett data maintenance 0.3FTE
[5 empty] | SLO reporting Tool | 50000 | 59550 | 62606.5772 |  |  |  |  | Peter Rodda | SV to Check re licencing
[5 empty] | GIS Maintenance | 70000 | 83370 | 87649.2081 |  |  |  |  | Andrew Jolly | 15 hours/week - 780 hours/year
[5 empty] | Customer Management | 175500 | 209020.5 | 219749.0861 |  |  |  |  | Daniel Schipper | Customer engagement Resource 1 FTE
[5 empty] | Asset Data Audit | 100000 | 119100 | 125213.1545 |  |  |  |  | Shane Venning | Technical Officer 1 FTE
[5 empty] | Asset Management | 150000 | 178650 | 187819.7317 |  |  |  |  | Shane Venning | Public Lighting Asset manager 1 FTE
CPI Escalation ($Nominal)
|  |  |  | Real | 2018/19 | 2019/20 | 2020/21 | 2021/22 | 2022/23 | 2023/24 | 2024/25
|  |  |  | Nominal | ($'2018/19) | ($'2019/20) | ($June '20) | ($June '20) | ($June '20) | ($June '20) | ($June '20)
|  |  |  | CPI | 1.75% | 2.25% | 2.25% | 2.5% | 2.5% | 2.5% | 2.5%
|  |  |  | Cumulative CPI | 101.8% | 104% | 106.4% | 109% | 111.8% | 114.6% | 117.4%
|  |  |  | $June 2020 | 105.1% | 2017/18 to June 2020 | [6 empty] | David Page | *** Values escalated from Regulatory Year Nominal (Ie average $December expenditure)
to December 2017 Dollars, using 3 or 6 month lagged CPI, as used historically by the AER
Labour/Services Escalation
[5 empty] | 0 | 1 | 2 | 3 | 4 | 5 | 6
|  |  | General Escalation (%Real) |  | 2018/19 | 2019/20 | 2020/21 | 2021/22 | 2022/23 | 2023/24 | 2024/25
|  |  |  | Services | 100.1% | 100.3% | 100.3% | 100.3% | 100.3% | 100.3% | 100.3% |  | Debbie Voltz | BIS Oxford and DAE (Accumulated Escalation)
|  |  |  | Labour | 100.6% | 101.3% | 101.7% | 102.1% | 102.4% | 102.9% | 103.3% |  | Debbie Voltz | BIS Oxford and DAE (Accumulated Escalation)
Benchmark
|  |  |  | Labour Split | 59.7% | 59.7% | 59.7% | 59.7% | 59.7% | 59.7% | 59.7% |  | Debbie Voltz | BIS Oxford and DAE (Accumulated Escalation)
|  |  |  | Non-Labour Split | 40.3% | 40.3% | 40.3% | 40.3% | 40.3% | 40.3% | 40.3% |  | Debbie Voltz | BIS Oxford and DAE (Accumulated Escalation)
|  |  | Labour/Services Escalation |  | 100.4% | 100.8% | 101% | 101.2% | 101.4% | 101.7% | 102%
Weighted Avg. Real Escalation of Labour and Services
|  |  |  | SLO | 100.4% | 100.9% | 101.1% | 101.4% | 101.6% | 101.8% | 102.1%
|  |  |  | Bulk Lamp Change | 100.4% | 100.9% | 101.2% | 101.4% | 101.6% | 101.9% | 102.2%
|  |  |  | Cable Faults | 100.6% | 101.2% | 101.5% | 101.9% | 102.2% | 102.6% | 103%
|  |  |  | LED Conversions | 100.5% | 101% | 101.3% | 101.6% | 101.8% | 102.1% | 102.5%
Labour Hours
|  |  | Field Worker Labour Rate |  | ($2020/21)
[5 empty] | 95.91 | [7 empty] | Debbie Voltz | Excluding Corporate Overheads
Hours per Service Calculation
|  |  | Labour Rates |  | Units | Labour ($2017/18) | Labour ($2020/21) | Labour Hours | People per Unit
|  |  |  | SLO | Per SLO |  |  | 1.8022 | 2 |  |  |  | Shane Venning
|  |  |  | Bulk Lamp Change | Per Lamp |  |  | 0.43571 | 2 |  |  |  | Shane Venning
|  |  |  | Cable Fault | Per Fault |  |  | 11.6613 | 2 |  |  |  | Shane Venning
|  |  |  | LED Conversion | Per Change |  |  | 1.2191 | 2 |  |  |  | Shane Venning
|  |  |  | Cable Replacement | Per km |  |  | 1060.1218 | 3 |  |  |  | Shane Venning
|  |  |  | Column Replacement | Per Column |  |  | 37.2633 | 4 |  |  |  | Shane Venning
|  |  |  | Bracket Replacement | Per Bracket |  |  | 0.53006 | 2 |  |  |  | Shane Venning
Labour/Services Rates
Weighted Average Labour/Service Rate
($2017/18)
|  |  |  | SLO | 106.475
|  |  |  | Bulk Lamp Change | 28.35
|  |  |  | Cable Faults | 925.2
|  |  |  | LED Conversions | 100.75
Labour/Services Cost Calculations ($2017/18)
SLO
|  |  |  | (Lamp, PE Cell, Misc. Other) | Regional | Lab/Serv | SLO | Total Labour | Regional Loading | Adj. Labour Rate | Check | Distribution
[5 empty] | Regional |  |  | 4250 | 21.175 | 106.475 | 2661.875 | 39.92% | Shane Venning
[5 empty] | Metro |  |  | 6397.5 | 21.175 | 106.475 | 7985.625 | 60.08% | Shane Venning
[5 empty] | Total |  | 100 | 10647.5 |  |  | 0
[7 empty] | Total Regional Adjustment |  |  | 85.3
[7 empty] | Regional Adjustment | 21.175
Bulk Lamp Change
[5 empty] | Regional | Lab/Serv | Bulk Lamp | Total Labour | Regional Loading | Adj. Labour Rate | Check | Distribution
[5 empty] | Regional |  |  | 1027.5 | 4.25 | 28.35 | 708.75 | 36.24% | Shane Venning
[5 empty] | Metro |  |  | 1807.5 | 4.25 | 28.35 | 2126.25 | 63.76% | Shane Venning
[5 empty] | Total |  | 100 | 2835 |  |  | 0
Total Regional Adjustment
[7 empty] | Regional Adjustment | 4.25
Cable Faults
[5 empty] | Regional | Lab/Serv | Cable Faults | Total Labour | Regional Loading | Adj. Labour Rate | Check | Distribution
[5 empty] | Regional |  |  | 8800 | 15.2 | 925.2 | 7401.6 | 9.511% | Shane Venning | Most developments in depot towns hence cost is down
[5 empty] | Metro |  |  | 83720 | 15.2 | 925.2 | 85118.4 | 90.49% | Shane Venning | Average cable repair cost from Electel for past 12 months
[5 empty] | Total |  | 100 | 92520 |  |  | 0
Total Regional Adjustment
[7 empty] | Regional Adjustment | 15.2
LED Conversions
[5 empty] | Regional | Lab/Serv | LED Conversions | Total Labour | Regional Loading | Adj. Labour Rate | Check | Distribution
[5 empty] | Regional |  |  | 2875 | 4.75 | 100.75 | 2518.75 | 28.54% | Shane Venning
[5 empty] | Metro |  |  | 7200 | 4.75 | 100.75 | 7556.25 | 71.46% | Tom Walker | Service Agreement for Metro LE Upgrades
[5 empty] | Total |  | 100 | 10075 |  |  | 0
Total Regional Adjustment
[7 empty] | Regional Adjustment | 4.75
Escalation to June 2020
|  |  |  | Escalation from $Reg Year Nominal to $2019/20***June 2020 Dollars | [8 empty] | David Page | *** Values escalated from Regulatory Year Nominal (Ie average $December expenditure)
to December 2020 Dollars, using 3 or 6 month lagged CPI, as used historically by the AER
[5 empty] | Calendar Year | 30-Jun | 31-Dec | Reg Year | $June 2020 | $June 2019 | $June 2018
[8 empty] | 1997/98 | 1.7283
[8 empty] | 1998/99 | 1.7311
[8 empty] | 1999/00 | 1.7098
[8 empty] | 2000/01 | 1.6634
[8 empty] | 2001/02 | 1.5694
[8 empty] | 2002/03 | 1.5246
[8 empty] | 2003/04 | 1.4738
[8 empty] | 2004/05 | 1.4452
[8 empty] | 2005/06 | 1.4119
[8 empty] | 2006/07 | 1.371
[8 empty] | 2007/08 | 1.3384
[8 empty] | 2008/09 | 1.2839
[8 empty] | 2009/10 | 1.253
[8 empty] | 2010/11 | 1.2179
[5 empty] | 2011 | 99.2 | 99.8 | 2011/12 | 1.1732 | 1.1502 | 1.13
[5 empty] | 2012 | 100.4 | 102 | 2012/13 | 1.1592 | 1.1365 | 1.1165
[5 empty] | 2013 | 102.8 | 104.8 | 2013/14 | 1.1321 | 1.1099 | 1.0905
[5 empty] | 2014 | 105.9 | 106.6 | 2014/15 | 1.099 | 1.0774 | 1.0585 | CPI Dec on Dec
[5 empty] | 2015 | 107.5 | 108.4 | 2015/16 | 1.0826 | 1.0614 | 1.0428 | 1.689%
[5 empty] | 2016 | 108.6 | 110 | 2016/17 | 1.0717 | 1.0506 | 1.0322 | 1.476%
[5 empty] | 2017 | 110.7 | 112.1 | 2017/18 | 1.0513 | 1.0307 | 1.0126 | 1.909%
[5 empty] | 2018 | 113 | 114.1 | 2018/19 | 1.0299 | 1.0097 | 0.99204 | 1.784%
[5 empty] | 2019 | 115.5425 | 116.382 | 2019/20 | 1.0073 | 0.98752 | 0.97021 | 2%
[5 empty] | 2020 | 117.9111 | 119.5453

## SLO Costs
Public Lighting Model
SLO Costs
SLO "Lamp", "PE" and "Misc. Other" Damage Faults
[7 empty] | SLO 'Damage Fault' Failure Rates |  |  | SLO Average 'Damage Fault' Material Cost |  |  | Average SLO Material Cost per Light |  |  | Labour Costs
| Description | Base Light | HID/LED Road Cat | Lights | Lamp,PE & Misc SLOs | Failure Rate | Lamp | PE Cell | Misc. Other | Lamp Materials $ | PE Cell Materials $ | SLO misc. Avg Materials $ | Lamp $/Light | PE cell $/Light | SLO misc. $/Light | SLO Labour | Labour Other | Total Labour | Labour $/Light
| Fluorescent 40 | F-40 | HID-P | 13561 | 2192 | 16.16% | 10.52% | 0.7005% | 4.948% | [5 empty] | 0 | 106.475 |  | 106.475 | 17.2106
| Mercury 80 | MV-80 | HID-P | 59310 | 5173 | 8.722% | 3.335% | 0.8245% | 4.562% | [5 empty] | 0 | 106.475 |  | 106.475 | 9.2867
| Sodium 50 | S-HP50 | HID-P | 20032 | 2699 | 13.47% | 6.679% | 0.8337% | 5.96% | [5 empty] | 0 | 106.475 |  | 106.475 | 14.3458
| Fluorescent 42 | CF-42 | HID-P | 8524 | 1779 | 20.87% | 16.27% | 1.197% | 3.402% | [5 empty] | 0 | 106.475 |  | 106.475 | 22.2218
| Sodium 18 | S-LP18 | HID-P | 10860 | 698 | 6.427% | 0% | 1.298% | 5.129% | [5 empty] | 0 | 106.475 |  | 106.475 | 6.8434
| Sodium 100 | S-HP100 | HID-V | 13464 | 2342 | 17.39% | 7.955% | 2.978% | 6.462% | [5 empty] | 0 | 106.475 |  | 106.475 | 18.5208
| Sodium 150 | S-HP150 | HID-V | 8466 | 1618 | 19.11% | 8.505% | 3.378% | 7.229% | [5 empty] | 0 | 106.475 |  | 106.475 | 20.3492
| Sodium 250 | S-HP250 | HID-V | 2583 | 673 | 26.05% | 11.46% | 4.142% | 10.45% | [5 empty] | 0 | 106.475 |  | 106.475 | 27.742
| Sodium 90 | S-LP90 | HID-V | 11330 | 2014 | 17.78% | 0% | 4.281% | 13.5% | [5 empty] | 0 | 106.475 |  | 106.475 | 18.9268
| MV80+ | MV-80+ | HID-V | 4445 | 798 | 17.95% | 7.852% | 2.857% | 7.244% | [5 empty] | 0 | 106.475 |  | 106.475 | 19.1152
| Sodium Flood 360 | S-HP360f | HID-F | 1068 | 91 | 8.521% | 2.715% | 2.06% | 3.745% | [5 empty] | 0 | 106.475 |  | 106.475 | 9.0723
| LED P Cat | LED | LED-P | 32428 | 5 | 0.01542% | 0% | 0% | 0.01542% | [5 empty] | 0 | 106.475 |  | 106.475 | 0.016417
| LED V Cat | LED-V | LED-V | 455 | 5 | 1.099% | 0% | 0% | 1.099% | [5 empty] | 0 | 106.475 |  | 106.475 | 1.1701
| Fluorescent 42 post Top | cf-42 PT | HID-P | 265 | 111 | 41.89% | 36.98% | 3.019% | 1.887% | [5 empty] | 0 | 106.475 |  | 106.475 | 44.599
| Mercury 80 Post Top | MV-80 PT | HID-P | 4299 | 312 | 7.258% | 3.652% | 0.6746% | 2.931% | [5 empty] | 0 | 106.475 |  | 106.475 | 7.7274
| Sodium Other | S-HP Other | HID-P | 347 | 59 | 17% | 10.95% | 0.8646% | 5.187% | [5 empty] | 0 | 106.475 |  | 106.475 | 18.1038
| Sodium 50 Post Top | S-HP50 PT | HID-P | 1335 | 173 | 12.96% | 6.592% | 1.199% | 5.169% | [5 empty] | 0 | 106.475 |  | 106.475 | 13.7979
| Total |  |  | 192772 | 20742 | 10.76%
[10 empty] | <<Input>> | <<Input>> | <<Input>> |  |  |  |  | <<Input>>
SLO "Fitting" Damage Faults and LED Conversions
[5 empty] | SLO Failure Rate |  | Materials_Base Lamp | SLO 'Fitting' Labour |  |  | LED Conversion Labour
| Description | Base Light | HID/LED Road Cat | Population | HID Only | Fitting | Fitting $ | SLO Labour | Labour Other | Total SLO Labour | LED Conversion
| Fluorescent 40 | F-40 | HID-P | 13561 |  | 2.714% |  | 106.475 |  | 106.475 | 100.75 |  | Shane Venning | Fitting cost is for a StreetLED
| Mercury 80 | MV-80 | HID-P | 59310 |  | 1.361% |  | 106.475 |  | 106.475 | 100.75 |  | Shane Venning | Fitting cost is for a StreetLED
| Sodium 50 | S-HP50 | HID-P | 20032 | HID Only | 1.478% |  | 106.475 |  | 106.475 | 100.75 |  | Shane Venning
| Fluorescent 42 | CF-42 | HID-P | 8524 |  | 1.22% |  | 106.475 |  | 106.475 | 100.75 |  | Shane Venning | Fitting cost is for a StreetLED
| Sodium 18 | S-LP18 | HID-P | 10860 |  | 19.09% |  | 106.475 |  | 106.475 | 100.75 |  | Shane Venning | Fitting cost is for a StreetLED
| Sodium 100 | S-HP100 | HID-V | 13464 |  | 0.02228% |  | 106.475 |  | 106.475 | 100.75 |  | Shane Venning | Fitting cost is for a RoadLED
| Sodium 150 | S-HP150 | HID-V | 8466 |  | 0.02362% |  | 106.475 |  | 106.475 | 100.75 |  | Shane Venning | Fitting cost is for a RoadLED
| Sodium 250 | S-HP250 | HID-V | 2583 |  | 0.03871% |  | 106.475 |  | 106.475 | 100.75 |  | Shane Venning | Fitting cost is for a RoadLED
| Sodium 90 | S-LP90 | HID-V | 11330 |  | 14.02% |  | 106.475 |  | 106.475 | 100.75 |  | Shane Venning | Fitting cost is for a RoadLED
| MV80+ | MV-80+ | HID-V | 4445 |  | 0.0225% |  | 106.475 |  | 106.475 | 100.75 |  | Shane Venning | Fitting cost is for a RoadLED
| Sodium Flood 360 | S-HP360f | HID-F | 1068 |  | 1.498% |  | 106.475 |  | 106.475 | 100.75 |  | Shane Venning | Fitting cost is for a StreetLED
| LED P Cat | LED | LED-P | 24733 |  | 0% |  | 106.475 |  | 106.475 | 100.75 |  | Shane Venning | Fitting cost is for a StreetLED
| LED V Cat | LED-V | LED-V | 145 |  | 0% |  | 106.475 |  | 106.475 | 100.75 |  | Shane Venning
| Fluorescent 42 post Top | cf-42 PT | HID-P | 265 | HID Only | 3.396% |  | 106.475 |  | 106.475 | 100.75 |  | Shane Venning | Fitting cost is for a Kensington LED
| Mercury 80 Post Top | MV-80 PT | HID-P | 4299 | HID Only | 0.5815% |  | 106.475 |  | 106.475 | 100.75 |  | Shane Venning | Fitting cost is for a Kensington LED
| Sodium Other | S-HP Other | HID-P | 347 |  | 0% |  | 106.475 |  | 106.475 | 100.75 |  | Shane Venning | Fitting cost is for a StreetLED
| Sodium 50 Post Top | S-HP50 PT | HID-P | 1335 |  | 0.4494% |  | 106.475 |  | 106.475 | 100.75 |  | Shane Venning
[7 empty] | <<Input>> |  | <<Input>>
CLER SLOs
[5 empty] | CLER SLO | [5 empty] | ($2017/18) | 2020/21 | ($June 2020)
| Description | Base Light | HID/LED Road Cat | Lamps | SLO Failure Rate | SLO Labour | Lamp Failure Rate | Lamp | PE Cell Failure Rate | PE Cell | Total Cost including O/H | Real Input Cost Escalation | 2017/18 to $CPI
| Fluorescent 40 | F-40 | HID-P | 266 | 9.023% | 106.475 | 4.135% |  | 0.3759% |  | 12.342 | 12.4655 | 13.1053
| Mercury 80 | MV-80 | HID-P | 3143 | 12.95% | 106.475 | 7.763% |  | 1.05% |  | 18.0146 | 18.1949 | 19.1288
| Sodium 50 | S-HP50 | HID-P | 330 | 20.61% | 106.475 | 12.42% |  | 1.212% |  | 30.0356 | 30.3362 | 31.8933
| Fluorescent 42 | CF-42 | HID-P | 414 | 27.78% | 106.475 | 23.67% |  | 0.7246% |  | 39.8392 | 40.2379 | 42.3032
| Sodium 18 | S-LP18 | HID-P | 255 | 16.47% | 106.475 | 12.55% |  | 1.176% |  | 22.1747 | 22.3966 | 23.5462
| Sodium 100 | S-HP100 | HID-V | 3182 | 26.3% | 106.475 | 18.13% |  | 1.886% |  | 40.8697 | 41.2787 | 43.3974
| Sodium 150 | S-HP150 | HID-V | 4320 | 22.73% | 106.475 | 17.75% |  | 1.736% |  | 34.3791 | 34.7231 | 36.5054
| Sodium 250 | S-HP250 | HID-V | 9936 | 26.42% | 106.475 | 19.91% |  | 2.395% |  | 39.8803 | 40.2794 | 42.3469
| Sodium 90 | S-LP90 | HID-V | 236 | 36.02% | 106.475 | 25% |  | 3.814% |  | 48.6466 | 49.1335 | 51.6554
| MV80+ | MV-80+ | HID-V | 646 | 13.93% | 106.475 | 9.288% |  | 1.393% |  | 19.4827 | 19.6777 | 20.6877
| Sodium Flood 360 | S-HP360f | HID-F | 72 | 11.11% | 106.475 | 5.556% |  | 1.389% |  | 21.9523 | 22.1719 | 23.31
| LED P Cat | LED | LED-P | 0 | 0% |  | 0% |  | 0% |  | 0 | 0 | 0
| LED V Cat | LED-V | LED-V | 2 | 0% |  | 0% |  | 0% |  | 0 | 0 | 0
| Fluorescent 42 post Top | cf-42 PT | HID-P | 1 | 28% | 106.475 | 23% |  | 7% |  | 40.8528 | 41.2617 | 43.3795
| Mercury 80 Post Top | MV-80 PT | HID-P | 23 | 17.39% | 106.475 | 8.696% |  | 0% |  | 23.8905 | 24.1296 | 25.3681
| Sodium Other | S-HP Other | HID-P | 2675 | 11.03% | 106.475 | 6.579% |  | 0.5234% |  | 16.0457 | 16.2063 | 17.0381
| Sodium 50 Post Top | S-HP50 PT | HID-P | 30 | 13.33% | 106.475 | 13.33% |  | 3.333% |  | 20.7469 | 20.9545 | 22.0301
Notes:
| Population | Total Equipment population for relevant SLO tariff
| Total SLO | For Applicable Tariffs and Customers for the period 1/8/2017 to 31/8/2018
| Failure Rate | Total SLO / Total Population
All Costs are entered exclusive of On Costs and Overheads

## AMP
Public Lighting Model
AMP | Inputs from Asset Management Plan
|  | Units | 2018/19 | 2019/20 | 2020/21 | 2021/22 | 2022/23 | 2023/24 | 2024/25 | 2025/26 | 2026/27 | 2027/28 |  | Source | Notes
|  |  | 0 | 1 | 2 | 3 | 4 | 5 | 6 | 7 | 8 | 9
Planned Cable Replacements
| Metro Cable Replacements | km | 0.5 | 2 | 3 | 4 | 5 | 5 | 5 | 5 | 5 | 5 |  | Shane Venning | Forecast Metro Cable Replacements
| Regional Cable Replacements | km | 0.1 | 0.5 | 0.5 | 0.5 | 0.5 | 0.5 | 0.5 | 0.5 | 0.5 | 0.5 |  | Shane Venning | Forecast Regional Cable Replacements
| Cable Materials | per km | [11 empty] | Shane Venning | Average Material Cost per km
| Cable Services | per km | [11 empty] | Shane Venning | Average Labour Cost Per km (Metro)
| Cable Labour | per km | [11 empty] | Shane Venning | Average Services Cost per km (Regional)
Estimated UnPlanned Column Replacements
| Metro Column Replacements | Columns | 58.4 | 58.4 | 48 | 48 | 48 | 48 | 48 | 48 | 48 | 48 | 80% | Shane Venning | Estimated 80% of Unplanned replacements are Metro
| Regional Column Replacements | Columns | 14.6 | 14.6 | 12 | 12 | 12 | 12 | 12 | 12 | 12 | 12 | 20% | Shane Venning | Estimated 20% of Unplanned replacements are Regional
| Column Materials | per. Column | [11 empty] | Shane Venning | Average Material Cost per Column (773 x 20% + 674 x 80%)
| Column Services | per. Column | [11 empty] | Shane Venning | Average Labour Cost Per Column (Metro)
| Column Labour | per. Column | [11 empty] | Shane Venning | Average Services Cost per Column (Regional)
Planned Bracket Replacements
| Metro Brackets Replacements | Brackets | 20 | 20 | 20 | 20 | 20 | 20 | 20 | 20 | 20 | 20 |  | Shane Venning | Forecast Metro Brackets Replacements
| Regional Brackets Replacements | Brackets | 100 | 100 | 100 | 100 | 100 | 100 | 100 | 100 | 100 | 100 |  | Shane Venning | Forecast Regional Brackets Replacements
| Brackets Materials | per. Bracket | [11 empty] | Shane Venning | Average Material Cost per Brackets
| Brackets Services | per. Bracket | [11 empty] | Shane Venning | Average Labour Cost Per Brackets (Metro)
| Brackets Labour | per. Bracket | [11 empty] | Shane Venning | Average Services Cost per Brackets (Regional)
Notes:
| Column Replacements: | Average Replacement p.a. from 2015 to 2017
Cable Replacement
| Bracket Replacement: | Based on Age Profile, Corrosion Zone (distance from coast)

## Lists
Public Lighting Model
Lists
| PT-Lamp: PT identifies Post Top Lamps. Calculated on Equipment Data Sheet in the Equipment Data workbook |  |  |  |  | List of tariffs | Lits of Financial Years |  | CPI $opions available for selected FY Year
| PT_Lamp | Base Light | LED unAvailable | HID Lamp unavailable | Name | Tariffs | Year | Indirect | FY_19 | FY_20 | FY_21 | FY_22 | FY_23 | FY_24 | FY_25 | FY_26 | FY_27 | FY_28
| UNKNOWN | 0 |  |  |  | CLER | 2018/19 | FY_19 | $June 2018 | $June 2018 | $June 2020 | $June 2020 | $June 2020 | $June 2020 | $June 2020 | $June 2020 | $June 2020 | $June 2020
| S1000 F | 0 |  |  |  | ENERGY | 2019/20 | FY_20 | CPI $opions available for selected FY Year FY_19: $June 2019; CPI $opions available for selected FY Year FY_20: $June 2019
| CCTV | 0 |  |  |  | METERED | 2020/21 | FY_21 | CPI $opions available for selected FY Year FY_19: $June 2020; CPI $opions available for selected FY Year FY_20: $June 2020
| LED RIBBON SPAN | 0 |  |  |  | PLC | 2021/22 | FY_22
| T5 | 0 |  |  |  | SAPN | 2022/23 | FY_23
| SOLAR | 0 |  |  |  | SLUOS | 2023/24 | FY_24
| DIC35 | 0 |  |  |  | TFI | 2024/25 | FY_25
| DENRL | 0 |  |  |  |  | 2025/26 | FY_26
| DEROL | 0 |  |  |  |  | 2026/27 | FY_27
| NAVBR | 0 |  |  |  |  | 2027/28 | FY_28
| LP | 0
| I60 | 0
| PT F42 | cf-42 PT | HID Only
| F32 | cf-42 PT | HID Only
| F42 | cf-42
| F14X2 | cf-42
| F2X8 | cf-42
| F40 | F-40
| F40X2 | F-40
| F20X2 | F-40
| F40X4 | F-40
| F2X40 | F-40
| F2X20 | F-40
| F20 | F-40
| F4X40 | F-40
| I100 | F-40
| F40X3 | F-40
| F8X2 | F-40
| F11X2 | F-40
| LED17 | LED |  |  | Sylvania StreetLED 14W
| LED29 | LED |  |  | Sylvania StreetLED 25W
| LED22 | LED |  |  | Sylvania StreetLED 18W
| LED46 | LED |  |  | Advanced Edge40 D350P 46W
| LED43 | LED |  |  | Pecan SAT-48S 44W
| PT LED17 | LED |  |  | Kensington
| PT LED34 | LED |  |  | Kensington
| LED34 | LED |  |  | Sylvania B2001 34W
| LED18 | LED
| LED35 | LED |  |  | Pecan NXT-24S 450 35W
| LED39 | LED |  |  | Alt Ledway 30 D350 39W
| LED26 | LED |  |  | Alt Ledway 20 D350 26W
| LED20 | LED |  |  | Pecan NXT-12S 525 20W
| LED28 | LED |  |  | Pecan NXT-24S 350 29W
| LED200 | LED-V |  |  | Pecan SAT-96M 200W
| LED105 | LED-V |  |  | Aldridge LED 105W
| LED198 | LED-V |  |  | Aldridge LED 198W
| LED88 | LED-V |  |  | Alt Ledway 40 D700 88W
| LED70 | LED-V |  |  | Advanced Edge40 D525P 70W
| LED150 | LED-V |  |  | A1 Insights 150W
| LED90 | LED-V |  |  | Advanced Edge40 D700 88W
| LED72 | LED-V |  |  | Pecan SAT-48S 72W
| LED117 | LED-V |  |  | Pecan NXT-72M 117W
| LED158 | LED-V |  |  | Pecan NXT-72M 158W
| LED298 | LED-V |  |  | Aldridge ALS216 298W
| LED178 | LED-V |  |  | Pecan SAT-96M 178W
| LED175 | LED-V |  |  | Sylvania RoadLED 175W
| LED79 | LED-V |  |  | Pecan NXT-72M 350 78W
| LED80 | LED-V |  |  | Sylvania RoadLED 80W
| M80 | MV-80
| M50 | MV-80
| M70 | MV-80
| PT M80 | MV-80 PT | HID Only
| PT M50 | MV-80 PT | HID Only
| M125 | MV-80+
| M400 | MV-80+
| M250 | MV-80+
| M100 | MV-80+
| PT M125 | MV-80+
| M400X2 | MV-80+
| M125X3 | MV-80+
| S100 | S-HP100
| PT S100 | S-HP100
| S150 | S-HP150
| PT S150 | S-HP150
| S250 | S-HP250
| S400 | S-HP250
| M400 F | S-HP360f
| M1000 F | S-HP360f
| S360 F | S-HP360f
| M250 F | S-HP360f
| S400 F | S-HP360f
| M400 F SACON | S-HP360f
| M400 F COST | S-HP360f
| I500 F | S-HP360f
| I1000 F | S-HP360f
| M80 F | S-HP360f
| I750 F | S-HP360f
| I1500 F | S-HP360f
| I150 F | S-HP360f
| M750 F | S-HP360f
| S50 | S-HP50
| PT S50 | S-HP50 PT | HID Only
| MH100 | S-HP Other
| S70 | S-HP Other
| PT S70 | S-HP Other
| MH150 | S-HP Other
| MH70 | S-HP Other
| MH250 | S-HP Other
| MH50 | S-HP Other
| MH400 | S-HP Other
| MH125 | S-HP Other
| PT MH100 | S-HP Other
| L18 | S-LP18 |  | LED Only
| L26 | S-LP18 |  | LED Only
| PT L18 | S-LP18 |  | LED Only
| L90 | S-LP90 |  | LED Only
| L55 | S-LP90 |  | LED Only
| L135 | S-LP90 |  | LED Only
| LED60 | LED-V |  |  | Sylvania RoadLED 60W
| LED23 | LED |  |  | Bourke Hill 22W LED
| LED155 | LED-V |  |  | Parkville 155W
| LED81 | LED-V |  |  | Parkville 80W
| LED101 | LED-V |  |  | Parkville 100W

## CableFault_Data
Public Lighting Model
CableFault_Data |  |  | Imported from "SLO Notification" Model
SLO Cable Faults
| Lamp Type | All
| Damage Code | CableFault
| Customers | Council and DPTI
| Tariffs | SLUOS, PLC, SAPN, TFI (excludes CLER)
| Base Light | 2015 | 2016 | 2017 | 2018 | Average
| Jan | 65 | 70 | 91 | 53 | 75.3333
| Feb | 47 | 61 | 99 | 55 | 69
| Mar | 82 | 56 | 138 | 52 | 92
| Apr | 90 | 101 | 73 | 168 | 88
| May | 113 | 57 | 85 | 101 | 85
| Jun | 42 | 69 | 74 | 51 | 61.6667
| Jul | 74 | 166 | 95 | 53 | 111.6667
| Aug | 79 | 228 | 140 | 45 | 149
| Sep | 33 | 152 | 101 | 33 | 95.3333
| Oct | 62 | 181 | 74 | 67 | 105.6667
| Nov | 48 | 88 | 67 | 67 | 67.6667
| Dec | 30 | 93 | 50 | 67 | 57.6667
| Total | 765 | 1322 | 1087 | 812 | 1058
SLO (Cable Fault) Equipment Only |  |  |  | Subset from Equipment Data Table
| Base Lamp | PLC | TFI | PLC & TFI | SAPN | SLUOS | Cable Fault Equipment
| cf-42 | 0 | 0 | 0 | 0 | 8524 | 8524
| cf-42 PT | 0 | 0 | 0 | 0 | 265 | 265
| F-40 | 0 | 0 | 0 | 0 | 13561 | 13561
| LED | 7305 | 390 | 7695 | 24733 | 0 | 32428
| LED-V | 226 | 84 | 310 | 145 | 0 | 455
| MV-80 | 0 | 0 | 0 | 0 | 59310 | 59310
| MV-80 PT | 0 | 0 | 0 | 0 | 4299 | 4299
| MV-80+ | 0 | 0 | 0 | 1 | 4444 | 4445
| S-HP Other | 0 | 0 | 0 | 0 | 347 | 347
| S-HP100 | 0 | 0 | 0 | 0 | 13464 | 13464
| S-HP150 | 0 | 0 | 0 | 0 | 8466 | 8466
| S-HP250 | 0 | 0 | 0 | 0 | 2583 | 2583
| S-HP360f | 0 | 0 | 0 | 0 | 1068 | 1068
| S-HP50 | 0 | 0 | 0 | 0 | 20032 | 20032
| S-HP50 PT | 0 | 0 | 0 | 0 | 1335 | 1335
| S-LP18 | 0 | 0 | 0 | 0 | 10860 | 10860
| S-LP90 | 0 | 0 | 0 | 0 | 11330 | 11330
| Total | 7531 | 474 | 8005 | 24879 | 159888 | 192772

## GSL_Data
Public Lighting Model
GSL_Data |  |  | Imported from "GSL_Data" Model
GSL Payments for SLO 'Cable Fault'
| Year | CabeFault GSL | CabeFault GSL $ | Weighted Avg
| 2015 | 42 | 13600 | 323.8095
| 2016 | 651 | 113550 | 174.424
| 2017 | 78 | 16200 | 207.6923
| 2018 | 172 | 13000 | 75.5814
| Total | 943 | 156350 | 165.8006
GSL Payments for SLO 'Fitting'
| Date Range | 4294800% | to | 4331200%
| Base Light | Fitting GSL | Fitting GSL $ | Weighted Avg
| cf-42 | 29 | 3025 | 104.3103
| F-40 | 41 | 3700 | 90.2439
| MV-80 | 88 | 9525 | 108.2386
| MV-80+ | 20 | 1775 | 88.75
| S-HP100 | 61 | 6525 | 106.9672
| S-HP150 | 44 | 3750 | 85.2273
| S-HP250 | 62 | 5150 | 83.0645
| S-HP360f | 10 | 1300 | 130
| S-HP50 | 47 | 3650 | 77.6596
| S-LP18 | 51 | 4050 | 79.4118
| S-LP90 | 77 | 7500 | 97.4026
| MV-80 PT | 7 | 550 | 78.5714
| S-HP Other | 9 | 300 | 33.3333
| S-HP50 PT | 3 | 325 | 108.3333
| Total | 549 | 51125 | 93.1239
GSL Payments for SLO 'Lamp', 'PE Cell' and 'Misc. Other' Summary
| Date Range | 4294800% | to | 4331200%
| Base Light | Other GSL | Other GSL $
| cf-42 | 11 | 1208
| F-40 | 18 | 1620
| LED | 1 | 145
| LED-V | 1 | 175
| MV-80 | 30 | 2916
| MV-80+ | 8 | 560
| S-HP100 | 29 | 2592
| S-HP150 | 21 | 2533
| S-HP250 | 38 | 4094
| S-HP360f | 7 | 1296
| S-HP50 | 21 | 1443
| S-LP18 | 19 | 1944
| S-LP90 | 43 | 3505
| MV-80 PT | 3 | 471
| S-HP Other | 4 | 118
| Total | 254 | 24620

## Column_Data
Public Lighting Model
Column_Data |  |  | Imported from "Reactive Column Replacements Data" Model
| Reactive Column Replacements | 2015 | 2016 | 2017 | 2018 | Average
| Jan | 3 | 6 | 1 | 5 | 4
| Feb | 1 | 4 | 4 | 2 | 3
| Mar | 3 | 2 | 4 | 7 | 4
| Apr | 8 | 5 | 19 | 4 | 9
| May | 10 | 1 | 11 | 6 | 7
| Jun | 4 | 11 | 3 | 15 | 8
| Jul | 8 | 7 | 5 | 5 | 6
| Aug | 5 | 12 | 11 | 17 | 11
| Sep | 2 | 10 | 7 |  | 6
| Oct | 8 | 8 | 7 |  | 8
| Nov | 4 | 4 | 5 |  | 4
| Dec | 1 | 3 | 5 |  | 3
| Total | 57 | 73 | 82 | 61 | 73
60
82.19%

## SLO_Data
Public Lighting Model
SLO_Data |  |  | Imported from "SLO Notification" Model
SLO Faults (Excluding Fitting and Cable Faults)
| Date Range | 4294800% | to | 4331200%
| Tariffs | ETSA, PLC, SAPN, SLUOS, TFI
| Customers | DPTI and Council
| Current model run | [5 empty] | Submission |  |  |  | Submission | Current model run
| Base Light | Lamp | PE Cell | Misc. Other | Total |  | Lamp | PE Cell | Misc. Other | Total | Lamp | Lamp
| cf-42 | 1387 | 102 | 290 | 1779 |  | 1387 | 102 | 290 | 1779 | 16.27% | 16.27%
| cf-42 PT | 98 | 8 | 5 | 111 |  | 98 | 8 | 5 | 111 | 36.98% | 36.98%
| F-40 | 1426 | 95 | 671 | 2192 |  | 1426 | 95 | 671 | 2192 | 10.52% | 10.52%
| LED | 0 | 0 | 5 | 5 |  | 0 | 0 | 5 | 5
| LED-V | 0 | 0 | 5 | 5 |  | 0 | 0 | 5 | 5
| MV-80 | 1978 | 489 | 2706 | 5173 |  | 1978 | 489 | 2706 | 5173
| MV-80 PT | 157 | 29 | 126 | 312 |  | 157 | 29 | 126 | 312
| MV-80+ | 349 | 127 | 322 | 798 |  | 349 | 127 | 322 | 798
| S-HP Other | 38 | 3 | 18 | 59 |  | 38 | 3 | 18 | 59
| S-HP100 | 1071 | 401 | 870 | 2342 |  | 1071 | 401 | 870 | 2342
| S-HP150 | 720 | 286 | 612 | 1618 |  | 720 | 286 | 612 | 1618
| S-HP250 | 296 | 107 | 270 | 673 |  | 296 | 107 | 270 | 673
| S-HP360f | 29 | 22 | 40 | 91 |  | 29 | 22 | 40 | 91
| S-HP50 | 1338 | 167 | 1194 | 2699 |  | 1338 | 167 | 1194 | 2699
| S-HP50 PT | 88 | 16 | 69 | 173 |  | 88 | 16 | 69 | 173
| S-LP18 | 0 | 141 | 557 | 698 |  | 0 | 141 | 557 | 698
| S-LP90 | 0 | 485 | 1529 | 2014 |  | 0 | 485 | 1529 | 2014
| Total | 8975 | 2478 | 9289 | 20742 |  | 8975 | 2478 | 9289 | 20742
SLO Faults (CLER Only)
| Date Range | 4294800% | to | 4331200%
| Tariffs | CLER Only
| Customers | DPTI and Council
| Base Light | Total SLO | Total PE Cells | Total Lamp
| cf-42 | 115 | 3 | 98
| cf-42 PT | 0.28 | 0.07 | 0.23
| F-40 | 24 | 1 | 11
| LED | 0 | 0 | 0
| LED-V | 0 | 0 | 0
| MV-80 | 407 | 33 | 244
| MV-80 PT | 4 | 0 | 2
| MV-80+ | 90 | 9 | 60
| S-HP Other | 295 | 14 | 176
| S-HP100 | 837 | 60 | 577
| S-HP150 | 982 | 75 | 767
| S-HP250 | 2625 | 238 | 1978
| S-HP360f | 8 | 1 | 4
| S-HP50 | 68 | 4 | 41
| S-HP50 PT | 4 | 1 | 4
| S-LP18 | 42 | 3 | 32
| S-LP90 | 85 | 9 | 59
| Total | 5586.28 | 451.07 | 4053.23
SLOs Equipment Only |  |  | Equipment Related to SLO (Subset from Equipment Data Table)
| Base Lamp | PLC | TFI | PLC_TFI | SAPN | SLUOS | Total SLO Equipment
| cf-42 | 0 | 0 | 0 | 0 | 8524 | 8524
| cf-42 PT | 0 | 0 | 0 | 0 | 265 | 265
| F-40 | 0 | 0 | 0 | 0 | 13561 | 13561
| LED | 7305 | 390 | 7695 | 24733 | 0 | 32428
| LED-V | 226 | 84 | 310 | 145 | 0 | 455
| MV-80 | 0 | 0 | 0 | 0 | 59310 | 59310
| MV-80 PT | 0 | 0 | 0 | 0 | 4299 | 4299
| MV-80+ | 0 | 0 | 0 | 1 | 4444 | 4445
| S-HP Other | 0 | 0 | 0 | 0 | 347 | 347
| S-HP100 | 0 | 0 | 0 | 0 | 13464 | 13464
| S-HP150 | 0 | 0 | 0 | 0 | 8466 | 8466
| S-HP250 | 0 | 0 | 0 | 0 | 2583 | 2583
| S-HP360f | 0 | 0 | 0 | 0 | 1068 | 1068
| S-HP50 | 0 | 0 | 0 | 0 | 20032 | 20032
| S-HP50 PT | 0 | 0 | 0 | 0 | 1335 | 1335
| S-LP18 | 0 | 0 | 0 | 0 | 10860 | 10860
| S-LP90 | 0 | 0 | 0 | 0 | 11330 | 11330
| Total | 7531 | 474 | 8005 | 24879 | 159888 | 192772

## SLO_Fittings_Data
Public Lighting Model
SLO_Fittings_Data |  |  | Imported from "SLO Notification" Model
LED Conversion from SLO "Fitting" Change
| Date Range | 4294800% | to | 4331200%
| Damage Code | Fitting
| Tariffs | SAPN, SLUOS, TFI
| Customers | DPTI and Council
| Base Light | Fitting
| cf-42 | 104
| cf-42 PT | 9
| F-40 | 368
| LED | 0
| LED-V | 0
| MV-80 | 807
| MV-80 PT | 25
| MV-80+ | 1
| S-HP Other | 0
| S-HP100 | 3
| S-HP150 | 2
| S-HP250 | 1
| S-HP360f | 16
| S-HP50 | 296
| S-HP50 PT | 6
| S-LP18 | 2073
| S-LP90 | 1588
| Total | 5299
LED Conversions Equipment |  |  | Subset from Equipment Data Table
Equipment included in proactive LED Conversion
| Base Lamp | SAPN | SLUOS | Total
| cf-42 | 0 | 8524 | 8524
| cf-42 PT | 0 | 265 | 265
| F-40 | 0 | 13561 | 13561
| LED | 24733 | 0 | 24733
| LED-V | 145 | 0 | 145
| MV-80 | 0 | 59310 | 59310
| MV-80 PT | 0 | 4299 | 4299
| MV-80+ | 1 | 4444 | 4445
| S-HP Other | 0 | 347 | 347
| S-HP100 | 0 | 13464 | 13464
| S-HP150 | 0 | 8466 | 8466
| S-HP250 | 0 | 2583 | 2583
| S-HP360f | 0 | 1068 | 1068
| S-HP50 | 0 | 20032 | 20032
| S-HP50 PT | 0 | 1335 | 1335
| S-LP18 | 0 | 10860 | 10860
| S-LP90 | 0 | 11330 | 11330
| Total | 24879 | 159888 | 184767

## Lights_Data
Public Lighting Model
Lights_Data |  |  | Imported from "Equipment Data" Model
Total Lights used for respective Tariff Line Items (Denominator)
| Line Item | Total Lights | ENERGY | CLER | PLC | TFI | SAPN | SLUOS | METERED | ENERGY_ | CLER_ | PLC_ | TFI_ | SAPN_ | SLUOS_ | METERED_
| TFI Future Replacement | 0 | 0 | 0 | 0 | 0 | 0 | 0 | 0
| HID to HID Luminaire Annuity | 0 | 0 | 0 | 0 | 0 | 0 | 0 | 0
| SLO (OPEX) | 0 | 0 | 0 | 0 | 0 | 0 | 0 | 0
| CLER SLO | 0 | 0 | 0 | 0 | 0 | 0 | 0 | 0
| Bulk HID Lamp Program | 0 | 0 | 0 | 0 | 0 | 0 | 0 | 0
| From PTRM | 192772 | 0 | 0 | 7531 | 474 | 24879 | 159888 | 0 |  |  | PLC | TFI | SAPN | SLUOS
| Column Inspections/Repairs | 192772 | 0 | 0 | 7531 | 474 | 24879 | 159888 | 0 |  |  | PLC | TFI | SAPN | SLUOS
| Cable Repairs (SLO fault) | 192772 | 0 | 0 | 7531 | 474 | 24879 | 159888 | 0 |  |  | PLC | TFI | SAPN | SLUOS
| SAP Maintenance | 226795 | 8492 | 25531 | 7531 | 474 | 24879 | 159888 | 0 | ENERGY | CLER | PLC | TFI | SAPN | SLUOS
| GSL | 192772 | 0 | 0 | 7531 | 474 | 24879 | 159888 | 0 |  |  | PLC | TFI | SAPN | SLUOS
| SLO reporting Tool | 226795 | 8492 | 25531 | 7531 | 474 | 24879 | 159888 | 0 | ENERGY | CLER | PLC | TFI | SAPN | SLUOS
| GIS Maintenance | 226795 | 8492 | 25531 | 7531 | 474 | 24879 | 159888 | 0 | ENERGY | CLER | PLC | TFI | SAPN | SLUOS
| Customer Management | 226795 | 8492 | 25531 | 7531 | 474 | 24879 | 159888 | 0 | ENERGY | CLER | PLC | TFI | SAPN | SLUOS
| Asset Data Audit | 226795 | 8492 | 25531 | 7531 | 474 | 24879 | 159888 | 0 | ENERGY | CLER | PLC | TFI | SAPN | SLUOS
| Asset Management | 192772 | 0 | 0 | 7531 | 474 | 24879 | 159888 | 0 |  |  | PLC | TFI | SAPN | SLUOS
| LED Luminaire Annuity | 0 | 0 | 0 | 0 | 0 | 0 | 0 | 0
| LED O&M Annuity | 0 | 0 | 0 | 0 | 0 | 0 | 0 | 0
| Margin | 34023 | 8492 | 25531 | 0 | 0 | 0 | 0 | 0 | ENERGY | CLER
| Use of Pole Charge | 192772 | 0 | 0 | 7531 | 474 | 24879 | 159888 | 0 |  |  | PLC | TFI | SAPN | SLUOS
| <<Input>> | [8 empty] | <<Input>> | <<Input>> | <<Input>> | <<Input>> | <<Input>> | <<Input>> | <<Input>>
Street Lighting Equipment inclusive of:
| System Status | Avail and Inst
| Customer Type | Council and DPTI
| Lamp Type | All
| Base Lamp | CLER | DO NOT BILL | DO NOT BILL - TBC | ENERGY | METERED | Not SAPN Responsibilty | PLC | SAPN | SLO REPORTING | SLUOS | TFI
| cf-42 | 414 | 4 | 4 | 363 | 0 | 0 | 0 | 0 | 0 | 8524 | 0
| cf-42 PT | 1 | 0 | 0 | 21 | 0 | 0 | 0 | 0 | 0 | 265 | 0
| F-40 | 266 | 83 | 10 | 144 | 0 | 21 | 0 | 0 | 178 | 13561 | 0
| LED | 0 | 8 | 3 | 1248 | 0 | 0 | 7305 | 24733 | 2 | 0 | 390
| LED-V | 2 | 0 | 0 | 1902 | 0 | 0 | 226 | 145 | 63 | 0 | 84
| MV-80 | 3143 | 20 | 64 | 631 | 0 | 10 | 0 | 0 | 22 | 59310 | 0
| MV-80 PT | 23 | 2 | 0 | 4 | 0 | 0 | 0 | 0 | 0 | 4299 | 0
| MV-80+ | 646 | 21 | 10 | 46 | 0 | 0 | 0 | 1 | 2 | 4444 | 0
| S-HP Other | 2675 | 24 | 18 | 366 | 0 | 0 | 0 | 0 | 155 | 347 | 0
| S-HP100 | 3182 | 15 | 7 | 679 | 0 | 0 | 0 | 0 | 419 | 13464 | 0
| S-HP150 | 4320 | 6 | 24 | 133 | 0 | 0 | 0 | 0 | 510 | 8466 | 0
| S-HP250 | 9936 | 13 | 59 | 453 | 1 | 0 | 0 | 0 | 1243 | 2583 | 0
| S-HP360f | 72 | 1 | 55 | 8 | 0 | 0 | 0 | 0 | 0 | 1068 | 0
| S-HP50 | 330 | 2 | 8 | 2177 | 0 | 0 | 0 | 0 | 8 | 20032 | 0
| S-HP50 PT | 30 | 1 | 3 | 64 | 0 | 0 | 0 | 0 | 0 | 1335 | 0
| S-LP18 | 255 | 3 | 28 | 250 | 0 | 1 | 0 | 0 | 38 | 10860 | 0
| S-LP90 | 236 | 15 | 7 | 3 | 0 | 0 | 0 | 0 | 3 | 11330 | 0
| Total | 25531 | 218 | 300 | 8492 | 1 | 32 | 7531 | 24879 | 2643 | 159888 | 474
Column and Stobie Poles
| System status | Avail and Inst
| Customer Type | Council and DPTI
| Tariff | Light Column | Post Top | Stobie | Grand Total
| PLC | 297 | 2 | 7232 | 7531
| SAPN | 12090 | 56 | 12733 | 24879
| SLUOS | 50757 | 5905 | 103226 | 159888
| TFI | 433 | 0 | 41 | 474
| Total | 63577 | 5963 | 123232 | 192772

## LED_PriceData
Public Lighting Model
LED_PriceData |  |  | Imported from "LED_PriceData" Model
Weighted Average Price ($June'18)
|  | Total Cost ($June '18) | Total Volume | Average Cost
| LED150 |  | 38
| LED17 |  | 61200 |  |  |  |  | Tom Walker | Includes LED 17 and LED 14
| LED22 |  | 2412 |  |  |  |  | Tom Walker | Includes LED 22 and LED 18
| LED29 |  | 1133 |  |  |  |  | Tom Walker | Includes LED 29 and LED 25
| LED60 |  | 7
| LED80 |  | 1023
| PT LED17 |  | 608
| LED | Price | Year | CPI to June'18 | $June'18 | Volume | Total Cost
| LED150 |  | 2018/19 | 0.99204 |  | 38
| LED17 |  | 2017/18 | 1.0126 |  | 6710
| LED17 |  | 2018/19 | 0.99204 |  | 5076
| LED17 |  | 2017/18 | 1.0126 |  | 5400
| LED17 |  | 2017/18 | 1.0126 |  | 14700
| LED17 |  | 2016/17 | 1.0322 |  | 10000
| LED17 |  | 2018/19 | 0.99204 |  | 11810
| LED17 |  | 2017/18 | 1.0126 |  | 336
| LED17 |  | 2016/17 | 1.0322 |  | 5824
| LED17 |  | 2017/18 | 1.0126 |  | 144
| LED17 |  | 2016/17 | 1.0322 |  | 96
| LED17 |  | 2018/19 | 0.99204 |  | 48
| LED17 |  | 2016/17 | 1.0322 |  | 144
| LED17 |  | 2016/17 | 1.0322 |  | 384
| LED17 |  | 2016/17 | 1.0322 |  | 48
| LED17 |  | 2015/16 | 1.0428 |  | 384
| LED17 |  | 2015/16 | 1.0428 |  | 96
| LED60 |  | 2018/19 | 0.99204 |  | 7
| LED80 |  | 2018/19 | 0.99204 |  | 23
| LED80 |  | 2017/18 | 1.0126 |  | 1000
| PT LED17 |  | 2018/19 | 0.99204 |  | 16
| PT LED17 |  | 2017/18 | 1.0126 |  | 176
| PT LED17 |  | 2018/19 | 0.99204 |  | 112
| PT LED17 |  | 2016/17 | 1.0322 |  | 140
| PT LED17 |  | 2016/17 | 1.0322 |  | 148
| PT LED17 |  | 2017/18 | 1.0126 |  | 16
| LED29 |  | 2018/19 | 0.99204 |  | 300
| LED29 |  | 2015/16 | 1.0428 |  | 288
| LED29 |  | 2016/17 | 1.0322 |  | 240
| LED29 |  | 2015/16 | 1.0428 |  | 292
| LED29 |  | 2015/16 | 1.0428 |  | 13
| LED22 |  | 2015/16 | 1.0428 |  | 816
| LED22 |  | 2016/17 | 1.0322 |  | 192
| LED22 |  | 2015/16 | 1.0428 |  | 1220
| LED22 |  | 2015/16 | 1.0428 |  | 164
| LED22 |  | 2015/16 | 1.0428 |  | 20
| LED | Price | Purchase Year | Volume
| LED150 |  | 2018/19 | 38
| LED17 |  | 2017/18 | 6710
| LED17 |  | 2018/19 | 5076
| LED17 |  | 2017/18 | 5400
| LED17 |  | 2017/18 | 14700
| LED17 |  | 2016/17 | 10000
| LED17 |  | 2018/19 | 11810
| LED17 |  | 2017/18 | 336
| LED17 |  | 2016/17 | 5824
| LED17 |  | 2017/18 | 144
| LED17 |  | 2016/17 | 96
| LED17 |  | 2018/19 | 48
| LED17 |  | 2016/17 | 144
| LED17 |  | 2016/17 | 384
| LED17 |  | 2016/17 | 48
| LED17 |  | 2015/16 | 384
| LED17 |  | 2015/16 | 96
| LED60 |  | 2018/19 | 7
| LED80 |  | 2018/19 | 23
| LED80 |  | 2017/18 | 1000
| PT LED17 |  | 2018/19 | 16
| PT LED17 |  | 2017/18 | 176
| PT LED17 |  | 2018/19 | 112
| PT LED17 |  | 2016/17 | 140
| PT LED17 |  | 2016/17 | 148
| PT LED17 |  | 2017/18 | 16
| LED29 |  | 2018/19 | 300
| LED29 |  | 2015/16 | 288
| LED29 |  | 2016/17 | 240
| LED29 |  | 2015/16 | 292
| LED29 |  | 2015/16 | 13
| LED22 |  | 2015/16 | 816
| LED22 |  | 2016/17 | 192
| LED22 |  | 2015/16 | 1220
| LED22 |  | 2015/16 | 164
| LED22 |  | 2015/16 | 20

## Temp_Tariff_Output (hidden)
Hidden Sheet
Data Storage Tables for "Update tariffs" Macro.
| LED | ENERGY | CLER | PLC | TFI | SAPN | METERED | HID | ENERGY | CLER | PLC | TFI | SAPN | SLUOS | METERED
| LED17 | 3.0232 | 12.1137 | 44.2751 | 58.0363 | 72.9026 | 0 | F-40 | 3.0232 | 43.5495 | 0 | 0 | 0 | 89.1098 | 0
| LED29 | 3.0232 | 12.2494 | 44.403 | 58.9036 | 74.7506 | 0 | MV-80 | 3.0232 | 38.7449 | 0 | 0 | 0 | 65.3495 | 0
| LED22 | 3.0232 | 12.6424 | 44.7731 | 61.4141 | 80.0902 | 0 | S-HP50 | 3.0232 | 61.846 | 0 | 0 | 0 | 80.404 | 0
| LED46 | 3.0232 | 12.1423 | 44.302 | 58.2189 | 73.2905 | 0 | CF-42 | 3.0232 | 64.4339 | 0 | 0 | 0 | 85.6666 | 0
| LED43 | 3.0232 | 12.1423 | 44.302 | 58.2189 | 73.2905 | 0 | S-LP18 | 3.0232 | 28.0222 | 0 | 0 | 0 | 73.1957 | 0
| PT LED17 | 3.0232 | 17.3577 | 49.2143 | 91.5402 | 144.1967 | 0 | S-HP100 | 3.0232 | 49.0983 | 0 | 0 | 0 | 64.2025 | 0
| PT LED34 | 3.0232 | 17.3577 | 49.2143 | 91.5402 | 144.1967 | 0 | S-HP150 | 3.0232 | 41.781 | 0 | 0 | 0 | 66.1236 | 0
| LED34 | 3.0232 | 12.1423 | 44.302 | 58.2189 | 73.2905 | 0 | S-HP250 | 3.0232 | 47.9829 | 0 | 0 | 0 | 77.1055 | 0
| LED18 | 3.0232 | 12.1423 | 44.302 | 58.2189 | 73.2905 | 0 | S-LP90 | 3.0232 | 57.8658 | 0 | 0 | 0 | 82.7819 | 0
| LED35 | 3.0232 | 15.5501 | 47.5118 | 79.9918 | 119.622 | 0 | MV-80+ | 3.0232 | 24.9873 | 0 | 0 | 0 | 63.0107 | 0
| LED39 | 3.0232 | 12.1423 | 44.302 | 58.2189 | 73.2905 | 0 | S-HP360f | 3.0232 | 27.7715 | 0 | 0 | 0 | 52.1503 | 0
| LED26 | 3.0232 | 12.1423 | 44.302 | 58.2189 | 73.2905 | 0 | cf-42 PT | 3.0232 | 65.6607 | 101.8078 | 123.8423 | 165.1026 | 117.4256 | 0
| LED20 | 3.0232 | 15.5501 | 47.5118 | 79.9918 | 119.622 | 0 | MV-80 PT | 3.0232 | 45.3763 | 0 | 0 | 0 | 61.2305 | 0
| LED28 | 3.0232 | 15.5501 | 47.5118 | 79.9918 | 119.622 | 0 | S-HP Other | 3.0232 | 46.0756 | 0 | 0 | 0 | 86.4438 | 0
| LED200 | 3.0232 | 14.1213 | 46.166 | 73.6574 | 104.7376 | 0 | S-HP50 PT | 3.0232 | 50.5704 | 0 | 0 | 0 | 79.5838 | 0
| LED105 | 3.0232 | 17.5077 | 49.3556 | 95.2935 | 150.7835 | 0
| LED198 | 3.0232 | 17.5077 | 49.3556 | 95.2935 | 150.7835 | 0
| LED88 | 3.0232 | 14.1213 | 46.166 | 73.6574 | 104.7376 | 0
| LED70 | 3.0232 | 14.1213 | 46.166 | 73.6574 | 104.7376 | 0
| LED150 | 3.0232 | 13.4783 | 45.5604 | 69.5493 | 95.9982 | 0
| LED90 | 3.0232 | 14.1213 | 46.166 | 73.6574 | 104.7376 | 0
| LED72 | 3.0232 | 14.1213 | 46.166 | 73.6574 | 104.7376 | 0
| LED117 | 3.0232 | 15.5501 | 47.5118 | 82.7866 | 124.1667 | 0
| LED158 | 3.0232 | 15.5501 | 47.5118 | 82.7866 | 124.1667 | 0
| LED298 | 3.0232 | 17.5077 | 49.3556 | 95.2935 | 150.7835 | 0
| LED178 | 3.0232 | 14.1213 | 46.166 | 73.6574 | 104.7376 | 0
| LED175 | 3.0232 | 14.4785 | 46.5025 | 75.9397 | 109.5975 | 0
| LED79 | 3.0232 | 15.5501 | 47.5118 | 82.7866 | 124.1667 | 0
| LED80 | 3.0232 | 13.4783 | 45.5604 | 69.5493 | 95.9982 | 0
| LED17_R | 3.0232 | 12.1137 | 44.2751 | 58.0363 | 72.9026 | 0
| LED150_R | 3.0232 | 13.4783 | 45.5604 | 69.5493 | 95.9982 | 0
| LED80_R | 3.0232 | 13.4783 | 45.5604 | 69.5493 | 95.9982 | 0
| LED60 | 3.0232 | 13.2997 | 45.3922 | 68.4082 | 93.5682 | 0
| LED23 | 3.0232 | 15.9074 | 47.8483 | 82.2741 | 124.4819 | 0
| LED155 | 3.0232 | 17.3005 | 49.1605 | 93.9697 | 147.9655 | 0
| LED81 | 3.0232 | 17.3005 | 49.1605 | 93.9697 | 147.9655 | 0
| LED101 | 3.0232 | 17.3005 | 49.1605 | 93.9697 | 147.9655 | 0