{"text_format":"1","workbook":"xlsx","n_sheets":8,"sheets":["Historical scenario - input","Historical scenario - output","Cost scenario - input","Cost scenario - output","Lives scenario - input","Lives scenario - output","Combined scenario - input","Combined scenario - output"],"not_rendered":{"charts":0,"images":0,"macros":1,"external_links":0,"defined_names":1,"comments":0,"pivot_tables":0},"unopened":[],"bounds":{"document_bytes":16777216,"sheet_cells":100000,"rows_first":2000,"rows_last":500,"rows_between":2000,"halvings":0,"cell_chars":16384,"cell_head_chars":4096},"cells_cut":0,"cells_raw":0,"read":"whole","date_system":"1900"}

{"sheet":"Historical scenario - input","index":0,"n_rows":190,"n_cols":190,"rows_kept":190,"cut":false,"hidden":false,"merged":[[2,3,3,3],[2,4,3,5],[2,6,3,6]]}
[null,"Unit cost - historical","Calibration period: 2014-15 to 2017-18"]
[null,"Replacement lives - calibrated"]
[null,null,null,"Unit cost","Replacement \nlife",null,"Method","Volume",null,null,null,null,null,null,null,null,null,null,null,null,null,null,null,null,null,null,null,null,null,null,null,null,null,null,null,null,null,null,null,null,null,null,null,null,null,null,null,null,null,null,null,null,null,null,null,null,null,null,null,null,null,null,null,null,null,null,null,null,null,null,null,null,null,null,null,null,null,null,null,null,null,null,null,null,null,null,null,null,null,null,null,null,null,null,null,null,null,null,null,"Replacement Cost (NOT depreciated)"]
[null,null,null,null,null,null,null,"Installation date",null,null,null,null,null,null,null,null,null,null,null,null,null,null,null,null,null,null,null,null,null,null,null,null,null,null,null,null,null,null,null,null,null,null,null,null,null,null,null,null,null,null,null,null,null,null,null,null,null,null,null,null,null,null,null,null,null,null,null,null,null,null,null,null,null,null,null,null,null,null,null,null,null,null,null,null,null,null,null,null,null,null,null,null,null,null,null,null,null,null,null,"Installation date"]
["ID","Asset group","Asset category","$ ('000)","μ","σ","#",2018,2017,2016,2015,2014,2013,2012,2011,2010,2009,2008,2007,2006,2005,2004,2003,2002,2001,2000,1999,1998,1997,1996,1995,1994,1993,1992,1991,1990,1989,1988,1987,1986,1985,1984,1983,1982,1981,1980,1979,1978,1977,1976,1975,1974,1973,1972,1971,1970,1969,1968,1967,1966,1965,1964,1963,1962,1961,1960,1959,1958,1957,1956,1955,1954,1953,1952,1951,1950,1949,1948,1947,1946,1945,1944,1943,1942,1941,1940,1939,1938,1937,1936,1935,1934,1933,1932,1931,1930,1929,1928,null,{"$f":"H5","v":2018},{"$f":"I5","v":2017},2016,2015,2014,2013,2012,2011,2010,2009,2008,2007,2006,2005,2004,2003,2002,2001,2000,1999,1998,1997,1996,1995,1994,1993,1992,1991,1990,1989,1988,1987,1986,1985,1984,1983,1982,1981,1980,1979,1978,1977,1976,1975,1974,1973,1972,1971,1970,1969,1968,1967,1966,1965,1964,1963,1962,1961,1960,1959,1958,1957,1956,1955,1954,{"$f":"BU5","v":1953},1952,1951,1950,1949,1948,1947,1946,1945,1944,1943,1942,1941,1940,1939,1938,1937,1936,1935,1934,1933,1932,1931,1930,1929,1928]
[1,"OVERHEAD CONDUCTORS","˂ = 1 kv",13.844894660452509,87.627628413139561,9.3609630067178209,2,22.332000000000001,30.999999999999499,17.8999999999997,226.67109266,285.29613724400002,23.338952415999699,36.068089755999701,28.857641623999601,32.6349999999996,29.669439999999799,265.74188128517102,97.470044988303897,245.667229707936,186.51051793392199,103.615163046905,164.792572608011,136.79786164957,187.12222668378899,428.42187065671698,26.660031159361399,178.765765342691,7.9546813828140799,426.05702850284598,229.28323236444899,239.26062450650301,9.77702059189523,518.18188392629395,734.11148811928695,534.73514234506797,637.32003933421504,321.847698350744,581.007684805856,555.23921989947996,550.97471579960904,843.40319137601205,676.40475592280995,522.82959292684302,662.84828697813998,847.81609808906296,472.72756081170002,594.61614338615402,1056.5962722720001,782.20725126437605,1425.21507202514,1208.7647617596299,1871.1357881670799,582.79113153284095,1656.42654228526,2099.67137100339,1065.7374017055699,2775.3765050286302,1075.16107673397,2884.42949335511,3205.9850393852498,3843.2033722930601,3922.9900039016402,3563.8218550729798,4616.9805518397998,3247.2064818537501,2866.9083482636001,2865.46721609003,2752.7762641883101,981.31968558062704,4621.6831806369601,2728.9475274132301,1242.41106230933,528.40579060514801,18.060457085170999,88.308232786375399,9.4399496452301097,20.262335438612201,94.0943257050982,97.529992355650805,123.808605176074,52.381536432816297,46.342717391579903,97.321730759198601,116.74682440360699,800.510323606832,277.207908118121,252.95496729852599,269.29025543702897,243.93408072428201,322.435045569164,82.526208316857904,22.4007178174312,10.122738544044999,1.38429912025125,3.5514360763720001,0,0,null,{"$f":"IFERROR($D6*H6,\"\")","v":309.18418755722541},{"$f":"IFERROR($D6*I6,\"\")","v":429.19173447402085},{"$f":"IFERROR($D6*J6,\"\")","v":247.82361442209574},{"$f":"IFERROR($D6*K6,\"\")","v":3138.23740044737},{"$f":"IFERROR($D6*L6,\"\")","v":3949.894967177182},{"$f":"IFERROR($D6*M6,\"\")","v":323.12533768482939},{"$f":"IFERROR($D6*N6,\"\")","v":499.35890327556206},{"$f":"IFERROR($D6*O6,\"\")","v":399.53100843336415},{"$f":"IFERROR($D6*P6,\"\")","v":451.8281372438621},{"$f":"IFERROR($D6*Q6,\"\")","v":410.77027143461328},{"$f":"IFERROR($D6*R6,\"\")","v":3679.1683532636689},{"$f":"IFERROR($D6*S6,\"\")","v":1349.4625054126345},{"$f":"IFERROR($D6*T6,\"\")","v":3401.2369168315631},{"$f":"IFERROR($D6*U6,\"\")","v":2582.2184738615883},{"$f":"IFERROR($D6*V6,\"\")","v":1434.5410176100111},{"$f":"IFERROR($D6*W6,\"\")","v":2281.5358085828839},{"$f":"IFERROR($D6*X6,\"\")","v":1893.9519843134526},{"$f":"IFERROR($D6*Y6,\"\")","v":2590.6875170663743},{"$f":"IFERROR($D6*Z6,\"\")","v":5931.4556694762559},{"$f":"IFERROR($D6*AA6,\"\")","v":369.10532304574014},{"$f":"IFERROR($D6*AB6,\"\")","v":2474.9931900647289},{"$f":"IFERROR($D6*AC6,\"\")","v":110.13172580252363},{"$f":"IFERROR($D6*AD6,\"\")","v":5898.7146789673143},{"$f":"IFERROR($D6*AE6,\"\")","v":3174.4021994938516},{"$f":"IFERROR($D6*AF6,\"\")","v":3312.5381426866161},{"$f":"IFERROR($D6*AG6,\"\")","v":135.36182018786451},{"$f":"IFERROR($D6*AH6,\"\")","v":7174.1735979143687},{"$f":"IFERROR($D6*AI6,\"\")","v":10163.696222039562},{"$f":"IFERROR($D6*AJ6,\"\")","v":7403.3517170095438},{"$f":"IFERROR($D6*AK6,\"\")","v":8823.6288095776563},{"$f":"IFERROR($D6*AL6,\"\")","v":4455.9474803751455},{"$f":"IFERROR($D6*AM6,\"\")","v":8043.9901930504702},{"$f":"IFERROR($D6*AN6,\"\")","v":7687.2285108601263},{"$f":"IFERROR($D6*AO6,\"\")","v":7628.1869008183457},{"$f":"IFERROR($D6*AP6,\"\")","v":11676.828340890355},{"$f":"IFERROR($D6*AQ6,\"\")","v":9364.7525935803933},{"$f":"IFERROR($D6*AR6,\"\")","v":7238.5206394394072},{"$f":"IFERROR($D6*AS6,\"\")","v":9177.0647090737421},{"$f":"IFERROR($D6*AT6,\"\")","v":11737.924569478948},{"$f":"IFERROR($D6*AU6,\"\")","v":6544.863282530644},{"$f":"IFERROR($D6*AV6,\"\")","v":8232.3978685858274},{"$f":"IFERROR($D6*AW6,\"\")","v":14628.464088232638},{"$f":"IFERROR($D6*AX6,\"\")","v":10829.576996397394},{"$f":"IFERROR($D6*AY6,\"\")","v":19731.952540677299},{"$f":"IFERROR($D6*AZ6,\"\")","v":16735.220795829049},{"$f":"IFERROR($D6*BA6,\"\")","v":25905.677882576001},{"$f":"IFERROR($D6*BB6,\"\")","v":8068.6818251181057},{"$f":"IFERROR($D6*BC6,\"\")","v":22933.050990717009},{"$f":"IFERROR($D6*BD6,\"\")","v":29069.728953109832},{"$f":"IFERROR($D6*BE6,\"\")","v":14755.022062317976},{"$f":"IFERROR($D6*BF6,\"\")","v":38424.795355216229},{"$f":"IFERROR($D6*BG6,\"\")","v":14885.491850400513},{"$f":"IFERROR($D6*BH6,\"\")","v":39934.622491003895},{"$f":"IFERROR($D6*BI6,\"\")","v":44386.52515327547},{"$f":"IFERROR($D6*BJ6,\"\")","v":53208.745848093262},{"$f":"IFERROR($D6*BK6,\"\")","v":54313.383358026382},{"$f":"IFERROR($D6*BL6,\"\")","v":49340.738172103855},{"$f":"IFERROR($D6*BM6,\"\")","v":63921.60938957992},{"$f":"IFERROR($D6*BN6,\"\")","v":44957.231682003759},{"$f":"IFERROR($D6*BO6,\"\")","v":39692.044082881439},{"$f":"IFERROR($D6*BP6,\"\")","v":39672.091759746574},{"$f":"IFERROR($D6*BQ6,\"\")","v":38111.897401481139},{"$f":"IFERROR($D6*BR6,\"\")","v":13586.267675092158},{"$f":"IFERROR($D6*BS6,\"\")","v":63986.716789903818},{"$f":"IFERROR($D6*BT6,\"\")","v":37781.991050938508},{"$f":"IFERROR($D6*BU6,\"\")","v":17201.05028265357},{"$f":"IFERROR($D6*BV6,\"\")","v":7315.7225089014},{"$f":"IFERROR($D6*BW6,\"\")","v":250.04512586381563},{"$f":"IFERROR($D6*BX6,\"\")","v":1222.6181805780859},{"$f":"IFERROR($D6*BY6,\"\")","v":130.69510843818691},{"$f":"IFERROR($D6*BZ6,\"\")","v":280.52989972233968},{"$f":"IFERROR($D6*CA6,\"\")","v":1302.7260275333933},{"$f":"IFERROR($D6*CB6,\"\")","v":1350.2924703987237},{"$f":"IFERROR($D6*CC6,\"\")","v":1714.1170967202997},{"$f":"IFERROR($D6*CD6,\"\")","v":725.21685406499694},{"$f":"IFERROR($D6*CE6,\"\")","v":641.61004056554418},{"$f":"IFERROR($D6*CF6,\"\")","v":1347.4091105340253},{"$f":"IFERROR($D6*CG6,\"\")","v":1616.3474858102852},{"$f":"IFERROR($D6*CH6,\"\")","v":11082.981104941338},{"$f":"IFERROR($D6*CI6,\"\")","v":3837.9142869397829},{"$f":"IFERROR($D6*CJ6,\"\")","v":3502.1348760863016},{"$f":"IFERROR($D6*CK6,\"\")","v":3728.2952196120145},{"$f":"IFERROR($D6*CL6,\"\")","v":3377.2416517220031},{"$f":"IFERROR($D6*CM6,\"\")","v":4464.07924074328},{"$f":"IFERROR($D6*CN6,\"\")","v":1142.5666608734575},{"$f":"IFERROR($D6*CO6,\"\")","v":310.13557850085658},{"$f":"IFERROR($D6*CP6,\"\")","v":140.14824881760541},{"$f":"IFERROR($D6*CQ6,\"\")","v":19.165475498435637},{"$f":"IFERROR($D6*CR6,\"\")","v":49.169258370701115},{"$f":"IFERROR($D6*CS6,\"\")","v":0},{"$f":"IFERROR($D6*CT6,\"\")","v":0}]
[1,"OVERHEAD CONDUCTORS","˃ 11 kv & < = 22 kv ; swer",2.5301122843053863,83.430025425270983,9.1340038003753303,2,7.7279999999999998,2.04,1.48,30.341360000000002,18.369289999999999,1.4898499999999999,15.70435,37.140860000000004,13.614990000000001,18.352329999999998,18.623790159839199,10.4681049023254,18.257482355723699,29.8792802484815,11.748592366079899,18.961273505593802,10.7461475127102,88.704572520674603,74.068143662129501,1.98400932296077,78.999587901252099,1.15328905443673,83.3060081989493,67.914409314376002,89.348508817920802,4.5209863093909899,129.254203734736,79.230094896938795,227.95799203536899,104.655020760036,112.601086209374,183.81354390542501,168.24704634423799,96.103745932712201,102.155422434264,146.52553650505999,200.945940672516,111.28694355557801,263.23149534592699,120.40529262132701,191.21842339501799,418.17203822903701,847.34288470669003,824.84375527096904,878.36138218868302,598.852096103956,330.45234430708001,760.24864565647204,1951.2130054971601,1074.95258915762,3079.7390586394599,747.52634965556695,1962.88447208496,1927.7250925430201,1975.5622956679999,1905.9755906084199,1770.34288523081,1402.4262416031399,1109.62058026248,974.29288765953197,724.97504124280499,225.385522169692,130.78471388951601,313.60625488695803,110.736805684369,33.722192666396403,8.9477105291149108,3.1013323658471701,6.1322559243044399,0,9.7089330917092695,2.0189653225900899,0,1.6861531341193601,0.77976218906442396,7.7239191074258198,3.0884117645825802,2.6775777849392299,1.2540141200352699,2.0988617910761702,2.01312378665203,0,0,7.0319146027641102,0,0,0,0,0.66533437161119602,0,0,null,{"$f":"IFERROR($D7*H7,\"\")","v":19.552707733112026},5.1614290599829884,3.7445661807719715,76.767047658532078,46.476366282968087,3.7694877867723795,39.733768852031289,93.970546135666552,34.44745344969499,46.433455578626265,47.120280263734934,26.48548080677093,46.193480388705375,75.597934002886333,29.725257868715236,47.974151022577132,27.188959830865848,224.43252860861682,187.40072015524999,5.0197663601994567,199.87782780402111,2.9179508039853141,210.77355470060684,171.83108128764687,226.06175974458955,11.438602998566616,327.02764866736669,200.46103638542635,576.75931595427653,264.7889536392023,284.893391444467,465.0689054568233,425.68391875365415,243.15326815211893,258.46468920933739,370.72605987588958,508.4157929768341,281.56846297276803,666.00523999080599,304.63890995660415,483.8040820172435,1058.0222108763082,2143.872641615159,2086.9473178436647,2222.3529231350453,1515.1630448346489,836.08153570885622,1923.5144375019727,4936.787994504798,2719.7507508735753,7792.085624718804,1891.3256001055133,4966.3181154944505,4877.3609374068328,4998.3944326801566,4822.3322553845774,4479.1662813551129,3548.2958617123381,2807.4646610401714,2465.0704035787494,1834.2682576632249,570.25067834612173,330.90001121122975,793.4590379244986,280.17655238676053,85.320933918962552,22.638712326122285,7.8467191165438113,15.515296044587144,0,24.564690882832696,5.108208964271773,0,4.2661567578554207,1.9728858933887581,19.542382616679163,7.8140285445636604,6.7745724458579515,3.1727965297936458,5.3103560006610238,5.0934292224356765,0,0,17.791533518639906,0,0,0,0,1.683370666784092,0,0]
[1,"OVERHEAD CONDUCTORS","> 1 kv & < = 11 kv",13.844894660452509,87.627628413139561,9.3609630067178209,2,39.75,21.049999999999901,27.351781211999999,78.742303191999994,106.636177413,150.95188570299999,147.45984603799999,268.55314579100002,211.60499602300001,101.811568459,227.02028695577201,51.418110512016703,215.93577493312301,47.3962538400094,41.912219858373902,257.56187594046202,299.46550751937701,197.52652287665001,260.73935197520802,13.7554984715931,321.59194739275398,204.65201693461501,492.117714673514,137.84750812012999,222.43143350638101,231.53252241393,573.89634966439098,420.72389147802801,589.83497942667202,885.28712398201299,503.47397084365099,693.41627145713903,424.495486990882,360.36746486627902,641.06936172862402,479.66971349000102,689.24173400485495,642.27366949536599,936.82686999693794,818.00662128820397,430.93997914322802,828.31976602033399,890.52324466759205,1371.0055920518901,953.06598091818205,1434.36580103912,1277.43532510978,1316.34713214411,1959.7553117817899,1929.5213651271999,2610.2729029018501,1629.76064877251,2009.4232690254601,2383.5418170170301,2050.4843478374701,2222.9127026975998,1830.56040029067,2275.06780748851,1305.98745877074,826.053136100708,1110.68279100994,1265.9133551396901,1443.11494296206,2577.1149730882198,951.27699278299804,495.625202695805,122.867502332958,8.1282130520775908,45.8137323182453,1.20304684016978,394.85739900556399,73.360878669510697,22.457176441261801,36.882950639973799,13.3178343797974,15.7275758482635,26.133348225841601,118.567660707147,111.93469625505,35.047151797936898,41.298627450582202,39.872825531904098,34.3274432435501,52.228580226843199,14.4161796939655,5.1131454854174399,4.0575456766025502,0.19457776751141401,1.7532479852223,0,0,null,550.33456275298727,291.43503260252396,378.68252965588403,1090.1788930146533,1476.36664327631,2089.9129563547021,2041.5660350426551,3718.0900142095402,2929.648879563907,1409.570440530304,3143.0719586883642,711.87832367837711,2989.6080573722693,656.19614171499791,580.27026892491244,3565.917040944234,4146.0684060447238,2734.7339018726821,3609.9088619314048,190.44342734122196,4452.4066353024637,2833.3856165088878,6813.3179201974253,1908.4842291290715,3079.5397660692915,3205.5433832897202,7945.5345071217125,5824.8779586489509,8166.203157212447,12256.70697578593,6970.5440906100857,9600.2752341678315,5877.0953012262498,4989.2495901279535,8875.5377831763253,6640.9766550784998,9542.4792028848442,8892.2112973456315,12970.269330189043,11325.215503287853,5966.3186162155935,11467.999905722194,12329.200515107188,18981.428000849744,13195.098110273071,19858.643419942196,17685.957511685807,18224.68738112396,27132.605851881144,26714.020045278605,36138.953375709694,22563.864504006138,27820.253487919617,32999.88537538435,28388.739798716433,30775.992208230055,25343.915911620104,31498.07414006507,18081.258794552959,11436.618653250742,15377.286242710008,17526.437051169018,19979.774368234652,35679.885330281308,13170.329757992649,6861.878722388843,1701.0876269927064,112.53425348372943,634.28629794827486,16.65605677374085,5466.7590951322982,1015.673637377613,310.91724220046535,510.64056637710672,184.38401409364786,217.74663088348518,361.81345331170041,1641.5567726267243,1549.7240785009151,485.2241247913251,571.77514667458297,552.03506930381354,475.25983566961332,723.0991915056369,199.59048926910683,70.790960629172758,56.176292472536808,2.6939086944615456,24.273533669053339,0,0]
[1,"OVERHEAD CONDUCTORS","> 22 kv & < = 66 kv",70.482331679962556,91.538010510785426,9.5675498697830381,2,16.524999999999999,9.0399999999999991,1.425,13.1381,68.475304382000004,9.9575700000000005,14.532470203000001,37.696199999999997,63.3626,70.595359999999999,76.856417656225204,53.773775147962603,30.051298234392299,30.629590055004002,42.046853735330501,37.524702328565098,71.781341362184705,24.1093685289636,100.374765023569,15.366940844010999,261.970652694698,2.7714737032883501,44.206321890142299,39.991937571001401,102.490763907519,0,123.136801666875,221.099694680146,197.49996628775901,259.92969518982397,84.612698523244603,200.028539653514,188.92870848820101,210.51826960693199,72.459195836326401,95.994442583745098,27.4756801539815,159.19529669483001,192.39569766442099,54.925198177347099,43.993027454997403,347.54514351893602,656.41036413824895,188.27681089574099,102.724236492806,468.892787180217,163.89205383546101,196.23487818385601,636.65400131567696,255.304553054346,656.59220509989404,538.08591837749998,1186.88010585912,1127.5680647510901,952.58176094143096,814.16882188244995,463.49532696309097,624.41569692338601,551.63719865954602,306.05575286384402,115.704390178094,469.27355580281102,277.48396765366198,719.745437114796,260.79514682483898,175.99403703525601,66.895188345373697,60.003229957848198,56.724761283139102,11.126611466770401,4.73437646912146,22.429318326271801,3.5967487441969301,54.311469791779302,0,125.065442145855,110.98989306137,34.521264862740203,37.244030919750301,17.112959207127101,14.522004740354699,20.569828467409401,0.73597929349173297,9.4417850789041804,4.0470199430424803,0.37915241935044702,0,0,0,0,0,null,1164.7205310113811,637.16027838686148,100.43732264394664,926.00392184451607,4826.2991153385174,701.83275146644473,1024.2823849770189,2656.9160714742043,4465.9437893047952,4975.7255785863617,5417.0195209797948,3790.1010556624278,2118.0855695699111,2158.8449254780744,2963.5602910724369,2644.8285157137884,5059.3163103221177,1699.2845092528635,7074.6474806894948,1083.0978214739471,18464.302433643981,195.33992879746361,3115.7646418121985,2818.7250084036768,7223.7880158624894,0,8678.9688970944499,15583.622014784503,13920.258130675253,18320.450989840741,5963.7002816520044,14098.477877317517,13316.135895532341,14837.818503127561,5107.0930741993188,6765.9121416206435,1936.5500017454888,11220.455703535055,13560.497376581518,3871.2560355234532,3100.7311526888261,24495.792079261839,46265.33300335706,13270.188633199205,7240.2437080568661,33048.65694837815,11551.494098141242,13831.091771331588,44872.858486106859,17994.460187781013,46278.149578328732,37925.550171400209,83654.077285511565,79473.62633151983,67140.183626956743,57384.516947403194,32668.23136712527,44010.27425672907,38880.676002927517,21571.523085910103,8155.1152053602236,33075.494408729144,19557.717044037403,50729.336623864685,18381.450039032836,12404.470092014528,4714.9288527521949,4229.167555758122,3998.0934392249087,784.22951987498607,333.68989259442873,1580.8706536277516,253.50723795797683,3827.9990278904556,0,8814.9039750253196,7822.8264558750552,2433.1392400674922,2625.0461403846216,1206.1612668624014,1023.5447547676685,1449.8094726398854,51.873536673468827,665.47902758224586,285.24340194094327,26.723546577918459,0,0,0,0,0]
[3,"SERVICE LINES","˂ = 11 kv ; commercial and industrial ; complex type",0.57094513285954573,52.124454400114971,7.2197267538401322,2,2658,2087,2160,1958,1709,901,864,844,831,868,891,909,956,922,1349,1740,2211,2454,2137,2025,1860,2012,2191,2126,1954,1909,1980,2048,2354,2413,2354,2505,2251,1849,1836,1854,1736,1608,1305,1070,1020,1111,1213,1197,1320,1181,1402,933,943,937,1043,1045,1175,1173,416,416,517,341,95,94,47,47,17,17,7,7,6,6,4,4,2,2,1,1,0,0,2,2,0,0,0,0,0,0,0,0,0,0,0,0,0,null,1517.5721631406725,1191.562492277872,1233.2414869766187,1117.9105701389906,975.74523205696369,514.42156470645068,493.29659479064753,481.87769213345661,474.45540540628252,495.58037532208567,508.71211337785525,518.98912576932707,545.82354701372572,526.41141249650116,770.20498422752723,993.44453117560954,1262.3596887524557,1401.0993560373252,1220.1097489208491,1156.1638940405801,1061.9579471187551,1148.7416073134061,1250.9407860952647,1213.8293524593942,1115.6267896075524,1089.9342586288728,1130.4713630619005,1169.2956320963497,1344.0048427513707,1377.6906055900838,1344.0048427513707,1430.2175578131621,1285.1974940668374,1055.6775506573001,1048.2552639301259,1058.5322763215977,991.16075064417134,918.0797736381495,745.08339838170718,610.91129215971398,582.36403551673664,634.32004260695533,692.556446158629,683.42132403287621,753.64757537460036,674.28620190712354,800.46507626908317,532.69180895795614,538.40126028655163,534.97558948939434,595.49577357250621,596.63766383822531,670.86053110996625,669.71864084424715,237.51317526957104,237.51317526957104,295.17863368838516,194.6922903051051,54.239787621656845,53.668842488797296,26.834421244398648,26.834421244398648,9.7060672586122774,9.7060672586122774,3.9966159300168203,3.9966159300168203,3.4256707971572746,3.4256707971572746,2.2837805314381829,2.2837805314381829,1.1418902657190915,1.1418902657190915,0.57094513285954573,0.57094513285954573,0,0,1.1418902657190915,1.1418902657190915,0,0,0,0,0,0,0,0,0,0,0,0,0]
[3,"SERVICE LINES","˂ = 11 kv ; residential ; simple type",0.54416672791877152,54.359765525336428,7.3729075353849671,2,22773,18846,18759,13148,13315,5803,6454,7928,8539,8756,8607,8302,8357,8631,9607,11477,13145,14986,14238,11711,10625,10196,11618,14504,15997,16273,16491,15826,15392,15612,16043,16566,16276,16247,15054,12707,11648,10039,7843,6923,7564,11936,15690,15583,17652,14908,15049,10068,8741,8708,9871,9873,9841,9840,4820,4822,12148,9819,1886,1883,938,938,216,216,76,76,64,64,38,38,17,17,5,5,2,2,8,8,0,0,0,0,0,0,0,0,0,0,0,0,0,null,12392.308894894184,10255.366154357169,10208.023649028235,7154.7041386760084,7245.5799822384424,3157.7995221126312,3512.0520619877516,4314.1538189400208,4646.6396896983897,4764.7238696567638,4683.6430271968666,4517.6721751816413,4547.6013452171737,4696.7030286669169,5227.8097551156379,6245.4015363237404,7153.0716384922516,8154.8825845907104,7747.8458721074685,6372.736550656733,5781.771484136947,5548.3239578597941,6322.1290449602875,7892.5942217338625,8705.0351465165877,8855.2251634221684,8973.8535101084617,8611.9826360424777,8375.8142761257313,8495.5309562678613,8730.0668160008518,9014.6660147023686,8856.8576636059261,8841.0768284962815,8191.8859220891864,6914.7266116638293,6338.4540467978504,5462.8897815765476,4267.8996470669254,3767.2662573816551,4116.0771299775879,6495.1740644384572,8537.9759610455258,8479.7501211582166,9605.6310812221545,8112.4375798130459,8189.165088449593,5478.6706166861914,4756.5613687379819,4738.6038667166622,5371.4697712861935,5372.558104742031,5355.1447694486305,5354.6006027207113,2622.8836285684788,2623.9719620243163,6610.5374107572361,5343.1731014344177,1026.2984488548032,1024.6659486710469,510.4283907878077,510.4283907878077,117.54001323045465,117.54001323045465,41.356671321826639,41.356671321826639,34.826670586801377,34.826670586801377,20.678335660913319,20.678335660913319,9.2508343746191155,9.2508343746191155,2.7208336395938577,2.7208336395938577,1.088333455837543,1.088333455837543,4.3533338233501722,4.3533338233501722,0,0,0,0,0,0,0,0,0,0,0,0,0]
[4,"SWITCHGEAR","˂ = 11 kv ; circuit breaker",88.553473331039839,56.075737230263741,7.4883734702713474,2,76,14,40,54,54,130,270,70,40,64,24,64,26,28,34,60,62,20,8,64,22,20,0,0,12,8,18,40,56,0,52,0,62,0,0,6,0,0,0,0,0,4,22,0,0,0,76,84,88,72,24,160,126,4,152,38,32,30,0,0,60,2,20,0,0,2,0,0,0,0,0,0,0,0,0,0,0,0,0,0,0,0,0,0,0,0,0,0,0,0,0,null,6730.0639731590281,1239.7486266345577,3542.1389332415938,4781.8875598761515,4781.8875598761515,11511.951533035179,23909.437799380757,6198.7431331727885,3542.1389332415938,5667.4222931865497,2125.2833599449559,5667.4222931865497,2302.3903066070357,2479.4972532691154,3010.8180932553546,5313.2083998623903,5490.3153465244704,1771.0694666207969,708.42778664831872,5667.4222931865497,1948.1764132828764,1771.0694666207969,0,0,1062.641679972478,708.42778664831872,1593.9625199587172,3542.1389332415938,4958.9945065382308,0,4604.7806132140713,0,5490.3153465244704,0,0,531.32083998623898,0,0,0,0,0,354.21389332415936,1948.1764132828764,0,0,0,6730.0639731590281,7438.4917598073462,7792.7056531315056,6375.8500798348687,2125.2833599449559,14168.555732966375,11157.73763971102,354.21389332415936,13460.127946318056,3365.0319865795141,2833.7111465932749,2656.6041999311951,0,0,5313.2083998623903,177.10694666207968,1771.0694666207969,0,0,177.10694666207968,0,0,0,0,0,0,0,0,0,0,0,0,0,0,0,0,0,0,0,0,0,0,0,0,0]
[4,"SWITCHGEAR","˂ = 11 kv ; switch",68.190555362534511,76.636479141448234,8.7542263588193929,2,8,14,11,0,21,40,17,5,9,18,13,4,2,2,2,0,3,0,0,1,0,2,12,0,0,0,6,15,1,9,5,15,0,8,29,20,11,28,23,3,44,27,27,6,9,72,34,107,143,87,81,108,144,34,41,11,9,0,3,5,55,3,37,0,0,3,0,3,0,0,0,0,0,0,0,0,8,0,0,0,0,0,0,0,0,0,0,0,0,0,0,null,545.52444290027609,954.66777507548318,750.09610898787957,0,1432.0016626132247,2727.6222145013803,1159.2394411630867,340.95277681267254,613.71499826281058,1227.4299965256212,886.47721971294868,272.76222145013804,136.38111072506902,136.38111072506902,136.38111072506902,0,204.57166608760355,0,0,68.190555362534511,0,136.38111072506902,818.28666435041418,0,0,0,409.14333217520709,1022.8583304380177,68.190555362534511,613.71499826281058,340.95277681267254,1022.8583304380177,0,545.52444290027609,1977.5261055135009,1363.8111072506902,750.09610898787957,1909.3355501509664,1568.3827733382936,204.57166608760355,3000.3844359515183,1841.1449947884319,1841.1449947884319,409.14333217520709,613.71499826281058,4909.7199861024847,2318.4788823261733,7296.3894237911927,9751.2494168424346,5932.5783165405028,5523.4349843652953,7364.5799791537274,9819.4399722049693,2318.4788823261733,2795.812769863915,750.09610898787957,613.71499826281058,0,204.57166608760355,340.95277681267254,3750.480544939398,204.57166608760355,2523.0505484137771,0,0,204.57166608760355,0,204.57166608760355,0,0,0,0,0,0,0,0,545.52444290027609,0,0,0,0,0,0,0,0,0,0,0,0,0,0]
[4,"SWITCHGEAR","> 11 kv & < = 22 kv ; switch",45.391229992880596,46.016140032954489,6.7835197377876399,2,332,123,259,257,301,256,399,378,450,454,417,335,553,377,289,278,153,52,25,115,84,422,0,4,0,1,457,13,39,50,25,23,265,2,1,0,1,115,1,0,0,0,100,0,2,4,4,5,4,7,10,18,10,10,10,10,7,9,9,10,9,10,3,4,0,0,0,0,0,0,0,0,0,0,0,0,0,0,0,0,0,0,0,0,0,0,0,0,0,0,0,null,15069.888357636359,5583.1212891243131,11756.328568156074,11665.546108170312,13662.760227857059,11620.154878177433,18111.100767159358,17157.884937308867,20426.053496796267,20607.618416767789,18928.142907031208,15206.062047615,25101.350186062969,17112.493707315985,13118.065467942492,12618.761938020805,6944.8581889107309,2360.3439596297912,1134.780749822015,5219.9914491812688,3812.8633194019703,19155.099056995612,0,181.56491997152239,0,45.391229992880596,20743.792106746434,590.08598990744781,1770.2579697223432,2269.5614996440299,1134.780749822015,1043.9982898362537,12028.675948113358,90.782459985761193,45.391229992880596,0,45.391229992880596,5219.9914491812688,45.391229992880596,0,0,0,4539.1229992880599,0,90.782459985761193,181.56491997152239,181.56491997152239,226.95614996440298,181.56491997152239,317.73860995016418,453.91229992880596,817.04213987185074,453.91229992880596,453.91229992880596,453.91229992880596,453.91229992880596,317.73860995016418,408.52106993592537,408.52106993592537,453.91229992880596,408.52106993592537,453.91229992880596,136.17368997864179,181.56491997152239,0,0,0,0,0,0,0,0,0,0,0,0,0,0,0,0,0,0,0,0,0,0,0,0,0,0,0]
[4,"SWITCHGEAR","> 22 kv & < = 33 kv ; circuit breaker",249.55159763028806,67.399669997994536,8.2097302025093697,2,6,0,22,2,22,42,40,28,18,6,10,14,14,22,14,14,2,0,6,0,0,0,0,0,0,0,0,0,4,4,0,0,0,0,0,0,0,0,0,0,0,0,0,0,0,0,0,0,0,0,40,38,0,10,2,4,0,18,0,6,52,0,0,0,32,0,0,6,0,0,0,6,0,0,0,0,0,0,0,0,0,0,0,0,0,0,0,0,0,0,0,null,1497.3095857817284,0,5490.1351478663373,499.10319526057611,5490.1351478663373,10481.167100472099,9982.0639052115221,6987.4447336480653,4491.9287573451847,1497.3095857817284,2495.5159763028805,3493.7223668240326,3493.7223668240326,5490.1351478663373,3493.7223668240326,3493.7223668240326,499.10319526057611,0,1497.3095857817284,0,0,0,0,0,0,0,0,0,998.20639052115223,998.20639052115223,0,0,0,0,0,0,0,0,0,0,0,0,0,0,0,0,0,0,0,0,9982.0639052115221,9482.9607099509467,0,2495.5159763028805,499.10319526057611,998.20639052115223,0,4491.9287573451847,0,1497.3095857817284,12976.68307677498,0,0,0,7985.6511241692178,0,0,1497.3095857817284,0,0,0,1497.3095857817284,0,0,0,0,0,0,0,0,0,0,0,0,0,0,0,0,0,0,0]
[4,"SWITCHGEAR","> 22 kv & < = 33 kv ; switch",82.109610166288832,72.083772494700796,8.4902162807964316,2,4,14,12,7,60,45,33,32,39,10,5,14,20,20,17,6,7,9,4,0,0,0,8,0,0,3,30,16,4,5,0,10,3,3,11,4,3,11,22,13,4,5,9,2,16,45,10,6,20,79,38,69,70,30,16,4,3,0,0,7,21,23,34,8,1,1,0,1,0,0,0,0,0,0,0,0,4,4,0,0,0,0,0,0,0,0,0,0,0,0,0,null,328.43844066515533,1149.5345423280437,985.31532199546598,574.76727116402185,4926.57660997733,3694.9324574829975,2709.6171354875314,2627.5075253212426,3202.2747964852642,821.09610166288826,410.54805083144413,1149.5345423280437,1642.1922033257765,1642.1922033257765,1395.8633728269101,492.65766099773299,574.76727116402185,738.98649149659946,328.43844066515533,0,0,0,656.87688133031065,0,0,246.32883049886649,2463.288304988665,1313.7537626606213,328.43844066515533,410.54805083144413,0,821.09610166288826,246.32883049886649,246.32883049886649,903.20571182917718,328.43844066515533,246.32883049886649,903.20571182917718,1806.4114236583544,1067.4249321617549,328.43844066515533,410.54805083144413,738.98649149659946,164.21922033257766,1313.7537626606213,3694.9324574829975,821.09610166288826,492.65766099773299,1642.1922033257765,6486.6592031368173,3120.1651863189754,5665.5631014739292,5747.672711640218,2463.288304988665,1313.7537626606213,328.43844066515533,246.32883049886649,0,0,574.76727116402185,1724.3018134920655,1888.5210338246432,2791.7267456538202,656.87688133031065,82.109610166288832,82.109610166288832,0,82.109610166288832,0,0,0,0,0,0,0,0,328.43844066515533,328.43844066515533,0,0,0,0,0,0,0,0,0,0,0,0,0]
[4,"SWITCHGEAR","> 33 kv & < = 66 kv ; circuit breaker",242.97303409859092,68.18895459208386,8.2576603582421484,2,4,8,9,10,11,14,40,40,30,15,24,16,19,11,2,13,11,8,7,2,7,1,1,1,0,0,2,8,0,13,6,4,2,12,11,0,10,0,0,0,0,0,0,0,0,2,8,11,24,6,6,3,0,15,11,0,0,0,0,2,6,0,0,3,8,0,7,0,0,0,1,0,0,0,0,0,0,0,0,0,0,0,0,0,0,0,0,0,0,0,0,null,971.89213639436366,1943.7842727887273,2186.757306887318,2429.7303409859092,2672.7033750845003,3401.6224773802728,9718.9213639436366,9718.9213639436366,7289.1910229577279,3644.595511478864,5831.352818366182,3887.5685455774546,4616.4876478732276,2672.7033750845003,485.94606819718183,3158.6494432816817,2672.7033750845003,1943.7842727887273,1700.8112386901364,485.94606819718183,1700.8112386901364,242.97303409859092,242.97303409859092,242.97303409859092,0,0,485.94606819718183,1943.7842727887273,0,3158.6494432816817,1457.8382045915455,971.89213639436366,485.94606819718183,2915.676409183091,2672.7033750845003,0,2429.7303409859092,0,0,0,0,0,0,0,0,485.94606819718183,1943.7842727887273,2672.7033750845003,5831.352818366182,1457.8382045915455,1457.8382045915455,728.91910229577275,0,3644.595511478864,2672.7033750845003,0,0,0,0,485.94606819718183,1457.8382045915455,0,0,728.91910229577275,1943.7842727887273,0,1700.8112386901364,0,0,0,242.97303409859092,0,0,0,0,0,0,0,0,0,0,0,0,0,0,0,0,0,0,0,0]
[4,"SWITCHGEAR","> 33 kv & < = 66 kv ; switch",58.196617794914637,80.251469868239553,8.9583184732537582,2,2,1,17,35,58,71,73,83,63,21,24,18,22,12,7,20,20,13,3,2,9,1,12,0,0,0,17,12,0,2,25,9,4,21,1,5,0,0,7,4,10,18,6,3,0,12,14,86,75,38,49,31,74,34,65,22,25,4,0,30,33,0,39,14,10,13,0,0,0,0,0,0,0,0,0,0,0,8,0,0,6,15,0,0,0,6,0,0,0,0,0,null,116.39323558982927,58.196617794914637,989.34250251354888,2036.8816228220123,3375.4038321050489,4131.9598634389395,4248.3530990287682,4830.3192769779153,3666.386921079622,1222.1289736932074,1396.7188270779513,1047.5391203084635,1280.325591488122,698.35941353897567,407.37632456440247,1163.9323558982928,1163.9323558982928,756.55603133389025,174.58985338474392,116.39323558982927,523.76956015423173,58.196617794914637,698.35941353897567,0,0,0,989.34250251354888,698.35941353897567,0,116.39323558982927,1454.9154448728659,523.76956015423173,232.78647117965855,1222.1289736932074,58.196617794914637,290.98308897457321,0,0,407.37632456440247,232.78647117965855,581.96617794914641,1047.5391203084635,349.17970676948784,174.58985338474392,0,698.35941353897567,814.75264912880493,5004.9091303626592,4364.7463346185978,2211.4714762067561,2851.634271950817,1804.0951516423538,4306.5497168236834,1978.6850050270978,3782.7801566694516,1280.325591488122,1454.9154448728659,232.78647117965855,0,1745.898533847439,1920.488387232183,0,2269.6680940016709,814.75264912880493,581.96617794914641,756.55603133389025,0,0,0,0,0,0,0,0,0,0,0,465.5729423593171,0,0,349.17970676948784,872.94926692371951,0,0,0,349.17970676948784,0,0,0,0,0]
[5,"TRANSFORMERS","ground outdoor / indoor chamber mounted ; ˂ 22 kv ; > 600 kva ; multiple phase",47.318051969262044,62.913593182200934,7.9318089476613673,2,0,0,0,0,0,0,0,0,0,0,0,3,0,0,0,0,1,0,2,0,0,0,0,0,0,0,2,0,0,4,2,0,8,0,4,1,2,1,2,2,4,0,2,2,1,0,10,4,1,1,5,2,2,5,1,1,1,0,0,0,0,0,0,0,0,0,0,0,0,0,0,0,0,0,0,0,0,0,0,0,0,0,0,0,0,0,0,0,0,0,0,null,0,0,0,0,0,0,0,0,0,0,0,141.95415590778612,0,0,0,0,47.318051969262044,0,94.636103938524087,0,0,0,0,0,0,0,94.636103938524087,0,0,189.27220787704817,94.636103938524087,0,378.54441575409635,0,189.27220787704817,47.318051969262044,94.636103938524087,47.318051969262044,94.636103938524087,94.636103938524087,189.27220787704817,0,94.636103938524087,94.636103938524087,47.318051969262044,0,473.18051969262046,189.27220787704817,47.318051969262044,47.318051969262044,236.59025984631023,94.636103938524087,94.636103938524087,236.59025984631023,47.318051969262044,47.318051969262044,47.318051969262044,0,0,0,0,0,0,0,0,0,0,0,0,0,0,0,0,0,0,0,0,0,0,0,0,0,0,0,0,0,0,0,0,0,0]
[5,"TRANSFORMERS","ground outdoor / indoor chamber mounted ; > = 22 kv & < = 33 kv ; < = 15 mva",165.20980982882355,64.10872915526916,8.0067926884158283,2,6,8,5,6,2,8,11,6,7,4,3,4,2,2,5.9563416108396723,5.9126832216793401,9.9126832216793392,9.9126832216793392,1.9563416108396718,1.9563416108396718,3.9126832216793401,1.9126832216793399,5.82536644335869,4.7817080541983596,4.82536644335869,2.86902483251902,16.86902483251902,3.9126832216793401,7.7817080541983596,4.7817080541983596,28.825366443358689,7.6507328867173703,13.694391275877699,5.7380496650380302,15.694391275877699,22.60707449755704,8.6070744975570399,7.6507328867173703,7.6943912758776998,5.8690248325190204,2.86902483251902,9.8253664433586891,11.694391275877699,17.694391275877699,4.7817080541983596,5.8690248325190204,0.95634161083967195,7.7817080541983596,24.73804966503803,5.82536644335869,5.7817080541983596,16.825366443358689,9.9126832216793392,0,5,14.694391275877699,11.650732886717371,3.9126832216793401,1.9126832216793399,3,3,7.9126832216793401,7.9126832216793401,2,2,0.95634161083967195,4.9563416108396723,1.9126832216793399,1.9126832216793399,0,0,0,0,0,0,0,0,0,0,0,0,0,0,0,0,0,0,0,0,0,0,null,991.25885897294131,1321.6784786305884,826.04904914411782,991.25885897294131,330.4196196576471,1321.6784786305884,1817.307908117059,991.25885897294131,1156.4686688017648,660.83923931529421,495.62942948647066,660.83923931529421,330.4196196576471,330.4196196576471,984.04606480233076,976.83327063171953,1637.6725099470136,1637.6725099470136,323.2068254870365,323.2068254870365,646.41365097407243,315.99403131642532,962.40768229049945,789.98507829106495,797.19787246167584,473.99104697463963,2786.9283845781692,646.41365097407243,1285.6145077775357,789.98507829106495,4762.2333083534413,1263.9761252657029,2262.4477784092551,947.98209394927767,2592.8673980669018,3734.9104785274453,1421.9731409239155,1263.9761252657029,1271.1889194363139,969.62047646111034,473.99104697463963,1623.2469216057934,1932.0281587516079,2923.2870177245491,789.98507829106495,969.62047646111034,157.99701565821297,1285.6145077775357,4086.9684806969253,962.40768229049945,955.19488811988845,2779.7155904075585,1637.6725099470136,0,826.04904914411782,2427.6575882380785,1924.8153645809973,646.41365097407243,315.99403131642532,495.62942948647066,495.62942948647066,1307.2528902893666,1307.2528902893666,330.4196196576471,330.4196196576471,157.99701565821297,818.83625497350727,315.99403131642532,315.99403131642532,0,0,0,0,0,0,0,0,0,0,0,0,0,0,0,0,0,0,0,0,0,0]
[5,"TRANSFORMERS","ground outdoor / indoor chamber mounted ; > 33 kv & < = 66 kv ; < = 15 mva",93.458684802040068,72.39580942679261,8.5085727020924384,2,6,8,7,6,3,9,11,10,10,4,7,4.9563416108396696,2.9563416108396701,2,6.9563416108396696,4.9563416108396696,8.9563416108396705,18.781708054198401,6.7817080541983596,3.9126832216793401,3.9126832216793401,2.86902483251902,4.8690248325190204,1.9126832216793399,1.9563416108396701,0.95634161083967195,19.912683221679302,4.9126832216793401,6.9126832216793401,11.5197577192364,38.476099330076103,8.8253664433586891,8.9126832216793392,0.95634161083967195,19.912683221679302,16.869024832518999,1.9126832216793399,4.82536644335869,4.82536644335869,8,6.9126832216793401,7.9126832216793401,6.9126832216793401,15.9126832216793,1.9126832216793399,3.9563416108396701,3.9563416108396718,4.9126832216793401,30.912683221679298,10.912683221679341,6.9563416108396705,20.956341610839701,14.912683221679339,5.9563416108396723,24.912683221679341,14.912683221679339,18.956341610839669,7.9563416108396705,0.95634161083967195,6.9126832216793401,8.9563416108396705,7.9126832216793401,9.912683221679341,6,4,0.95634161083967195,6.9563416108396696,1.9563416108396718,0.95634161083967195,0,0,0,0,0,0,1,0,0,0,0,0,0,0,0,0,0,0,0,0,0,0,null,560.75210881224041,747.66947841632054,654.21079361428042,560.75210881224041,280.3760544061202,841.12816321836067,1028.0455328224407,934.58684802040068,934.58684802040068,373.83473920816027,654.21079361428042,463.21316837870023,276.29579877462015,186.91736960408014,650.13053798278031,463.21316837870023,837.04790758686056,1755.3137330812656,633.8095154567809,365.67422794516011,365.67422794516011,268.1352875116209,455.05265711570104,178.75685834107995,182.83711397258006,89.378429170540173,1861.0131847777977,459.13291274720018,646.05028235128032,1076.6214056779827,3595.9256397015674,824.80714069236114,832.96765195536034,89.378429170540173,1861.0131847777977,1576.5568747401799,178.75685834107995,450.97240148420093,450.97240148420093,747.66947841632054,646.05028235128032,739.50896715332044,646.05028235128032,1487.1784455696372,178.75685834107995,369.75448357666022,369.75448357666033,459.13291274720018,2889.0587176002382,1019.8850215594407,650.13053798278042,1958.5521252113442,1393.7197607676007,556.67185318074053,2328.3066087880015,1393.7197607676007,1771.634755607261,743.58922278482055,89.378429170540173,646.05028235128032,837.04790758686056,739.50896715332044,926.42633675740058,560.75210881224041,373.83473920816027,89.378429170540173,650.13053798278031,182.83711397258023,89.378429170540173,0,0,0,0,0,0,93.458684802040068,0,0,0,0,0,0,0,0,0,0,0,0,0,0,0]
[5,"TRANSFORMERS","ground outdoor / indoor chamber mounted ; > 33 kv & < = 66 kv ; > 15 mva and < = 40 mva",75.606371346702744,50.451831229180847,7.1029452503296717,2,3,0,1,3,6,1,8,4,4,4,2,4,3,5,2,5,5,4,0,1,0,0,2,0,3,0,1,5,1,3,1,1,4,0,2,4,2,0,4,1,4,0,0,0,0,1,4,0,4,6,4,2,0,0,0,0,0,0,0,0,0,2,3,0,0,0,0,0,0,0,0,0,0,0,0,0,0,0,0,0,0,0,0,0,0,0,0,0,0,0,0,null,226.81911404010822,0,75.606371346702744,226.81911404010822,453.63822808021644,75.606371346702744,604.85097077362195,302.42548538681098,302.42548538681098,302.42548538681098,151.21274269340549,302.42548538681098,226.81911404010822,378.03185673351373,151.21274269340549,378.03185673351373,378.03185673351373,302.42548538681098,0,75.606371346702744,0,0,151.21274269340549,0,226.81911404010822,0,75.606371346702744,378.03185673351373,75.606371346702744,226.81911404010822,75.606371346702744,75.606371346702744,302.42548538681098,0,151.21274269340549,302.42548538681098,151.21274269340549,0,302.42548538681098,75.606371346702744,302.42548538681098,0,0,0,0,75.606371346702744,302.42548538681098,0,302.42548538681098,453.63822808021644,302.42548538681098,151.21274269340549,0,0,0,0,0,0,0,0,0,151.21274269340549,226.81911404010822,0,0,0,0,0,0,0,0,0,0,0,0,0,0,0,0,0,0,0,0,0,0,0,0,0,0,0,0]
[5,"TRANSFORMERS","kiosk mounted ; < = 22 kv ; < = 60 kva ; multiple phase",45.064381484648131,56.807772981058406,7.537093138674777,2,0,0.95634161083967195,4.7817080541983596,2.86902483251902,5.7380496650380302,0,0,0,0,0,0,0,0,0,0,0,0,0,0,0,0,0,0,0,0,0,0,0,0,0,0.95634161083967195,0,0,0,0,0,0,0,0,0,0,0,0,0,0,0,0,0,0,0,0,0,0,0,0,0.95634161083967195,0.95634161083967195,0.95634161083967195,0.95634161083967195,0,0,0.95634161083967195,0.95634161083967195,0,0,0,0,0,0,0,0,0,0,0,0,0,0,0,0,0,0,0,0,0,0,0,0,0,0,0,0,null,0,43.096943180521883,215.48471590260939,129.29082954156581,258.58165908313123,0,0,0,0,0,0,0,0,0,0,0,0,0,0,0,0,0,0,0,0,0,0,0,0,0,43.096943180521883,0,0,0,0,0,0,0,0,0,0,0,0,0,0,0,0,0,0,0,0,0,0,0,0,43.096943180521883,43.096943180521883,43.096943180521883,43.096943180521883,0,0,43.096943180521883,43.096943180521883,0,0,0,0,0,0,0,0,0,0,0,0,0,0,0,0,0,0,0,0,0,0,0,0,0,0,0,0]
[5,"TRANSFORMERS","kiosk mounted ; < = 22 kv ; < = 60 kva ; single phase",10.964518010934404,71.604618519837842,8.4619512241467003,2,3.82536644335869,2.86902483251902,0.95634161083967195,3.82536644335869,0,0.95634161083967195,1.9126832216793399,1.9126832216793399,0.95634161083967195,3.82536644335869,7.6507328867173703,8.6070744975570399,9.5634161083967193,6.6943912758776998,5.7380496650380302,7.6507328867173703,4.7817080541983596,2.86902483251902,6.6943912758776998,7.6507328867173703,7.6507328867173703,8.6070744975570399,8.6070744975570399,9.5634161083967193,11.476099330076099,13.3887825517554,15.3014657734347,16.2578073842744,13.3887825517554,18.170490605953798,29.646589936029802,23.9085402709918,7.6507328867173703,2.86902483251902,1.9126832216793399,0.95634161083967195,0.95634161083967195,0.95634161083967195,0.95634161083967195,0.95634161083967195,0.95634161083967195,0,0,0,0.95634161083967195,0.95634161083967195,0,1.9126832216793399,1.9126832216793399,0,0,0,0.95634161083967195,0.95634161083967195,1.9126832216793399,1.9126832216793399,0.95634161083967195,1.9126832216793399,1.9126832216793399,0,0,1.9126832216793399,2.86902483251902,1.9126832216793399,0.95634161083967195,0,0,0,0,0,0,0,0,0,0,0,0,0,0,0,0,0,0,0,0,0,0,0,0,0,0,null,41.94329926663044,31.457474449972857,10.485824816657603,41.94329926663044,0,10.485824816657603,20.971649633315163,20.971649633315163,10.485824816657603,41.94329926663044,83.886598533260766,94.37242334991835,104.85824816657603,73.400773716603183,62.9149488999456,83.886598533260766,52.429124083288016,31.457474449972857,73.400773716603183,83.886598533260766,83.886598533260766,94.37242334991835,94.37242334991835,104.85824816657603,125.82989779989164,146.80154743320637,167.77319706652108,178.259021883179,146.80154743320637,199.23067151649479,325.0605693163854,262.14562041644012,83.886598533260766,31.457474449972857,20.971649633315163,10.485824816657603,10.485824816657603,10.485824816657603,10.485824816657603,10.485824816657603,10.485824816657603,0,0,0,10.485824816657603,10.485824816657603,0,20.971649633315163,20.971649633315163,0,0,0,10.485824816657603,10.485824816657603,20.971649633315163,20.971649633315163,10.485824816657603,20.971649633315163,20.971649633315163,0,0,20.971649633315163,31.457474449972857,20.971649633315163,10.485824816657603,0,0,0,0,0,0,0,0,0,0,0,0,0,0,0,0,0,0,0,0,0,0,0,0,0,0]
[5,"TRANSFORMERS","kiosk mounted ; < = 22 kv ; > 60 kva and < = 600 kva ; multiple phase",25.209274172343161,55.034704921227451,7.4185379234204536,2,147.27660806930899,152.05831612350801,228.56564499068199,201.78807988717099,184.57393089205701,78.420012088853099,153.97099934518701,225.69662015816201,166.40344028610301,43.991714098624897,20.0831738276331,28.690248325190201,21.039515438472801,15.3014657734347,2.86902483251902,6.6943912758776998,6.6943912758776998,1.9126832216793399,0.95634161083967195,1.9126832216793399,21.995857049312399,21.995857049312399,26.777565103510799,49.729763763662902,44.948055709464597,53.555130207021598,58.336838261220002,37.297322822747198,27.7339067143505,30.602931546869499,30.602931546869499,41.122689266105901,45.904397320304199,39.2100060444265,20.0831738276331,25.821223492671098,24.864881881831501,21.039515438472801,22.952198660152099,17.214148995114101,19.1268322167934,21.039515438472801,23.9085402709918,19.1268322167934,14.3451241625951,7.6507328867173703,2.86902483251902,10.5197577192364,6.6943912758776998,1.9126832216793399,3.82536644335869,6.6943912758776998,13.3887825517554,14.3451241625951,2.86902483251902,5.7380496650380302,5.7380496650380302,14.3451241625951,15.3014657734347,1.9126832216793399,4.7817080541983596,10.5197577192364,21.039515438472801,13.3887825517554,0.95634161083967195,0.95634161083967195,0.95634161083967195,0.95634161083967195,0.95634161083967195,0,0,0,0,0,0,0,0,0,0,0,0,0,0,0,0,0,0,0,0,0,0,null,3712.7363919919376,3833.2797813423422,5761.9740109485556,5086.9310305863783,4652.9748289249837,1976.9115853463629,3881.4971370824887,5689.647977338298,4194.9099493935037,1108.9991820235691,506.28223527162925,723.26033610232889,530.39091314170753,385.73884592124023,72.326033610232898,168.76074509054308,168.76074509054308,48.217355740155092,24.108677870077596,48.217355740155092,554.49959101178331,554.49959101178331,675.04298036217233,1253.651249244034,1133.1078598936474,1350.0859607243447,1470.6293500747338,940.23843693302604,699.15165823225061,771.47769184248295,771.47769184248295,1036.6731484133368,1157.2165377637232,988.45579267318021,506.28223527162925,650.93430249209393,626.82562462201827,530.39091314170753,578.60826888186159,433.9562016613969,482.17355740155091,530.39091314170753,602.71694675193999,482.17355740155091,361.63016805116445,192.86942296062062,72.326033610232898,265.19545657085376,168.76074509054308,48.217355740155092,96.43471148031044,168.76074509054308,337.52149018108616,361.63016805116445,72.326033610232898,144.65206722046554,144.65206722046554,361.63016805116445,385.73884592124023,48.217355740155092,120.54338935038798,265.19545657085376,530.39091314170753,337.52149018108616,24.108677870077596,24.108677870077596,24.108677870077596,24.108677870077596,24.108677870077596,0,0,0,0,0,0,0,0,0,0,0,0,0,0,0,0,0,0,0,0,0,0]
[5,"TRANSFORMERS","kiosk mounted ; < = 22 kv ; > 60 kva and < = 600 kva ; single phase",39.589306837455013,74.606030417180222,8.6374782440930193,2,0,0,0,0,0,12.432440940915701,25.821223492671098,39.2100060444265,128.149775852516,251.51784365083401,230.47832821236099,200.83173827633101,241.954427542437,251.51784365083401,227.609303379842,208.48247116304799,164.490757064424,146.32026645847,159.70904901022499,163.53441545358399,136.75685035007299,109.979285246562,155.88368256686601,219.00222888228501,222.82759532564401,190.31198055709501,232.39101143404,306.98565707953497,331.850538961366,291.68419130609999,264.906626202589,326.11248929632802,357.67176245403698,290.72784969525998,181.70490605953799,154.927340956027,151.10197451266799,126.237092630837,128.149775852516,192.22466377877399,256.299551705032,219.958570493124,179.79222283785799,142.494900015111,82.245378532211802,45.904397320304199,41.122689266105901,36.340981211907497,20.0831738276331,5.7380496650380302,16.2578073842744,28.690248325190201,75.550987256333997,76.507328867173698,30.602931546869499,29.646589936029802,21.039515438472801,65.987571147937402,60.249521482899297,8.6070744975570399,15.3014657734347,47.8170805419836,99.459527527325804,60.249521482899297,3.82536644335869,5.7380496650380302,1.9126832216793399,4.7817080541983596,2.86902483251902,0,0,0,0,0,0,0,0,0,0,0,0,0,0,0,0,0,0,0,0,0,0,null,0,0,0,0,0,492.19171914844958,1022.2443397698579,1552.2969603912663,5073.3607973763392,9957.4170873879029,9124.4772549828231,7950.7893093211269,9578.8080726583139,9957.4170873879029,9010.8945505639513,8253.6765211047732,6512.0750533487526,5792.7179253625454,6322.7705459839381,6474.2141518757817,5414.1089106329564,4354.003669390132,6171.3269400920954,8670.1464373073341,8821.5900431991777,7534.319393118607,9200.1990579287249,12153.349372819453,13137.732811116339,11547.574949252121,10487.469708009296,12910.567402278593,14159.97715088619,11509.714047779149,7193.5712798619879,6133.4660386191636,5982.0224327273199,4997.6389944304365,5073.3607973763392,7610.0411960645079,10146.721594752678,8708.007338780264,7117.849476916047,5641.2743194707027,3256.0375266743686,1817.3232707019706,1628.0187633371843,1438.7142559723936,795.0789309321126,227.16540883774653,643.63532504028115,1135.8270441887346,2991.01121636366,3028.8721178366191,1211.5488471346484,1173.6879456616896,832.93983240507157,2612.4022016340873,2385.2367927963378,340.7481132566196,605.77442356732217,1893.0450736478883,3937.5337531876044,2385.2367927963378,151.44360589183114,227.16540883774653,75.721802945915371,189.30450736478883,113.58270441887346,0,0,0,0,0,0,0,0,0,0,0,0,0,0,0,0,0,0,0,0,0,0]
[5,"TRANSFORMERS","kiosk mounted ; < = 22 kv ; > 600 kva ; multiple phase",50.785324314236576,54.185278686855504,7.3610650511223916,2,58.336838261220002,58.336838261220002,57.380496650380302,56.424155039540601,36.340981211907497,21.995857049312399,31.5592731577092,39.2100060444265,25.821223492671098,5.7380496650380302,5.7380496650380302,6.6943912758776998,1.9126832216793399,0,0,1.9126832216793399,1.9126832216793399,0.95634161083967195,0.95634161083967195,0,4.7817080541983596,4.7817080541983596,2.86902483251902,5.7380496650380302,4.7817080541983596,3.82536644335869,3.82536644335869,3.82536644335869,2.86902483251902,0,1.9126832216793399,1.9126832216793399,2.86902483251902,1.9126832216793399,0.95634161083967195,0.95634161083967195,3.82536644335869,3.82536644335869,2.86902483251902,0,0.95634161083967195,1.9126832216793399,0,0,0,1.9126832216793399,1.9126832216793399,0.95634161083967195,0.95634161083967195,0,1.9126832216793399,1.9126832216793399,1.9126832216793399,2.86902483251902,0.95634161083967195,3.82536644335869,3.82536644335869,1.9126832216793399,1.9126832216793399,0,0,2.86902483251902,3.82536644335869,0,0,0,0,0,0,0,0,0,0,0,0,0,0,0,0,0,0,0,0,0,0,0,0,0,0,0,0,null,2962.6552505632226,2962.6552505632226,2914.087131701529,2865.5190128398353,1845.5885167443005,1117.0667338189169,1602.7479224358426,1991.2928733293761,1311.3392092656861,291.40871317015291,291.40871317015291,339.97683203184494,97.136237723384127,0,0,97.136237723384127,97.136237723384127,48.568118861692163,48.568118861692163,0,242.84059430846082,242.84059430846082,145.70435658507671,291.40871317015291,242.84059430846082,194.27247544676877,194.27247544676877,194.27247544676877,145.70435658507671,0,97.136237723384127,97.136237723384127,145.70435658507671,97.136237723384127,48.568118861692163,48.568118861692163,194.27247544676877,194.27247544676877,145.70435658507671,0,48.568118861692163,97.136237723384127,0,0,0,97.136237723384127,97.136237723384127,48.568118861692163,48.568118861692163,0,97.136237723384127,97.136237723384127,97.136237723384127,145.70435658507671,48.568118861692163,194.27247544676877,194.27247544676877,97.136237723384127,97.136237723384127,0,0,145.70435658507671,194.27247544676877,0,0,0,0,0,0,0,0,0,0,0,0,0,0,0,0,0,0,0,0,0,0,0,0,0,0,0,0]
[null,"TRANSFORMERS","kiosk mounted ; < = 22 kv ; > 600 kva ; single phase",39.589306837455077,75.117759606337231,8.6670502252114137,2,0,0,0,0,0,1.9126832216793399,0.95634161083967195,0,10.5197577192364,31.5592731577092,37.297322822747198,38.253664433586898,50.686105374502603,57.380496650380302,58.336838261220002,47.8170805419836,36.340981211907497,38.253664433586898,45.904397320304199,50.686105374502603,34.428297990228202,19.1268322167934,21.995857049312399,25.821223492671098,29.646589936029802,23.9085402709918,17.214148995114101,26.777565103510799,33.471956379388502,32.515614768548801,25.821223492671098,25.821223492671098,26.777565103510799,14.3451241625951,9.5634161083967193,16.2578073842744,13.3887825517554,8.6070744975570399,9.5634161083967193,16.2578073842744,21.039515438472801,10.5197577192364,2.86902483251902,7.6507328867173703,8.6070744975570399,16.2578073842744,16.2578073842744,6.6943912758776998,4.7817080541983596,4.7817080541983596,3.82536644335869,6.6943912758776998,11.476099330076099,7.6507328867173703,4.7817080541983596,21.995857049312399,21.995857049312399,14.3451241625951,16.2578073842744,3.82536644335869,4.7817080541983596,20.0831738276331,31.5592731577092,11.476099330076099,0.95634161083967195,1.9126832216793399,0.95634161083967195,5.7380496650380302,5.7380496650380302,0,0,0,0,0,0,0,0,0.95634161083967195,0.95634161083967195,0,0,0,0,0,0,0,0,0,0,0,0,null,0,0,0,0,0,75.721802945915499,37.860901472957828,0,416.46991620253647,1249.4097486076093,1476.575157445355,1514.4360589183138,2006.6277780667644,2271.6540883774692,2309.5149898504278,1893.0450736478915,1438.7142559723959,1514.4360589183138,1817.3232707019736,2006.6277780667644,1362.9924530264823,757.21802945915499,870.80073387802781,1022.2443397698596,1173.6879456616914,946.52253682394576,681.49622651324114,1060.1052412428185,1325.1315515535232,1287.2706500805643,1022.2443397698596,1022.2443397698596,1060.1052412428185,567.9135220943682,378.60901472957823,643.63532504028217,530.05262062140923,340.74811325662012,378.60901472957823,643.63532504028217,832.93983240507293,416.46991620253647,113.58270441887365,302.88721178366239,340.74811325662012,643.63532504028217,643.63532504028217,265.02631031070462,189.30450736478912,189.30450736478912,151.4436058918314,265.02631031070462,454.33081767549533,302.88721178366239,189.30450736478912,870.80073387802781,870.80073387802781,567.9135220943682,643.63532504028217,151.4436058918314,189.30450736478912,795.07893093211396,1249.4097486076093,454.33081767549533,37.860901472957828,75.721802945915499,37.860901472957828,227.1654088377469,227.1654088377469,0,0,0,0,0,0,0,0,37.860901472957828,37.860901472957828,0,0,0,0,0,0,0,0,0,0,0,0]
[null,"TRANSFORMERS","kiosk mounted ; > 22 kv ; > 60 kva and < ≈ 600 kva",13.270402072124419,49.780249984797862,7.0555120285347019,2,1.9126832216793399,2.86902483251902,3.82536644335869,2.86902483251902,2.86902483251902,0.95634161083967195,0.95634161083967195,0.95634161083967195,1.9126832216793399,2.86902483251902,3.82536644335869,3.82536644335869,2.86902483251902,1.9126832216793399,1.9126832216793399,0.95634161083967195,0.95634161083967195,0.95634161083967195,1.9126832216793399,1.9126832216793399,2.86902483251902,1.9126832216793399,0,0,0,0,0,0,0,0.95634161083967195,1.9126832216793399,0.95634161083967195,0,0,0,0,0,0,0,0,0,0,0,0,0,0.95634161083967195,1.9126832216793399,0.95634161083967195,0,0,0,0,0,0,0,0,0,0,0,0,0,0,0,0,0,0,0,0,0,0,0,0,0,0,0,0,0,0,0,0,0,0,0,0,0,0,0,0,0,0,0,null,25.382075388291121,38.073113082436819,50.764150776582376,38.073113082436819,38.073113082436819,12.691037694145587,12.691037694145587,12.691037694145587,25.382075388291121,38.073113082436819,50.764150776582376,50.764150776582376,38.073113082436819,25.382075388291121,25.382075388291121,12.691037694145587,12.691037694145587,12.691037694145587,25.382075388291121,25.382075388291121,38.073113082436819,25.382075388291121,0,0,0,0,0,0,0,12.691037694145587,25.382075388291121,12.691037694145587,0,0,0,0,0,0,0,0,0,0,0,0,0,12.691037694145587,25.382075388291121,12.691037694145587,0,0,0,0,0,0,0,0,0,0,0,0,0,0,0,0,0,0,0,0,0,0,0,0,0,0,0,0,0,0,0,0,0,0,0,0,0,0,0,0,0,0,0]
[5,"TRANSFORMERS","pole mounted ; < = 22 kv ; < = 60 kva ; multiple phase",16.506957427308222,57.240687754560795,7.565757579684985,2,56.424155039540601,176.923198005339,131.975142295875,167.35978189694299,57.380496650380302,21.995857049312399,26.777565103510799,24.864881881831501,21.995857049312399,11.476099330076099,1.9126832216793399,1.9126832216793399,1.9126832216793399,0,0.95634161083967195,0,0,1.9126832216793399,1.9126832216793399,6.6943912758776998,33.471956379388502,34.428297990228202,42.079030876945602,65.987571147937402,60.249521482899297,58.336838261220002,65.987571147937402,75.550987256333997,93.721477862287799,79.3763536996928,57.380496650380302,59.293179872059603,63.1185463154183,63.1185463154183,55.467813428701,70.769279202135706,80.332695310532401,68.856595980456405,65.987571147937402,49.729763763662902,51.642446985342303,52.598788596181898,47.8170805419836,44.948055709464597,49.729763763662902,45.904397320304199,35.384639601067903,40.1663476552662,25.821223492671098,34.428297990228202,32.515614768548801,33.471956379388502,35.384639601067903,28.690248325190201,19.1268322167934,25.821223492671098,19.1268322167934,19.1268322167934,13.3887825517554,8.6070744975570399,9.5634161083967193,25.821223492671098,53.555130207021598,29.646589936029802,0,0,0,0,0,0,0,0,0,0,0,0,0,0,0,0,0,0,0,0,0,0,0,0,0,0,0,null,931.39112510953544,2920.463697377354,2178.5080553409534,2762.6007948164274,947.17741536562971,363.0846758901572,442.01612717062704,410.44354665844014,363.0846758901572,189.43548307312659,31.572580512187599,31.572580512187599,31.572580512187599,0,15.786290256093833,0,0,31.572580512187599,31.572580512187599,110.50403179265676,552.52015896328385,568.30644921937812,694.59677126812926,1089.2540276704751,994.53628613391083,962.96370562172399,1089.2540276704751,1247.1169302314113,1547.0564450971947,1310.2620912557886,947.17741536562971,978.74999587781667,1041.8951569021922,1041.8951569021922,915.60483485344275,1168.1854789509432,1326.0483815118812,1136.6128984387562,1089.2540276704751,820.88709331687869,852.45967382906724,868.24596408515981,789.31451280469162,741.95564203641038,820.88709331687869,757.74193229250307,584.09273947547251,663.02419075594059,426.22983691453277,568.30644921937812,536.73386870718957,552.52015896328385,584.09273947547251,473.58870768281565,315.72580512187602,426.22983691453277,315.72580512187602,315.72580512187602,221.00806358531352,142.07661230484436,157.86290256093832,426.22983691453277,884.03225434125409,489.37499793890834,0,0,0,0,0,0,0,0,0,0,0,0,0,0,0,0,0,0,0,0,0,0,0,0,0,0,0]
[5,"TRANSFORMERS","pole mounted ; < = 22 kv ; < = 60 kva ; single phase",15.511227938999138,64.182807236003271,8.0114173050717614,2,755.50987256333997,530.769594016018,443.742507429608,513.55544502090402,285.94614164106201,197.96271344381199,296.46589936029801,329.937855739687,347.15200473480098,363.40981211907501,385.40566916838799,417.92128393693599,435.135432932051,418.87762554777601,398.794451720143,440.87348259708898,483.90885508487401,564.24155039540597,626.40375509998501,552.76545106533001,523.11886112929994,558.50350073036805,691.43498463708295,964.94868533722899,961.12331889386996,785.15646249937004,909.480871908528,1173.4311565002799,1092.1421195789001,869.31452425326199,881.74696519417705,914.26257996272602,985.98820077570099,992.68259205157904,978.33746788898395,1029.0235732634901,1037.6306477610401,933.38941217952004,832.01720143051398,724.90694101647102,647.44327053845802,656.05034503601496,885.57233163753597,813.84671082455998,572.84862489296302,547.98374301113199,616.84033899158806,907.56818868684798,878.87794036165803,557.54715911952906,484.86519669571402,616.84033899158806,792.80719538608798,668.48278597693002,467.65104770059901,484.86519669571402,448.52421548380602,544.15837656777296,493.47227119327101,483.90885508487401,389.23103561174599,138.669533571752,300.29126580365698,193.181005389614,15.3014657734347,8.6070744975570399,2.86902483251902,3.82536644335869,1.9126832216793399,0.95634161083967195,0.95634161083967195,0,0,0,0,0,0,0,0.95634161083967195,0.95634161083967195,0,0,0,0,0,0,0,0,0,0,0,null,11718.885843494158,8232.8881558724879,6882.9911789636681,7965.8755670333821,4435.3757812718459,3070.6447716497369,4598.5501411179612,5117.7412860828999,5384.7538749220057,5636.9324310478241,5978.1151834533584,6482.4722957049935,6749.4848845441147,6497.3063284182826,6185.7916414393248,6838.4890808238169,7506.0205529215827,8752.0793008374112,9716.291427200862,8574.0709082780068,8114.2158941662074,8663.0751045577108,10725.005651704161,14967.539007703313,14908.202876850173,12178.740857605957,14107.165110332855,18201.358139199212,16940.465358569971,13484.135736374941,13676.978161647619,14181.335273899269,15293.887727395544,15397.725956388536,15175.21546568928,15961.419199493374,16094.925493912819,14478.015928164954,12905.608460556861,11244.196796669086,10042.640146893107,10176.14644131266,13736.314292500758,12623.761839004466,8885.5855952569655,8499.9007447115946,9567.9511000680195,14077.497044906278,13632.476063507767,8648.2410718444371,7520.8545856348719,9567.9511000680195,12297.413119312236,10368.988866585338,7253.8419967957498,7520.8545856348719,6957.161342530082,8440.5646138584543,7654.3608800544243,7506.0205529215827,6037.4513143064833,2150.9347434261385,4657.8862719711005,2996.4746080833238,237.34452341253936,133.50629441955371,44.502098139851341,59.336130853135074,29.668065426567459,14.83403271328376,14.83403271328376,0,0,0,0,0,0,0,14.83403271328376,14.83403271328376,0,0,0,0,0,0,0,0,0,0,0]
[5,"TRANSFORMERS","pole mounted ; < = 22 kv ; > 60 kva and < = 600 kva ; multiple phase",16.690864981711293,53.130744475190006,7.2890839256514264,2,743.07743162242502,436.09177454288999,329.937855739687,350.02102956732,210.39515438472799,179.79222283785799,256.299551705032,318.46175640961098,262.99394298090999,94.677819473127499,12.432440940915701,18.170490605953798,16.2578073842744,1.9126832216793399,0.95634161083967195,5.7380496650380302,4.7817080541983596,0,0,8.6070744975570399,32.515614768548801,30.602931546869499,42.079030876945602,52.598788596181898,40.1663476552662,43.035372487785203,47.8170805419836,60.249521482899297,51.642446985342303,55.467813428701,69.812937591296006,62.162204704578599,54.511471817861299,54.511471817861299,52.598788596181898,50.686105374502603,50.686105374502603,44.948055709464597,43.035372487785203,60.249521482899297,63.1185463154183,48.773422152823201,43.035372487785203,38.253664433586898,26.777565103510799,30.602931546869499,27.7339067143505,19.1268322167934,20.0831738276331,14.3451241625951,13.3887825517554,16.2578073842744,36.340981211907497,36.340981211907497,17.214148995114101,6.6943912758776998,6.6943912758776998,33.471956379388502,25.821223492671098,3.82536644335869,7.6507328867173703,29.646589936029802,72.681962423814994,37.297322822747198,0,0,0,0,0,0,0,0,0,0,0,0,0,0,0,0,0,0,0,0,0,0,0,0,0,0,0,null,12402.605082166701,7278.748928530259,5506.9482025064544,5842.1537452677148,3511.6771146417977,3000.8877161484374,4277.8612123818211,5315.4021780714484,4389.5963933022467,1580.2547015888074,207.50819313792366,303.28120535542826,271.35686794959287,31.924337405834432,15.96216870291725,95.773012217503478,79.810843514586253,0,0,143.65951832625512,542.71373589918574,510.78939849335194,702.33542292835955,877.91927866044773,670.4110855225241,718.29759163127562,798.10843514586247,1005.6166282837861,861.95710995753177,925.80578476920095,1165.2383153129585,1037.54096568962,909.84361606628318,909.84361606628318,877.91927866044773,845.9949412546141,845.9949412546141,750.22192903711095,718.29759163127562,1005.6166282837861,1053.5031343925377,814.07060384877855,718.29759163127562,638.48674811669036,446.94072368168275,510.78939849335194,462.90289238460048,319.24337405834433,335.20554276126205,239.4325305437591,223.47036184084138,271.35686794959287,606.56241071085492,606.56241071085492,287.31903665251059,111.73518092042069,111.73518092042069,558.67590460210351,430.97855497876498,63.848674811669035,127.69734962333791,494.82722979043427,1213.1248214217098,622.52457941377259,0,0,0,0,0,0,0,0,0,0,0,0,0,0,0,0,0,0,0,0,0,0,0,0,0,0,0]
[5,"TRANSFORMERS","pole mounted ; < = 22 kv ; > 60 kva and < = 600 kva ; single phase",20.096723927470528,72.600444257005279,8.5205894313131463,2,19.388782551755401,14.5634161083967,9.5634161083967193,8.6070744975570399,17.214148995114101,65.293179872059596,126.022943635723,123.67367652244,169.490757064424,333.02517251800703,428.44104165617301,448.69884904044699,459.13128998136301,456.174948370523,424.70299199113498,321.37443963128999,439.91714098624902,460.61153226212701,233.34735304488001,197.00637183297201,167.35978189694299,131.01880068503499,134.84416712839399,175.96685639450001,189.355638946255,164.490757064424,167.35978189694299,219.958570493124,246.73613559663499,218.045887271445,215.17686243892601,205.613446330529,219.958570493124,238.129061099078,234.30369465571999,281.16443358686303,263.95028459174898,206.56978794136899,182.66124767037701,268.73199264594803,273.51370070014599,140.582216793432,142.494900015111,158.752707399386,137.71319196091301,123.36806779831799,153.014657734347,146.32026645847,115.71733491160001,110.935626857402,134.84416712839399,146.32026645847,173.097831561981,149.18929129098899,74.594645645494396,61.205863093738998,47.8170805419836,135.80050873923301,125.280751019997,34.428297990228202,53.555130207021598,96.590502694806801,280.20809197602398,209.438812773888,8.6070744975570399,13.3887825517554,6.6943912758776998,13.3887825517554,13.3887825517554,0,0,0,0,0,0,0,0,0,0,0,0,0,0,0,0,0,0,0,0,0,0,null,389.65101023238583,292.67695297132565,192.19333333397344,172.97400000057593,345.94800000115231,1312.1790102354571,2532.6483067743038,2485.4357341667701,3406.2089529817044,6692.7149529926319,8610.2613333620102,9017.3768957396369,9227.0347812188666,9167.622000030522,8535.1387812165667,6458.5733906155783,8840.8933333627756,9256.7828016811509,4689.5173333489529,3959.1826666798443,3363.3833333445432,2633.0486666754346,2709.9260000090303,3536.3573333451186,3805.4280000126728,3305.7253333443514,3363.3833333445432,4420.4466666813778,4958.5880000165071,4382.0080000145899,4324.3500000143986,4132.1566666804192,4420.4466666813778,4785.6140000159321,4708.7366666823564,5650.4840000188087,5304.536000017657,4151.3760000138227,3670.8926666788857,5400.632666684658,5496.7293333516363,2825.2420000094139,2863.6806666762018,3190.4093333439682,2767.5840000092226,2479.2940000082635,3075.0933333435646,2940.5580000097975,2325.5393333410725,2229.4426666740928,2709.9260000090303,2940.5580000097975,3478.6993333449268,2998.2160000099889,1499.1080000049924,1230.0373333374298,960.96666666986721,2729.1453333424147,2517.7326666750514,691.89600000230462,1076.2826666702506,1941.1526666731304,5631.2646666854234,4209.034000014015,172.97400000057593,269.07066666756265,134.53533333378132,269.07066666756265,269.07066666756265,0,0,0,0,0,0,0,0,0,0,0,0,0,0,0,0,0,0,0,0,0,0]
[5,"TRANSFORMERS","pole mounted ; < = 22 kv ; > 600 kva ; multiple phase",14.68349099920388,61.502410037953304,7.842347227581377,2,0,0.95634161083967195,0,0,0,0,0,0.95634161083967195,0.95634161083967195,0,0,0,0,0,0,0.95634161083967195,0.95634161083967195,0.95634161083967195,0,0,0,0,0,0,0,0,0,0,0,0,0,0,0,0,0,0,0.95634161083967195,0.95634161083967195,0,0,0,0.95634161083967195,0.95634161083967195,0.95634161083967195,0,0,0,0.95634161083967195,3.82536644335869,0,0,0,0,0,0.95634161083967195,1.9126832216793399,0.95634161083967195,0.95634161083967195,0.95634161083967195,0,0,0.95634161083967195,1.9126832216793399,0.95634161083967195,0,0,0,0,0,0,0,0,0,0,0,0,0,0,0,0,0,0,0,0,0,0,0,0,0,0,0,null,0,14.042433434928462,0,0,0,0,0,14.042433434928462,14.042433434928462,0,0,0,0,0,0,14.042433434928462,14.042433434928462,14.042433434928462,0,0,0,0,0,0,0,0,0,0,0,0,0,0,0,0,0,0,14.042433434928462,14.042433434928462,0,0,0,14.042433434928462,14.042433434928462,14.042433434928462,0,0,0,14.042433434928462,56.169733739713884,0,0,0,0,0,14.042433434928462,28.084866869856867,14.042433434928462,14.042433434928462,14.042433434928462,0,0,14.042433434928462,28.084866869856867,14.042433434928462,0,0,0,0,0,0,0,0,0,0,0,0,0,0,0,0,0,0,0,0,0,0,0,0,0,0,0]
[null,"TRANSFORMERS","pole mounted ; > = 22 kv & < = 33 kv ; < = 60kva",10.751390144062118,62.739863481009799,7.920849921631504,2,36.340981211907497,42.079030876945602,14.3451241625951,27.7339067143505,22.952198660152099,5.7380496650380302,12.432440940915701,16.2578073842744,10.5197577192364,7.6507328867173703,8.6070744975570399,11.476099330076099,14.3451241625951,11.476099330076099,9.5634161083967193,11.476099330076099,12.432440940915701,11.476099330076099,14.3451241625951,16.2578073842744,18.170490605953798,18.170490605953798,30.602931546869499,27.7339067143505,21.995857049312399,24.864881881831501,21.995857049312399,28.690248325190201,30.602931546869499,25.821223492671098,32.515614768548801,25.821223492671098,16.2578073842744,9.5634161083967193,6.6943912758776998,8.6070744975570399,10.5197577192364,9.5634161083967193,11.476099330076099,17.214148995114101,13.3887825517554,10.5197577192364,14.3451241625951,12.432440940915701,16.2578073842744,17.214148995114101,23.9085402709918,24.864881881831501,20.0831738276331,22.952198660152099,21.039515438472801,18.170490605953798,17.214148995114101,13.3887825517554,21.039515438472801,15.3014657734347,5.7380496650380302,8.6070744975570399,6.6943912758776998,4.7817080541983596,9.5634161083967193,7.6507328867173703,3.82536644335869,2.86902483251902,0.95634161083967195,0,0,0,0,0,0,0,0,0,0,0,0,0,0,0,0,0,0,0,0,0,0,0,0,0,0,null,390.71606722724886,452.40807784207846,154.23002653707229,298.17805130500614,246.76804245931501,61.69201061482881,133.66602299879543,174.7940300753481,113.10201946051961,82.256014153105042,92.538015922243162,123.38402122965805,154.23002653707229,123.38402122965805,102.82001769138138,123.38402122965805,133.66602299879543,123.38402122965805,154.23002653707229,174.7940300753481,195.35803361362497,195.35803361362497,329.0240566124204,298.17805130500614,236.48604069017657,267.33204599759193,236.48604069017657,308.46005307414458,329.0240566124204,277.61404776672924,349.58806015069621,277.61404776672924,174.7940300753481,102.82001769138138,71.974012383966922,92.538015922243162,113.10201946051961,102.82001769138138,123.38402122965805,185.07603184448655,143.94802476793384,113.10201946051961,154.23002653707229,133.66602299879543,174.7940300753481,185.07603184448655,257.05004422845349,267.33204599759193,215.92203715190078,246.76804245931501,226.20403892103923,195.35803361362497,185.07603184448655,143.94802476793384,226.20403892103923,164.51202830620966,61.69201061482881,92.538015922243162,71.974012383966922,51.41000884569069,102.82001769138138,82.256014153105042,41.128007076552578,30.846005307414458,10.282001769138137,0,0,0,0,0,0,0,0,0,0,0,0,0,0,0,0,0,0,0,0,0,0,0,0,0,0]
[null,"TRANSFORMERS","pole mounted ; > = 22 kv & < = 33 kv ; > 60 kva and < = 600 kva",28.678111962514709,55.791231355436913,7.4693528069998747,2,48.773422152823201,19.1268322167934,21.995857049312399,32.515614768548801,13.3887825517554,9.5634161083967193,20.0831738276331,23.9085402709918,16.2578073842744,13.3887825517554,14.3451241625951,12.432440940915701,10.5197577192364,12.432440940915701,16.2578073842744,13.3887825517554,7.6507328867173703,9.5634161083967193,10.5197577192364,6.6943912758776998,10.5197577192364,13.3887825517554,15.3014657734347,18.170490605953798,15.3014657734347,14.3451241625951,10.5197577192364,8.6070744975570399,14.3451241625951,19.1268322167934,17.214148995114101,9.5634161083967193,9.5634161083967193,10.5197577192364,8.6070744975570399,3.82536644335869,7.6507328867173703,6.6943912758776998,4.7817080541983596,7.6507328867173703,7.6507328867173703,4.7817080541983596,3.82536644335869,2.86902483251902,4.7817080541983596,6.6943912758776998,8.6070744975570399,15.3014657734347,12.432440940915701,15.3014657734347,12.432440940915701,8.6070744975570399,8.6070744975570399,12.432440940915701,7.6507328867173703,3.82536644335869,0.95634161083967195,1.9126832216793399,1.9126832216793399,4.7817080541983596,1.9126832216793399,0.95634161083967195,1.9126832216793399,0,0,0,0,0,0,0,0,0,0,0,0,0,0,0,0,0,0,0,0,0,0,0,0,0,0,0,0,null,1398.7296612936589,548.52143580143456,630.79965117164943,932.48644086243928,383.96500506100472,274.26071790071785,575.94750759150713,685.65179475179457,466.24322043121964,383.96500506100472,411.39107685107734,356.5389332709322,301.68678969078985,356.5389332709322,466.24322043121964,383.96500506100472,219.4085743205741,274.26071790071785,301.68678969078985,191.98250253050236,301.68678969078985,383.96500506100472,438.81714864114707,521.09536401136472,438.81714864114707,411.39107685107734,301.68678969078985,246.83464611064582,411.39107685107734,548.52143580143456,493.66929222129227,274.26071790071785,274.26071790071785,301.68678969078985,246.83464611064582,109.70428716028719,219.4085743205741,191.98250253050236,137.13035895035893,219.4085743205741,219.4085743205741,137.13035895035893,109.70428716028719,82.278215370215463,137.13035895035893,191.98250253050236,246.83464611064582,438.81714864114707,356.5389332709322,438.81714864114707,356.5389332709322,246.83464611064582,246.83464611064582,356.5389332709322,219.4085743205741,109.70428716028719,27.426071790071784,54.852143580143448,54.852143580143448,137.13035895035893,54.852143580143448,27.426071790071784,54.852143580143448,0,0,0,0,0,0,0,0,0,0,0,0,0,0,0,0,0,0,0,0,0,0,0,0,0,0,0,0]
[6,"UNDERGROUND CABLES","˂ = 1 kv",339.69307055669742,73.835472052890452,8.5927569529744332,2,6.9449999999999203,0,5.0638802852158999,38.176053884144899,184.869537619536,190.14056196452299,258.87676369563002,323.73998834483803,459.37545133937198,495.42600178615601,452.23741364497499,496.87486538462002,457.05399573856602,503.819599379588,473.22162121436202,403.50741861308302,444.55707304131602,308.37462533661397,236.96685814867001,256.27781741342,220.66680947208201,241.733871248003,196.483769977458,333.39632232044499,503.45822927977298,453.621740155775,329.18762252252401,468.24631923532797,398.61324506725902,402.32852747559002,272.78109725778103,341.51453091681901,461.938976551228,437.62641862279702,278.42709284682098,151.90897577036799,157.719107780933,127.495639514416,103.08761727336,161.03201161436499,262.36899417323201,278.70200341166901,263.01349361977901,182.16516538262999,119.526428377515,63.448961951597298,53.383500089564698,38.623439260452201,388.85568850565198,0.21256059585466999,0.93381423826797005,0,3.9368136081122003E-2,0,0.12931339143313,0,0,0.46585627695994503,0,0,0,0.31653416705850101,41.042426684499297,0,0,0,0,0,0,0,0,0,0,0,0,0,0,0,0,0,0,0,0,0,0,0,0,0,0,0,0,null,2359.1683750162365,0,1720.1650430165137,12968.140965643115,62798.900886377072,64589.431331104803,87938.642755549139,109972.23070284746,156046.65760383999,168292.77978036719,153621.91566168086,168784.94870494725,155258.0752226412,171144.0267198974,160750.10556412503,137068.67402108485,151012.95717910264,104752.72336236555,80495.999664695075,87055.798712733304,74958.986079521259,82115.32098179149,66744.175138198552,113252.42044134236,171021.27180108387,154092.16178478755,111822.75428393522,159060.02995792014,135406.15718146655,136668.21287073777,92661.848517320759,116010.11964686442,156917.46935450489,148658.66189870858,94579.754095311306,51602.426424559249,53576.088007567836,43309.385269241771,35018.149247961293,54701.458483205402,89124.929249577443,94673.139309213002,89343.861245547072,61880.244377294184,40602.299468233243,21553.17270897315,18134.005062487966,13120.114677843107,132091.58283192359,72.205361485234064,317.21022592681021,0,13.373083027490242,0,43.926863000020063,0,0,158.24814915863499,0,0,0,107.52446314420884,13941.827943555701,0,0,0,0,0,0,0,0,0,0,0,0,0,0,0,0,0,0,0,0,0,0,0,0,0,0,0,0]
[6,"UNDERGROUND CABLES","> 1 kv & < = 11 kv",771.2375885489206,69.852062096318278,8.3577546085248446,2,3.5310000000000001,0,1.5246754179156401,16.430059145253701,65.797589567215795,91.135754847733807,111.99860596770399,127.430335189773,155.693022088909,162.27545656979001,161.85771095220801,137.50584703219701,127.265374696324,120.594597271891,104.517742658521,113.212586583107,108.607476386371,77.063058815472203,80.936154876435296,79.314006802160606,75.341103691001805,65.325102345811899,46.583292052966797,103.379613910952,115.285812808966,97.031210552876402,87.994003381539997,126.994905027016,114.209763165327,120.434116781846,90.402291230186705,120.940862499112,167.13776139198001,134.804542632997,81.920896249964997,42.820225193395501,57.2075420785959,34.498293822519798,34.240992396790602,47.428948350913402,56.889625542695399,85.338237219181707,80.887254769242205,41.735662015975699,54.2909439515728,19.123905750190499,16.4200482840522,24.244165544732301,60.023428395397602,0.54940453512984,0.57169333288184698,1.59960293780956,1.06116302648649,0.43321954810105301,0.79254644103030403,0,0.31021424808787401,0.262579916526888,29.7939701071647,0,0,0,0,0,0,0,0,0,0,0,0,0,0,0,0,0,0,0,0,0,0,0,0,0,0,0,0,0,0,0,0,null,2723.2399251662387,0,1175.886992633076,12671.479194901603,50745.574310151125,70287.319799351826,86377.534787372773,98279.064419741189,120076.310909744,125152.93180555994,124830.75068282912,106049.67787648838,98151.840686567739,93007.086392001453,80608.011808534386,87313.802269741325,83762.168186608615,59433.927647048418,62421.004913323915,61169.943344251027,58105.891129262411,50381.174404895406,35926.785829600209,79730.24413780107,88912.752264689203,74834.116840782968,67864.282974744478,97943.244311035014,88082.862332370132,92883.317805850005,69721.645087666431,93274.139150841729,128902.92405141554,103966.33038571276,63180.474475589319,33024.567219276083,44120.606799507208,26606.380936732294,26407.94040562271,36578.98775356976,43875.417616999475,65816.056283937447,62383.291312572532,32188.111329693878,41871.216693255614,14749.074954413756,12663.75844244926,18698.011771100169,46292.324172105255,423.72142881137853,440.91138744129103,1233.673912392014,818.40881360471485,334.11519958970922,611.24160599324102,0,239.24888862880854,202.51150162357396,22978.229658748329,0,0,0,0,0,0,0,0,0,0,0,0,0,0,0,0,0,0,0,0,0,0,0,0,0,0,0,0,0,0,0,0]
["",null,null,null,null,"","",null,null,null,null,null,null,null,null,null,null,null,null,null,null,null,null,null,null,null,null,null,null,null,null,null,null,null,null,null,null,null,null,null,null,null,null,null,null,null,null,null,null,null,null,null,null,null,null,null,null,null,null,null,null,null,null,null,null,null,null,null,null,null,null,null,null,null,null,null,null,null,null,null,null,null,null,null,null,null,null,null,null,null,null,null,null,null,null,null,null,null,null,0,0,0,0,0,0,0,0,0,0,0,0,0,0,0,0,0,0,0,0,0,0,0,0,0,0,0,0,0,0,0,0,0,0,0,0,0,0,0,0,0,0,0,0,0,0,0,0,0,0,0,0,0,0,0,0,0,0,0,0,0,0,0,0,0,0,0,0,0,0,0,0,0,0,0,0,0,0,0,0,0,0,0,0,0,0,0,0,0,0,0]
["",null,null,null,null,"","",null,null,null,null,null,null,null,null,null,null,null,null,null,null,null,null,null,null,null,null,null,null,null,null,null,null,null,null,null,null,null,null,null,null,null,null,null,null,null,null,null,null,null,null,null,null,null,null,null,null,null,null,null,null,null,null,null,null,null,null,null,null,null,null,null,null,null,null,null,null,null,null,null,null,null,null,null,null,null,null,null,null,null,null,null,null,null,null,null,null,null,null,0,0,0,0,0,0,0,0,0,0,0,0,0,0,0,0,0,0,0,0,0,0,0,0,0,0,0,0,0,0,0,0,0,0,0,0,0,0,0,0,0,0,0,0,0,0,0,0,0,0,0,0,0,0,0,0,0,0,0,0,0,0,0,0,0,0,0,0,0,0,0,0,0,0,0,0,0,0,0,0,0,0,0,0,0,0,0,0,0,0,0]
["",null,null,null,null,"","",null,null,null,null,null,null,null,null,null,null,null,null,null,null,null,null,null,null,null,null,null,null,null,null,null,null,null,null,null,null,null,null,null,null,null,null,null,null,null,null,null,null,null,null,null,null,null,null,null,null,null,null,null,null,null,null,null,null,null,null,null,null,null,null,null,null,null,null,null,null,null,null,null,null,null,null,null,null,null,null,null,null,null,null,null,null,null,null,null,null,null,null,0,0,0,0,0,0,0,0,0,0,0,0,0,0,0,0,0,0,0,0,0,0,0,0,0,0,0,0,0,0,0,0,0,0,0,0,0,0,0,0,0,0,0,0,0,0,0,0,0,0,0,0,0,0,0,0,0,0,0,0,0,0,0,0,0,0,0,0,0,0,0,0,0,0,0,0,0,0,0,0,0,0,0,0,0,0,0,0,0,0,0]
["",null,null,null,null,"","",null,null,null,null,null,null,null,null,null,null,null,null,null,null,null,null,null,null,null,null,null,null,null,null,null,null,null,null,null,null,null,null,null,null,null,null,null,null,null,null,null,null,null,null,null,null,null,null,null,null,null,null,null,null,null,null,null,null,null,null,null,null,null,null,null,null,null,null,null,null,null,null,null,null,null,null,null,null,null,null,null,null,null,null,null,null,null,null,null,null,null,null,0,0,0,0,0,0,0,0,0,0,0,0,0,0,0,0,0,0,0,0,0,0,0,0,0,0,0,0,0,0,0,0,0,0,0,0,0,0,0,0,0,0,0,0,0,0,0,0,0,0,0,0,0,0,0,0,0,0,0,0,0,0,0,0,0,0,0,0,0,0,0,0,0,0,0,0,0,0,0,0,0,0,0,0,0,0,0,0,0,0,0]
["",null,null,null,null,"","",null,null,null,null,null,null,null,null,null,null,null,null,null,null,null,null,null,null,null,null,null,null,null,null,null,null,null,null,null,null,null,null,null,null,null,null,null,null,null,null,null,null,null,null,null,null,null,null,null,null,null,null,null,null,null,null,null,null,null,null,null,null,null,null,null,null,null,null,null,null,null,null,null,null,null,null,null,null,null,null,null,null,null,null,null,null,null,null,null,null,null,null,0,0,0,0,0,0,0,0,0,0,0,0,0,0,0,0,0,0,0,0,0,0,0,0,0,0,0,0,0,0,0,0,0,0,0,0,0,0,0,0,0,0,0,0,0,0,0,0,0,0,0,0,0,0,0,0,0,0,0,0,0,0,0,0,0,0,0,0,0,0,0,0,0,0,0,0,0,0,0,0,0,0,0,0,0,0,0,0,0,0,0]
["",null,null,null,null,"","",null,null,null,null,null,null,null,null,null,null,null,null,null,null,null,null,null,null,null,null,null,null,null,null,null,null,null,null,null,null,null,null,null,null,null,null,null,null,null,null,null,null,null,null,null,null,null,null,null,null,null,null,null,null,null,null,null,null,null,null,null,null,null,null,null,null,null,null,null,null,null,null,null,null,null,null,null,null,null,null,null,null,null,null,null,null,null,null,null,null,null,null,0,0,0,0,0,0,0,0,0,0,0,0,0,0,0,0,0,0,0,0,0,0,0,0,0,0,0,0,0,0,0,0,0,0,0,0,0,0,0,0,0,0,0,0,0,0,0,0,0,0,0,0,0,0,0,0,0,0,0,0,0,0,0,0,0,0,0,0,0,0,0,0,0,0,0,0,0,0,0,0,0,0,0,0,0,0,0,0,0,0,0]
["",null,null,null,null,"","",null,null,null,null,null,null,null,null,null,null,null,null,null,null,null,null,null,null,null,null,null,null,null,null,null,null,null,null,null,null,null,null,null,null,null,null,null,null,null,null,null,null,null,null,null,null,null,null,null,null,null,null,null,null,null,null,null,null,null,null,null,null,null,null,null,null,null,null,null,null,null,null,null,null,null,null,null,null,null,null,null,null,null,null,null,null,null,null,null,null,null,null,0,0,0,0,0,0,0,0,0,0,0,0,0,0,0,0,0,0,0,0,0,0,0,0,0,0,0,0,0,0,0,0,0,0,0,0,0,0,0,0,0,0,0,0,0,0,0,0,0,0,0,0,0,0,0,0,0,0,0,0,0,0,0,0,0,0,0,0,0,0,0,0,0,0,0,0,0,0,0,0,0,0,0,0,0,0,0,0,0,0,0]
["",null,null,null,null,"","",null,null,null,null,null,null,null,null,null,null,null,null,null,null,null,null,null,null,null,null,null,null,null,null,null,null,null,null,null,null,null,null,null,null,null,null,null,null,null,null,null,null,null,null,null,null,null,null,null,null,null,null,null,null,null,null,null,null,null,null,null,null,null,null,null,null,null,null,null,null,null,null,null,null,null,null,null,null,null,null,null,null,null,null,null,null,null,null,null,null,null,null,0,0,0,0,0,0,0,0,0,0,0,0,0,0,0,0,0,0,0,0,0,0,0,0,0,0,0,0,0,0,0,0,0,0,0,0,0,0,0,0,0,0,0,0,0,0,0,0,0,0,0,0,0,0,0,0,0,0,0,0,0,0,0,0,0,0,0,0,0,0,0,0,0,0,0,0,0,0,0,0,0,0,0,0,0,0,0,0,0,0,0]
["",null,null,null,null,"","",null,null,null,null,null,null,null,null,null,null,null,null,null,null,null,null,null,null,null,null,null,null,null,null,null,null,null,null,null,null,null,null,null,null,null,null,null,null,null,null,null,null,null,null,null,null,null,null,null,null,null,null,null,null,null,null,null,null,null,null,null,null,null,null,null,null,null,null,null,null,null,null,null,null,null,null,null,null,null,null,null,null,null,null,null,null,null,null,null,null,null,null,0,0,0,0,0,0,0,0,0,0,0,0,0,0,0,0,0,0,0,0,0,0,0,0,0,0,0,0,0,0,0,0,0,0,0,0,0,0,0,0,0,0,0,0,0,0,0,0,0,0,0,0,0,0,0,0,0,0,0,0,0,0,0,0,0,0,0,0,0,0,0,0,0,0,0,0,0,0,0,0,0,0,0,0,0,0,0,0,0,0,0]
["",null,null,null,null,"","",null,null,null,null,null,null,null,null,null,null,null,null,null,null,null,null,null,null,null,null,null,null,null,null,null,null,null,null,null,null,null,null,null,null,null,null,null,null,null,null,null,null,null,null,null,null,null,null,null,null,null,null,null,null,null,null,null,null,null,null,null,null,null,null,null,null,null,null,null,null,null,null,null,null,null,null,null,null,null,null,null,null,null,null,null,null,null,null,null,null,null,null,0,0,0,0,0,0,0,0,0,0,0,0,0,0,0,0,0,0,0,0,0,0,0,0,0,0,0,0,0,0,0,0,0,0,0,0,0,0,0,0,0,0,0,0,0,0,0,0,0,0,0,0,0,0,0,0,0,0,0,0,0,0,0,0,0,0,0,0,0,0,0,0,0,0,0,0,0,0,0,0,0,0,0,0,0,0,0,0,0,0,0]
["",null,null,null,null,"","",null,null,null,null,null,null,null,null,null,null,null,null,null,null,null,null,null,null,null,null,null,null,null,null,null,null,null,null,null,null,null,null,null,null,null,null,null,null,null,null,null,null,null,null,null,null,null,null,null,null,null,null,null,null,null,null,null,null,null,null,null,null,null,null,null,null,null,null,null,null,null,null,null,null,null,null,null,null,null,null,null,null,null,null,null,null,null,null,null,null,null,null,0,0,0,0,0,0,0,0,0,0,0,0,0,0,0,0,0,0,0,0,0,0,0,0,0,0,0,0,0,0,0,0,0,0,0,0,0,0,0,0,0,0,0,0,0,0,0,0,0,0,0,0,0,0,0,0,0,0,0,0,0,0,0,0,0,0,0,0,0,0,0,0,0,0,0,0,0,0,0,0,0,0,0,0,0,0,0,0,0,0,0]
["",null,null,null,null,"","",null,null,null,null,null,null,null,null,null,null,null,null,null,null,null,null,null,null,null,null,null,null,null,null,null,null,null,null,null,null,null,null,null,null,null,null,null,null,null,null,null,null,null,null,null,null,null,null,null,null,null,null,null,null,null,null,null,null,null,null,null,null,null,null,null,null,null,null,null,null,null,null,null,null,null,null,null,null,null,null,null,null,null,null,null,null,null,null,null,null,null,null,0,0,0,0,0,0,0,0,0,0,0,0,0,0,0,0,0,0,0,0,0,0,0,0,0,0,0,0,0,0,0,0,0,0,0,0,0,0,0,0,0,0,0,0,0,0,0,0,0,0,0,0,0,0,0,0,0,0,0,0,0,0,0,0,0,0,0,0,0,0,0,0,0,0,0,0,0,0,0,0,0,0,0,0,0,0,0,0,0,0,0]
["",null,null,null,null,"","",null,null,null,null,null,null,null,null,null,null,null,null,null,null,null,null,null,null,null,null,null,null,null,null,null,null,null,null,null,null,null,null,null,null,null,null,null,null,null,null,null,null,null,null,null,null,null,null,null,null,null,null,null,null,null,null,null,null,null,null,null,null,null,null,null,null,null,null,null,null,null,null,null,null,null,null,null,null,null,null,null,null,null,null,null,null,null,null,null,null,null,null,0,0,0,0,0,0,0,0,0,0,0,0,0,0,0,0,0,0,0,0,0,0,0,0,0,0,0,0,0,0,0,0,0,0,0,0,0,0,0,0,0,0,0,0,0,0,0,0,0,0,0,0,0,0,0,0,0,0,0,0,0,0,0,0,0,0,0,0,0,0,0,0,0,0,0,0,0,0,0,0,0,0,0,0,0,0,0,0,0,0,0]
["",null,null,null,null,"","",null,null,null,null,null,null,null,null,null,null,null,null,null,null,null,null,null,null,null,null,null,null,null,null,null,null,null,null,null,null,null,null,null,null,null,null,null,null,null,null,null,null,null,null,null,null,null,null,null,null,null,null,null,null,null,null,null,null,null,null,null,null,null,null,null,null,null,null,null,null,null,null,null,null,null,null,null,null,null,null,null,null,null,null,null,null,null,null,null,null,null,null,0,0,0,0,0,0,0,0,0,0,0,0,0,0,0,0,0,0,0,0,0,0,0,0,0,0,0,0,0,0,0,0,0,0,0,0,0,0,0,0,0,0,0,0,0,0,0,0,0,0,0,0,0,0,0,0,0,0,0,0,0,0,0,0,0,0,0,0,0,0,0,0,0,0,0,0,0,0,0,0,0,0,0,0,0,0,0,0,0,0,0]
["",null,null,null,null,"","",null,null,null,null,null,null,null,null,null,null,null,null,null,null,null,null,null,null,null,null,null,null,null,null,null,null,null,null,null,null,null,null,null,null,null,null,null,null,null,null,null,null,null,null,null,null,null,null,null,null,null,null,null,null,null,null,null,null,null,null,null,null,null,null,null,null,null,null,null,null,null,null,null,null,null,null,null,null,null,null,null,null,null,null,null,null,null,null,null,null,null,null,0,0,0,0,0,0,0,0,0,0,0,0,0,0,0,0,0,0,0,0,0,0,0,0,0,0,0,0,0,0,0,0,0,0,0,0,0,0,0,0,0,0,0,0,0,0,0,0,0,0,0,0,0,0,0,0,0,0,0,0,0,0,0,0,0,0,0,0,0,0,0,0,0,0,0,0,0,0,0,0,0,0,0,0,0,0,0,0,0,0,0]
["",null,null,null,null,"","",null,null,null,null,null,null,null,null,null,null,null,null,null,null,null,null,null,null,null,null,null,null,null,null,null,null,null,null,null,null,null,null,null,null,null,null,null,null,null,null,null,null,null,null,null,null,null,null,null,null,null,null,null,null,null,null,null,null,null,null,null,null,null,null,null,null,null,null,null,null,null,null,null,null,null,null,null,null,null,null,null,null,null,null,null,null,null,null,null,null,null,null,0,0,0,0,0,0,0,0,0,0,0,0,0,0,0,0,0,0,0,0,0,0,0,0,0,0,0,0,0,0,0,0,0,0,0,0,0,0,0,0,0,0,0,0,0,0,0,0,0,0,0,0,0,0,0,0,0,0,0,0,0,0,0,0,0,0,0,0,0,0,0,0,0,0,0,0,0,0,0,0,0,0,0,0,0,0,0,0,0,0,0]
["",null,null,null,null,"","",null,null,null,null,null,null,null,null,null,null,null,null,null,null,null,null,null,null,null,null,null,null,null,null,null,null,null,null,null,null,null,null,null,null,null,null,null,null,null,null,null,null,null,null,null,null,null,null,null,null,null,null,null,null,null,null,null,null,null,null,null,null,null,null,null,null,null,null,null,null,null,null,null,null,null,null,null,null,null,null,null,null,null,null,null,null,null,null,null,null,null,null,0,0,0,0,0,0,0,0,0,0,0,0,0,0,0,0,0,0,0,0,0,0,0,0,0,0,0,0,0,0,0,0,0,0,0,0,0,0,0,0,0,0,0,0,0,0,0,0,0,0,0,0,0,0,0,0,0,0,0,0,0,0,0,0,0,0,0,0,0,0,0,0,0,0,0,0,0,0,0,0,0,0,0,0,0,0,0,0,0,0,0]
["",null,null,null,null,"","",null,null,null,null,null,null,null,null,null,null,null,null,null,null,null,null,null,null,null,null,null,null,null,null,null,null,null,null,null,null,null,null,null,null,null,null,null,null,null,null,null,null,null,null,null,null,null,null,null,null,null,null,null,null,null,null,null,null,null,null,null,null,null,null,null,null,null,null,null,null,null,null,null,null,null,null,null,null,null,null,null,null,null,null,null,null,null,null,null,null,null,null,0,0,0,0,0,0,0,0,0,0,0,0,0,0,0,0,0,0,0,0,0,0,0,0,0,0,0,0,0,0,0,0,0,0,0,0,0,0,0,0,0,0,0,0,0,0,0,0,0,0,0,0,0,0,0,0,0,0,0,0,0,0,0,0,0,0,0,0,0,0,0,0,0,0,0,0,0,0,0,0,0,0,0,0,0,0,0,0,0,0,0]
["",null,null,null,null,"","",null,null,null,null,null,null,null,null,null,null,null,null,null,null,null,null,null,null,null,null,null,null,null,null,null,null,null,null,null,null,null,null,null,null,null,null,null,null,null,null,null,null,null,null,null,null,null,null,null,null,null,null,null,null,null,null,null,null,null,null,null,null,null,null,null,null,null,null,null,null,null,null,null,null,null,null,null,null,null,null,null,null,null,null,null,null,null,null,null,null,null,null,0,0,0,0,0,0,0,0,0,0,0,0,0,0,0,0,0,0,0,0,0,0,0,0,0,0,0,0,0,0,0,0,0,0,0,0,0,0,0,0,0,0,0,0,0,0,0,0,0,0,0,0,0,0,0,0,0,0,0,0,0,0,0,0,0,0,0,0,0,0,0,0,0,0,0,0,0,0,0,0,0,0,0,0,0,0,0,0,0,0,0]
["",null,null,null,null,"","",null,null,null,null,null,null,null,null,null,null,null,null,null,null,null,null,null,null,null,null,null,null,null,null,null,null,null,null,null,null,null,null,null,null,null,null,null,null,null,null,null,null,null,null,null,null,null,null,null,null,null,null,null,null,null,null,null,null,null,null,null,null,null,null,null,null,null,null,null,null,null,null,null,null,null,null,null,null,null,null,null,null,null,null,null,null,null,null,null,null,null,null,0,0,0,0,0,0,0,0,0,0,0,0,0,0,0,0,0,0,0,0,0,0,0,0,0,0,0,0,0,0,0,0,0,0,0,0,0,0,0,0,0,0,0,0,0,0,0,0,0,0,0,0,0,0,0,0,0,0,0,0,0,0,0,0,0,0,0,0,0,0,0,0,0,0,0,0,0,0,0,0,0,0,0,0,0,0,0,0,0,0,0]
["",null,null,null,null,"","",null,null,null,null,null,null,null,null,null,null,null,null,null,null,null,null,null,null,null,null,null,null,null,null,null,null,null,null,null,null,null,null,null,null,null,null,null,null,null,null,null,null,null,null,null,null,null,null,null,null,null,null,null,null,null,null,null,null,null,null,null,null,null,null,null,null,null,null,null,null,null,null,null,null,null,null,null,null,null,null,null,null,null,null,null,null,null,null,null,null,null,null,0,0,0,0,0,0,0,0,0,0,0,0,0,0,0,0,0,0,0,0,0,0,0,0,0,0,0,0,0,0,0,0,0,0,0,0,0,0,0,0,0,0,0,0,0,0,0,0,0,0,0,0,0,0,0,0,0,0,0,0,0,0,0,0,0,0,0,0,0,0,0,0,0,0,0,0,0,0,0,0,0,0,0,0,0,0,0,0,0,0,0]
["",null,null,null,null,"","",null,null,null,null,null,null,null,null,null,null,null,null,null,null,null,null,null,null,null,null,null,null,null,null,null,null,null,null,null,null,null,null,null,null,null,null,null,null,null,null,null,null,null,null,null,null,null,null,null,null,null,null,null,null,null,null,null,null,null,null,null,null,null,null,null,null,null,null,null,null,null,null,null,null,null,null,null,null,null,null,null,null,null,null,null,null,null,null,null,null,null,null,0,0,0,0,0,0,0,0,0,0,0,0,0,0,0,0,0,0,0,0,0,0,0,0,0,0,0,0,0,0,0,0,0,0,0,0,0,0,0,0,0,0,0,0,0,0,0,0,0,0,0,0,0,0,0,0,0,0,0,0,0,0,0,0,0,0,0,0,0,0,0,0,0,0,0,0,0,0,0,0,0,0,0,0,0,0,0,0,0,0,0]
["",null,null,null,null,"","",null,null,null,null,null,null,null,null,null,null,null,null,null,null,null,null,null,null,null,null,null,null,null,null,null,null,null,null,null,null,null,null,null,null,null,null,null,null,null,null,null,null,null,null,null,null,null,null,null,null,null,null,null,null,null,null,null,null,null,null,null,null,null,null,null,null,null,null,null,null,null,null,null,null,null,null,null,null,null,null,null,null,null,null,null,null,null,null,null,null,null,null,0,0,0,0,0,0,0,0,0,0,0,0,0,0,0,0,0,0,0,0,0,0,0,0,0,0,0,0,0,0,0,0,0,0,0,0,0,0,0,0,0,0,0,0,0,0,0,0,0,0,0,0,0,0,0,0,0,0,0,0,0,0,0,0,0,0,0,0,0,0,0,0,0,0,0,0,0,0,0,0,0,0,0,0,0,0,0,0,0,0,0]
["",null,null,null,null,"","",null,null,null,null,null,null,null,null,null,null,null,null,null,null,null,null,null,null,null,null,null,null,null,null,null,null,null,null,null,null,null,null,null,null,null,null,null,null,null,null,null,null,null,null,null,null,null,null,null,null,null,null,null,null,null,null,null,null,null,null,null,null,null,null,null,null,null,null,null,null,null,null,null,null,null,null,null,null,null,null,null,null,null,null,null,null,null,null,null,null,null,null,0,0,0,0,0,0,0,0,0,0,0,0,0,0,0,0,0,0,0,0,0,0,0,0,0,0,0,0,0,0,0,0,0,0,0,0,0,0,0,0,0,0,0,0,0,0,0,0,0,0,0,0,0,0,0,0,0,0,0,0,0,0,0,0,0,0,0,0,0,0,0,0,0,0,0,0,0,0,0,0,0,0,0,0,0,0,0,0,0,0,0]
["",null,null,null,null,"","",null,null,null,null,null,null,null,null,null,null,null,null,null,null,null,null,null,null,null,null,null,null,null,null,null,null,null,null,null,null,null,null,null,null,null,null,null,null,null,null,null,null,null,null,null,null,null,null,null,null,null,null,null,null,null,null,null,null,null,null,null,null,null,null,null,null,null,null,null,null,null,null,null,null,null,null,null,null,null,null,null,null,null,null,null,null,null,null,null,null,null,null,0,0,0,0,0,0,0,0,0,0,0,0,0,0,0,0,0,0,0,0,0,0,0,0,0,0,0,0,0,0,0,0,0,0,0,0,0,0,0,0,0,0,0,0,0,0,0,0,0,0,0,0,0,0,0,0,0,0,0,0,0,0,0,0,0,0,0,0,0,0,0,0,0,0,0,0,0,0,0,0,0,0,0,0,0,0,0,0,0,0,0]
["",null,null,null,null,"","",null,null,null,null,null,null,null,null,null,null,null,null,null,null,null,null,null,null,null,null,null,null,null,null,null,null,null,null,null,null,null,null,null,null,null,null,null,null,null,null,null,null,null,null,null,null,null,null,null,null,null,null,null,null,null,null,null,null,null,null,null,null,null,null,null,null,null,null,null,null,null,null,null,null,null,null,null,null,null,null,null,null,null,null,null,null,null,null,null,null,null,null,0,0,0,0,0,0,0,0,0,0,0,0,0,0,0,0,0,0,0,0,0,0,0,0,0,0,0,0,0,0,0,0,0,0,0,0,0,0,0,0,0,0,0,0,0,0,0,0,0,0,0,0,0,0,0,0,0,0,0,0,0,0,0,0,0,0,0,0,0,0,0,0,0,0,0,0,0,0,0,0,0,0,0,0,0,0,0,0,0,0,0]
["",null,null,null,null,"","",null,null,null,null,null,null,null,null,null,null,null,null,null,null,null,null,null,null,null,null,null,null,null,null,null,null,null,null,null,null,null,null,null,null,null,null,null,null,null,null,null,null,null,null,null,null,null,null,null,null,null,null,null,null,null,null,null,null,null,null,null,null,null,null,null,null,null,null,null,null,null,null,null,null,null,null,null,null,null,null,null,null,null,null,null,null,null,null,null,null,null,null,0,0,0,0,0,0,0,0,0,0,0,0,0,0,0,0,0,0,0,0,0,0,0,0,0,0,0,0,0,0,0,0,0,0,0,0,0,0,0,0,0,0,0,0,0,0,0,0,0,0,0,0,0,0,0,0,0,0,0,0,0,0,0,0,0,0,0,0,0,0,0,0,0,0,0,0,0,0,0,0,0,0,0,0,0,0,0,0,0,0,0]
["",null,null,null,null,"","",null,null,null,null,null,null,null,null,null,null,null,null,null,null,null,null,null,null,null,null,null,null,null,null,null,null,null,null,null,null,null,null,null,null,null,null,null,null,null,null,null,null,null,null,null,null,null,null,null,null,null,null,null,null,null,null,null,null,null,null,null,null,null,null,null,null,null,null,null,null,null,null,null,null,null,null,null,null,null,null,null,null,null,null,null,null,null,null,null,null,null,null,{"$f":"IFERROR($D66*H66,\"\")","v":0},{"$f":"IFERROR($D66*I66,\"\")","v":0},{"$f":"IFERROR($D66*J66,\"\")","v":0},{"$f":"IFERROR($D66*K66,\"\")","v":0},{"$f":"IFERROR($D66*L66,\"\")","v":0},{"$f":"IFERROR($D66*M66,\"\")","v":0},{"$f":"IFERROR($D66*N66,\"\")","v":0},{"$f":"IFERROR($D66*O66,\"\")","v":0},{"$f":"IFERROR($D66*P66,\"\")","v":0},{"$f":"IFERROR($D66*Q66,\"\")","v":0},{"$f":"IFERROR($D66*R66,\"\")","v":0},{"$f":"IFERROR($D66*S66,\"\")","v":0},{"$f":"IFERROR($D66*T66,\"\")","v":0},{"$f":"IFERROR($D66*U66,\"\")","v":0},{"$f":"IFERROR($D66*V66,\"\")","v":0},{"$f":"IFERROR($D66*W66,\"\")","v":0},{"$f":"IFERROR($D66*X66,\"\")","v":0},{"$f":"IFERROR($D66*Y66,\"\")","v":0},{"$f":"IFERROR($D66*Z66,\"\")","v":0},{"$f":"IFERROR($D66*AA66,\"\")","v":0},{"$f":"IFERROR($D66*AB66,\"\")","v":0},{"$f":"IFERROR($D66*AC66,\"\")","v":0},{"$f":"IFERROR($D66*AD66,\"\")","v":0},{"$f":"IFERROR($D66*AE66,\"\")","v":0},{"$f":"IFERROR($D66*AF66,\"\")","v":0},{"$f":"IFERROR($D66*AG66,\"\")","v":0},{"$f":"IFERROR($D66*AH66,\"\")","v":0},{"$f":"IFERROR($D66*AI66,\"\")","v":0},{"$f":"IFERROR($D66*AJ66,\"\")","v":0},{"$f":"IFERROR($D66*AK66,\"\")","v":0},{"$f":"IFERROR($D66*AL66,\"\")","v":0},{"$f":"IFERROR($D66*AM66,\"\")","v":0},{"$f":"IFERROR($D66*AN66,\"\")","v":0},{"$f":"IFERROR($D66*AO66,\"\")","v":0},{"$f":"IFERROR($D66*AP66,\"\")","v":0},{"$f":"IFERROR($D66*AQ66,\"\")","v":0},{"$f":"IFERROR($D66*AR66,\"\")","v":0},{"$f":"IFERROR($D66*AS66,\"\")","v":0},{"$f":"IFERROR($D66*AT66,\"\")","v":0},{"$f":"IFERROR($D66*AU66,\"\")","v":0},{"$f":"IFERROR($D66*AV66,\"\")","v":0},{"$f":"IFERROR($D66*AW66,\"\")","v":0},{"$f":"IFERROR($D66*AX66,\"\")","v":0},{"$f":"IFERROR($D66*AY66,\"\")","v":0},{"$f":"IFERROR($D66*AZ66,\"\")","v":0},{"$f":"IFERROR($D66*BA66,\"\")","v":0},{"$f":"IFERROR($D66*BB66,\"\")","v":0},{"$f":"IFERROR($D66*BC66,\"\")","v":0},{"$f":"IFERROR($D66*BD66,\"\")","v":0},{"$f":"IFERROR($D66*BE66,\"\")","v":0},{"$f":"IFERROR($D66*BF66,\"\")","v":0},{"$f":"IFERROR($D66*BG66,\"\")","v":0},{"$f":"IFERROR($D66*BH66,\"\")","v":0},{"$f":"IFERROR($D66*BI66,\"\")","v":0},{"$f":"IFERROR($D66*BJ66,\"\")","v":0},{"$f":"IFERROR($D66*BK66,\"\")","v":0},{"$f":"IFERROR($D66*BL66,\"\")","v":0},{"$f":"IFERROR($D66*BM66,\"\")","v":0},{"$f":"IFERROR($D66*BN66,\"\")","v":0},{"$f":"IFERROR($D66*BO66,\"\")","v":0},{"$f":"IFERROR($D66*BP66,\"\")","v":0},{"$f":"IFERROR($D66*BQ66,\"\")","v":0},{"$f":"IFERROR($D66*BR66,\"\")","v":0},{"$f":"IFERROR($D66*BS66,\"\")","v":0},{"$f":"IFERROR($D66*BT66,\"\")","v":0},{"$f":"IFERROR($D66*BU66,\"\")","v":0},{"$f":"IFERROR($D66*BV66,\"\")","v":0},{"$f":"IFERROR($D66*BW66,\"\")","v":0},{"$f":"IFERROR($D66*BX66,\"\")","v":0},{"$f":"IFERROR($D66*BY66,\"\")","v":0},{"$f":"IFERROR($D66*BZ66,\"\")","v":0},{"$f":"IFERROR($D66*CA66,\"\")","v":0},{"$f":"IFERROR($D66*CB66,\"\")","v":0},{"$f":"IFERROR($D66*CC66,\"\")","v":0},{"$f":"IFERROR($D66*CD66,\"\")","v":0},{"$f":"IFERROR($D66*CE66,\"\")","v":0},{"$f":"IFERROR($D66*CF66,\"\")","v":0},{"$f":"IFERROR($D66*CG66,\"\")","v":0},{"$f":"IFERROR($D66*CH66,\"\")","v":0},{"$f":"IFERROR($D66*CI66,\"\")","v":0},{"$f":"IFERROR($D66*CJ66,\"\")","v":0},{"$f":"IFERROR($D66*CK66,\"\")","v":0},{"$f":"IFERROR($D66*CL66,\"\")","v":0},{"$f":"IFERROR($D66*CM66,\"\")","v":0},{"$f":"IFERROR($D66*CN66,\"\")","v":0},{"$f":"IFERROR($D66*CO66,\"\")","v":0},{"$f":"IFERROR($D66*CP66,\"\")","v":0},{"$f":"IFERROR($D66*CQ66,\"\")","v":0},{"$f":"IFERROR($D66*CR66,\"\")","v":0},{"$f":"IFERROR($D66*CS66,\"\")","v":0},{"$f":"IFERROR($D66*CT66,\"\")","v":0}]
["",null,null,null,null,"","",null,null,null,null,null,null,null,null,null,null,null,null,null,null,null,null,null,null,null,null,null,null,null,null,null,null,null,null,null,null,null,null,null,null,null,null,null,null,null,null,null,null,null,null,null,null,null,null,null,null,null,null,null,null,null,null,null,null,null,null,null,null,null,null,null,null,null,null,null,null,null,null,null,null,null,null,null,null,null,null,null,null,null,null,null,null,null,null,null,null,null,null,0,0,0,0,0,0,0,0,0,0,0,0,0,0,0,0,0,0,0,0,0,0,0,0,0,0,0,0,0,0,0,0,0,0,0,0,0,0,0,0,0,0,0,0,0,0,0,0,0,0,0,0,0,0,0,0,0,0,0,0,0,0,0,0,0,0,0,0,0,0,0,0,0,0,0,0,0,0,0,0,0,0,0,0,0,0,0,0,0,0,0]
["",null,null,null,null,"","",null,null,null,null,null,null,null,null,null,null,null,null,null,null,null,null,null,null,null,null,null,null,null,null,null,null,null,null,null,null,null,null,null,null,null,null,null,null,null,null,null,null,null,null,null,null,null,null,null,null,null,null,null,null,null,null,null,null,null,null,null,null,null,null,null,null,null,null,null,null,null,null,null,null,null,null,null,null,null,null,null,null,null,null,null,null,null,null,null,null,null,null,0,0,0,0,0,0,0,0,0,0,0,0,0,0,0,0,0,0,0,0,0,0,0,0,0,0,0,0,0,0,0,0,0,0,0,0,0,0,0,0,0,0,0,0,0,0,0,0,0,0,0,0,0,0,0,0,0,0,0,0,0,0,0,0,0,0,0,0,0,0,0,0,0,0,0,0,0,0,0,0,0,0,0,0,0,0,0,0,0,0,0]
["",null,null,null,null,"","",null,null,null,null,null,null,null,null,null,null,null,null,null,null,null,null,null,null,null,null,null,null,null,null,null,null,null,null,null,null,null,null,null,null,null,null,null,null,null,null,null,null,null,null,null,null,null,null,null,null,null,null,null,null,null,null,null,null,null,null,null,null,null,null,null,null,null,null,null,null,null,null,null,null,null,null,null,null,null,null,null,null,null,null,null,null,null,null,null,null,null,null,0,0,0,0,0,0,0,0,0,0,0,0,0,0,0,0,0,0,0,0,0,0,0,0,0,0,0,0,0,0,0,0,0,0,0,0,0,0,0,0,0,0,0,0,0,0,0,0,0,0,0,0,0,0,0,0,0,0,0,0,0,0,0,0,0,0,0,0,0,0,0,0,0,0,0,0,0,0,0,0,0,0,0,0,0,0,0,0,0,0,0]
["",null,null,null,null,"","",null,null,null,null,null,null,null,null,null,null,null,null,null,null,null,null,null,null,null,null,null,null,null,null,null,null,null,null,null,null,null,null,null,null,null,null,null,null,null,null,null,null,null,null,null,null,null,null,null,null,null,null,null,null,null,null,null,null,null,null,null,null,null,null,null,null,null,null,null,null,null,null,null,null,null,null,null,null,null,null,null,null,null,null,null,null,null,null,null,null,null,null,0,0,0,0,0,0,0,0,0,0,0,0,0,0,0,0,0,0,0,0,0,0,0,0,0,0,0,0,0,0,0,0,0,0,0,0,0,0,0,0,0,0,0,0,0,0,0,0,0,0,0,0,0,0,0,0,0,0,0,0,0,0,0,0,0,0,0,0,0,0,0,0,0,0,0,0,0,0,0,0,0,0,0,0,0,0,0,0,0,0,0]
["",null,null,null,null,"","",null,null,null,null,null,null,null,null,null,null,null,null,null,null,null,null,null,null,null,null,null,null,null,null,null,null,null,null,null,null,null,null,null,null,null,null,null,null,null,null,null,null,null,null,null,null,null,null,null,null,null,null,null,null,null,null,null,null,null,null,null,null,null,null,null,null,null,null,null,null,null,null,null,null,null,null,null,null,null,null,null,null,null,null,null,null,null,null,null,null,null,null,0,0,0,0,0,0,0,0,0,0,0,0,0,0,0,0,0,0,0,0,0,0,0,0,0,0,0,0,0,0,0,0,0,0,0,0,0,0,0,0,0,0,0,0,0,0,0,0,0,0,0,0,0,0,0,0,0,0,0,0,0,0,0,0,0,0,0,0,0,0,0,0,0,0,0,0,0,0,0,0,0,0,0,0,0,0,0,0,0,0,0]
["",null,null,null,null,"","",null,null,null,null,null,null,null,null,null,null,null,null,null,null,null,null,null,null,null,null,null,null,null,null,null,null,null,null,null,null,null,null,null,null,null,null,null,null,null,null,null,null,null,null,null,null,null,null,null,null,null,null,null,null,null,null,null,null,null,null,null,null,null,null,null,null,null,null,null,null,null,null,null,null,null,null,null,null,null,null,null,null,null,null,null,null,null,null,null,null,null,null,0,0,0,0,0,0,0,0,0,0,0,0,0,0,0,0,0,0,0,0,0,0,0,0,0,0,0,0,0,0,0,0,0,0,0,0,0,0,0,0,0,0,0,0,0,0,0,0,0,0,0,0,0,0,0,0,0,0,0,0,0,0,0,0,0,0,0,0,0,0,0,0,0,0,0,0,0,0,0,0,0,0,0,0,0,0,0,0,0,0,0]
["",null,null,null,null,"","",null,null,null,null,null,null,null,null,null,null,null,null,null,null,null,null,null,null,null,null,null,null,null,null,null,null,null,null,null,null,null,null,null,null,null,null,null,null,null,null,null,null,null,null,null,null,null,null,null,null,null,null,null,null,null,null,null,null,null,null,null,null,null,null,null,null,null,null,null,null,null,null,null,null,null,null,null,null,null,null,null,null,null,null,null,null,null,null,null,null,null,null,0,0,0,0,0,0,0,0,0,0,0,0,0,0,0,0,0,0,0,0,0,0,0,0,0,0,0,0,0,0,0,0,0,0,0,0,0,0,0,0,0,0,0,0,0,0,0,0,0,0,0,0,0,0,0,0,0,0,0,0,0,0,0,0,0,0,0,0,0,0,0,0,0,0,0,0,0,0,0,0,0,0,0,0,0,0,0,0,0,0,0]
["",null,null,null,null,"","",null,null,null,null,null,null,null,null,null,null,null,null,null,null,null,null,null,null,null,null,null,null,null,null,null,null,null,null,null,null,null,null,null,null,null,null,null,null,null,null,null,null,null,null,null,null,null,null,null,null,null,null,null,null,null,null,null,null,null,null,null,null,null,null,null,null,null,null,null,null,null,null,null,null,null,null,null,null,null,null,null,null,null,null,null,null,null,null,null,null,null,null,0,0,0,0,0,0,0,0,0,0,0,0,0,0,0,0,0,0,0,0,0,0,0,0,0,0,0,0,0,0,0,0,0,0,0,0,0,0,0,0,0,0,0,0,0,0,0,0,0,0,0,0,0,0,0,0,0,0,0,0,0,0,0,0,0,0,0,0,0,0,0,0,0,0,0,0,0,0,0,0,0,0,0,0,0,0,0,0,0,0,0]
["",null,null,null,null,"","",null,null,null,null,null,null,null,null,null,null,null,null,null,null,null,null,null,null,null,null,null,null,null,null,null,null,null,null,null,null,null,null,null,null,null,null,null,null,null,null,null,null,null,null,null,null,null,null,null,null,null,null,null,null,null,null,null,null,null,null,null,null,null,null,null,null,null,null,null,null,null,null,null,null,null,null,null,null,null,null,null,null,null,null,null,null,null,null,null,null,null,null,0,0,0,0,0,0,0,0,0,0,0,0,0,0,0,0,0,0,0,0,0,0,0,0,0,0,0,0,0,0,0,0,0,0,0,0,0,0,0,0,0,0,0,0,0,0,0,0,0,0,0,0,0,0,0,0,0,0,0,0,0,0,0,0,0,0,0,0,0,0,0,0,0,0,0,0,0,0,0,0,0,0,0,0,0,0,0,0,0,0,0]
["",null,null,null,null,"","",null,null,null,null,null,null,null,null,null,null,null,null,null,null,null,null,null,null,null,null,null,null,null,null,null,null,null,null,null,null,null,null,null,null,null,null,null,null,null,null,null,null,null,null,null,null,null,null,null,null,null,null,null,null,null,null,null,null,null,null,null,null,null,null,null,null,null,null,null,null,null,null,null,null,null,null,null,null,null,null,null,null,null,null,null,null,null,null,null,null,null,null,0,0,0,0,0,0,0,0,0,0,0,0,0,0,0,0,0,0,0,0,0,0,0,0,0,0,0,0,0,0,0,0,0,0,0,0,0,0,0,0,0,0,0,0,0,0,0,0,0,0,0,0,0,0,0,0,0,0,0,0,0,0,0,0,0,0,0,0,0,0,0,0,0,0,0,0,0,0,0,0,0,0,0,0,0,0,0,0,0,0,0]
["",null,null,null,null,"","",null,null,null,null,null,null,null,null,null,null,null,null,null,null,null,null,null,null,null,null,null,null,null,null,null,null,null,null,null,null,null,null,null,null,null,null,null,null,null,null,null,null,null,null,null,null,null,null,null,null,null,null,null,null,null,null,null,null,null,null,null,null,null,null,null,null,null,null,null,null,null,null,null,null,null,null,null,null,null,null,null,null,null,null,null,null,null,null,null,null,null,null,0,0,0,0,0,0,0,0,0,0,0,0,0,0,0,0,0,0,0,0,0,0,0,0,0,0,0,0,0,0,0,0,0,0,0,0,0,0,0,0,0,0,0,0,0,0,0,0,0,0,0,0,0,0,0,0,0,0,0,0,0,0,0,0,0,0,0,0,0,0,0,0,0,0,0,0,0,0,0,0,0,0,0,0,0,0,0,0,0,0,0]
["",null,null,null,null,"","",null,null,null,null,null,null,null,null,null,null,null,null,null,null,null,null,null,null,null,null,null,null,null,null,null,null,null,null,null,null,null,null,null,null,null,null,null,null,null,null,null,null,null,null,null,null,null,null,null,null,null,null,null,null,null,null,null,null,null,null,null,null,null,null,null,null,null,null,null,null,null,null,null,null,null,null,null,null,null,null,null,null,null,null,null,null,null,null,null,null,null,null,0,0,0,0,0,0,0,0,0,0,0,0,0,0,0,0,0,0,0,0,0,0,0,0,0,0,0,0,0,0,0,0,0,0,0,0,0,0,0,0,0,0,0,0,0,0,0,0,0,0,0,0,0,0,0,0,0,0,0,0,0,0,0,0,0,0,0,0,0,0,0,0,0,0,0,0,0,0,0,0,0,0,0,0,0,0,0,0,0,0,0]
["",null,null,null,null,"","",null,null,null,null,null,null,null,null,null,null,null,null,null,null,null,null,null,null,null,null,null,null,null,null,null,null,null,null,null,null,null,null,null,null,null,null,null,null,null,null,null,null,null,null,null,null,null,null,null,null,null,null,null,null,null,null,null,null,null,null,null,null,null,null,null,null,null,null,null,null,null,null,null,null,null,null,null,null,null,null,null,null,null,null,null,null,null,null,null,null,null,null,0,0,0,0,0,0,0,0,0,0,0,0,0,0,0,0,0,0,0,0,0,0,0,0,0,0,0,0,0,0,0,0,0,0,0,0,0,0,0,0,0,0,0,0,0,0,0,0,0,0,0,0,0,0,0,0,0,0,0,0,0,0,0,0,0,0,0,0,0,0,0,0,0,0,0,0,0,0,0,0,0,0,0,0,0,0,0,0,0,0,0]
["",null,null,null,null,"","",null,null,null,null,null,null,null,null,null,null,null,null,null,null,null,null,null,null,null,null,null,null,null,null,null,null,null,null,null,null,null,null,null,null,null,null,null,null,null,null,null,null,null,null,null,null,null,null,null,null,null,null,null,null,null,null,null,null,null,null,null,null,null,null,null,null,null,null,null,null,null,null,null,null,null,null,null,null,null,null,null,null,null,null,null,null,null,null,null,null,null,null,0,0,0,0,0,0,0,0,0,0,0,0,0,0,0,0,0,0,0,0,0,0,0,0,0,0,0,0,0,0,0,0,0,0,0,0,0,0,0,0,0,0,0,0,0,0,0,0,0,0,0,0,0,0,0,0,0,0,0,0,0,0,0,0,0,0,0,0,0,0,0,0,0,0,0,0,0,0,0,0,0,0,0,0,0,0,0,0,0,0,0]
["",null,null,null,null,"","",null,null,null,null,null,null,null,null,null,null,null,null,null,null,null,null,null,null,null,null,null,null,null,null,null,null,null,null,null,null,null,null,null,null,null,null,null,null,null,null,null,null,null,null,null,null,null,null,null,null,null,null,null,null,null,null,null,null,null,null,null,null,null,null,null,null,null,null,null,null,null,null,null,null,null,null,null,null,null,null,null,null,null,null,null,null,null,null,null,null,null,null,0,0,0,0,0,0,0,0,0,0,0,0,0,0,0,0,0,0,0,0,0,0,0,0,0,0,0,0,0,0,0,0,0,0,0,0,0,0,0,0,0,0,0,0,0,0,0,0,0,0,0,0,0,0,0,0,0,0,0,0,0,0,0,0,0,0,0,0,0,0,0,0,0,0,0,0,0,0,0,0,0,0,0,0,0,0,0,0,0,0,0]
["",null,null,null,null,"","",null,null,null,null,null,null,null,null,null,null,null,null,null,null,null,null,null,null,null,null,null,null,null,null,null,null,null,null,null,null,null,null,null,null,null,null,null,null,null,null,null,null,null,null,null,null,null,null,null,null,null,null,null,null,null,null,null,null,null,null,null,null,null,null,null,null,null,null,null,null,null,null,null,null,null,null,null,null,null,null,null,null,null,null,null,null,null,null,null,null,null,null,0,0,0,0,0,0,0,0,0,0,0,0,0,0,0,0,0,0,0,0,0,0,0,0,0,0,0,0,0,0,0,0,0,0,0,0,0,0,0,0,0,0,0,0,0,0,0,0,0,0,0,0,0,0,0,0,0,0,0,0,0,0,0,0,0,0,0,0,0,0,0,0,0,0,0,0,0,0,0,0,0,0,0,0,0,0,0,0,0,0,0]
["",null,null,null,null,"","",null,null,null,null,null,null,null,null,null,null,null,null,null,null,null,null,null,null,null,null,null,null,null,null,null,null,null,null,null,null,null,null,null,null,null,null,null,null,null,null,null,null,null,null,null,null,null,null,null,null,null,null,null,null,null,null,null,null,null,null,null,null,null,null,null,null,null,null,null,null,null,null,null,null,null,null,null,null,null,null,null,null,null,null,null,null,null,null,null,null,null,null,0,0,0,0,0,0,0,0,0,0,0,0,0,0,0,0,0,0,0,0,0,0,0,0,0,0,0,0,0,0,0,0,0,0,0,0,0,0,0,0,0,0,0,0,0,0,0,0,0,0,0,0,0,0,0,0,0,0,0,0,0,0,0,0,0,0,0,0,0,0,0,0,0,0,0,0,0,0,0,0,0,0,0,0,0,0,0,0,0,0,0]
["",null,null,null,null,"","",null,null,null,null,null,null,null,null,null,null,null,null,null,null,null,null,null,null,null,null,null,null,null,null,null,null,null,null,null,null,null,null,null,null,null,null,null,null,null,null,null,null,null,null,null,null,null,null,null,null,null,null,null,null,null,null,null,null,null,null,null,null,null,null,null,null,null,null,null,null,null,null,null,null,null,null,null,null,null,null,null,null,null,null,null,null,null,null,null,null,null,null,0,0,0,0,0,0,0,0,0,0,0,0,0,0,0,0,0,0,0,0,0,0,0,0,0,0,0,0,0,0,0,0,0,0,0,0,0,0,0,0,0,0,0,0,0,0,0,0,0,0,0,0,0,0,0,0,0,0,0,0,0,0,0,0,0,0,0,0,0,0,0,0,0,0,0,0,0,0,0,0,0,0,0,0,0,0,0,0,0,0,0]
["",null,null,null,null,"","",null,null,null,null,null,null,null,null,null,null,null,null,null,null,null,null,null,null,null,null,null,null,null,null,null,null,null,null,null,null,null,null,null,null,null,null,null,null,null,null,null,null,null,null,null,null,null,null,null,null,null,null,null,null,null,null,null,null,null,null,null,null,null,null,null,null,null,null,null,null,null,null,null,null,null,null,null,null,null,null,null,null,null,null,null,null,null,null,null,null,null,null,0,0,0,0,0,0,0,0,0,0,0,0,0,0,0,0,0,0,0,0,0,0,0,0,0,0,0,0,0,0,0,0,0,0,0,0,0,0,0,0,0,0,0,0,0,0,0,0,0,0,0,0,0,0,0,0,0,0,0,0,0,0,0,0,0,0,0,0,0,0,0,0,0,0,0,0,0,0,0,0,0,0,0,0,0,0,0,0,0,0,0]
["",null,null,null,null,"","",null,null,null,null,null,null,null,null,null,null,null,null,null,null,null,null,null,null,null,null,null,null,null,null,null,null,null,null,null,null,null,null,null,null,null,null,null,null,null,null,null,null,null,null,null,null,null,null,null,null,null,null,null,null,null,null,null,null,null,null,null,null,null,null,null,null,null,null,null,null,null,null,null,null,null,null,null,null,null,null,null,null,null,null,null,null,null,null,null,null,null,null,{"$f":"IFERROR($D86*H86,\"\")","v":0},{"$f":"IFERROR($D86*I86,\"\")","v":0},{"$f":"IFERROR($D86*J86,\"\")","v":0},{"$f":"IFERROR($D86*K86,\"\")","v":0},{"$f":"IFERROR($D86*L86,\"\")","v":0},{"$f":"IFERROR($D86*M86,\"\")","v":0},{"$f":"IFERROR($D86*N86,\"\")","v":0},{"$f":"IFERROR($D86*O86,\"\")","v":0},{"$f":"IFERROR($D86*P86,\"\")","v":0},{"$f":"IFERROR($D86*Q86,\"\")","v":0},{"$f":"IFERROR($D86*R86,\"\")","v":0},{"$f":"IFERROR($D86*S86,\"\")","v":0},{"$f":"IFERROR($D86*T86,\"\")","v":0},{"$f":"IFERROR($D86*U86,\"\")","v":0},{"$f":"IFERROR($D86*V86,\"\")","v":0},{"$f":"IFERROR($D86*W86,\"\")","v":0},{"$f":"IFERROR($D86*X86,\"\")","v":0},{"$f":"IFERROR($D86*Y86,\"\")","v":0},{"$f":"IFERROR($D86*Z86,\"\")","v":0},{"$f":"IFERROR($D86*AA86,\"\")","v":0},{"$f":"IFERROR($D86*AB86,\"\")","v":0},{"$f":"IFERROR($D86*AC86,\"\")","v":0},{"$f":"IFERROR($D86*AD86,\"\")","v":0},{"$f":"IFERROR($D86*AE86,\"\")","v":0},{"$f":"IFERROR($D86*AF86,\"\")","v":0},{"$f":"IFERROR($D86*AG86,\"\")","v":0},{"$f":"IFERROR($D86*AH86,\"\")","v":0},{"$f":"IFERROR($D86*AI86,\"\")","v":0},{"$f":"IFERROR($D86*AJ86,\"\")","v":0},{"$f":"IFERROR($D86*AK86,\"\")","v":0},{"$f":"IFERROR($D86*AL86,\"\")","v":0},{"$f":"IFERROR($D86*AM86,\"\")","v":0},{"$f":"IFERROR($D86*AN86,\"\")","v":0},{"$f":"IFERROR($D86*AO86,\"\")","v":0},{"$f":"IFERROR($D86*AP86,\"\")","v":0},{"$f":"IFERROR($D86*AQ86,\"\")","v":0},{"$f":"IFERROR($D86*AR86,\"\")","v":0},{"$f":"IFERROR($D86*AS86,\"\")","v":0},{"$f":"IFERROR($D86*AT86,\"\")","v":0},{"$f":"IFERROR($D86*AU86,\"\")","v":0},{"$f":"IFERROR($D86*AV86,\"\")","v":0},{"$f":"IFERROR($D86*AW86,\"\")","v":0},{"$f":"IFERROR($D86*AX86,\"\")","v":0},{"$f":"IFERROR($D86*AY86,\"\")","v":0},{"$f":"IFERROR($D86*AZ86,\"\")","v":0},{"$f":"IFERROR($D86*BA86,\"\")","v":0},{"$f":"IFERROR($D86*BB86,\"\")","v":0},{"$f":"IFERROR($D86*BC86,\"\")","v":0},{"$f":"IFERROR($D86*BD86,\"\")","v":0},{"$f":"IFERROR($D86*BE86,\"\")","v":0},{"$f":"IFERROR($D86*BF86,\"\")","v":0},{"$f":"IFERROR($D86*BG86,\"\")","v":0},{"$f":"IFERROR($D86*BH86,\"\")","v":0},{"$f":"IFERROR($D86*BI86,\"\")","v":0},{"$f":"IFERROR($D86*BJ86,\"\")","v":0},{"$f":"IFERROR($D86*BK86,\"\")","v":0},{"$f":"IFERROR($D86*BL86,\"\")","v":0},{"$f":"IFERROR($D86*BM86,\"\")","v":0},{"$f":"IFERROR($D86*BN86,\"\")","v":0},{"$f":"IFERROR($D86*BO86,\"\")","v":0},{"$f":"IFERROR($D86*BP86,\"\")","v":0},{"$f":"IFERROR($D86*BQ86,\"\")","v":0},{"$f":"IFERROR($D86*BR86,\"\")","v":0},{"$f":"IFERROR($D86*BS86,\"\")","v":0},{"$f":"IFERROR($D86*BT86,\"\")","v":0},{"$f":"IFERROR($D86*BU86,\"\")","v":0},{"$f":"IFERROR($D86*BV86,\"\")","v":0},{"$f":"IFERROR($D86*BW86,\"\")","v":0},{"$f":"IFERROR($D86*BX86,\"\")","v":0},{"$f":"IFERROR($D86*BY86,\"\")","v":0},{"$f":"IFERROR($D86*BZ86,\"\")","v":0},{"$f":"IFERROR($D86*CA86,\"\")","v":0},{"$f":"IFERROR($D86*CB86,\"\")","v":0},{"$f":"IFERROR($D86*CC86,\"\")","v":0},{"$f":"IFERROR($D86*CD86,\"\")","v":0},{"$f":"IFERROR($D86*CE86,\"\")","v":0},{"$f":"IFERROR($D86*CF86,\"\")","v":0},{"$f":"IFERROR($D86*CG86,\"\")","v":0},{"$f":"IFERROR($D86*CH86,\"\")","v":0},{"$f":"IFERROR($D86*CI86,\"\")","v":0},{"$f":"IFERROR($D86*CJ86,\"\")","v":0},{"$f":"IFERROR($D86*CK86,\"\")","v":0},{"$f":"IFERROR($D86*CL86,\"\")","v":0},{"$f":"IFERROR($D86*CM86,\"\")","v":0},{"$f":"IFERROR($D86*CN86,\"\")","v":0},{"$f":"IFERROR($D86*CO86,\"\")","v":0},{"$f":"IFERROR($D86*CP86,\"\")","v":0},{"$f":"IFERROR($D86*CQ86,\"\")","v":0},{"$f":"IFERROR($D86*CR86,\"\")","v":0},{"$f":"IFERROR($D86*CS86,\"\")","v":0},{"$f":"IFERROR($D86*CT86,\"\")","v":0}]
["",null,null,null,null,"","",null,null,null,null,null,null,null,null,null,null,null,null,null,null,null,null,null,null,null,null,null,null,null,null,null,null,null,null,null,null,null,null,null,null,null,null,null,null,null,null,null,null,null,null,null,null,null,null,null,null,null,null,null,null,null,null,null,null,null,null,null,null,null,null,null,null,null,null,null,null,null,null,null,null,null,null,null,null,null,null,null,null,null,null,null,null,null,null,null,null,null,null,0,0,0,0,0,0,0,0,0,0,0,0,0,0,0,0,0,0,0,0,0,0,0,0,0,0,0,0,0,0,0,0,0,0,0,0,0,0,0,0,0,0,0,0,0,0,0,0,0,0,0,0,0,0,0,0,0,0,0,0,0,0,0,0,0,0,0,0,0,0,0,0,0,0,0,0,0,0,0,0,0,0,0,0,0,0,0,0,0,0,0]
["",null,null,null,null,"","",null,null,null,null,null,null,null,null,null,null,null,null,null,null,null,null,null,null,null,null,null,null,null,null,null,null,null,null,null,null,null,null,null,null,null,null,null,null,null,null,null,null,null,null,null,null,null,null,null,null,null,null,null,null,null,null,null,null,null,null,null,null,null,null,null,null,null,null,null,null,null,null,null,null,null,null,null,null,null,null,null,null,null,null,null,null,null,null,null,null,null,null,0,0,0,0,0,0,0,0,0,0,0,0,0,0,0,0,0,0,0,0,0,0,0,0,0,0,0,0,0,0,0,0,0,0,0,0,0,0,0,0,0,0,0,0,0,0,0,0,0,0,0,0,0,0,0,0,0,0,0,0,0,0,0,0,0,0,0,0,0,0,0,0,0,0,0,0,0,0,0,0,0,0,0,0,0,0,0,0,0,0,0]
["",null,null,null,null,"","",null,null,null,null,null,null,null,null,null,null,null,null,null,null,null,null,null,null,null,null,null,null,null,null,null,null,null,null,null,null,null,null,null,null,null,null,null,null,null,null,null,null,null,null,null,null,null,null,null,null,null,null,null,null,null,null,null,null,null,null,null,null,null,null,null,null,null,null,null,null,null,null,null,null,null,null,null,null,null,null,null,null,null,null,null,null,null,null,null,null,null,null,0,0,0,0,0,0,0,0,0,0,0,0,0,0,0,0,0,0,0,0,0,0,0,0,0,0,0,0,0,0,0,0,0,0,0,0,0,0,0,0,0,0,0,0,0,0,0,0,0,0,0,0,0,0,0,0,0,0,0,0,0,0,0,0,0,0,0,0,0,0,0,0,0,0,0,0,0,0,0,0,0,0,0,0,0,0,0,0,0,0,0]
["",null,null,null,null,"","",null,null,null,null,null,null,null,null,null,null,null,null,null,null,null,null,null,null,null,null,null,null,null,null,null,null,null,null,null,null,null,null,null,null,null,null,null,null,null,null,null,null,null,null,null,null,null,null,null,null,null,null,null,null,null,null,null,null,null,null,null,null,null,null,null,null,null,null,null,null,null,null,null,null,null,null,null,null,null,null,null,null,null,null,null,null,null,null,null,null,null,null,0,0,0,0,0,0,0,0,0,0,0,0,0,0,0,0,0,0,0,0,0,0,0,0,0,0,0,0,0,0,0,0,0,0,0,0,0,0,0,0,0,0,0,0,0,0,0,0,0,0,0,0,0,0,0,0,0,0,0,0,0,0,0,0,0,0,0,0,0,0,0,0,0,0,0,0,0,0,0,0,0,0,0,0,0,0,0,0,0,0,0]
["",null,null,null,null,"","",null,null,null,null,null,null,null,null,null,null,null,null,null,null,null,null,null,null,null,null,null,null,null,null,null,null,null,null,null,null,null,null,null,null,null,null,null,null,null,null,null,null,null,null,null,null,null,null,null,null,null,null,null,null,null,null,null,null,null,null,null,null,null,null,null,null,null,null,null,null,null,null,null,null,null,null,null,null,null,null,null,null,null,null,null,null,null,null,null,null,null,null,0,0,0,0,0,0,0,0,0,0,0,0,0,0,0,0,0,0,0,0,0,0,0,0,0,0,0,0,0,0,0,0,0,0,0,0,0,0,0,0,0,0,0,0,0,0,0,0,0,0,0,0,0,0,0,0,0,0,0,0,0,0,0,0,0,0,0,0,0,0,0,0,0,0,0,0,0,0,0,0,0,0,0,0,0,0,0,0,0,0,0]
["",null,null,null,null,"","",null,null,null,null,null,null,null,null,null,null,null,null,null,null,null,null,null,null,null,null,null,null,null,null,null,null,null,null,null,null,null,null,null,null,null,null,null,null,null,null,null,null,null,null,null,null,null,null,null,null,null,null,null,null,null,null,null,null,null,null,null,null,null,null,null,null,null,null,null,null,null,null,null,null,null,null,null,null,null,null,null,null,null,null,null,null,null,null,null,null,null,null,0,0,0,0,0,0,0,0,0,0,0,0,0,0,0,0,0,0,0,0,0,0,0,0,0,0,0,0,0,0,0,0,0,0,0,0,0,0,0,0,0,0,0,0,0,0,0,0,0,0,0,0,0,0,0,0,0,0,0,0,0,0,0,0,0,0,0,0,0,0,0,0,0,0,0,0,0,0,0,0,0,0,0,0,0,0,0,0,0,0,0]
["",null,null,null,null,"","",null,null,null,null,null,null,null,null,null,null,null,null,null,null,null,null,null,null,null,null,null,null,null,null,null,null,null,null,null,null,null,null,null,null,null,null,null,null,null,null,null,null,null,null,null,null,null,null,null,null,null,null,null,null,null,null,null,null,null,null,null,null,null,null,null,null,null,null,null,null,null,null,null,null,null,null,null,null,null,null,null,null,null,null,null,null,null,null,null,null,null,null,0,0,0,0,0,0,0,0,0,0,0,0,0,0,0,0,0,0,0,0,0,0,0,0,0,0,0,0,0,0,0,0,0,0,0,0,0,0,0,0,0,0,0,0,0,0,0,0,0,0,0,0,0,0,0,0,0,0,0,0,0,0,0,0,0,0,0,0,0,0,0,0,0,0,0,0,0,0,0,0,0,0,0,0,0,0,0,0,0,0,0]
["",null,null,null,null,"","",null,null,null,null,null,null,null,null,null,null,null,null,null,null,null,null,null,null,null,null,null,null,null,null,null,null,null,null,null,null,null,null,null,null,null,null,null,null,null,null,null,null,null,null,null,null,null,null,null,null,null,null,null,null,null,null,null,null,null,null,null,null,null,null,null,null,null,null,null,null,null,null,null,null,null,null,null,null,null,null,null,null,null,null,null,null,null,null,null,null,null,null,0,0,0,0,0,0,0,0,0,0,0,0,0,0,0,0,0,0,0,0,0,0,0,0,0,0,0,0,0,0,0,0,0,0,0,0,0,0,0,0,0,0,0,0,0,0,0,0,0,0,0,0,0,0,0,0,0,0,0,0,0,0,0,0,0,0,0,0,0,0,0,0,0,0,0,0,0,0,0,0,0,0,0,0,0,0,0,0,0,0,0]
["",null,null,null,null,"","",null,null,null,null,null,null,null,null,null,null,null,null,null,null,null,null,null,null,null,null,null,null,null,null,null,null,null,null,null,null,null,null,null,null,null,null,null,null,null,null,null,null,null,null,null,null,null,null,null,null,null,null,null,null,null,null,null,null,null,null,null,null,null,null,null,null,null,null,null,null,null,null,null,null,null,null,null,null,null,null,null,null,null,null,null,null,null,null,null,null,null,null,0,0,0,0,0,0,0,0,0,0,0,0,0,0,0,0,0,0,0,0,0,0,0,0,0,0,0,0,0,0,0,0,0,0,0,0,0,0,0,0,0,0,0,0,0,0,0,0,0,0,0,0,0,0,0,0,0,0,0,0,0,0,0,0,0,0,0,0,0,0,0,0,0,0,0,0,0,0,0,0,0,0,0,0,0,0,0,0,0,0,0]
["",null,null,null,null,"","",null,null,null,null,null,null,null,null,null,null,null,null,null,null,null,null,null,null,null,null,null,null,null,null,null,null,null,null,null,null,null,null,null,null,null,null,null,null,null,null,null,null,null,null,null,null,null,null,null,null,null,null,null,null,null,null,null,null,null,null,null,null,null,null,null,null,null,null,null,null,null,null,null,null,null,null,null,null,null,null,null,null,null,null,null,null,null,null,null,null,null,null,0,0,0,0,0,0,0,0,0,0,0,0,0,0,0,0,0,0,0,0,0,0,0,0,0,0,0,0,0,0,0,0,0,0,0,0,0,0,0,0,0,0,0,0,0,0,0,0,0,0,0,0,0,0,0,0,0,0,0,0,0,0,0,0,0,0,0,0,0,0,0,0,0,0,0,0,0,0,0,0,0,0,0,0,0,0,0,0,0,0,0]
["",null,null,null,null,"","",null,null,null,null,null,null,null,null,null,null,null,null,null,null,null,null,null,null,null,null,null,null,null,null,null,null,null,null,null,null,null,null,null,null,null,null,null,null,null,null,null,null,null,null,null,null,null,null,null,null,null,null,null,null,null,null,null,null,null,null,null,null,null,null,null,null,null,null,null,null,null,null,null,null,null,null,null,null,null,null,null,null,null,null,null,null,null,null,null,null,null,null,0,0,0,0,0,0,0,0,0,0,0,0,0,0,0,0,0,0,0,0,0,0,0,0,0,0,0,0,0,0,0,0,0,0,0,0,0,0,0,0,0,0,0,0,0,0,0,0,0,0,0,0,0,0,0,0,0,0,0,0,0,0,0,0,0,0,0,0,0,0,0,0,0,0,0,0,0,0,0,0,0,0,0,0,0,0,0,0,0,0,0]
["",null,null,null,null,"","",null,null,null,null,null,null,null,null,null,null,null,null,null,null,null,null,null,null,null,null,null,null,null,null,null,null,null,null,null,null,null,null,null,null,null,null,null,null,null,null,null,null,null,null,null,null,null,null,null,null,null,null,null,null,null,null,null,null,null,null,null,null,null,null,null,null,null,null,null,null,null,null,null,null,null,null,null,null,null,null,null,null,null,null,null,null,null,null,null,null,null,null,0,0,0,0,0,0,0,0,0,0,0,0,0,0,0,0,0,0,0,0,0,0,0,0,0,0,0,0,0,0,0,0,0,0,0,0,0,0,0,0,0,0,0,0,0,0,0,0,0,0,0,0,0,0,0,0,0,0,0,0,0,0,0,0,0,0,0,0,0,0,0,0,0,0,0,0,0,0,0,0,0,0,0,0,0,0,0,0,0,0,0]
["",null,null,null,null,"","",null,null,null,null,null,null,null,null,null,null,null,null,null,null,null,null,null,null,null,null,null,null,null,null,null,null,null,null,null,null,null,null,null,null,null,null,null,null,null,null,null,null,null,null,null,null,null,null,null,null,null,null,null,null,null,null,null,null,null,null,null,null,null,null,null,null,null,null,null,null,null,null,null,null,null,null,null,null,null,null,null,null,null,null,null,null,null,null,null,null,null,null,0,0,0,0,0,0,0,0,0,0,0,0,0,0,0,0,0,0,0,0,0,0,0,0,0,0,0,0,0,0,0,0,0,0,0,0,0,0,0,0,0,0,0,0,0,0,0,0,0,0,0,0,0,0,0,0,0,0,0,0,0,0,0,0,0,0,0,0,0,0,0,0,0,0,0,0,0,0,0,0,0,0,0,0,0,0,0,0,0,0,0]
["",null,null,null,null,"","",null,null,null,null,null,null,null,null,null,null,null,null,null,null,null,null,null,null,null,null,null,null,null,null,null,null,null,null,null,null,null,null,null,null,null,null,null,null,null,null,null,null,null,null,null,null,null,null,null,null,null,null,null,null,null,null,null,null,null,null,null,null,null,null,null,null,null,null,null,null,null,null,null,null,null,null,null,null,null,null,null,null,null,null,null,null,null,null,null,null,null,null,0,0,0,0,0,0,0,0,0,0,0,0,0,0,0,0,0,0,0,0,0,0,0,0,0,0,0,0,0,0,0,0,0,0,0,0,0,0,0,0,0,0,0,0,0,0,0,0,0,0,0,0,0,0,0,0,0,0,0,0,0,0,0,0,0,0,0,0,0,0,0,0,0,0,0,0,0,0,0,0,0,0,0,0,0,0,0,0,0,0,0]
["",null,null,null,null,"","",null,null,null,null,null,null,null,null,null,null,null,null,null,null,null,null,null,null,null,null,null,null,null,null,null,null,null,null,null,null,null,null,null,null,null,null,null,null,null,null,null,null,null,null,null,null,null,null,null,null,null,null,null,null,null,null,null,null,null,null,null,null,null,null,null,null,null,null,null,null,null,null,null,null,null,null,null,null,null,null,null,null,null,null,null,null,null,null,null,null,null,null,0,0,0,0,0,0,0,0,0,0,0,0,0,0,0,0,0,0,0,0,0,0,0,0,0,0,0,0,0,0,0,0,0,0,0,0,0,0,0,0,0,0,0,0,0,0,0,0,0,0,0,0,0,0,0,0,0,0,0,0,0,0,0,0,0,0,0,0,0,0,0,0,0,0,0,0,0,0,0,0,0,0,0,0,0,0,0,0,0,0,0]
["",null,null,null,null,"","",null,null,null,null,null,null,null,null,null,null,null,null,null,null,null,null,null,null,null,null,null,null,null,null,null,null,null,null,null,null,null,null,null,null,null,null,null,null,null,null,null,null,null,null,null,null,null,null,null,null,null,null,null,null,null,null,null,null,null,null,null,null,null,null,null,null,null,null,null,null,null,null,null,null,null,null,null,null,null,null,null,null,null,null,null,null,null,null,null,null,null,null,0,0,0,0,0,0,0,0,0,0,0,0,0,0,0,0,0,0,0,0,0,0,0,0,0,0,0,0,0,0,0,0,0,0,0,0,0,0,0,0,0,0,0,0,0,0,0,0,0,0,0,0,0,0,0,0,0,0,0,0,0,0,0,0,0,0,0,0,0,0,0,0,0,0,0,0,0,0,0,0,0,0,0,0,0,0,0,0,0,0,0]
["",null,null,null,null,"","",null,null,null,null,null,null,null,null,null,null,null,null,null,null,null,null,null,null,null,null,null,null,null,null,null,null,null,null,null,null,null,null,null,null,null,null,null,null,null,null,null,null,null,null,null,null,null,null,null,null,null,null,null,null,null,null,null,null,null,null,null,null,null,null,null,null,null,null,null,null,null,null,null,null,null,null,null,null,null,null,null,null,null,null,null,null,null,null,null,null,null,null,0,0,0,0,0,0,0,0,0,0,0,0,0,0,0,0,0,0,0,0,0,0,0,0,0,0,0,0,0,0,0,0,0,0,0,0,0,0,0,0,0,0,0,0,0,0,0,0,0,0,0,0,0,0,0,0,0,0,0,0,0,0,0,0,0,0,0,0,0,0,0,0,0,0,0,0,0,0,0,0,0,0,0,0,0,0,0,0,0,0,0]
["",null,null,null,null,"","",null,null,null,null,null,null,null,null,null,null,null,null,null,null,null,null,null,null,null,null,null,null,null,null,null,null,null,null,null,null,null,null,null,null,null,null,null,null,null,null,null,null,null,null,null,null,null,null,null,null,null,null,null,null,null,null,null,null,null,null,null,null,null,null,null,null,null,null,null,null,null,null,null,null,null,null,null,null,null,null,null,null,null,null,null,null,null,null,null,null,null,null,0,0,0,0,0,0,0,0,0,0,0,0,0,0,0,0,0,0,0,0,0,0,0,0,0,0,0,0,0,0,0,0,0,0,0,0,0,0,0,0,0,0,0,0,0,0,0,0,0,0,0,0,0,0,0,0,0,0,0,0,0,0,0,0,0,0,0,0,0,0,0,0,0,0,0,0,0,0,0,0,0,0,0,0,0,0,0,0,0,0,0]
["",null,null,null,null,"","",null,null,null,null,null,null,null,null,null,null,null,null,null,null,null,null,null,null,null,null,null,null,null,null,null,null,null,null,null,null,null,null,null,null,null,null,null,null,null,null,null,null,null,null,null,null,null,null,null,null,null,null,null,null,null,null,null,null,null,null,null,null,null,null,null,null,null,null,null,null,null,null,null,null,null,null,null,null,null,null,null,null,null,null,null,null,null,null,null,null,null,null,0,0,0,0,0,0,0,0,0,0,0,0,0,0,0,0,0,0,0,0,0,0,0,0,0,0,0,0,0,0,0,0,0,0,0,0,0,0,0,0,0,0,0,0,0,0,0,0,0,0,0,0,0,0,0,0,0,0,0,0,0,0,0,0,0,0,0,0,0,0,0,0,0,0,0,0,0,0,0,0,0,0,0,0,0,0,0,0,0,0,0]
["",null,null,null,null,"","",null,null,null,null,null,null,null,null,null,null,null,null,null,null,null,null,null,null,null,null,null,null,null,null,null,null,null,null,null,null,null,null,null,null,null,null,null,null,null,null,null,null,null,null,null,null,null,null,null,null,null,null,null,null,null,null,null,null,null,null,null,null,null,null,null,null,null,null,null,null,null,null,null,null,null,null,null,null,null,null,null,null,null,null,null,null,null,null,null,null,null,null,0,0,0,0,0,0,0,0,0,0,0,0,0,0,0,0,0,0,0,0,0,0,0,0,0,0,0,0,0,0,0,0,0,0,0,0,0,0,0,0,0,0,0,0,0,0,0,0,0,0,0,0,0,0,0,0,0,0,0,0,0,0,0,0,0,0,0,0,0,0,0,0,0,0,0,0,0,0,0,0,0,0,0,0,0,0,0,0,0,0,0]
["",null,null,null,null,"","",null,null,null,null,null,null,null,null,null,null,null,null,null,null,null,null,null,null,null,null,null,null,null,null,null,null,null,null,null,null,null,null,null,null,null,null,null,null,null,null,null,null,null,null,null,null,null,null,null,null,null,null,null,null,null,null,null,null,null,null,null,null,null,null,null,null,null,null,null,null,null,null,null,null,null,null,null,null,null,null,null,null,null,null,null,null,null,null,null,null,null,null,0,0,0,0,0,0,0,0,0,0,0,0,0,0,0,0,0,0,0,0,0,0,0,0,0,0,0,0,0,0,0,0,0,0,0,0,0,0,0,0,0,0,0,0,0,0,0,0,0,0,0,0,0,0,0,0,0,0,0,0,0,0,0,0,0,0,0,0,0,0,0,0,0,0,0,0,0,0,0,0,0,0,0,0,0,0,0,0,0,0,0]
["",null,null,null,null,"","",null,null,null,null,null,null,null,null,null,null,null,null,null,null,null,null,null,null,null,null,null,null,null,null,null,null,null,null,null,null,null,null,null,null,null,null,null,null,null,null,null,null,null,null,null,null,null,null,null,null,null,null,null,null,null,null,null,null,null,null,null,null,null,null,null,null,null,null,null,null,null,null,null,null,null,null,null,null,null,null,null,null,null,null,null,null,null,null,null,null,null,null,0,0,0,0,0,0,0,0,0,0,0,0,0,0,0,0,0,0,0,0,0,0,0,0,0,0,0,0,0,0,0,0,0,0,0,0,0,0,0,0,0,0,0,0,0,0,0,0,0,0,0,0,0,0,0,0,0,0,0,0,0,0,0,0,0,0,0,0,0,0,0,0,0,0,0,0,0,0,0,0,0,0,0,0,0,0,0,0,0,0,0]
["",null,null,null,null,"","",null,null,null,null,null,null,null,null,null,null,null,null,null,null,null,null,null,null,null,null,null,null,null,null,null,null,null,null,null,null,null,null,null,null,null,null,null,null,null,null,null,null,null,null,null,null,null,null,null,null,null,null,null,null,null,null,null,null,null,null,null,null,null,null,null,null,null,null,null,null,null,null,null,null,null,null,null,null,null,null,null,null,null,null,null,null,null,null,null,null,null,null,0,0,0,0,0,0,0,0,0,0,0,0,0,0,0,0,0,0,0,0,0,0,0,0,0,0,0,0,0,0,0,0,0,0,0,0,0,0,0,0,0,0,0,0,0,0,0,0,0,0,0,0,0,0,0,0,0,0,0,0,0,0,0,0,0,0,0,0,0,0,0,0,0,0,0,0,0,0,0,0,0,0,0,0,0,0,0,0,0,0,0]
["",null,null,null,null,"","",null,null,null,null,null,null,null,null,null,null,null,null,null,null,null,null,null,null,null,null,null,null,null,null,null,null,null,null,null,null,null,null,null,null,null,null,null,null,null,null,null,null,null,null,null,null,null,null,null,null,null,null,null,null,null,null,null,null,null,null,null,null,null,null,null,null,null,null,null,null,null,null,null,null,null,null,null,null,null,null,null,null,null,null,null,null,null,null,null,null,null,null,0,0,0,0,0,0,0,0,0,0,0,0,0,0,0,0,0,0,0,0,0,0,0,0,0,0,0,0,0,0,0,0,0,0,0,0,0,0,0,0,0,0,0,0,0,0,0,0,0,0,0,0,0,0,0,0,0,0,0,0,0,0,0,0,0,0,0,0,0,0,0,0,0,0,0,0,0,0,0,0,0,0,0,0,0,0,0,0,0,0,0]
["",null,null,null,null,"","",null,null,null,null,null,null,null,null,null,null,null,null,null,null,null,null,null,null,null,null,null,null,null,null,null,null,null,null,null,null,null,null,null,null,null,null,null,null,null,null,null,null,null,null,null,null,null,null,null,null,null,null,null,null,null,null,null,null,null,null,null,null,null,null,null,null,null,null,null,null,null,null,null,null,null,null,null,null,null,null,null,null,null,null,null,null,null,null,null,null,null,null,0,0,0,0,0,0,0,0,0,0,0,0,0,0,0,0,0,0,0,0,0,0,0,0,0,0,0,0,0,0,0,0,0,0,0,0,0,0,0,0,0,0,0,0,0,0,0,0,0,0,0,0,0,0,0,0,0,0,0,0,0,0,0,0,0,0,0,0,0,0,0,0,0,0,0,0,0,0,0,0,0,0,0,0,0,0,0,0,0,0,0]
["",null,null,null,null,"","",null,null,null,null,null,null,null,null,null,null,null,null,null,null,null,null,null,null,null,null,null,null,null,null,null,null,null,null,null,null,null,null,null,null,null,null,null,null,null,null,null,null,null,null,null,null,null,null,null,null,null,null,null,null,null,null,null,null,null,null,null,null,null,null,null,null,null,null,null,null,null,null,null,null,null,null,null,null,null,null,null,null,null,null,null,null,null,null,null,null,null,null,0,0,0,0,0,0,0,0,0,0,0,0,0,0,0,0,0,0,0,0,0,0,0,0,0,0,0,0,0,0,0,0,0,0,0,0,0,0,0,0,0,0,0,0,0,0,0,0,0,0,0,0,0,0,0,0,0,0,0,0,0,0,0,0,0,0,0,0,0,0,0,0,0,0,0,0,0,0,0,0,0,0,0,0,0,0,0,0,0,0,0]
["",null,null,null,null,"","",null,null,null,null,null,null,null,null,null,null,null,null,null,null,null,null,null,null,null,null,null,null,null,null,null,null,null,null,null,null,null,null,null,null,null,null,null,null,null,null,null,null,null,null,null,null,null,null,null,null,null,null,null,null,null,null,null,null,null,null,null,null,null,null,null,null,null,null,null,null,null,null,null,null,null,null,null,null,null,null,null,null,null,null,null,null,null,null,null,null,null,null,0,0,0,0,0,0,0,0,0,0,0,0,0,0,0,0,0,0,0,0,0,0,0,0,0,0,0,0,0,0,0,0,0,0,0,0,0,0,0,0,0,0,0,0,0,0,0,0,0,0,0,0,0,0,0,0,0,0,0,0,0,0,0,0,0,0,0,0,0,0,0,0,0,0,0,0,0,0,0,0,0,0,0,0,0,0,0,0,0,0,0]
["",null,null,null,null,"","",null,null,null,null,null,null,null,null,null,null,null,null,null,null,null,null,null,null,null,null,null,null,null,null,null,null,null,null,null,null,null,null,null,null,null,null,null,null,null,null,null,null,null,null,null,null,null,null,null,null,null,null,null,null,null,null,null,null,null,null,null,null,null,null,null,null,null,null,null,null,null,null,null,null,null,null,null,null,null,null,null,null,null,null,null,null,null,null,null,null,null,null,0,0,0,0,0,0,0,0,0,0,0,0,0,0,0,0,0,0,0,0,0,0,0,0,0,0,0,0,0,0,0,0,0,0,0,0,0,0,0,0,0,0,0,0,0,0,0,0,0,0,0,0,0,0,0,0,0,0,0,0,0,0,0,0,0,0,0,0,0,0,0,0,0,0,0,0,0,0,0,0,0,0,0,0,0,0,0,0,0,0,0]
["",null,null,null,null,"","",null,null,null,null,null,null,null,null,null,null,null,null,null,null,null,null,null,null,null,null,null,null,null,null,null,null,null,null,null,null,null,null,null,null,null,null,null,null,null,null,null,null,null,null,null,null,null,null,null,null,null,null,null,null,null,null,null,null,null,null,null,null,null,null,null,null,null,null,null,null,null,null,null,null,null,null,null,null,null,null,null,null,null,null,null,null,null,null,null,null,null,null,0,0,0,0,0,0,0,0,0,0,0,0,0,0,0,0,0,0,0,0,0,0,0,0,0,0,0,0,0,0,0,0,0,0,0,0,0,0,0,0,0,0,0,0,0,0,0,0,0,0,0,0,0,0,0,0,0,0,0,0,0,0,0,0,0,0,0,0,0,0,0,0,0,0,0,0,0,0,0,0,0,0,0,0,0,0,0,0,0,0,0]
["",null,null,null,null,"","",null,null,null,null,null,null,null,null,null,null,null,null,null,null,null,null,null,null,null,null,null,null,null,null,null,null,null,null,null,null,null,null,null,null,null,null,null,null,null,null,null,null,null,null,null,null,null,null,null,null,null,null,null,null,null,null,null,null,null,null,null,null,null,null,null,null,null,null,null,null,null,null,null,null,null,null,null,null,null,null,null,null,null,null,null,null,null,null,null,null,null,null,0,0,0,0,0,0,0,0,0,0,0,0,0,0,0,0,0,0,0,0,0,0,0,0,0,0,0,0,0,0,0,0,0,0,0,0,0,0,0,0,0,0,0,0,0,0,0,0,0,0,0,0,0,0,0,0,0,0,0,0,0,0,0,0,0,0,0,0,0,0,0,0,0,0,0,0,0,0,0,0,0,0,0,0,0,0,0,0,0,0,0]
["",null,null,null,null,"","",null,null,null,null,null,null,null,null,null,null,null,null,null,null,null,null,null,null,null,null,null,null,null,null,null,null,null,null,null,null,null,null,null,null,null,null,null,null,null,null,null,null,null,null,null,null,null,null,null,null,null,null,null,null,null,null,null,null,null,null,null,null,null,null,null,null,null,null,null,null,null,null,null,null,null,null,null,null,null,null,null,null,null,null,null,null,null,null,null,null,null,null,0,0,0,0,0,0,0,0,0,0,0,0,0,0,0,0,0,0,0,0,0,0,0,0,0,0,0,0,0,0,0,0,0,0,0,0,0,0,0,0,0,0,0,0,0,0,0,0,0,0,0,0,0,0,0,0,0,0,0,0,0,0,0,0,0,0,0,0,0,0,0,0,0,0,0,0,0,0,0,0,0,0,0,0,0,0,0,0,0,0,0]
["",null,null,null,null,"","",null,null,null,null,null,null,null,null,null,null,null,null,null,null,null,null,null,null,null,null,null,null,null,null,null,null,null,null,null,null,null,null,null,null,null,null,null,null,null,null,null,null,null,null,null,null,null,null,null,null,null,null,null,null,null,null,null,null,null,null,null,null,null,null,null,null,null,null,null,null,null,null,null,null,null,null,null,null,null,null,null,null,null,null,null,null,null,null,null,null,null,null,0,0,0,0,0,0,0,0,0,0,0,0,0,0,0,0,0,0,0,0,0,0,0,0,0,0,0,0,0,0,0,0,0,0,0,0,0,0,0,0,0,0,0,0,0,0,0,0,0,0,0,0,0,0,0,0,0,0,0,0,0,0,0,0,0,0,0,0,0,0,0,0,0,0,0,0,0,0,0,0,0,0,0,0,0,0,0,0,0,0,0]
["",null,null,null,null,"","",null,null,null,null,null,null,null,null,null,null,null,null,null,null,null,null,null,null,null,null,null,null,null,null,null,null,null,null,null,null,null,null,null,null,null,null,null,null,null,null,null,null,null,null,null,null,null,null,null,null,null,null,null,null,null,null,null,null,null,null,null,null,null,null,null,null,null,null,null,null,null,null,null,null,null,null,null,null,null,null,null,null,null,null,null,null,null,null,null,null,null,null,0,0,0,0,0,0,0,0,0,0,0,0,0,0,0,0,0,0,0,0,0,0,0,0,0,0,0,0,0,0,0,0,0,0,0,0,0,0,0,0,0,0,0,0,0,0,0,0,0,0,0,0,0,0,0,0,0,0,0,0,0,0,0,0,0,0,0,0,0,0,0,0,0,0,0,0,0,0,0,0,0,0,0,0,0,0,0,0,0,0,0]
["",null,null,null,null,"","",null,null,null,null,null,null,null,null,null,null,null,null,null,null,null,null,null,null,null,null,null,null,null,null,null,null,null,null,null,null,null,null,null,null,null,null,null,null,null,null,null,null,null,null,null,null,null,null,null,null,null,null,null,null,null,null,null,null,null,null,null,null,null,null,null,null,null,null,null,null,null,null,null,null,null,null,null,null,null,null,null,null,null,null,null,null,null,null,null,null,null,null,0,0,0,0,0,0,0,0,0,0,0,0,0,0,0,0,0,0,0,0,0,0,0,0,0,0,0,0,0,0,0,0,0,0,0,0,0,0,0,0,0,0,0,0,0,0,0,0,0,0,0,0,0,0,0,0,0,0,0,0,0,0,0,0,0,0,0,0,0,0,0,0,0,0,0,0,0,0,0,0,0,0,0,0,0,0,0,0,0,0,0]
["",null,null,null,null,"","",null,null,null,null,null,null,null,null,null,null,null,null,null,null,null,null,null,null,null,null,null,null,null,null,null,null,null,null,null,null,null,null,null,null,null,null,null,null,null,null,null,null,null,null,null,null,null,null,null,null,null,null,null,null,null,null,null,null,null,null,null,null,null,null,null,null,null,null,null,null,null,null,null,null,null,null,null,null,null,null,null,null,null,null,null,null,null,null,null,null,null,null,0,0,0,0,0,0,0,0,0,0,0,0,0,0,0,0,0,0,0,0,0,0,0,0,0,0,0,0,0,0,0,0,0,0,0,0,0,0,0,0,0,0,0,0,0,0,0,0,0,0,0,0,0,0,0,0,0,0,0,0,0,0,0,0,0,0,0,0,0,0,0,0,0,0,0,0,0,0,0,0,0,0,0,0,0,0,0,0,0,0,0]
["",null,null,null,null,"","",null,null,null,null,null,null,null,null,null,null,null,null,null,null,null,null,null,null,null,null,null,null,null,null,null,null,null,null,null,null,null,null,null,null,null,null,null,null,null,null,null,null,null,null,null,null,null,null,null,null,null,null,null,null,null,null,null,null,null,null,null,null,null,null,null,null,null,null,null,null,null,null,null,null,null,null,null,null,null,null,null,null,null,null,null,null,null,null,null,null,null,null,0,0,0,0,0,0,0,0,0,0,0,0,0,0,0,0,0,0,0,0,0,0,0,0,0,0,0,0,0,0,0,0,0,0,0,0,0,0,0,0,0,0,0,0,0,0,0,0,0,0,0,0,0,0,0,0,0,0,0,0,0,0,0,0,0,0,0,0,0,0,0,0,0,0,0,0,0,0,0,0,0,0,0,0,0,0,0,0,0,0,0]
["",null,null,null,null,"","",null,null,null,null,null,null,null,null,null,null,null,null,null,null,null,null,null,null,null,null,null,null,null,null,null,null,null,null,null,null,null,null,null,null,null,null,null,null,null,null,null,null,null,null,null,null,null,null,null,null,null,null,null,null,null,null,null,null,null,null,null,null,null,null,null,null,null,null,null,null,null,null,null,null,null,null,null,null,null,null,null,null,null,null,null,null,null,null,null,null,null,null,0,0,0,0,0,0,0,0,0,0,0,0,0,0,0,0,0,0,0,0,0,0,0,0,0,0,0,0,0,0,0,0,0,0,0,0,0,0,0,0,0,0,0,0,0,0,0,0,0,0,0,0,0,0,0,0,0,0,0,0,0,0,0,0,0,0,0,0,0,0,0,0,0,0,0,0,0,0,0,0,0,0,0,0,0,0,0,0,0,0,0]
["",null,null,null,null,"","",null,null,null,null,null,null,null,null,null,null,null,null,null,null,null,null,null,null,null,null,null,null,null,null,null,null,null,null,null,null,null,null,null,null,null,null,null,null,null,null,null,null,null,null,null,null,null,null,null,null,null,null,null,null,null,null,null,null,null,null,null,null,null,null,null,null,null,null,null,null,null,null,null,null,null,null,null,null,null,null,null,null,null,null,null,null,null,null,null,null,null,null,0,0,0,0,0,0,0,0,0,0,0,0,0,0,0,0,0,0,0,0,0,0,0,0,0,0,0,0,0,0,0,0,0,0,0,0,0,0,0,0,0,0,0,0,0,0,0,0,0,0,0,0,0,0,0,0,0,0,0,0,0,0,0,0,0,0,0,0,0,0,0,0,0,0,0,0,0,0,0,0,0,0,0,0,0,0,0,0,0,0,0]
["",null,null,null,null,"","",null,null,null,null,null,null,null,null,null,null,null,null,null,null,null,null,null,null,null,null,null,null,null,null,null,null,null,null,null,null,null,null,null,null,null,null,null,null,null,null,null,null,null,null,null,null,null,null,null,null,null,null,null,null,null,null,null,null,null,null,null,null,null,null,null,null,null,null,null,null,null,null,null,null,null,null,null,null,null,null,null,null,null,null,null,null,null,null,null,null,null,null,0,0,0,0,0,0,0,0,0,0,0,0,0,0,0,0,0,0,0,0,0,0,0,0,0,0,0,0,0,0,0,0,0,0,0,0,0,0,0,0,0,0,0,0,0,0,0,0,0,0,0,0,0,0,0,0,0,0,0,0,0,0,0,0,0,0,0,0,0,0,0,0,0,0,0,0,0,0,0,0,0,0,0,0,0,0,0,0,0,0,0]
["",null,null,null,null,"","",null,null,null,null,null,null,null,null,null,null,null,null,null,null,null,null,null,null,null,null,null,null,null,null,null,null,null,null,null,null,null,null,null,null,null,null,null,null,null,null,null,null,null,null,null,null,null,null,null,null,null,null,null,null,null,null,null,null,null,null,null,null,null,null,null,null,null,null,null,null,null,null,null,null,null,null,null,null,null,null,null,null,null,null,null,null,null,null,null,null,null,null,0,0,0,0,0,0,0,0,0,0,0,0,0,0,0,0,0,0,0,0,0,0,0,0,0,0,0,0,0,0,0,0,0,0,0,0,0,0,0,0,0,0,0,0,0,0,0,0,0,0,0,0,0,0,0,0,0,0,0,0,0,0,0,0,0,0,0,0,0,0,0,0,0,0,0,0,0,0,0,0,0,0,0,0,0,0,0,0,0,0,0]
["",null,null,null,null,"","",null,null,null,null,null,null,null,null,null,null,null,null,null,null,null,null,null,null,null,null,null,null,null,null,null,null,null,null,null,null,null,null,null,null,null,null,null,null,null,null,null,null,null,null,null,null,null,null,null,null,null,null,null,null,null,null,null,null,null,null,null,null,null,null,null,null,null,null,null,null,null,null,null,null,null,null,null,null,null,null,null,null,null,null,null,null,null,null,null,null,null,null,0,0,0,0,0,0,0,0,0,0,0,0,0,0,0,0,0,0,0,0,0,0,0,0,0,0,0,0,0,0,0,0,0,0,0,0,0,0,0,0,0,0,0,0,0,0,0,0,0,0,0,0,0,0,0,0,0,0,0,0,0,0,0,0,0,0,0,0,0,0,0,0,0,0,0,0,0,0,0,0,0,0,0,0,0,0,0,0,0,0,0]
["",null,null,null,null,"","",null,null,null,null,null,null,null,null,null,null,null,null,null,null,null,null,null,null,null,null,null,null,null,null,null,null,null,null,null,null,null,null,null,null,null,null,null,null,null,null,null,null,null,null,null,null,null,null,null,null,null,null,null,null,null,null,null,null,null,null,null,null,null,null,null,null,null,null,null,null,null,null,null,null,null,null,null,null,null,null,null,null,null,null,null,null,null,null,null,null,null,null,0,0,0,0,0,0,0,0,0,0,0,0,0,0,0,0,0,0,0,0,0,0,0,0,0,0,0,0,0,0,0,0,0,0,0,0,0,0,0,0,0,0,0,0,0,0,0,0,0,0,0,0,0,0,0,0,0,0,0,0,0,0,0,0,0,0,0,0,0,0,0,0,0,0,0,0,0,0,0,0,0,0,0,0,0,0,0,0,0,0,0]
["",null,null,null,null,"","",null,null,null,null,null,null,null,null,null,null,null,null,null,null,null,null,null,null,null,null,null,null,null,null,null,null,null,null,null,null,null,null,null,null,null,null,null,null,null,null,null,null,null,null,null,null,null,null,null,null,null,null,null,null,null,null,null,null,null,null,null,null,null,null,null,null,null,null,null,null,null,null,null,null,null,null,null,null,null,null,null,null,null,null,null,null,null,null,null,null,null,null,0,0,0,0,0,0,0,0,0,0,0,0,0,0,0,0,0,0,0,0,0,0,0,0,0,0,0,0,0,0,0,0,0,0,0,0,0,0,0,0,0,0,0,0,0,0,0,0,0,0,0,0,0,0,0,0,0,0,0,0,0,0,0,0,0,0,0,0,0,0,0,0,0,0,0,0,0,0,0,0,0,0,0,0,0,0,0,0,0,0,0]
["",null,null,null,null,"","",null,null,null,null,null,null,null,null,null,null,null,null,null,null,null,null,null,null,null,null,null,null,null,null,null,null,null,null,null,null,null,null,null,null,null,null,null,null,null,null,null,null,null,null,null,null,null,null,null,null,null,null,null,null,null,null,null,null,null,null,null,null,null,null,null,null,null,null,null,null,null,null,null,null,null,null,null,null,null,null,null,null,null,null,null,null,null,null,null,null,null,null,0,0,0,0,0,0,0,0,0,0,0,0,0,0,0,0,0,0,0,0,0,0,0,0,0,0,0,0,0,0,0,0,0,0,0,0,0,0,0,0,0,0,0,0,0,0,0,0,0,0,0,0,0,0,0,0,0,0,0,0,0,0,0,0,0,0,0,0,0,0,0,0,0,0,0,0,0,0,0,0,0,0,0,0,0,0,0,0,0,0,0]
["",null,null,null,null,"","",null,null,null,null,null,null,null,null,null,null,null,null,null,null,null,null,null,null,null,null,null,null,null,null,null,null,null,null,null,null,null,null,null,null,null,null,null,null,null,null,null,null,null,null,null,null,null,null,null,null,null,null,null,null,null,null,null,null,null,null,null,null,null,null,null,null,null,null,null,null,null,null,null,null,null,null,null,null,null,null,null,null,null,null,null,null,null,null,null,null,null,null,0,0,0,0,0,0,0,0,0,0,0,0,0,0,0,0,0,0,0,0,0,0,0,0,0,0,0,0,0,0,0,0,0,0,0,0,0,0,0,0,0,0,0,0,0,0,0,0,0,0,0,0,0,0,0,0,0,0,0,0,0,0,0,0,0,0,0,0,0,0,0,0,0,0,0,0,0,0,0,0,0,0,0,0,0,0,0,0,0,0,0]
["",null,null,null,null,"","",null,null,null,null,null,null,null,null,null,null,null,null,null,null,null,null,null,null,null,null,null,null,null,null,null,null,null,null,null,null,null,null,null,null,null,null,null,null,null,null,null,null,null,null,null,null,null,null,null,null,null,null,null,null,null,null,null,null,null,null,null,null,null,null,null,null,null,null,null,null,null,null,null,null,null,null,null,null,null,null,null,null,null,null,null,null,null,null,null,null,null,null,0,0,0,0,0,0,0,0,0,0,0,0,0,0,0,0,0,0,0,0,0,0,0,0,0,0,0,0,0,0,0,0,0,0,0,0,0,0,0,0,0,0,0,0,0,0,0,0,0,0,0,0,0,0,0,0,0,0,0,0,0,0,0,0,0,0,0,0,0,0,0,0,0,0,0,0,0,0,0,0,0,0,0,0,0,0,0,0,0,0,0]
["",null,null,null,null,"","",null,null,null,null,null,null,null,null,null,null,null,null,null,null,null,null,null,null,null,null,null,null,null,null,null,null,null,null,null,null,null,null,null,null,null,null,null,null,null,null,null,null,null,null,null,null,null,null,null,null,null,null,null,null,null,null,null,null,null,null,null,null,null,null,null,null,null,null,null,null,null,null,null,null,null,null,null,null,null,null,null,null,null,null,null,null,null,null,null,null,null,null,0,0,0,0,0,0,0,0,0,0,0,0,0,0,0,0,0,0,0,0,0,0,0,0,0,0,0,0,0,0,0,0,0,0,0,0,0,0,0,0,0,0,0,0,0,0,0,0,0,0,0,0,0,0,0,0,0,0,0,0,0,0,0,0,0,0,0,0,0,0,0,0,0,0,0,0,0,0,0,0,0,0,0,0,0,0,0,0,0,0,0]
["",null,null,null,null,"","",null,null,null,null,null,null,null,null,null,null,null,null,null,null,null,null,null,null,null,null,null,null,null,null,null,null,null,null,null,null,null,null,null,null,null,null,null,null,null,null,null,null,null,null,null,null,null,null,null,null,null,null,null,null,null,null,null,null,null,null,null,null,null,null,null,null,null,null,null,null,null,null,null,null,null,null,null,null,null,null,null,null,null,null,null,null,null,null,null,null,null,null,0,{"$f":"IFERROR($D134*I134,\"\")","v":0},{"$f":"IFERROR($D134*J134,\"\")","v":0},{"$f":"IFERROR($D134*K134,\"\")","v":0},{"$f":"IFERROR($D134*L134,\"\")","v":0},{"$f":"IFERROR($D134*M134,\"\")","v":0},{"$f":"IFERROR($D134*N134,\"\")","v":0},{"$f":"IFERROR($D134*O134,\"\")","v":0},{"$f":"IFERROR($D134*P134,\"\")","v":0},{"$f":"IFERROR($D134*Q134,\"\")","v":0},{"$f":"IFERROR($D134*R134,\"\")","v":0},{"$f":"IFERROR($D134*S134,\"\")","v":0},{"$f":"IFERROR($D134*T134,\"\")","v":0},{"$f":"IFERROR($D134*U134,\"\")","v":0},{"$f":"IFERROR($D134*V134,\"\")","v":0},{"$f":"IFERROR($D134*W134,\"\")","v":0},{"$f":"IFERROR($D134*X134,\"\")","v":0},{"$f":"IFERROR($D134*Y134,\"\")","v":0},{"$f":"IFERROR($D134*Z134,\"\")","v":0},{"$f":"IFERROR($D134*AA134,\"\")","v":0},{"$f":"IFERROR($D134*AB134,\"\")","v":0},{"$f":"IFERROR($D134*AC134,\"\")","v":0},{"$f":"IFERROR($D134*AD134,\"\")","v":0},{"$f":"IFERROR($D134*AE134,\"\")","v":0},{"$f":"IFERROR($D134*AF134,\"\")","v":0},{"$f":"IFERROR($D134*AG134,\"\")","v":0},{"$f":"IFERROR($D134*AH134,\"\")","v":0},{"$f":"IFERROR($D134*AI134,\"\")","v":0},{"$f":"IFERROR($D134*AJ134,\"\")","v":0},{"$f":"IFERROR($D134*AK134,\"\")","v":0},{"$f":"IFERROR($D134*AL134,\"\")","v":0},{"$f":"IFERROR($D134*AM134,\"\")","v":0},{"$f":"IFERROR($D134*AN134,\"\")","v":0},{"$f":"IFERROR($D134*AO134,\"\")","v":0},{"$f":"IFERROR($D134*AP134,\"\")","v":0},{"$f":"IFERROR($D134*AQ134,\"\")","v":0},{"$f":"IFERROR($D134*AR134,\"\")","v":0},{"$f":"IFERROR($D134*AS134,\"\")","v":0},{"$f":"IFERROR($D134*AT134,\"\")","v":0},{"$f":"IFERROR($D134*AU134,\"\")","v":0},{"$f":"IFERROR($D134*AV134,\"\")","v":0},{"$f":"IFERROR($D134*AW134,\"\")","v":0},{"$f":"IFERROR($D134*AX134,\"\")","v":0},{"$f":"IFERROR($D134*AY134,\"\")","v":0},{"$f":"IFERROR($D134*AZ134,\"\")","v":0},{"$f":"IFERROR($D134*BA134,\"\")","v":0},{"$f":"IFERROR($D134*BB134,\"\")","v":0},{"$f":"IFERROR($D134*BC134,\"\")","v":0},{"$f":"IFERROR($D134*BD134,\"\")","v":0},{"$f":"IFERROR($D134*BE134,\"\")","v":0},{"$f":"IFERROR($D134*BF134,\"\")","v":0},{"$f":"IFERROR($D134*BG134,\"\")","v":0},{"$f":"IFERROR($D134*BH134,\"\")","v":0},{"$f":"IFERROR($D134*BI134,\"\")","v":0},{"$f":"IFERROR($D134*BJ134,\"\")","v":0},{"$f":"IFERROR($D134*BK134,\"\")","v":0},{"$f":"IFERROR($D134*BL134,\"\")","v":0},{"$f":"IFERROR($D134*BM134,\"\")","v":0},{"$f":"IFERROR($D134*BN134,\"\")","v":0},{"$f":"IFERROR($D134*BO134,\"\")","v":0},{"$f":"IFERROR($D134*BP134,\"\")","v":0},{"$f":"IFERROR($D134*BQ134,\"\")","v":0},{"$f":"IFERROR($D134*BR134,\"\")","v":0},{"$f":"IFERROR($D134*BS134,\"\")","v":0},{"$f":"IFERROR($D134*BT134,\"\")","v":0},{"$f":"IFERROR($D134*BU134,\"\")","v":0},{"$f":"IFERROR($D134*BV134,\"\")","v":0},{"$f":"IFERROR($D134*BW134,\"\")","v":0},{"$f":"IFERROR($D134*BX134,\"\")","v":0},{"$f":"IFERROR($D134*BY134,\"\")","v":0},{"$f":"IFERROR($D134*BZ134,\"\")","v":0},{"$f":"IFERROR($D134*CA134,\"\")","v":0},{"$f":"IFERROR($D134*CB134,\"\")","v":0},{"$f":"IFERROR($D134*CC134,\"\")","v":0},{"$f":"IFERROR($D134*CD134,\"\")","v":0},{"$f":"IFERROR($D134*CE134,\"\")","v":0},{"$f":"IFERROR($D134*CF134,\"\")","v":0},{"$f":"IFERROR($D134*CG134,\"\")","v":0},{"$f":"IFERROR($D134*CH134,\"\")","v":0},{"$f":"IFERROR($D134*CI134,\"\")","v":0},{"$f":"IFERROR($D134*CJ134,\"\")","v":0},{"$f":"IFERROR($D134*CK134,\"\")","v":0},{"$f":"IFERROR($D134*CL134,\"\")","v":0},{"$f":"IFERROR($D134*CM134,\"\")","v":0},{"$f":"IFERROR($D134*CN134,\"\")","v":0},{"$f":"IFERROR($D134*CO134,\"\")","v":0},{"$f":"IFERROR($D134*CP134,\"\")","v":0},{"$f":"IFERROR($D134*CQ134,\"\")","v":0},{"$f":"IFERROR($D134*CR134,\"\")","v":0},{"$f":"IFERROR($D134*CS134,\"\")","v":0},{"$f":"IFERROR($D134*CT134,\"\")","v":0}]
["",null,null,null,null,"","",null,null,null,null,null,null,null,null,null,null,null,null,null,null,null,null,null,null,null,null,null,null,null,null,null,null,null,null,null,null,null,null,null,null,null,null,null,null,null,null,null,null,null,null,null,null,null,null,null,null,null,null,null,null,null,null,null,null,null,null,null,null,null,null,null,null,null,null,null,null,null,null,null,null,null,null,null,null,null,null,null,null,null,null,null,null,null,null,null,null,null,null,{"$f":"IFERROR($D135*H135,\"\")","v":0},0,0,0,0,0,0,0,0,0,0,0,0,0,0,0,0,0,0,0,0,0,0,0,0,0,0,0,0,0,0,0,0,0,0,0,0,0,0,0,0,0,0,0,0,0,0,0,0,0,0,0,0,0,0,0,0,0,0,0,0,0,0,0,0,0,0,0,0,0,0,0,0,0,0,0,0,0,0,0,0,0,0,0,0,0,0,0,0,0,0]
["",null,null,null,null,"","",null,null,null,null,null,null,null,null,null,null,null,null,null,null,null,null,null,null,null,null,null,null,null,null,null,null,null,null,null,null,null,null,null,null,null,null,null,null,null,null,null,null,null,null,null,null,null,null,null,null,null,null,null,null,null,null,null,null,null,null,null,null,null,null,null,null,null,null,null,null,null,null,null,null,null,null,null,null,null,null,null,null,null,null,null,null,null,null,null,null,null,null,0,0,0,0,0,0,0,0,0,0,0,0,0,0,0,0,0,0,0,0,0,0,0,0,0,0,0,0,0,0,0,0,0,0,0,0,0,0,0,0,0,0,0,0,0,0,0,0,0,0,0,0,0,0,0,0,0,0,0,0,0,0,0,0,0,0,0,0,0,0,0,0,0,0,0,0,0,0,0,0,0,0,0,0,0,0,0,0,0,0,0]
["",null,null,null,null,"","",null,null,null,null,null,null,null,null,null,null,null,null,null,null,null,null,null,null,null,null,null,null,null,null,null,null,null,null,null,null,null,null,null,null,null,null,null,null,null,null,null,null,null,null,null,null,null,null,null,null,null,null,null,null,null,null,null,null,null,null,null,null,null,null,null,null,null,null,null,null,null,null,null,null,null,null,null,null,null,null,null,null,null,null,null,null,null,null,null,null,null,null,0,0,0,0,0,0,0,0,0,0,0,0,0,0,0,0,0,0,0,0,0,0,0,0,0,0,0,0,0,0,0,0,0,0,0,0,0,0,0,0,0,0,0,0,0,0,0,0,0,0,0,0,0,0,0,0,0,0,0,0,0,0,0,0,0,0,0,0,0,0,0,0,0,0,0,0,0,0,0,0,0,0,0,0,0,0,0,0,0,0,0]
["",null,null,null,null,"","",null,null,null,null,null,null,null,null,null,null,null,null,null,null,null,null,null,null,null,null,null,null,null,null,null,null,null,null,null,null,null,null,null,null,null,null,null,null,null,null,null,null,null,null,null,null,null,null,null,null,null,null,null,null,null,null,null,null,null,null,null,null,null,null,null,null,null,null,null,null,null,null,null,null,null,null,null,null,null,null,null,null,null,null,null,null,null,null,null,null,null,null,0,0,0,0,0,0,0,0,0,0,0,0,0,0,0,0,0,0,0,0,0,0,0,0,0,0,0,0,0,0,0,0,0,0,0,0,0,0,0,0,0,0,0,0,0,0,0,0,0,0,0,0,0,0,0,0,0,0,0,0,0,0,0,0,0,0,0,0,0,0,0,0,0,0,0,0,0,0,0,0,0,0,0,0,0,0,0,0,0,0,0]
["",null,null,null,null,"","",null,null,null,null,null,null,null,null,null,null,null,null,null,null,null,null,null,null,null,null,null,null,null,null,null,null,null,null,null,null,null,null,null,null,null,null,null,null,null,null,null,null,null,null,null,null,null,null,null,null,null,null,null,null,null,null,null,null,null,null,null,null,null,null,null,null,null,null,null,null,null,null,null,null,null,null,null,null,null,null,null,null,null,null,null,null,null,null,null,null,null,null,0,0,0,0,0,0,0,0,0,0,0,0,0,0,0,0,0,0,0,0,0,0,0,0,0,0,0,0,0,0,0,0,0,0,0,0,0,0,0,0,0,0,0,0,0,0,0,0,0,0,0,0,0,0,0,0,0,0,0,0,0,0,0,0,0,0,0,0,0,0,0,0,0,0,0,0,0,0,0,0,0,0,0,0,0,0,0,0,0,0,0]
["",null,null,null,null,"","",null,null,null,null,null,null,null,null,null,null,null,null,null,null,null,null,null,null,null,null,null,null,null,null,null,null,null,null,null,null,null,null,null,null,null,null,null,null,null,null,null,null,null,null,null,null,null,null,null,null,null,null,null,null,null,null,null,null,null,null,null,null,null,null,null,null,null,null,null,null,null,null,null,null,null,null,null,null,null,null,null,null,null,null,null,null,null,null,null,null,null,null,0,0,0,0,0,0,0,0,0,0,0,0,0,0,0,0,0,0,0,0,0,0,0,0,0,0,0,0,0,0,0,0,0,0,0,0,0,0,0,0,0,0,0,0,0,0,0,0,0,0,0,0,0,0,0,0,0,0,0,0,0,0,0,0,0,0,0,0,0,0,0,0,0,0,0,0,0,0,0,0,0,0,0,0,0,0,0,0,0,0,0]
["",null,null,null,null,"","",null,null,null,null,null,null,null,null,null,null,null,null,null,null,null,null,null,null,null,null,null,null,null,null,null,null,null,null,null,null,null,null,null,null,null,null,null,null,null,null,null,null,null,null,null,null,null,null,null,null,null,null,null,null,null,null,null,null,null,null,null,null,null,null,null,null,null,null,null,null,null,null,null,null,null,null,null,null,null,null,null,null,null,null,null,null,null,null,null,null,null,null,0,0,0,0,0,0,0,0,0,0,0,0,0,0,0,0,0,0,0,0,0,0,0,0,0,0,0,0,0,0,0,0,0,0,0,0,0,0,0,0,0,0,0,0,0,0,0,0,0,0,0,0,0,0,0,0,0,0,0,0,0,0,0,0,0,0,0,0,0,0,0,0,0,0,0,0,0,0,0,0,0,0,0,0,0,0,0,0,0,0,0]
["",null,null,null,null,"","",null,null,null,null,null,null,null,null,null,null,null,null,null,null,null,null,null,null,null,null,null,null,null,null,null,null,null,null,null,null,null,null,null,null,null,null,null,null,null,null,null,null,null,null,null,null,null,null,null,null,null,null,null,null,null,null,null,null,null,null,null,null,null,null,null,null,null,null,null,null,null,null,null,null,null,null,null,null,null,null,null,null,null,null,null,null,null,null,null,null,null,null,0,0,0,0,0,0,0,0,0,0,0,0,0,0,0,0,0,0,0,0,0,0,0,0,0,0,0,0,0,0,0,0,0,0,0,0,0,0,0,0,0,0,0,0,0,0,0,0,0,0,0,0,0,0,0,0,0,0,0,0,0,0,0,0,0,0,0,0,0,0,0,0,0,0,0,0,0,0,0,0,0,0,0,0,0,0,0,0,0,0,0]
["",null,null,null,null,"","",null,null,null,null,null,null,null,null,null,null,null,null,null,null,null,null,null,null,null,null,null,null,null,null,null,null,null,null,null,null,null,null,null,null,null,null,null,null,null,null,null,null,null,null,null,null,null,null,null,null,null,null,null,null,null,null,null,null,null,null,null,null,null,null,null,null,null,null,null,null,null,null,null,null,null,null,null,null,null,null,null,null,null,null,null,null,null,null,null,null,null,null,0,0,0,0,0,0,0,0,0,0,0,0,0,0,0,0,0,0,0,0,0,0,0,0,0,0,0,0,0,0,0,0,0,0,0,0,0,0,0,0,0,0,0,0,0,0,0,0,0,0,0,0,0,0,0,0,0,0,0,0,0,0,0,0,0,0,0,0,0,0,0,0,0,0,0,0,0,0,0,0,0,0,0,0,0,0,0,0,0,0,0]
["",null,null,null,null,"","",null,null,null,null,null,null,null,null,null,null,null,null,null,null,null,null,null,null,null,null,null,null,null,null,null,null,null,null,null,null,null,null,null,null,null,null,null,null,null,null,null,null,null,null,null,null,null,null,null,null,null,null,null,null,null,null,null,null,null,null,null,null,null,null,null,null,null,null,null,null,null,null,null,null,null,null,null,null,null,null,null,null,null,null,null,null,null,null,null,null,null,null,0,0,0,0,0,0,0,0,0,0,0,0,0,0,0,0,0,0,0,0,0,0,0,0,0,0,0,0,0,0,0,0,0,0,0,0,0,0,0,0,0,0,0,0,0,0,0,0,0,0,0,0,0,0,0,0,0,0,0,0,0,0,0,0,0,0,0,0,0,0,0,0,0,0,0,0,0,0,0,0,0,0,0,0,0,0,0,0,0,0,0]
["",null,null,null,null,"","",null,null,null,null,null,null,null,null,null,null,null,null,null,null,null,null,null,null,null,null,null,null,null,null,null,null,null,null,null,null,null,null,null,null,null,null,null,null,null,null,null,null,null,null,null,null,null,null,null,null,null,null,null,null,null,null,null,null,null,null,null,null,null,null,null,null,null,null,null,null,null,null,null,null,null,null,null,null,null,null,null,null,null,null,null,null,null,null,null,null,null,null,0,0,0,0,0,0,0,0,0,0,0,0,0,0,0,0,0,0,0,0,0,0,0,0,0,0,0,0,0,0,0,0,0,0,0,0,0,0,0,0,0,0,0,0,0,0,0,0,0,0,0,0,0,0,0,0,0,0,0,0,0,0,0,0,0,0,0,0,0,0,0,0,0,0,0,0,0,0,0,0,0,0,0,0,0,0,0,0,0,0,0]
["",null,null,null,null,"","",null,null,null,null,null,null,null,null,null,null,null,null,null,null,null,null,null,null,null,null,null,null,null,null,null,null,null,null,null,null,null,null,null,null,null,null,null,null,null,null,null,null,null,null,null,null,null,null,null,null,null,null,null,null,null,null,null,null,null,null,null,null,null,null,null,null,null,null,null,null,null,null,null,null,null,null,null,null,null,null,null,null,null,null,null,null,null,null,null,null,null,null,0,0,0,0,0,0,0,0,0,0,0,0,0,0,0,0,0,0,0,0,0,0,0,0,0,0,0,0,0,0,0,0,0,0,0,0,0,0,0,0,0,0,0,0,0,0,0,0,0,0,0,0,0,0,0,0,0,0,0,0,0,0,0,0,0,0,0,0,0,0,0,0,0,0,0,0,0,0,0,0,0,0,0,0,0,0,0,0,0,0,0]
["",null,null,null,null,"","",null,null,null,null,null,null,null,null,null,null,null,null,null,null,null,null,null,null,null,null,null,null,null,null,null,null,null,null,null,null,null,null,null,null,null,null,null,null,null,null,null,null,null,null,null,null,null,null,null,null,null,null,null,null,null,null,null,null,null,null,null,null,null,null,null,null,null,null,null,null,null,null,null,null,null,null,null,null,null,null,null,null,null,null,null,null,null,null,null,null,null,null,0,0,0,0,0,0,0,0,0,0,0,0,0,0,0,0,0,0,0,0,0,0,0,0,0,0,0,0,0,0,0,0,0,0,0,0,0,0,0,0,0,0,0,0,0,0,0,0,0,0,0,0,0,0,0,0,0,0,0,0,0,0,0,0,0,0,0,0,0,0,0,0,0,0,0,0,0,0,0,0,0,0,0,0,0,0,0,0,0,0,0]
["",null,null,null,null,"","",null,null,null,null,null,null,null,null,null,null,null,null,null,null,null,null,null,null,null,null,null,null,null,null,null,null,null,null,null,null,null,null,null,null,null,null,null,null,null,null,null,null,null,null,null,null,null,null,null,null,null,null,null,null,null,null,null,null,null,null,null,null,null,null,null,null,null,null,null,null,null,null,null,null,null,null,null,null,null,null,null,null,null,null,null,null,null,null,null,null,null,null,0,0,0,0,0,0,0,0,0,0,0,0,0,0,0,0,0,0,0,0,0,0,0,0,0,0,0,0,0,0,0,0,0,0,0,0,0,0,0,0,0,0,0,0,0,0,0,0,0,0,0,0,0,0,0,0,0,0,0,0,0,0,0,0,0,0,0,0,0,0,0,0,0,0,0,0,0,0,0,0,0,0,0,0,0,0,0,0,0,0,0]
["",null,null,null,null,"","",null,null,null,null,null,null,null,null,null,null,null,null,null,null,null,null,null,null,null,null,null,null,null,null,null,null,null,null,null,null,null,null,null,null,null,null,null,null,null,null,null,null,null,null,null,null,null,null,null,null,null,null,null,null,null,null,null,null,null,null,null,null,null,null,null,null,null,null,null,null,null,null,null,null,null,null,null,null,null,null,null,null,null,null,null,null,null,null,null,null,null,null,0,0,0,0,0,0,0,0,0,0,0,0,0,0,0,0,0,0,0,0,0,0,0,0,0,0,0,0,0,0,0,0,0,0,0,0,0,0,0,0,0,0,0,0,0,0,0,0,0,0,0,0,0,0,0,0,0,0,0,0,0,0,0,0,0,0,0,0,0,0,0,0,0,0,0,0,0,0,0,0,0,0,0,0,0,0,0,0,0,0,0]
["",null,null,null,null,"","",null,null,null,null,null,null,null,null,null,null,null,null,null,null,null,null,null,null,null,null,null,null,null,null,null,null,null,null,null,null,null,null,null,null,null,null,null,null,null,null,null,null,null,null,null,null,null,null,null,null,null,null,null,null,null,null,null,null,null,null,null,null,null,null,null,null,null,null,null,null,null,null,null,null,null,null,null,null,null,null,null,null,null,null,null,null,null,null,null,null,null,null,0,0,0,0,0,0,0,0,0,0,0,0,0,0,0,0,0,0,0,0,0,0,0,0,0,0,0,0,0,0,0,0,0,0,0,0,0,0,0,0,0,0,0,0,0,0,0,0,0,0,0,0,0,0,0,0,0,0,0,0,0,0,0,0,0,0,0,0,0,0,0,0,0,0,0,0,0,0,0,0,0,0,0,0,0,0,0,0,0,0,0]
["",null,null,null,null,"","",null,null,null,null,null,null,null,null,null,null,null,null,null,null,null,null,null,null,null,null,null,null,null,null,null,null,null,null,null,null,null,null,null,null,null,null,null,null,null,null,null,null,null,null,null,null,null,null,null,null,null,null,null,null,null,null,null,null,null,null,null,null,null,null,null,null,null,null,null,null,null,null,null,null,null,null,null,null,null,null,null,null,null,null,null,null,null,null,null,null,null,null,0,0,0,0,0,0,0,0,0,0,0,0,0,0,0,0,0,0,0,0,0,0,0,0,0,0,0,0,0,0,0,0,0,0,0,0,0,0,0,0,0,0,0,0,0,0,0,0,0,0,0,0,0,0,0,0,0,0,0,0,0,0,0,0,0,0,0,0,0,0,0,0,0,0,0,0,0,0,0,0,0,0,0,0,0,0,0,0,0,0,0]
["",null,null,null,null,"","",null,null,null,null,null,null,null,null,null,null,null,null,null,null,null,null,null,null,null,null,null,null,null,null,null,null,null,null,null,null,null,null,null,null,null,null,null,null,null,null,null,null,null,null,null,null,null,null,null,null,null,null,null,null,null,null,null,null,null,null,null,null,null,null,null,null,null,null,null,null,null,null,null,null,null,null,null,null,null,null,null,null,null,null,null,null,null,null,null,null,null,null,0,0,0,0,0,0,0,0,0,0,0,0,0,0,0,0,0,0,0,0,0,0,0,0,0,0,0,0,0,0,0,0,0,0,0,0,0,0,0,0,0,0,0,0,0,0,0,0,0,0,0,0,0,0,0,0,0,0,0,0,0,0,0,0,0,0,0,0,0,0,0,0,0,0,0,0,0,0,0,0,0,0,0,0,0,0,0,0,0,0,0]
["",null,null,null,null,"","",null,null,null,null,null,null,null,null,null,null,null,null,null,null,null,null,null,null,null,null,null,null,null,null,null,null,null,null,null,null,null,null,null,null,null,null,null,null,null,null,null,null,null,null,null,null,null,null,null,null,null,null,null,null,null,null,null,null,null,null,null,null,null,null,null,null,null,null,null,null,null,null,null,null,null,null,null,null,null,null,null,null,null,null,null,null,null,null,null,null,null,null,0,0,0,0,0,0,0,0,0,0,0,0,0,0,0,0,0,0,0,0,0,0,0,0,0,0,0,0,0,0,0,0,0,0,0,0,0,0,0,0,0,0,0,0,0,0,0,0,0,0,0,0,0,0,0,0,0,0,0,0,0,0,0,0,0,0,0,0,0,0,0,0,0,0,0,0,0,0,0,0,0,0,0,0,0,0,0,0,0,0,0]
["",null,null,null,null,"","",null,null,null,null,null,null,null,null,null,null,null,null,null,null,null,null,null,null,null,null,null,null,null,null,null,null,null,null,null,null,null,null,null,null,null,null,null,null,null,null,null,null,null,null,null,null,null,null,null,null,null,null,null,null,null,null,null,null,null,null,null,null,null,null,null,null,null,null,null,null,null,null,null,null,null,null,null,null,null,null,null,null,null,null,null,null,null,null,null,null,null,null,0,0,0,0,0,0,0,0,0,0,0,0,0,0,0,0,0,0,0,0,0,0,0,0,0,0,0,0,0,0,0,0,0,0,0,0,0,0,0,0,0,0,0,0,0,0,0,0,0,0,0,0,0,0,0,0,0,0,0,0,0,0,0,0,0,0,0,0,0,0,0,0,0,0,0,0,0,0,0,0,0,0,0,0,0,0,0,0,0,0,0]
["",null,null,null,null,"","",null,null,null,null,null,null,null,null,null,null,null,null,null,null,null,null,null,null,null,null,null,null,null,null,null,null,null,null,null,null,null,null,null,null,null,null,null,null,null,null,null,null,null,null,null,null,null,null,null,null,null,null,null,null,null,null,null,null,null,null,null,null,null,null,null,null,null,null,null,null,null,null,null,null,null,null,null,null,null,null,null,null,null,null,null,null,null,null,null,null,null,null,0,0,0,0,0,0,0,0,0,0,0,0,0,0,0,0,0,0,0,0,0,0,0,0,0,0,0,0,0,0,0,0,0,0,0,0,0,0,0,0,0,0,0,0,0,0,0,0,0,0,0,0,0,0,0,0,0,0,0,0,0,0,0,0,0,0,0,0,0,0,0,0,0,0,0,0,0,0,0,0,0,0,0,0,0,0,0,0,0,0,0]
["",null,null,null,null,"","",null,null,null,null,null,null,null,null,null,null,null,null,null,null,null,null,null,null,null,null,null,null,null,null,null,null,null,null,null,null,null,null,null,null,null,null,null,null,null,null,null,null,null,null,null,null,null,null,null,null,null,null,null,null,null,null,null,null,null,null,null,null,null,null,null,null,null,null,null,null,null,null,null,null,null,null,null,null,null,null,null,null,null,null,null,null,null,null,null,null,null,null,0,0,0,0,0,0,0,0,0,0,0,0,0,0,0,0,0,0,0,0,0,0,0,0,0,0,0,0,0,0,0,0,0,0,0,0,0,0,0,0,0,0,0,0,0,0,0,0,0,0,0,0,0,0,0,0,0,0,0,0,0,0,0,0,0,0,0,0,0,0,0,0,0,0,0,0,0,0,0,0,0,0,0,0,0,0,0,0,0,0,0]
["",null,null,null,null,"","",null,null,null,null,null,null,null,null,null,null,null,null,null,null,null,null,null,null,null,null,null,null,null,null,null,null,null,null,null,null,null,null,null,null,null,null,null,null,null,null,null,null,null,null,null,null,null,null,null,null,null,null,null,null,null,null,null,null,null,null,null,null,null,null,null,null,null,null,null,null,null,null,null,null,null,null,null,null,null,null,null,null,null,null,null,null,null,null,null,null,null,null,0,0,0,0,0,0,0,0,0,0,0,0,0,0,0,0,0,0,0,0,0,0,0,0,0,0,0,0,0,0,0,0,0,0,0,0,0,0,0,0,0,0,0,0,0,0,0,0,0,0,0,0,0,0,0,0,0,0,0,0,0,0,0,0,0,0,0,0,0,0,0,0,0,0,0,0,0,0,0,0,0,0,0,0,0,0,0,0,0,0,0]
["",null,null,null,null,"","",null,null,null,null,null,null,null,null,null,null,null,null,null,null,null,null,null,null,null,null,null,null,null,null,null,null,null,null,null,null,null,null,null,null,null,null,null,null,null,null,null,null,null,null,null,null,null,null,null,null,null,null,null,null,null,null,null,null,null,null,null,null,null,null,null,null,null,null,null,null,null,null,null,null,null,null,null,null,null,null,null,null,null,null,null,null,null,null,null,null,null,null,0,0,0,0,0,0,0,0,0,0,0,0,0,0,0,0,0,0,0,0,0,0,0,0,0,0,0,0,0,0,0,0,0,0,0,0,0,0,0,0,0,0,0,0,0,0,0,0,0,0,0,0,0,0,0,0,0,0,0,0,0,0,0,0,0,0,0,0,0,0,0,0,0,0,0,0,0,0,0,0,0,0,0,0,0,0,0,0,0,0,0]
["",null,null,null,null,"","",null,null,null,null,null,null,null,null,null,null,null,null,null,null,null,null,null,null,null,null,null,null,null,null,null,null,null,null,null,null,null,null,null,null,null,null,null,null,null,null,null,null,null,null,null,null,null,null,null,null,null,null,null,null,null,null,null,null,null,null,null,null,null,null,null,null,null,null,null,null,null,null,null,null,null,null,null,null,null,null,null,null,null,null,null,null,null,null,null,null,null,null,0,0,0,0,0,0,0,0,0,0,0,0,0,0,0,0,0,0,0,0,0,0,0,0,0,0,0,0,0,0,0,0,0,0,0,0,0,0,0,0,0,0,0,0,0,0,0,0,0,0,0,0,0,0,0,0,0,0,0,0,0,0,0,0,0,0,0,0,0,0,0,0,0,0,0,0,0,0,0,0,0,0,0,0,0,0,0,0,0,0,0]
["",null,null,null,null,"","",null,null,null,null,null,null,null,null,null,null,null,null,null,null,null,null,null,null,null,null,null,null,null,null,null,null,null,null,null,null,null,null,null,null,null,null,null,null,null,null,null,null,null,null,null,null,null,null,null,null,null,null,null,null,null,null,null,null,null,null,null,null,null,null,null,null,null,null,null,null,null,null,null,null,null,null,null,null,null,null,null,null,null,null,null,null,null,null,null,null,null,null,0,0,0,0,0,0,0,0,0,0,0,0,0,0,0,0,0,0,0,0,0,0,0,0,0,0,0,0,0,0,0,0,0,0,0,0,0,0,0,0,0,0,0,0,0,0,0,0,0,0,0,0,0,0,0,0,0,0,0,0,0,0,0,0,0,0,0,0,0,0,0,0,0,0,0,0,0,0,0,0,0,0,0,0,0,0,0,0,0,0,0]
["",null,null,null,null,"","",null,null,null,null,null,null,null,null,null,null,null,null,null,null,null,null,null,null,null,null,null,null,null,null,null,null,null,null,null,null,null,null,null,null,null,null,null,null,null,null,null,null,null,null,null,null,null,null,null,null,null,null,null,null,null,null,null,null,null,null,null,null,null,null,null,null,null,null,null,null,null,null,null,null,null,null,null,null,null,null,null,null,null,null,null,null,null,null,null,null,null,null,0,0,0,0,0,0,0,0,0,0,0,0,0,0,0,0,0,0,0,0,0,0,0,0,0,0,0,0,0,0,0,0,0,0,0,0,0,0,0,0,0,0,0,0,0,0,0,0,0,0,0,0,0,0,0,0,0,0,0,0,0,0,0,0,0,0,0,0,0,0,0,0,0,0,0,0,0,0,0,0,0,0,0,0,0,0,0,0,0,0,0]
["",null,null,null,null,"","",null,null,null,null,null,null,null,null,null,null,null,null,null,null,null,null,null,null,null,null,null,null,null,null,null,null,null,null,null,null,null,null,null,null,null,null,null,null,null,null,null,null,null,null,null,null,null,null,null,null,null,null,null,null,null,null,null,null,null,null,null,null,null,null,null,null,null,null,null,null,null,null,null,null,null,null,null,null,null,null,null,null,null,null,null,null,null,null,null,null,null,null,0,0,0,0,0,0,0,0,0,0,0,0,0,0,0,0,0,0,0,0,0,0,0,0,0,0,0,0,0,0,0,0,0,0,0,0,0,0,0,0,0,0,0,0,0,0,0,0,0,0,0,0,0,0,0,0,0,0,0,0,0,0,0,0,0,0,0,0,0,0,0,0,0,0,0,0,0,0,0,0,0,0,0,0,0,0,0,0,0,0,0]
["",null,null,null,null,"","",null,null,null,null,null,null,null,null,null,null,null,null,null,null,null,null,null,null,null,null,null,null,null,null,null,null,null,null,null,null,null,null,null,null,null,null,null,null,null,null,null,null,null,null,null,null,null,null,null,null,null,null,null,null,null,null,null,null,null,null,null,null,null,null,null,null,null,null,null,null,null,null,null,null,null,null,null,null,null,null,null,null,null,null,null,null,null,null,null,null,null,null,0,0,0,0,0,0,0,0,0,0,0,0,0,0,0,0,0,0,0,0,0,0,0,0,0,0,0,0,0,0,0,0,0,0,0,0,0,0,0,0,0,0,0,0,0,0,0,0,0,0,0,0,0,0,0,0,0,0,0,0,0,0,0,0,0,0,0,0,0,0,0,0,0,0,0,0,0,0,0,0,0,0,0,0,0,0,0,0,0,0,0]
["",null,null,null,null,"","",null,null,null,null,null,null,null,null,null,null,null,null,null,null,null,null,null,null,null,null,null,null,null,null,null,null,null,null,null,null,null,null,null,null,null,null,null,null,null,null,null,null,null,null,null,null,null,null,null,null,null,null,null,null,null,null,null,null,null,null,null,null,null,null,null,null,null,null,null,null,null,null,null,null,null,null,null,null,null,null,null,null,null,null,null,null,null,null,null,null,null,null,0,0,0,0,0,0,0,0,0,0,0,0,0,0,0,0,0,0,0,0,0,0,0,0,0,0,0,0,0,0,0,0,0,0,0,0,0,0,0,0,0,0,0,0,0,0,0,0,0,0,0,0,0,0,0,0,0,0,0,0,0,0,0,0,0,0,0,0,0,0,0,0,0,0,0,0,0,0,0,0,0,0,0,0,0,0,0,0,0,0,0]
["",null,null,null,null,"","",null,null,null,null,null,null,null,null,null,null,null,null,null,null,null,null,null,null,null,null,null,null,null,null,null,null,null,null,null,null,null,null,null,null,null,null,null,null,null,null,null,null,null,null,null,null,null,null,null,null,null,null,null,null,null,null,null,null,null,null,null,null,null,null,null,null,null,null,null,null,null,null,null,null,null,null,null,null,null,null,null,null,null,null,null,null,null,null,null,null,null,null,0,0,0,0,0,0,0,0,0,0,0,0,0,0,0,0,0,0,0,0,0,0,0,0,0,0,0,0,0,0,0,0,0,0,0,0,0,0,0,0,0,0,0,0,0,0,0,0,0,0,0,0,0,0,0,0,0,0,0,0,0,0,0,0,0,0,0,0,0,0,0,0,0,0,0,0,0,0,0,0,0,0,0,0,0,0,0,0,0,0,0]
["",null,null,null,null,"","",null,null,null,null,null,null,null,null,null,null,null,null,null,null,null,null,null,null,null,null,null,null,null,null,null,null,null,null,null,null,null,null,null,null,null,null,null,null,null,null,null,null,null,null,null,null,null,null,null,null,null,null,null,null,null,null,null,null,null,null,null,null,null,null,null,null,null,null,null,null,null,null,null,null,null,null,null,null,null,null,null,null,null,null,null,null,null,null,null,null,null,null,0,0,0,0,0,0,0,0,0,0,0,0,0,0,0,0,0,0,0,0,0,0,0,0,0,0,0,0,0,0,0,0,0,0,0,0,0,0,0,0,0,0,0,0,0,0,0,0,0,0,0,0,0,0,0,0,0,0,0,0,0,0,0,0,0,0,0,0,0,0,0,0,0,0,0,0,0,0,0,0,0,0,0,0,0,0,0,0,0,0,0]
["",null,null,null,null,"","",null,null,null,null,null,null,null,null,null,null,null,null,null,null,null,null,null,null,null,null,null,null,null,null,null,null,null,null,null,null,null,null,null,null,null,null,null,null,null,null,null,null,null,null,null,null,null,null,null,null,null,null,null,null,null,null,null,null,null,null,null,null,null,null,null,null,null,null,null,null,null,null,null,null,null,null,null,null,null,null,null,null,null,null,null,null,null,null,null,null,null,null,0,0,0,0,0,0,0,0,0,0,0,0,0,0,0,0,0,0,0,0,0,0,0,0,0,0,0,0,0,0,0,0,0,0,0,0,0,0,0,0,0,0,0,0,0,0,0,0,0,0,0,0,0,0,0,0,0,0,0,0,0,0,0,0,0,0,0,0,0,0,0,0,0,0,0,0,0,0,0,0,0,0,0,0,0,0,0,0,0,0,0]
["",null,null,null,null,"","",null,null,null,null,null,null,null,null,null,null,null,null,null,null,null,null,null,null,null,null,null,null,null,null,null,null,null,null,null,null,null,null,null,null,null,null,null,null,null,null,null,null,null,null,null,null,null,null,null,null,null,null,null,null,null,null,null,null,null,null,null,null,null,null,null,null,null,null,null,null,null,null,null,null,null,null,null,null,null,null,null,null,null,null,null,null,null,null,null,null,null,null,0,0,0,0,0,0,0,0,0,0,0,0,0,0,0,0,0,0,0,0,0,0,0,0,0,0,0,0,0,0,0,0,0,0,0,0,0,0,0,0,0,0,0,0,0,0,0,0,0,0,0,0,0,0,0,0,0,0,0,0,0,0,0,0,0,0,0,0,0,0,0,0,0,0,0,0,0,0,0,0,0,0,0,0,0,0,0,0,0,0,0]
["",null,null,null,null,"","",null,null,null,null,null,null,null,null,null,null,null,null,null,null,null,null,null,null,null,null,null,null,null,null,null,null,null,null,null,null,null,null,null,null,null,null,null,null,null,null,null,null,null,null,null,null,null,null,null,null,null,null,null,null,null,null,null,null,null,null,null,null,null,null,null,null,null,null,null,null,null,null,null,null,null,null,null,null,null,null,null,null,null,null,null,null,null,null,null,null,null,null,0,0,0,0,0,0,0,0,0,0,0,0,0,0,0,0,0,0,0,0,0,0,0,0,0,0,0,0,0,0,0,0,0,0,0,0,0,0,0,0,0,0,0,0,0,0,0,0,0,0,0,0,0,0,0,0,0,0,0,0,0,0,0,0,0,0,0,0,0,0,0,0,0,0,0,0,0,0,0,0,0,0,0,0,0,0,0,0,0,0,0]
["",null,null,null,null,"","",null,null,null,null,null,null,null,null,null,null,null,null,null,null,null,null,null,null,null,null,null,null,null,null,null,null,null,null,null,null,null,null,null,null,null,null,null,null,null,null,null,null,null,null,null,null,null,null,null,null,null,null,null,null,null,null,null,null,null,null,null,null,null,null,null,null,null,null,null,null,null,null,null,null,null,null,null,null,null,null,null,null,null,null,null,null,null,null,null,null,null,null,0,0,0,0,0,0,0,0,0,0,0,0,0,0,0,0,0,0,0,0,0,0,0,0,0,0,0,0,0,0,0,0,0,0,0,0,0,0,0,0,0,0,0,0,0,0,0,0,0,0,0,0,0,0,0,0,0,0,0,0,0,0,0,0,0,0,0,0,0,0,0,0,0,0,0,0,0,0,0,0,0,0,0,0,0,0,0,0,0,0,0]
["",null,null,null,null,"","",null,null,null,null,null,null,null,null,null,null,null,null,null,null,null,null,null,null,null,null,null,null,null,null,null,null,null,null,null,null,null,null,null,null,null,null,null,null,null,null,null,null,null,null,null,null,null,null,null,null,null,null,null,null,null,null,null,null,null,null,null,null,null,null,null,null,null,null,null,null,null,null,null,null,null,null,null,null,null,null,null,null,null,null,null,null,null,null,null,null,null,null,0,0,0,0,0,0,0,0,0,0,0,0,0,0,0,0,0,0,0,0,0,0,0,0,0,0,0,0,0,0,0,0,0,0,0,0,0,0,0,0,0,0,0,0,0,0,0,0,0,0,0,0,0,0,0,0,0,0,0,0,0,0,0,0,0,0,0,0,0,0,0,0,0,0,0,0,0,0,0,0,0,0,0,0,0,0,0,0,0,0,0]
["",null,null,null,null,"","",null,null,null,null,null,null,null,null,null,null,null,null,null,null,null,null,null,null,null,null,null,null,null,null,null,null,null,null,null,null,null,null,null,null,null,null,null,null,null,null,null,null,null,null,null,null,null,null,null,null,null,null,null,null,null,null,null,null,null,null,null,null,null,null,null,null,null,null,null,null,null,null,null,null,null,null,null,null,null,null,null,null,null,null,null,null,null,null,null,null,null,null,0,0,0,0,0,0,0,0,0,0,0,0,0,0,0,0,0,0,0,0,0,0,0,0,0,0,0,0,0,0,0,0,0,0,0,0,0,0,0,0,0,0,0,0,0,0,0,0,0,0,0,0,0,0,0,0,0,0,0,0,0,0,0,0,0,0,0,0,0,0,0,0,0,0,0,0,0,0,0,0,0,0,0,0,0,0,0,0,0,0,0]
["",null,null,null,null,"","",null,null,null,null,null,null,null,null,null,null,null,null,null,null,null,null,null,null,null,null,null,null,null,null,null,null,null,null,null,null,null,null,null,null,null,null,null,null,null,null,null,null,null,null,null,null,null,null,null,null,null,null,null,null,null,null,null,null,null,null,null,null,null,null,null,null,null,null,null,null,null,null,null,null,null,null,null,null,null,null,null,null,null,null,null,null,null,null,null,null,null,null,0,0,0,0,0,0,0,0,0,0,0,0,0,0,0,0,0,0,0,0,0,0,0,0,0,0,0,0,0,0,0,0,0,0,0,0,0,0,0,0,0,0,0,0,0,0,0,0,0,0,0,0,0,0,0,0,0,0,0,0,0,0,0,0,0,0,0,0,0,0,0,0,0,0,0,0,0,0,0,0,0,0,0,0,0,0,0,0,0,0,0]
["",null,null,null,null,"","",null,null,null,null,null,null,null,null,null,null,null,null,null,null,null,null,null,null,null,null,null,null,null,null,null,null,null,null,null,null,null,null,null,null,null,null,null,null,null,null,null,null,null,null,null,null,null,null,null,null,null,null,null,null,null,null,null,null,null,null,null,null,null,null,null,null,null,null,null,null,null,null,null,null,null,null,null,null,null,null,null,null,null,null,null,null,null,null,null,null,null,null,0,0,0,0,0,0,0,0,0,0,0,0,0,0,0,0,0,0,0,0,0,0,0,0,0,0,0,0,0,0,0,0,0,0,0,0,0,0,0,0,0,0,0,0,0,0,0,0,0,0,0,0,0,0,0,0,0,0,0,0,0,0,0,0,0,0,0,0,0,0,0,0,0,0,0,0,0,0,0,0,0,0,0,0,0,0,0,0,0,0,0]
["",null,null,null,null,"","",null,null,null,null,null,null,null,null,null,null,null,null,null,null,null,null,null,null,null,null,null,null,null,null,null,null,null,null,null,null,null,null,null,null,null,null,null,null,null,null,null,null,null,null,null,null,null,null,null,null,null,null,null,null,null,null,null,null,null,null,null,null,null,null,null,null,null,null,null,null,null,null,null,null,null,null,null,null,null,null,null,null,null,null,null,null,null,null,null,null,null,null,0,0,0,0,0,0,0,0,0,0,0,0,0,0,0,0,0,0,0,0,0,0,0,0,0,0,0,0,0,0,0,0,0,0,0,0,0,0,0,0,0,0,0,0,0,0,0,0,0,0,0,0,0,0,0,0,0,0,0,0,0,0,0,0,0,0,0,0,0,0,0,0,0,0,0,0,0,0,0,0,0,0,0,0,0,0,0,0,0,0,0]
["",null,null,null,null,"","",null,null,null,null,null,null,null,null,null,null,null,null,null,null,null,null,null,null,null,null,null,null,null,null,null,null,null,null,null,null,null,null,null,null,null,null,null,null,null,null,null,null,null,null,null,null,null,null,null,null,null,null,null,null,null,null,null,null,null,null,null,null,null,null,null,null,null,null,null,null,null,null,null,null,null,null,null,null,null,null,null,null,null,null,null,null,null,null,null,null,null,null,0,0,0,0,0,0,0,0,0,0,0,0,0,0,0,0,0,0,0,0,0,0,0,0,0,0,0,0,0,0,0,0,0,0,0,0,0,0,0,0,0,0,0,0,0,0,0,0,0,0,0,0,0,0,0,0,0,0,0,0,0,0,0,0,0,0,0,0,0,0,0,0,0,0,0,0,0,0,0,0,0,0,0,0,0,0,0,0,0,0,0]
["",null,null,null,null,"","",null,null,null,null,null,null,null,null,null,null,null,null,null,null,null,null,null,null,null,null,null,null,null,null,null,null,null,null,null,null,null,null,null,null,null,null,null,null,null,null,null,null,null,null,null,null,null,null,null,null,null,null,null,null,null,null,null,null,null,null,null,null,null,null,null,null,null,null,null,null,null,null,null,null,null,null,null,null,null,null,null,null,null,null,null,null,null,null,null,null,null,null,0,0,0,0,0,0,0,0,0,0,0,0,0,0,0,0,0,0,0,0,0,0,0,0,0,0,0,0,0,0,0,0,0,0,0,0,0,0,0,0,0,0,0,0,0,0,0,0,0,0,0,0,0,0,0,0,0,0,0,0,0,0,0,0,0,0,0,0,0,0,0,0,0,0,0,0,0,0,0,0,0,0,0,0,0,0,0,0,0,0,0]
["",null,null,null,null,"","",null,null,null,null,null,null,null,null,null,null,null,null,null,null,null,null,null,null,null,null,null,null,null,null,null,null,null,null,null,null,null,null,null,null,null,null,null,null,null,null,null,null,null,null,null,null,null,null,null,null,null,null,null,null,null,null,null,null,null,null,null,null,null,null,null,null,null,null,null,null,null,null,null,null,null,null,null,null,null,null,null,null,null,null,null,null,null,null,null,null,null,null,0,0,0,0,0,0,0,0,0,0,0,0,0,0,0,0,0,0,0,0,0,0,0,0,0,0,0,0,0,0,0,0,0,0,0,0,0,0,0,0,0,0,0,0,0,0,0,0,0,0,0,0,0,0,0,0,0,0,0,0,0,0,0,0,0,0,0,0,0,0,0,0,0,0,0,0,0,0,0,0,0,0,0,0,0,0,0,0,0,0,0]
["",null,null,null,null,"","",null,null,null,null,null,null,null,null,null,null,null,null,null,null,null,null,null,null,null,null,null,null,null,null,null,null,null,null,null,null,null,null,null,null,null,null,null,null,null,null,null,null,null,null,null,null,null,null,null,null,null,null,null,null,null,null,null,null,null,null,null,null,null,null,null,null,null,null,null,null,null,null,null,null,null,null,null,null,null,null,null,null,null,null,null,null,null,null,null,null,null,null,0,0,0,0,0,0,0,0,0,0,0,0,0,0,0,0,0,0,0,0,0,0,0,0,0,0,0,0,0,0,0,0,0,0,0,0,0,0,0,0,0,0,0,0,0,0,0,0,0,0,0,0,0,0,0,0,0,0,0,0,0,0,0,0,0,0,0,0,0,0,0,0,0,0,0,0,0,0,0,0,0,0,0,0,0,0,0,0,0,0,0]
["",null,null,null,null,"","",null,null,null,null,null,null,null,null,null,null,null,null,null,null,null,null,null,null,null,null,null,null,null,null,null,null,null,null,null,null,null,null,null,null,null,null,null,null,null,null,null,null,null,null,null,null,null,null,null,null,null,null,null,null,null,null,null,null,null,null,null,null,null,null,null,null,null,null,null,null,null,null,null,null,null,null,null,null,null,null,null,null,null,null,null,null,null,null,null,null,null,null,0,0,0,0,0,0,0,0,0,0,0,0,0,0,0,0,0,0,0,0,0,0,0,0,0,0,0,0,0,0,0,0,0,0,0,0,0,0,0,0,0,0,0,0,0,0,0,0,0,0,0,0,0,0,0,0,0,0,0,0,0,0,0,0,0,0,0,0,0,0,0,0,0,0,0,0,0,0,0,0,0,0,0,0,0,0,0,0,0,0,0]
["",null,null,null,null,"","",null,null,null,null,null,null,null,null,null,null,null,null,null,null,null,null,null,null,null,null,null,null,null,null,null,null,null,null,null,null,null,null,null,null,null,null,null,null,null,null,null,null,null,null,null,null,null,null,null,null,null,null,null,null,null,null,null,null,null,null,null,null,null,null,null,null,null,null,null,null,null,null,null,null,null,null,null,null,null,null,null,null,null,null,null,null,null,null,null,null,null,null,0,0,0,0,0,0,0,0,0,0,0,0,0,0,0,0,0,0,0,0,0,0,0,0,0,0,0,0,0,0,0,0,0,0,0,0,0,0,0,0,0,0,0,0,0,0,0,0,0,0,0,0,0,0,0,0,0,0,0,0,0,0,0,0,0,0,0,0,0,0,0,0,0,0,0,0,0,0,0,0,0,0,0,0,0,0,0,0,0,0,0]
["",null,null,null,null,"","",null,null,null,null,null,null,null,null,null,null,null,null,null,null,null,null,null,null,null,null,null,null,null,null,null,null,null,null,null,null,null,null,null,null,null,null,null,null,null,null,null,null,null,null,null,null,null,null,null,null,null,null,null,null,null,null,null,null,null,null,null,null,null,null,null,null,null,null,null,null,null,null,null,null,null,null,null,null,null,null,null,null,null,null,null,null,null,null,null,null,null,null,0,0,0,0,0,0,0,0,0,0,0,0,0,0,0,0,0,0,0,0,0,0,0,0,0,0,0,0,0,0,0,0,0,0,0,0,0,0,0,0,0,0,0,0,0,0,0,0,0,0,0,0,0,0,0,0,0,0,0,0,0,0,0,0,0,0,0,0,0,0,0,0,0,0,0,0,0,0,0,0,0,0,0,0,0,0,0,0,0,0,0]
["",null,null,null,null,"","",null,null,null,null,null,null,null,null,null,null,null,null,null,null,null,null,null,null,null,null,null,null,null,null,null,null,null,null,null,null,null,null,null,null,null,null,null,null,null,null,null,null,null,null,null,null,null,null,null,null,null,null,null,null,null,null,null,null,null,null,null,null,null,null,null,null,null,null,null,null,null,null,null,null,null,null,null,null,null,null,null,null,null,null,null,null,null,null,null,null,null,null,0,0,0,0,0,0,0,0,0,0,0,0,0,0,0,0,0,0,0,0,0,0,0,0,0,0,0,0,0,0,0,0,0,0,0,0,0,0,0,0,0,0,0,0,0,0,0,0,0,0,0,0,0,0,0,0,0,0,0,0,0,0,0,0,0,0,0,0,0,0,0,0,0,0,0,0,0,0,0,0,0,0,0,0,0,0,0,0,0,0,0]
["",null,null,null,null,"","",null,null,null,null,null,null,null,null,null,null,null,null,null,null,null,null,null,null,null,null,null,null,null,null,null,null,null,null,null,null,null,null,null,null,null,null,null,null,null,null,null,null,null,null,null,null,null,null,null,null,null,null,null,null,null,null,null,null,null,null,null,null,null,null,null,null,null,null,null,null,null,null,null,null,null,null,null,null,null,null,null,null,null,null,null,null,null,null,null,null,null,null,0,0,0,0,0,0,0,0,0,0,0,0,0,0,0,0,0,0,0,0,0,0,0,0,0,0,0,0,0,0,0,0,0,0,0,0,0,0,0,0,0,0,0,0,0,0,0,0,0,0,0,0,0,0,0,0,0,0,0,0,0,0,0,0,0,0,0,0,0,0,0,0,0,0,0,0,0,0,0,0,0,0,0,0,0,0,0,0,0,0,0]
["",null,null,null,null,"","",null,null,null,null,null,null,null,null,null,null,null,null,null,null,null,null,null,null,null,null,null,null,null,null,null,null,null,null,null,null,null,null,null,null,null,null,null,null,null,null,null,null,null,null,null,null,null,null,null,null,null,null,null,null,null,null,null,null,null,null,null,null,null,null,null,null,null,null,null,null,null,null,null,null,null,null,null,null,null,null,null,null,null,null,null,null,null,null,null,null,null,null,0,0,0,0,0,0,0,0,0,0,0,0,0,0,0,0,0,0,0,0,0,0,0,0,0,0,0,0,0,0,0,0,0,0,0,0,0,0,0,0,0,0,0,0,0,0,0,0,0,0,0,0,0,0,0,0,0,0,0,0,0,0,0,0,0,0,0,0,0,0,0,0,0,0,0,0,0,0,0,0,0,0,0,0,0,0,0,0,0,0,0]
["",null,null,null,null,"","",null,null,null,null,null,null,null,null,null,null,null,null,null,null,null,null,null,null,null,null,null,null,null,null,null,null,null,null,null,null,null,null,null,null,null,null,null,null,null,null,null,null,null,null,null,null,null,null,null,null,null,null,null,null,null,null,null,null,null,null,null,null,null,null,null,null,null,null,null,null,null,null,null,null,null,null,null,null,null,null,null,null,null,null,null,null,null,null,null,null,null,null,0,0,0,0,0,0,0,0,0,0,0,0,0,0,0,0,0,0,0,0,0,0,0,0,0,0,0,0,0,0,0,0,0,0,0,0,0,0,0,0,0,0,0,0,0,0,0,0,0,0,0,0,0,0,0,0,0,0,0,0,0,0,0,0,0,0,0,0,0,0,0,0,0,0,0,0,0,0,0,0,0,0,0,0,0,0,0,0,0,0,0]
["",null,null,null,null,"","",null,null,null,null,null,null,null,null,null,null,null,null,null,null,null,null,null,null,null,null,null,null,null,null,null,null,null,null,null,null,null,null,null,null,null,null,null,null,null,null,null,null,null,null,null,null,null,null,null,null,null,null,null,null,null,null,null,null,null,null,null,null,null,null,null,null,null,null,null,null,null,null,null,null,null,null,null,null,null,null,null,null,null,null,null,null,null,null,null,null,null,null,0,0,0,0,0,0,0,0,0,0,0,0,0,0,0,0,0,0,0,0,0,0,0,0,0,0,0,0,0,0,0,0,0,0,0,0,0,0,0,0,0,0,0,0,0,0,0,0,0,0,0,0,0,0,0,0,0,0,0,0,0,0,0,0,0,0,0,0,0,0,0,0,0,0,0,0,0,0,0,0,0,0,0,0,0,0,0,0,0,0,0]
["",null,null,null,null,"","",null,null,null,null,null,null,null,null,null,null,null,null,null,null,null,null,null,null,null,null,null,null,null,null,null,null,null,null,null,null,null,null,null,null,null,null,null,null,null,null,null,null,null,null,null,null,null,null,null,null,null,null,null,null,null,null,null,null,null,null,null,null,null,null,null,null,null,null,null,null,null,null,null,null,null,null,null,null,null,null,null,null,null,null,null,null,null,null,null,null,null,null,0,0,0,0,0,0,0,0,0,0,0,0,0,0,0,0,0,0,0,0,0,0,0,0,0,0,0,0,0,0,0,0,0,0,0,0,0,0,0,0,0,0,0,0,0,0,0,0,0,0,0,0,0,0,0,0,0,0,0,0,0,0,0,0,0,0,0,0,0,0,0,0,0,0,0,0,0,0,0,0,0,0,0,0,0,0,0,0,0,0,0]
["",null,null,null,null,"","",null,null,null,null,null,null,null,null,null,null,null,null,null,null,null,null,null,null,null,null,null,null,null,null,null,null,null,null,null,null,null,null,null,null,null,null,null,null,null,null,null,null,null,null,null,null,null,null,null,null,null,null,null,null,null,null,null,null,null,null,null,null,null,null,null,null,null,null,null,null,null,null,null,null,null,null,null,null,null,null,null,null,null,null,null,null,null,null,null,null,null,null,0,0,0,0,0,0,0,0,0,0,0,0,0,0,0,0,0,0,0,0,0,0,0,0,0,0,0,0,0,0,0,0,0,0,0,0,0,0,0,0,0,0,0,0,0,0,0,0,0,0,0,0,0,0,0,0,0,0,0,0,0,0,0,0,0,0,0,0,0,0,0,0,0,0,0,0,0,0,0,0,0,0,0,0,0,0,0,0,0,0,0]
["",null,null,null,null,"","",null,null,null,null,null,null,null,null,null,null,null,null,null,null,null,null,null,null,null,null,null,null,null,null,null,null,null,null,null,null,null,null,null,null,null,null,null,null,null,null,null,null,null,null,null,null,null,null,null,null,null,null,null,null,null,null,null,null,null,null,null,null,null,null,null,null,null,null,null,null,null,null,null,null,null,null,null,null,null,null,null,null,null,null,null,null,null,null,null,null,null,null,0,0,0,0,0,0,0,0,0,0,0,0,0,0,0,0,0,0,0,0,0,0,0,0,0,0,0,0,0,0,0,0,0,0,0,0,0,0,0,0,0,0,0,0,0,0,0,0,0,0,0,0,0,0,0,0,0,0,0,0,0,0,0,0,0,0,0,0,0,0,0,0,0,0,0,0,0,0,0,0,0,0,0,0,0,0,0,0,0,0,0]

{"sheet":"Historical scenario - output","index":1,"n_rows":175,"n_cols":43,"rows_kept":175,"cut":false,"hidden":false,"merged":[]}
[null,null,null,"Replacement expenditure forecast ($,000)",null,null,null,null,null,null,null,null,null,null,null,null,null,null,null,null,null,null,null,"Replacement quantity forecast (#)"]
[null,null,null,1,2,3,4,5,6,7,8,9,10,11,12,13,14,15,16,17,18,19,20,1,2,3,4,5,6,7,8,9,10,11,12,13,14,15,16,17,18,19,20]
[]
[]
["ID","Asset group",null,2019,2020,2021,2022,2023,2024,2025,2026,2027,2028,2029,2030,2031,2032,2033,2034,2035,2036,2037,2038,2019,2020,2021,2022,2023,2024,2025,2026,2027,2028,2029,2030,2031,2032,2033,2034,2035,2036,2037,2038]
[1,"OVERHEAD CONDUCTORS",null,{"$f":"IFERROR(IF($A6=\"\",\"\",SUMIFS(D$21:D$175,$A$21:$A$175,$A6)),\"\")","v":3270.938522092506},{"$f":"IFERROR(IF($A6=\"\",\"\",SUMIFS(E$21:E$175,$A$21:$A$175,$A6)),\"\")","v":3770.1875107033998},4338.3371321425366,4986.2899752320072,5726.6573906903104,6573.730107054027,7543.3313630189723,8652.5339133284506,9919.2287180642215,11361.541699175996,12997.105215644367,14842.202225077883,16910.812643101774,19213.602247899049,21756.903640499586,24541.745358935921,27562.98850829983,{"$f":"IFERROR(IF($A6=\"\",\"\",SUMIFS(U$21:U$175,$A$21:$A$175,$A6)),\"\")","v":30808.629697937129},34259.324457683491,37888.176751933766,{"$f":"IFERROR(IF($A6=\"\",\"\",SUMIFS(X$21:X$175,$A$21:$A$175,$A6)),\"\")","v":212.70498952587414},{"$f":"IFERROR(IF($A6=\"\",\"\",SUMIFS(Y$21:Y$175,$A$21:$A$175,$A6)),\"\")","v":245.40724514447643},282.95400178659827,326.19246398220855,376.09717445909678,433.76207549332167,500.38238786772808,577.22509594763812,665.58745916941018,766.74376935046939,881.8814955267884,1012.0289406391623,1157.9774996044744,1320.2024695708035,1498.7870328025667,1693.3544306153728,1903.0134094290127,{"$f":"IFERROR(IF($A6=\"\",\"\",SUMIFS(AO$21:AO$175,$A$21:$A$175,$A6)),\"\")","v":2126.3217079715987},2361.2716588626554,2605.3009226693275]
[2,"POLES",null,{"$f":"IFERROR(IF($A7=\"\",\"\",SUMIFS(D$21:D$175,$A$21:$A$175,$A7)),\"\")","v":0},0,0,0,0,0,0,0,0,0,0,0,0,0,0,0,0,0,0,0,0,0,0,0,0,0,0,0,0,0,0,0,0,0,0,0,0,0,0,0]
[3,"SERVICE LINES",null,7725.7283541347042,7949.264643406068,8127.774872778622,8263.4138849508581,8359.8113508883416,8421.7567499538472,8454.8686504324833,8465.2698761553438,8459.2812858422076,8443.1389952532627,8422.7347341941459,8403.377546758431,8389.5770479615348,8384.8528233926572,8391.5795668955725,8410.8813229664174,8442.5892138834315,8485.2744929011133,8536.3627897385413,8592.3269797253706,14127.624107137608,14536.811698995347,14863.580734596406,15111.846543706422,15288.218655366723,15401.427261820518,15461.721318103395,15480.277499721849,15468.642981058127,15438.220536786881,15399.79510107647,15363.098284033738,15336.411130344619,15326.213547782061,15336.898141130678,15370.573214078671,15426.9816438789,15503.557724408183,15595.633117403559,15696.787538412735]
[4,"SWITCHGEAR",null,11948.596344674683,12106.826685271608,12261.200256434708,12402.196873107394,12523.18174759264,12620.838529729548,12695.232822051707,12749.543938645711,12789.530791297831,12822.817463719086,12858.093797953234,12904.325450899873,12970.056682719518,13062.869044741312,13189.032633103108,13353.356959320168,13559.219474315521,13808.725065674609,14102.932680812835,14442.078034256139,144.66337093775601,142.94199425563454,142.00877902069374,141.71020655914003,141.92209189561885,142.55828790028221,143.57357688308321,144.96151904309278,146.74841759893638,148.98479013658704,151.73580081857278,155.07201382270583,159.06159100873026,163.76470480630385,169.23051058872434,175.49657009172918,182.59019231827673,190.53081441043,199.33233056039694,209.0042299116846]
[5,"TRANSFORMERS",null,9674.2865472149988,10277.589473682534,10906.626978710643,11557.72479505897,12226.126002690569,12906.328145873427,13592.461705699923,14278.676987123596,14959.509546711912,15630.1989700083,16286.941294730714,16927.06111279684,17549.095082623964,18152.784159321916,18738.977319610265,19309.454926856899,19866.685064113815,20413.530941832607,20952.931517705398,21487.580321489684,487.3357171672634,519.66280336879811,553.20288050909699,587.71295978337571,622.89970684834293,658.44010636491862,694.00379652756226,729.27494209576264,763.97176003212883,797.86220141187709,830.77476038662564,862.60386722675946,893.30978366278441,922.91332667604081,951.48608728391491,979.1370792343871,1005.9969494018272,1032.201008578299,1057.8723982799056,1083.1066939088703]
[6,"UNDERGROUND CABLES",null,1254.141835938126,1545.1071803071445,1893.8955442763538,2311.230759170604,2809.870016065991,3404.856132800589,4113.7020992636881,4956.4683787076538,5955.6943578200462,7136.1513064058472,8524.3954895612096,10148.116167833905,12035.292790467949,14213.196637069137,16707.29184755596,19540.10634654676,22730.151991178784,26290.973411471037,30230.39562132478,34550.022070284969,2.4011817329392784,2.9592147581938657,3.6310288657660257,4.4391875601108932,5.4108789959416139,6.5785313550558007,7.980288793424906,9.6602602837338623,11.668453768179774,14.06031874416046,16.895842642124748,20.23817951834555,24.151831356018509,28.700448653105987,33.944362640195479,39.938000348748076,46.727359864299203,54.347731501315486,62.821838302446565,72.158535804259856]
[null,null,null,"","","","","","","","","","","","","","","","","","","","","","","","","","","","","","","","","","","","","","","",""]
[null,null,null,"","","","","","","","","","","","","","","","","","","","","","","","","","","","","","","","","","","","","","","",""]
[null,null,null,"","","","","","","","","","","","","","","","","","","","","","","","","","","","","","","","","","","","","","","",""]
[null,null,null,"","","","","","","","","","","","","","","","","","","","","","","","","","","","","","","","","","","","","","","",""]
[null,null,null,"","","","","","","","","","","","","","","","","","","","","","","","","","","","","","","","","","","","","","","",""]
[null,null,null,"","","","","","","","","","","","","","","","","","","","","","","","","","","","","","","","","","","","","","","",""]
[null,null,"Total",{"$f":"IFERROR(SUM(D$6:D$17),\"\")","v":33873.69160405502},{"$f":"IFERROR(SUM(E$6:E$17),\"\")","v":35648.975493370759},37527.834784342864,39520.856287519833,41645.646507927857,43927.509665411439,46399.596640466778,49102.493093960758,52083.244699736213,55393.848434562489,59089.270532083669,63225.082503366932,67854.834246874743,73027.304912424064,78783.785007664483,85155.544914626167,92161.634251791373,99807.13360981649,108081.94706726505,116960.18415768992]
[]
["ID","Asset group","Asset category"]
[{"$f":"IFERROR('Historical scenario - input'!A6,\"\")","v":1},{"$f":"IFERROR('Historical scenario - input'!B6,\"\")","v":"OVERHEAD CONDUCTORS"},{"$f":"IFERROR('Historical scenario - input'!C6,\"\")","v":"˂ = 1 kv"},{"$f":"IFERROR(repcalc('Historical scenario - input'!$CV6:$GH6,'Historical scenario - input'!$G6,'Historical scenario - input'!$E6,'Historical scenario - input'!$F6,20,TRUE,TRUE),\"\")","v":2034.2947287756906},2294.8210800517536,2583.3330190825454,2904.4080821768362,3263.5468406169889,3667.1402180917153,4122.3577743632331,4636.9476296417952,5218.9442380824967,5876.2870064479202,6616.3603481421742,7445.4735784208369,8368.3064154576787,9387.352042601724,10502.394033776296,11710.055377655994,13003.456960565531,14372.019011178038,15801.432257179584,17273.816245012349,{"$f":"IFERROR(IF(OR(D21=\"\",'Historical scenario - input'!$D6=\"\"),\"\",D21/'Historical scenario - input'!$D6),\"\")","v":146.93464837884159},{"$f":"IFERROR(IF(OR(E21=\"\",'Historical scenario - input'!$D6=\"\"),\"\",E21/'Historical scenario - input'!$D6),\"\")","v":165.75215170158248},{"$f":"IFERROR(IF(OR(F21=\"\",'Historical scenario - input'!$D6=\"\"),\"\",F21/'Historical scenario - input'!$D6),\"\")","v":186.59102018751736},{"$f":"IFERROR(IF(OR(G21=\"\",'Historical scenario - input'!$D6=\"\"),\"\",G21/'Historical scenario - input'!$D6),\"\")","v":209.78188374904602},{"$f":"IFERROR(IF(OR(H21=\"\",'Historical scenario - input'!$D6=\"\"),\"\",H21/'Historical scenario - input'!$D6),\"\")","v":235.72204199857183},{"$f":"IFERROR(IF(OR(I21=\"\",'Historical scenario - input'!$D6=\"\"),\"\",I21/'Historical scenario - input'!$D6),\"\")","v":264.8731036261895},{"$f":"IFERROR(IF(OR(J21=\"\",'Historical scenario - input'!$D6=\"\"),\"\",J21/'Historical scenario - input'!$D6),\"\")","v":297.75291726405214},{"$f":"IFERROR(IF(OR(K21=\"\",'Historical scenario - input'!$D6=\"\"),\"\",K21/'Historical scenario - input'!$D6),\"\")","v":334.92112026587569},{"$f":"IFERROR(IF(OR(L21=\"\",'Historical scenario - input'!$D6=\"\"),\"\",L21/'Historical scenario - input'!$D6),\"\")","v":376.95803153997559},{"$f":"IFERROR(IF(OR(M21=\"\",'Historical scenario - input'!$D6=\"\"),\"\",M21/'Historical scenario - input'!$D6),\"\")","v":424.43710483643787},{"$f":"IFERROR(IF(OR(N21=\"\",'Historical scenario - input'!$D6=\"\"),\"\",N21/'Historical scenario - input'!$D6),\"\")","v":477.89170740616703},{"$f":"IFERROR(IF(OR(O21=\"\",'Historical scenario - input'!$D6=\"\"),\"\",O21/'Historical scenario - input'!$D6),\"\")","v":537.77755346081392},{"$f":"IFERROR(IF(OR(P21=\"\",'Historical scenario - input'!$D6=\"\"),\"\",P21/'Historical scenario - input'!$D6),\"\")","v":604.43265338532865},{"$f":"IFERROR(IF(OR(Q21=\"\",'Historical scenario - input'!$D6=\"\"),\"\",Q21/'Historical scenario - input'!$D6),\"\")","v":678.03708679823978},{"$f":"IFERROR(IF(OR(R21=\"\",'Historical scenario - input'!$D6=\"\"),\"\",R21/'Historical scenario - input'!$D6),\"\")","v":758.57522150573254},{"$f":"IFERROR(IF(OR(S21=\"\",'Historical scenario - input'!$D6=\"\"),\"\",S21/'Historical scenario - input'!$D6),\"\")","v":845.80314006327444},{"$f":"IFERROR(IF(OR(T21=\"\",'Historical scenario - input'!$D6=\"\"),\"\",T21/'Historical scenario - input'!$D6),\"\")","v":939.22397240836233},{"$f":"IFERROR(IF(OR(U21=\"\",'Historical scenario - input'!$D6=\"\"),\"\",U21/'Historical scenario - input'!$D6),\"\")","v":1038.0735544511756},{"$f":"IFERROR(IF(OR(V21=\"\",'Historical scenario - input'!$D6=\"\"),\"\",V21/'Historical scenario - input'!$D6),\"\")","v":1141.3183447553315},{"$f":"IFERROR(IF(OR(W21=\"\",'Historical scenario - input'!$D6=\"\"),\"\",W21/'Historical scenario - input'!$D6),\"\")","v":1247.6668597814935}]
[{"$f":"IFERROR('Historical scenario - input'!A7,\"\")","v":1},{"$f":"IFERROR('Historical scenario - input'!B7,\"\")","v":"OVERHEAD CONDUCTORS"},{"$f":"IFERROR('Historical scenario - input'!C7,\"\")","v":"˃ 11 kv & < = 22 kv ; swer"},{"$f":"IFERROR(repcalc('Historical scenario - input'!$CV7:$GH7,'Historical scenario - input'!$G7,'Historical scenario - input'!$E7,'Historical scenario - input'!$F7,20,TRUE,TRUE),\"\")","v":39.088739418702993},50.507410014588679,64.959963261866633,83.082394261097988,105.58398043282554,133.23792360959663,166.86590646922389,207.31589697179072,255.43286267863857,312.02249840876539,377.8086117815069,453.38542399757682,539.16668589500432,635.33412774519127,741.78829262871488,858.10518157809861,983.50230179323796,1116.8176064226163,1256.5044140689542,1400.6446922932917,{"$f":"IFERROR(IF(OR(D22=\"\",'Historical scenario - input'!$D7=\"\"),\"\",D22/'Historical scenario - input'!$D7),\"\")","v":15.449408969386655},{"$f":"IFERROR(IF(OR(E22=\"\",'Historical scenario - input'!$D7=\"\"),\"\",E22/'Historical scenario - input'!$D7),\"\")","v":19.962517208383467},{"$f":"IFERROR(IF(OR(F22=\"\",'Historical scenario - input'!$D7=\"\"),\"\",F22/'Historical scenario - input'!$D7),\"\")","v":25.674735332823641},{"$f":"IFERROR(IF(OR(G22=\"\",'Historical scenario - input'!$D7=\"\"),\"\",G22/'Historical scenario - input'!$D7),\"\")","v":32.837433649276683},{"$f":"IFERROR(IF(OR(H22=\"\",'Historical scenario - input'!$D7=\"\"),\"\",H22/'Historical scenario - input'!$D7),\"\")","v":41.73094652272021},{"$f":"IFERROR(IF(OR(I22=\"\",'Historical scenario - input'!$D7=\"\"),\"\",I22/'Historical scenario - input'!$D7),\"\")","v":52.660873762832075},{"$f":"IFERROR(IF(OR(J22=\"\",'Historical scenario - input'!$D7=\"\"),\"\",J22/'Historical scenario - input'!$D7),\"\")","v":65.95197671831194},{"$f":"IFERROR(IF(OR(K22=\"\",'Historical scenario - input'!$D7=\"\"),\"\",K22/'Historical scenario - input'!$D7),\"\")","v":81.939405716417426},{"$f":"IFERROR(IF(OR(L22=\"\",'Historical scenario - input'!$D7=\"\"),\"\",L22/'Historical scenario - input'!$D7),\"\")","v":100.95712520868013},{"$f":"IFERROR(IF(OR(M22=\"\",'Historical scenario - input'!$D7=\"\"),\"\",M22/'Historical scenario - input'!$D7),\"\")","v":123.32357751246113},{"$f":"IFERROR(IF(OR(N22=\"\",'Historical scenario - input'!$D7=\"\"),\"\",N22/'Historical scenario - input'!$D7),\"\")","v":149.32483989943947},{"$f":"IFERROR(IF(OR(O22=\"\",'Historical scenario - input'!$D7=\"\"),\"\",O22/'Historical scenario - input'!$D7),\"\")","v":179.19577198608349},{"$f":"IFERROR(IF(OR(P22=\"\",'Historical scenario - input'!$D7=\"\"),\"\",P22/'Historical scenario - input'!$D7),\"\")","v":213.09990439536023},{"$f":"IFERROR(IF(OR(Q22=\"\",'Historical scenario - input'!$D7=\"\"),\"\",Q22/'Historical scenario - input'!$D7),\"\")","v":251.10906408630598},{"$f":"IFERROR(IF(OR(R22=\"\",'Historical scenario - input'!$D7=\"\"),\"\",R22/'Historical scenario - input'!$D7),\"\")","v":293.18394176816719},{"$f":"IFERROR(IF(OR(S22=\"\",'Historical scenario - input'!$D7=\"\"),\"\",S22/'Historical scenario - input'!$D7),\"\")","v":339.1569563536907},{"$f":"IFERROR(IF(OR(T22=\"\",'Historical scenario - input'!$D7=\"\"),\"\",T22/'Historical scenario - input'!$D7),\"\")","v":388.71883587698062},{"$f":"IFERROR(IF(OR(U22=\"\",'Historical scenario - input'!$D7=\"\"),\"\",U22/'Historical scenario - input'!$D7),\"\")","v":441.41029366577146},{"$f":"IFERROR(IF(OR(V22=\"\",'Historical scenario - input'!$D7=\"\"),\"\",V22/'Historical scenario - input'!$D7),\"\")","v":496.6200203300121},{"$f":"IFERROR(IF(OR(W22=\"\",'Historical scenario - input'!$D7=\"\"),\"\",W22/'Historical scenario - input'!$D7),\"\")","v":553.58993392572802}]
[{"$f":"IFERROR('Historical scenario - input'!A8,\"\")","v":1},{"$f":"IFERROR('Historical scenario - input'!B8,\"\")","v":"OVERHEAD CONDUCTORS"},{"$f":"IFERROR('Historical scenario - input'!C8,\"\")","v":"> 1 kv & < = 11 kv"},{"$f":"IFERROR(repcalc('Historical scenario - input'!$CV8:$GH8,'Historical scenario - input'!$G8,'Historical scenario - input'!$E8,'Historical scenario - input'!$F8,20,TRUE,TRUE),\"\")","v":574.2521766745806},680.15461208895624,804.77782870920862,951.30042007657073,1123.2730678987118,1324.5830673397263,1559.3911234630741,1832.0378031442222,2146.9186458692366,2508.3289223756087,2920.2812641355526,3386.3017113432161,3909.211956949523,4490.9075035806864,5132.1429125514151,5832.3361530393722,6589.4041458032762,7399.6408910758419,8257.6480924467851,9156.3260203990048,{"$f":"IFERROR(IF(OR(D23=\"\",'Historical scenario - input'!$D8=\"\"),\"\",D23/'Historical scenario - input'!$D8),\"\")","v":41.477540332243429},{"$f":"IFERROR(IF(OR(E23=\"\",'Historical scenario - input'!$D8=\"\"),\"\",E23/'Historical scenario - input'!$D8),\"\")","v":49.126745184403298},{"$f":"IFERROR(IF(OR(F23=\"\",'Historical scenario - input'!$D8=\"\"),\"\",F23/'Historical scenario - input'!$D8),\"\")","v":58.12812942578973},{"$f":"IFERROR(IF(OR(G23=\"\",'Historical scenario - input'!$D8=\"\"),\"\",G23/'Historical scenario - input'!$D8),\"\")","v":68.711279024312802},{"$f":"IFERROR(IF(OR(H23=\"\",'Historical scenario - input'!$D8=\"\"),\"\",H23/'Historical scenario - input'!$D8),\"\")","v":81.132655426213162},{"$f":"IFERROR(IF(OR(I23=\"\",'Historical scenario - input'!$D8=\"\"),\"\",I23/'Historical scenario - input'!$D8),\"\")","v":95.673033260654179},{"$f":"IFERROR(IF(OR(J23=\"\",'Historical scenario - input'!$D8=\"\"),\"\",J23/'Historical scenario - input'!$D8),\"\")","v":112.63293522322161},{"$f":"IFERROR(IF(OR(K23=\"\",'Historical scenario - input'!$D8=\"\"),\"\",K23/'Historical scenario - input'!$D8),\"\")","v":132.32587521069254},{"$f":"IFERROR(IF(OR(L23=\"\",'Historical scenario - input'!$D8=\"\"),\"\",L23/'Historical scenario - input'!$D8),\"\")","v":155.06933772503447},{"$f":"IFERROR(IF(OR(M23=\"\",'Historical scenario - input'!$D8=\"\"),\"\",M23/'Historical scenario - input'!$D8),\"\")","v":181.17356497775089},{"$f":"IFERROR(IF(OR(N23=\"\",'Historical scenario - input'!$D8=\"\"),\"\",N23/'Historical scenario - input'!$D8),\"\")","v":210.92838448798321},{"$f":"IFERROR(IF(OR(O23=\"\",'Historical scenario - input'!$D8=\"\"),\"\",O23/'Historical scenario - input'!$D8),\"\")","v":244.58847787524718},{"$f":"IFERROR(IF(OR(P23=\"\",'Historical scenario - input'!$D8=\"\"),\"\",P23/'Historical scenario - input'!$D8),\"\")","v":282.35765260938098},{"$f":"IFERROR(IF(OR(Q23=\"\",'Historical scenario - input'!$D8=\"\"),\"\",Q23/'Historical scenario - input'!$D8),\"\")","v":324.37281855302354},{"$f":"IFERROR(IF(OR(R23=\"\",'Historical scenario - input'!$D8=\"\"),\"\",R23/'Historical scenario - input'!$D8),\"\")","v":370.68847675751658},{"$f":"IFERROR(IF(OR(S23=\"\",'Historical scenario - input'!$D8=\"\"),\"\",S23/'Historical scenario - input'!$D8),\"\")","v":421.26258784035753},{"$f":"IFERROR(IF(OR(T23=\"\",'Historical scenario - input'!$D8=\"\"),\"\",T23/'Historical scenario - input'!$D8),\"\")","v":475.94469350681987},{"$f":"IFERROR(IF(OR(U23=\"\",'Historical scenario - input'!$D8=\"\"),\"\",U23/'Historical scenario - input'!$D8),\"\")","v":534.4671138750283},{"$f":"IFERROR(IF(OR(V23=\"\",'Historical scenario - input'!$D8=\"\"),\"\",V23/'Historical scenario - input'!$D8),\"\")","v":596.43993652291829},{"$f":"IFERROR(IF(OR(W23=\"\",'Historical scenario - input'!$D8=\"\"),\"\",W23/'Historical scenario - input'!$D8),\"\")","v":661.35035657250262}]
[{"$f":"IFERROR('Historical scenario - input'!A9,\"\")","v":1},{"$f":"IFERROR('Historical scenario - input'!B9,\"\")","v":"OVERHEAD CONDUCTORS"},{"$f":"IFERROR('Historical scenario - input'!C9,\"\")","v":"> 22 kv & < = 66 kv"},{"$f":"IFERROR(repcalc('Historical scenario - input'!$CV9:$GH9,'Historical scenario - input'!$G9,'Historical scenario - input'!$E9,'Historical scenario - input'!$F9,20,TRUE,TRUE),\"\")","v":623.30287722353216},744.7044085481017,885.26632108891545,1047.4990787175018,1234.2535017417845,1448.7688980129892,1694.7165587234413,1976.2325835706415,2297.9329714338496,2664.9032719437018,3082.6549915851333,3557.0415113162521,4094.1275847995694,4700.0085739714496,5380.5784015431618,6141.2486466624523,6986.6251001377868,7920.1521892606361,8943.7396939881637,10057.389794229121,{"$f":"IFERROR(IF(OR(D24=\"\",'Historical scenario - input'!$D9=\"\"),\"\",D24/'Historical scenario - input'!$D9),\"\")","v":8.8433918454024578},{"$f":"IFERROR(IF(OR(E24=\"\",'Historical scenario - input'!$D9=\"\"),\"\",E24/'Historical scenario - input'!$D9),\"\")","v":10.565831050107185},{"$f":"IFERROR(IF(OR(F24=\"\",'Historical scenario - input'!$D9=\"\"),\"\",F24/'Historical scenario - input'!$D9),\"\")","v":12.560116840467526},{"$f":"IFERROR(IF(OR(G24=\"\",'Historical scenario - input'!$D9=\"\"),\"\",G24/'Historical scenario - input'!$D9),\"\")","v":14.861867559573028},{"$f":"IFERROR(IF(OR(H24=\"\",'Historical scenario - input'!$D9=\"\"),\"\",H24/'Historical scenario - input'!$D9),\"\")","v":17.511530511591612},{"$f":"IFERROR(IF(OR(I24=\"\",'Historical scenario - input'!$D9=\"\"),\"\",I24/'Historical scenario - input'!$D9),\"\")","v":20.555064843645916},{"$f":"IFERROR(IF(OR(J24=\"\",'Historical scenario - input'!$D9=\"\"),\"\",J24/'Historical scenario - input'!$D9),\"\")","v":24.044558662142457},{"$f":"IFERROR(IF(OR(K24=\"\",'Historical scenario - input'!$D9=\"\"),\"\",K24/'Historical scenario - input'!$D9),\"\")","v":28.038694754652468},{"$f":"IFERROR(IF(OR(L24=\"\",'Historical scenario - input'!$D9=\"\"),\"\",L24/'Historical scenario - input'!$D9),\"\")","v":32.602964695720047},{"$f":"IFERROR(IF(OR(M24=\"\",'Historical scenario - input'!$D9=\"\"),\"\",M24/'Historical scenario - input'!$D9),\"\")","v":37.809522023819596},{"$f":"IFERROR(IF(OR(N24=\"\",'Historical scenario - input'!$D9=\"\"),\"\",N24/'Historical scenario - input'!$D9),\"\")","v":43.736563733198714},{"$f":"IFERROR(IF(OR(O24=\"\",'Historical scenario - input'!$D9=\"\"),\"\",O24/'Historical scenario - input'!$D9),\"\")","v":50.467137317017631},{"$f":"IFERROR(IF(OR(P24=\"\",'Historical scenario - input'!$D9=\"\"),\"\",P24/'Historical scenario - input'!$D9),\"\")","v":58.0872892144045},{"$f":"IFERROR(IF(OR(Q24=\"\",'Historical scenario - input'!$D9=\"\"),\"\",Q24/'Historical scenario - input'!$D9),\"\")","v":66.683500133234332},{"$f":"IFERROR(IF(OR(R24=\"\",'Historical scenario - input'!$D9=\"\"),\"\",R24/'Historical scenario - input'!$D9),\"\")","v":76.339392771150443},{"$f":"IFERROR(IF(OR(S24=\"\",'Historical scenario - input'!$D9=\"\"),\"\",S24/'Historical scenario - input'!$D9),\"\")","v":87.131746358050037},{"$f":"IFERROR(IF(OR(T24=\"\",'Historical scenario - input'!$D9=\"\"),\"\",T24/'Historical scenario - input'!$D9),\"\")","v":99.125907636849888},{"$f":"IFERROR(IF(OR(U24=\"\",'Historical scenario - input'!$D9=\"\"),\"\",U24/'Historical scenario - input'!$D9),\"\")","v":112.37074597962341},{"$f":"IFERROR(IF(OR(V24=\"\",'Historical scenario - input'!$D9=\"\"),\"\",V24/'Historical scenario - input'!$D9),\"\")","v":126.89335725439376},{"$f":"IFERROR(IF(OR(W24=\"\",'Historical scenario - input'!$D9=\"\"),\"\",W24/'Historical scenario - input'!$D9),\"\")","v":142.69377238960354}]
[{"$f":"IFERROR('Historical scenario - input'!A10,\"\")","v":3},{"$f":"IFERROR('Historical scenario - input'!B10,\"\")","v":"SERVICE LINES"},{"$f":"IFERROR('Historical scenario - input'!C10,\"\")","v":"˂ = 11 kv ; commercial and industrial ; complex type"},{"$f":"IFERROR(repcalc('Historical scenario - input'!$CV10:$GH10,'Historical scenario - input'!$G10,'Historical scenario - input'!$E10,'Historical scenario - input'!$F10,20,TRUE,TRUE),\"\")","v":809.03715670064344},827.58686405057801,842.37075670504396,853.90588231394293,862.89552117445396,870.166915364847,876.60335466646291,883.07578251141388,890.37884962075918,899.17575266534357,909.95533056341151,923.0038332889028,938.39260178429095,955.98167109211738,975.43810091038074,996.26672517881332,1017.8500830931403,1039.4936431383605,1060.4721483011788,1080.0730582398653,{"$f":"IFERROR(IF(OR(D25=\"\",'Historical scenario - input'!$D10=\"\"),\"\",D25/'Historical scenario - input'!$D10),\"\")","v":1417.0138427288582},{"$f":"IFERROR(IF(OR(E25=\"\",'Historical scenario - input'!$D10=\"\"),\"\",E25/'Historical scenario - input'!$D10),\"\")","v":1449.5033172551223},{"$f":"IFERROR(IF(OR(F25=\"\",'Historical scenario - input'!$D10=\"\"),\"\",F25/'Historical scenario - input'!$D10),\"\")","v":1475.3970359394757},{"$f":"IFERROR(IF(OR(G25=\"\",'Historical scenario - input'!$D10=\"\"),\"\",G25/'Historical scenario - input'!$D10),\"\")","v":1495.6005983223022},{"$f":"IFERROR(IF(OR(H25=\"\",'Historical scenario - input'!$D10=\"\"),\"\",H25/'Historical scenario - input'!$D10),\"\")","v":1511.3457870333207},{"$f":"IFERROR(IF(OR(I25=\"\",'Historical scenario - input'!$D10=\"\"),\"\",I25/'Historical scenario - input'!$D10),\"\")","v":1524.081501503772},{"$f":"IFERROR(IF(OR(J25=\"\",'Historical scenario - input'!$D10=\"\"),\"\",J25/'Historical scenario - input'!$D10),\"\")","v":1535.3548076958737},{"$f":"IFERROR(IF(OR(K25=\"\",'Historical scenario - input'!$D10=\"\"),\"\",K25/'Historical scenario - input'!$D10),\"\")","v":1546.691147166068},{"$f":"IFERROR(IF(OR(L25=\"\",'Historical scenario - input'!$D10=\"\"),\"\",L25/'Historical scenario - input'!$D10),\"\")","v":1559.4823361771175},{"$f":"IFERROR(IF(OR(M25=\"\",'Historical scenario - input'!$D10=\"\"),\"\",M25/'Historical scenario - input'!$D10),\"\")","v":1574.8899516173713},{"$f":"IFERROR(IF(OR(N25=\"\",'Historical scenario - input'!$D10=\"\"),\"\",N25/'Historical scenario - input'!$D10),\"\")","v":1593.7701859475583},{"$f":"IFERROR(IF(OR(O25=\"\",'Historical scenario - input'!$D10=\"\"),\"\",O25/'Historical scenario - input'!$D10),\"\")","v":1616.6244007827711},{"$f":"IFERROR(IF(OR(P25=\"\",'Historical scenario - input'!$D10=\"\"),\"\",P25/'Historical scenario - input'!$D10),\"\")","v":1643.5775484842227},{"$f":"IFERROR(IF(OR(Q25=\"\",'Historical scenario - input'!$D10=\"\"),\"\",Q25/'Historical scenario - input'!$D10),\"\")","v":1674.3844829784928},{"$f":"IFERROR(IF(OR(R25=\"\",'Historical scenario - input'!$D10=\"\"),\"\",R25/'Historical scenario - input'!$D10),\"\")","v":1708.4620653913894},{"$f":"IFERROR(IF(OR(S25=\"\",'Historical scenario - input'!$D10=\"\"),\"\",S25/'Historical scenario - input'!$D10),\"\")","v":1744.9430213881831},{"$f":"IFERROR(IF(OR(T25=\"\",'Historical scenario - input'!$D10=\"\"),\"\",T25/'Historical scenario - input'!$D10),\"\")","v":1782.7458796177084},{"$f":"IFERROR(IF(OR(U25=\"\",'Historical scenario - input'!$D10=\"\"),\"\",U25/'Historical scenario - input'!$D10),\"\")","v":1820.6541807828655},{"$f":"IFERROR(IF(OR(V25=\"\",'Historical scenario - input'!$D10=\"\"),\"\",V25/'Historical scenario - input'!$D10),\"\")","v":1857.3976504359803},{"$f":"IFERROR(IF(OR(W25=\"\",'Historical scenario - input'!$D10=\"\"),\"\",W25/'Historical scenario - input'!$D10),\"\")","v":1891.7282871479817}]
[{"$f":"IFERROR('Historical scenario - input'!A11,\"\")","v":3},{"$f":"IFERROR('Historical scenario - input'!B11,\"\")","v":"SERVICE LINES"},{"$f":"IFERROR('Historical scenario - input'!C11,\"\")","v":"˂ = 11 kv ; residential ; simple type"},{"$f":"IFERROR(repcalc('Historical scenario - input'!$CV11:$GH11,'Historical scenario - input'!$G11,'Historical scenario - input'!$E11,'Historical scenario - input'!$F11,20,TRUE,TRUE),\"\")","v":6916.691197434061},7121.6777793554902,7285.4041160735778,7409.508002636916,7496.9158297138883,7551.589834589,7578.2652957660212,7582.1940936439296,7568.9024362214486,7543.9632425879199,7512.779403630735,7480.3737134695275,7451.1844461772434,7428.8711523005404,7416.1414659851916,7414.614597787604,7424.7391307902917,7445.780849762753,7475.8906414373632,7512.253921485506,{"$f":"IFERROR(IF(OR(D26=\"\",'Historical scenario - input'!$D11=\"\"),\"\",D26/'Historical scenario - input'!$D11),\"\")","v":12710.61026440875},{"$f":"IFERROR(IF(OR(E26=\"\",'Historical scenario - input'!$D11=\"\"),\"\",E26/'Historical scenario - input'!$D11),\"\")","v":13087.308381740224},{"$f":"IFERROR(IF(OR(F26=\"\",'Historical scenario - input'!$D11=\"\"),\"\",F26/'Historical scenario - input'!$D11),\"\")","v":13388.183698656931},{"$f":"IFERROR(IF(OR(G26=\"\",'Historical scenario - input'!$D11=\"\"),\"\",G26/'Historical scenario - input'!$D11),\"\")","v":13616.24594538412},{"$f":"IFERROR(IF(OR(H26=\"\",'Historical scenario - input'!$D11=\"\"),\"\",H26/'Historical scenario - input'!$D11),\"\")","v":13776.872868333403},{"$f":"IFERROR(IF(OR(I26=\"\",'Historical scenario - input'!$D11=\"\"),\"\",I26/'Historical scenario - input'!$D11),\"\")","v":13877.345760316746},{"$f":"IFERROR(IF(OR(J26=\"\",'Historical scenario - input'!$D11=\"\"),\"\",J26/'Historical scenario - input'!$D11),\"\")","v":13926.366510407521},{"$f":"IFERROR(IF(OR(K26=\"\",'Historical scenario - input'!$D11=\"\"),\"\",K26/'Historical scenario - input'!$D11),\"\")","v":13933.586352555782},{"$f":"IFERROR(IF(OR(L26=\"\",'Historical scenario - input'!$D11=\"\"),\"\",L26/'Historical scenario - input'!$D11),\"\")","v":13909.160644881009},{"$f":"IFERROR(IF(OR(M26=\"\",'Historical scenario - input'!$D11=\"\"),\"\",M26/'Historical scenario - input'!$D11),\"\")","v":13863.33058516951},{"$f":"IFERROR(IF(OR(N26=\"\",'Historical scenario - input'!$D11=\"\"),\"\",N26/'Historical scenario - input'!$D11),\"\")","v":13806.024915128912},{"$f":"IFERROR(IF(OR(O26=\"\",'Historical scenario - input'!$D11=\"\"),\"\",O26/'Historical scenario - input'!$D11),\"\")","v":13746.473883250967},{"$f":"IFERROR(IF(OR(P26=\"\",'Historical scenario - input'!$D11=\"\"),\"\",P26/'Historical scenario - input'!$D11),\"\")","v":13692.833581860395},{"$f":"IFERROR(IF(OR(Q26=\"\",'Historical scenario - input'!$D11=\"\"),\"\",Q26/'Historical scenario - input'!$D11),\"\")","v":13651.829064803569},{"$f":"IFERROR(IF(OR(R26=\"\",'Historical scenario - input'!$D11=\"\"),\"\",R26/'Historical scenario - input'!$D11),\"\")","v":13628.436075739288},{"$f":"IFERROR(IF(OR(S26=\"\",'Historical scenario - input'!$D11=\"\"),\"\",S26/'Historical scenario - input'!$D11),\"\")","v":13625.630192690489},{"$f":"IFERROR(IF(OR(T26=\"\",'Historical scenario - input'!$D11=\"\"),\"\",T26/'Historical scenario - input'!$D11),\"\")","v":13644.235764261191},{"$f":"IFERROR(IF(OR(U26=\"\",'Historical scenario - input'!$D11=\"\"),\"\",U26/'Historical scenario - input'!$D11),\"\")","v":13682.903543625318},{"$f":"IFERROR(IF(OR(V26=\"\",'Historical scenario - input'!$D11=\"\"),\"\",V26/'Historical scenario - input'!$D11),\"\")","v":13738.235466967579},{"$f":"IFERROR(IF(OR(W26=\"\",'Historical scenario - input'!$D11=\"\"),\"\",W26/'Historical scenario - input'!$D11),\"\")","v":13805.059251264753}]
[{"$f":"IFERROR('Historical scenario - input'!A12,\"\")","v":4},{"$f":"IFERROR('Historical scenario - input'!B12,\"\")","v":"SWITCHGEAR"},{"$f":"IFERROR('Historical scenario - input'!C12,\"\")","v":"˂ = 11 kv ; circuit breaker"},{"$f":"IFERROR(repcalc('Historical scenario - input'!$CV12:$GH12,'Historical scenario - input'!$G12,'Historical scenario - input'!$E12,'Historical scenario - input'!$F12,20,TRUE,TRUE),\"\")","v":6321.6940467919239},6440.8654263283352,6485.7751901432175,6454.4257885059369,6347.6491027356833,6169.1763154598339,5925.5300807734111,5625.7370578966675,5280.8754656644714,4903.4881839706431,4506.9050205894655,4104.526409602795,3709.1239889438875,3332.2109756965215,2983.5275393906572,2670.6746070338068,2398.9152519902673,2171.1476879208276,1988.0394731957924,1848.3001218303648,{"$f":"IFERROR(IF(OR(D27=\"\",'Historical scenario - input'!$D12=\"\"),\"\",D27/'Historical scenario - input'!$D12),\"\")","v":71.388436940914872},{"$f":"IFERROR(IF(OR(E27=\"\",'Historical scenario - input'!$D12=\"\"),\"\",E27/'Historical scenario - input'!$D12),\"\")","v":72.734193070557708},{"$f":"IFERROR(IF(OR(F27=\"\",'Historical scenario - input'!$D12=\"\"),\"\",F27/'Historical scenario - input'!$D12),\"\")","v":73.24134160042955},{"$f":"IFERROR(IF(OR(G27=\"\",'Historical scenario - input'!$D12=\"\"),\"\",G27/'Historical scenario - input'!$D12),\"\")","v":72.887324976823081},{"$f":"IFERROR(IF(OR(H27=\"\",'Historical scenario - input'!$D12=\"\"),\"\",H27/'Historical scenario - input'!$D12),\"\")","v":71.681537312559598},{"$f":"IFERROR(IF(OR(I27=\"\",'Historical scenario - input'!$D12=\"\"),\"\",I27/'Historical scenario - input'!$D12),\"\")","v":69.666113404694755},{"$f":"IFERROR(IF(OR(J27=\"\",'Historical scenario - input'!$D12=\"\"),\"\",J27/'Historical scenario - input'!$D12),\"\")","v":66.914711053986281},{"$f":"IFERROR(IF(OR(K27=\"\",'Historical scenario - input'!$D12=\"\"),\"\",K27/'Historical scenario - input'!$D12),\"\")","v":63.529264819076602},{"$f":"IFERROR(IF(OR(L27=\"\",'Historical scenario - input'!$D12=\"\"),\"\",L27/'Historical scenario - input'!$D12),\"\")","v":59.634876724969914},{"$f":"IFERROR(IF(OR(M27=\"\",'Historical scenario - input'!$D12=\"\"),\"\",M27/'Historical scenario - input'!$D12),\"\")","v":55.373188645462967},{"$f":"IFERROR(IF(OR(N27=\"\",'Historical scenario - input'!$D12=\"\"),\"\",N27/'Historical scenario - input'!$D12),\"\")","v":50.894728925440141},{"$f":"IFERROR(IF(OR(O27=\"\",'Historical scenario - input'!$D12=\"\"),\"\",O27/'Historical scenario - input'!$D12),\"\")","v":46.350823465261783},{"$f":"IFERROR(IF(OR(P27=\"\",'Historical scenario - input'!$D12=\"\"),\"\",P27/'Historical scenario - input'!$D12),\"\")","v":41.885697414465639},{"$f":"IFERROR(IF(OR(Q27=\"\",'Historical scenario - input'!$D12=\"\"),\"\",Q27/'Historical scenario - input'!$D12),\"\")","v":37.629365064425002},{"$f":"IFERROR(IF(OR(R27=\"\",'Historical scenario - input'!$D12=\"\"),\"\",R27/'Historical scenario - input'!$D12),\"\")","v":33.691818368742275},{"$f":"IFERROR(IF(OR(S27=\"\",'Historical scenario - input'!$D12=\"\"),\"\",S27/'Historical scenario - input'!$D12),\"\")","v":30.15889164561634},{"$f":"IFERROR(IF(OR(T27=\"\",'Historical scenario - input'!$D12=\"\"),\"\",T27/'Historical scenario - input'!$D12),\"\")","v":27.09001873955177},{"$f":"IFERROR(IF(OR(U27=\"\",'Historical scenario - input'!$D12=\"\"),\"\",U27/'Historical scenario - input'!$D12),\"\")","v":24.517928052403057},{"$f":"IFERROR(IF(OR(V27=\"\",'Historical scenario - input'!$D12=\"\"),\"\",V27/'Historical scenario - input'!$D12),\"\")","v":22.45015806171595},{"$f":"IFERROR(IF(OR(W27=\"\",'Historical scenario - input'!$D12=\"\"),\"\",W27/'Historical scenario - input'!$D12),\"\")","v":20.872135810199747}]
[{"$f":"IFERROR('Historical scenario - input'!A13,\"\")","v":4},{"$f":"IFERROR('Historical scenario - input'!B13,\"\")","v":"SWITCHGEAR"},{"$f":"IFERROR('Historical scenario - input'!C13,\"\")","v":"˂ = 11 kv ; switch"},{"$f":"IFERROR(repcalc('Historical scenario - input'!$CV13:$GH13,'Historical scenario - input'!$G13,'Historical scenario - input'!$E13,'Historical scenario - input'!$F13,20,TRUE,TRUE),\"\")","v":183.29121038732023},216.10845957657088,254.87382272731315,300.49669519127303,353.92381039903353,416.10908910091342,487.97548553824538,570.36882608212318,664.00415030536351,769.40574592306018,886.84290766038771,1016.2644012985832,1157.2355934655145,1308.8830925675379,1469.8523859818351,1638.2841932939798,1811.8149411811512,1987.6058035680624,2162.4031137723987,2332.6307077741608,{"$f":"IFERROR(IF(OR(D28=\"\",'Historical scenario - input'!$D13=\"\"),\"\",D28/'Historical scenario - input'!$D13),\"\")","v":2.6879266404688167},{"$f":"IFERROR(IF(OR(E28=\"\",'Historical scenario - input'!$D13=\"\"),\"\",E28/'Historical scenario - input'!$D13),\"\")","v":3.1691846242875141},{"$f":"IFERROR(IF(OR(F28=\"\",'Historical scenario - input'!$D13=\"\"),\"\",F28/'Historical scenario - input'!$D13),\"\")","v":3.7376704350372076},{"$f":"IFERROR(IF(OR(G28=\"\",'Historical scenario - input'!$D13=\"\"),\"\",G28/'Historical scenario - input'!$D13),\"\")","v":4.4067201622524541},{"$f":"IFERROR(IF(OR(H28=\"\",'Historical scenario - input'!$D13=\"\"),\"\",H28/'Historical scenario - input'!$D13),\"\")","v":5.1902174504577738},{"$f":"IFERROR(IF(OR(I28=\"\",'Historical scenario - input'!$D13=\"\"),\"\",I28/'Historical scenario - input'!$D13),\"\")","v":6.1021513446938949},{"$f":"IFERROR(IF(OR(J28=\"\",'Historical scenario - input'!$D13=\"\"),\"\",J28/'Historical scenario - input'!$D13),\"\")","v":7.1560567727294178},{"$f":"IFERROR(IF(OR(K28=\"\",'Historical scenario - input'!$D13=\"\"),\"\",K28/'Historical scenario - input'!$D13),\"\")","v":8.3643375985099713},{"$f":"IFERROR(IF(OR(L28=\"\",'Historical scenario - input'!$D13=\"\"),\"\",L28/'Historical scenario - input'!$D13),\"\")","v":9.7374797253841248},{"$f":"IFERROR(IF(OR(M28=\"\",'Historical scenario - input'!$D13=\"\"),\"\",M28/'Historical scenario - input'!$D13),\"\")","v":11.283171721252614},{"$f":"IFERROR(IF(OR(N28=\"\",'Historical scenario - input'!$D13=\"\"),\"\",N28/'Historical scenario - input'!$D13),\"\")","v":13.005362736019599},{"$f":"IFERROR(IF(OR(O28=\"\",'Historical scenario - input'!$D13=\"\"),\"\",O28/'Historical scenario - input'!$D13),\"\")","v":14.90330143075712},{"$f":"IFERROR(IF(OR(P28=\"\",'Historical scenario - input'!$D13=\"\"),\"\",P28/'Historical scenario - input'!$D13),\"\")","v":16.970613999447302},{"$f":"IFERROR(IF(OR(Q28=\"\",'Historical scenario - input'!$D13=\"\"),\"\",Q28/'Historical scenario - input'!$D13),\"\")","v":19.194492340015007},{"$f":"IFERROR(IF(OR(R28=\"\",'Historical scenario - input'!$D13=\"\"),\"\",R28/'Historical scenario - input'!$D13),\"\")","v":21.555072812757974},{"$f":"IFERROR(IF(OR(S28=\"\",'Historical scenario - input'!$D13=\"\"),\"\",S28/'Historical scenario - input'!$D13),\"\")","v":24.025089465602029},{"$f":"IFERROR(IF(OR(T28=\"\",'Historical scenario - input'!$D13=\"\"),\"\",T28/'Historical scenario - input'!$D13),\"\")","v":26.569880998162464},{"$f":"IFERROR(IF(OR(U28=\"\",'Historical scenario - input'!$D13=\"\"),\"\",U28/'Historical scenario - input'!$D13),\"\")","v":29.147816629458038},{"$f":"IFERROR(IF(OR(V28=\"\",'Historical scenario - input'!$D13=\"\"),\"\",V28/'Historical scenario - input'!$D13),\"\")","v":31.711182029182794},{"$f":"IFERROR(IF(OR(W28=\"\",'Historical scenario - input'!$D13=\"\"),\"\",W28/'Historical scenario - input'!$D13),\"\")","v":34.207533512122744}]
[{"$f":"IFERROR('Historical scenario - input'!A14,\"\")","v":4},{"$f":"IFERROR('Historical scenario - input'!B14,\"\")","v":"SWITCHGEAR"},{"$f":"IFERROR('Historical scenario - input'!C14,\"\")","v":"> 11 kv & < = 22 kv ; switch"},{"$f":"IFERROR(repcalc('Historical scenario - input'!$CV14:$GH14,'Historical scenario - input'!$G14,'Historical scenario - input'!$E14,'Historical scenario - input'!$F14,20,TRUE,TRUE),\"\")","v":2332.523501816393},2103.6139276193608,1942.146837753713,1841.4163558560761,1794.5775352948294,1795.0560358290877,1836.7945028078357,1914.369239129582,2023.0190431145354,2158.6295472046063,2317.7120061344158,2497.4064331265572,2695.5266055270613,2910.6502169853561,3142.2428916335175,3390.7914881789384,3657.9116784002563,3946.3886549807157,4260.1092722516496,4603.8498608071068,{"$f":"IFERROR(IF(OR(D29=\"\",'Historical scenario - input'!$D14=\"\"),\"\",D29/'Historical scenario - input'!$D14),\"\")","v":51.387096189775832},{"$f":"IFERROR(IF(OR(E29=\"\",'Historical scenario - input'!$D14=\"\"),\"\",E29/'Historical scenario - input'!$D14),\"\")","v":46.344060911090153},{"$f":"IFERROR(IF(OR(F29=\"\",'Historical scenario - input'!$D14=\"\"),\"\",F29/'Historical scenario - input'!$D14),\"\")","v":42.786829924157814},{"$f":"IFERROR(IF(OR(G29=\"\",'Historical scenario - input'!$D14=\"\"),\"\",G29/'Historical scenario - input'!$D14),\"\")","v":40.567668162878462},{"$f":"IFERROR(IF(OR(H29=\"\",'Historical scenario - input'!$D14=\"\"),\"\",H29/'Historical scenario - input'!$D14),\"\")","v":39.535776747541334},{"$f":"IFERROR(IF(OR(I29=\"\",'Historical scenario - input'!$D14=\"\"),\"\",I29/'Historical scenario - input'!$D14),\"\")","v":39.546318443246278},{"$f":"IFERROR(IF(OR(J29=\"\",'Historical scenario - input'!$D14=\"\"),\"\",J29/'Historical scenario - input'!$D14),\"\")","v":40.465845563028992},{"$f":"IFERROR(IF(OR(K29=\"\",'Historical scenario - input'!$D14=\"\"),\"\",K29/'Historical scenario - input'!$D14),\"\")","v":42.174870331335853},{"$f":"IFERROR(IF(OR(L29=\"\",'Historical scenario - input'!$D14=\"\"),\"\",L29/'Historical scenario - input'!$D14),\"\")","v":44.568500202172018},{"$f":"IFERROR(IF(OR(M29=\"\",'Historical scenario - input'!$D14=\"\"),\"\",M29/'Historical scenario - input'!$D14),\"\")","v":47.556092829896379},{"$f":"IFERROR(IF(OR(N29=\"\",'Historical scenario - input'!$D14=\"\"),\"\",N29/'Historical scenario - input'!$D14),\"\")","v":51.060788758047273},{"$f":"IFERROR(IF(OR(O29=\"\",'Historical scenario - input'!$D14=\"\"),\"\",O29/'Historical scenario - input'!$D14),\"\")","v":55.019580511880022},{"$f":"IFERROR(IF(OR(P29=\"\",'Historical scenario - input'!$D14=\"\"),\"\",P29/'Historical scenario - input'!$D14),\"\")","v":59.38430410345439},{"$f":"IFERROR(IF(OR(Q29=\"\",'Historical scenario - input'!$D14=\"\"),\"\",Q29/'Historical scenario - input'!$D14),\"\")","v":64.123625146132369},{"$f":"IFERROR(IF(OR(R29=\"\",'Historical scenario - input'!$D14=\"\"),\"\",R29/'Historical scenario - input'!$D14),\"\")","v":69.225770972198021},{"$f":"IFERROR(IF(OR(S29=\"\",'Historical scenario - input'!$D14=\"\"),\"\",S29/'Historical scenario - input'!$D14),\"\")","v":74.701467413656076},{"$f":"IFERROR(IF(OR(T29=\"\",'Historical scenario - input'!$D14=\"\"),\"\",T29/'Historical scenario - input'!$D14),\"\")","v":80.586308830449909},{"$f":"IFERROR(IF(OR(U29=\"\",'Historical scenario - input'!$D14=\"\"),\"\",U29/'Historical scenario - input'!$D14),\"\")","v":86.941654932014146},{"$f":"IFERROR(IF(OR(V29=\"\",'Historical scenario - input'!$D14=\"\"),\"\",V29/'Historical scenario - input'!$D14),\"\")","v":93.853135791205219},{"$f":"IFERROR(IF(OR(W29=\"\",'Historical scenario - input'!$D14=\"\"),\"\",W29/'Historical scenario - input'!$D14),\"\")","v":101.42597725439913}]
[{"$f":"IFERROR('Historical scenario - input'!A15,\"\")","v":4},{"$f":"IFERROR('Historical scenario - input'!B15,\"\")","v":"SWITCHGEAR"},{"$f":"IFERROR('Historical scenario - input'!C15,\"\")","v":"> 22 kv & < = 33 kv ; circuit breaker"},{"$f":"IFERROR(repcalc('Historical scenario - input'!$CV15:$GH15,'Historical scenario - input'!$G15,'Historical scenario - input'!$E15,'Historical scenario - input'!$F15,20,TRUE,TRUE),\"\")","v":1909.0589951458965},2036.3588008871805,2153.3167739767728,2257.5348631914412,2346.8554914185092,2419.4259609838514,2473.7477559238678,2508.7100701368213,2523.6085354056263,2518.1513892527983,2492.4559927050973,2447.0385810078933,2382.7994471053858,2301.0045987285034,2203.2635815309313,2091.5019568211383,1967.926173878247,1834.9785037660902,1695.2803843353388,1551.5638857903084,{"$f":"IFERROR(IF(OR(D30=\"\",'Historical scenario - input'!$D15=\"\"),\"\",D30/'Historical scenario - input'!$D15),\"\")","v":7.6499570160002621},{"$f":"IFERROR(IF(OR(E30=\"\",'Historical scenario - input'!$D15=\"\"),\"\",E30/'Historical scenario - input'!$D15),\"\")","v":8.1600711845734448},{"$f":"IFERROR(IF(OR(F30=\"\",'Historical scenario - input'!$D15=\"\"),\"\",F30/'Historical scenario - input'!$D15),\"\")","v":8.6287436923842993},{"$f":"IFERROR(IF(OR(G30=\"\",'Historical scenario - input'!$D15=\"\"),\"\",G30/'Historical scenario - input'!$D15),\"\")","v":9.04636509895637},{"$f":"IFERROR(IF(OR(H30=\"\",'Historical scenario - input'!$D15=\"\"),\"\",H30/'Historical scenario - input'!$D15),\"\")","v":9.404289588622019},{"$f":"IFERROR(IF(OR(I30=\"\",'Historical scenario - input'!$D15=\"\"),\"\",I30/'Historical scenario - input'!$D15),\"\")","v":9.6950930547366916},{"$f":"IFERROR(IF(OR(J30=\"\",'Historical scenario - input'!$D15=\"\"),\"\",J30/'Historical scenario - input'!$D15),\"\")","v":9.9127706631184846},{"$f":"IFERROR(IF(OR(K30=\"\",'Historical scenario - input'!$D15=\"\"),\"\",K30/'Historical scenario - input'!$D15),\"\")","v":10.052871205631341},{"$f":"IFERROR(IF(OR(L30=\"\",'Historical scenario - input'!$D15=\"\"),\"\",L30/'Historical scenario - input'!$D15),\"\")","v":10.112572146880682},{"$f":"IFERROR(IF(OR(M30=\"\",'Historical scenario - input'!$D15=\"\"),\"\",M30/'Historical scenario - input'!$D15),\"\")","v":10.090704339963603},{"$f":"IFERROR(IF(OR(N30=\"\",'Historical scenario - input'!$D15=\"\"),\"\",N30/'Historical scenario - input'!$D15),\"\")","v":9.9877380724994733},{"$f":"IFERROR(IF(OR(O30=\"\",'Historical scenario - input'!$D15=\"\"),\"\",O30/'Historical scenario - input'!$D15),\"\")","v":9.8057419958224159},{"$f":"IFERROR(IF(OR(P30=\"\",'Historical scenario - input'!$D15=\"\"),\"\",P30/'Historical scenario - input'!$D15),\"\")","v":9.5483237524109743},{"$f":"IFERROR(IF(OR(Q30=\"\",'Historical scenario - input'!$D15=\"\"),\"\",Q30/'Historical scenario - input'!$D15),\"\")","v":9.2205564724031674},{"$f":"IFERROR(IF(OR(R30=\"\",'Historical scenario - input'!$D15=\"\"),\"\",R30/'Historical scenario - input'!$D15),\"\")","v":8.8288899067481719},{"$f":"IFERROR(IF(OR(S30=\"\",'Historical scenario - input'!$D15=\"\"),\"\",S30/'Historical scenario - input'!$D15),\"\")","v":8.3810401403228401},{"$f":"IFERROR(IF(OR(T30=\"\",'Historical scenario - input'!$D15=\"\"),\"\",T30/'Historical scenario - input'!$D15),\"\")","v":7.8858488287209427},{"$f":"IFERROR(IF(OR(U30=\"\",'Historical scenario - input'!$D15=\"\"),\"\",U30/'Historical scenario - input'!$D15),\"\")","v":7.3531026096038863},{"$f":"IFERROR(IF(OR(V30=\"\",'Historical scenario - input'!$D15=\"\"),\"\",V30/'Historical scenario - input'!$D15),\"\")","v":6.7933060755111061},{"$f":"IFERROR(IF(OR(W30=\"\",'Historical scenario - input'!$D15=\"\"),\"\",W30/'Historical scenario - input'!$D15),\"\")","v":6.2174071435477565}]
[{"$f":"IFERROR('Historical scenario - input'!A16,\"\")","v":4},{"$f":"IFERROR('Historical scenario - input'!B16,\"\")","v":"SWITCHGEAR"},{"$f":"IFERROR('Historical scenario - input'!C16,\"\")","v":"> 22 kv & < = 33 kv ; switch"},{"$f":"IFERROR(repcalc('Historical scenario - input'!$CV16:$GH16,'Historical scenario - input'!$G16,'Historical scenario - input'!$E16,'Historical scenario - input'!$F16,20,TRUE,TRUE),\"\")","v":393.39738561685289},441.46455746633819,495.23189033610748,554.93258538769101,620.65525832358128,692.31793202329175,769.64471787198806,852.1460227016978,939.10341951887472,1029.5607228725271,1122.3232081739843,1215.9671712492739,1308.8619981068673,1399.2064914507635,1485.0803249265994,1564.5101950521571,1635.5486305207685,1696.3616954038123,1745.320236050545,1781.0881331742823,{"$f":"IFERROR(IF(OR(D31=\"\",'Historical scenario - input'!$D16=\"\"),\"\",D31/'Historical scenario - input'!$D16),\"\")","v":4.7911247516599138},{"$f":"IFERROR(IF(OR(E31=\"\",'Historical scenario - input'!$D16=\"\"),\"\",E31/'Historical scenario - input'!$D16),\"\")","v":5.3765272612095192},{"$f":"IFERROR(IF(OR(F31=\"\",'Historical scenario - input'!$D16=\"\"),\"\",F31/'Historical scenario - input'!$D16),\"\")","v":6.0313511333589469},{"$f":"IFERROR(IF(OR(G31=\"\",'Historical scenario - input'!$D16=\"\"),\"\",G31/'Historical scenario - input'!$D16),\"\")","v":6.7584364882970274},{"$f":"IFERROR(IF(OR(H31=\"\",'Historical scenario - input'!$D16=\"\"),\"\",H31/'Historical scenario - input'!$D16),\"\")","v":7.558862562696703},{"$f":"IFERROR(IF(OR(I31=\"\",'Historical scenario - input'!$D16=\"\"),\"\",I31/'Historical scenario - input'!$D16),\"\")","v":8.4316309701289001},{"$f":"IFERROR(IF(OR(J31=\"\",'Historical scenario - input'!$D16=\"\"),\"\",J31/'Historical scenario - input'!$D16),\"\")","v":9.3733817066394458},{"$f":"IFERROR(IF(OR(K31=\"\",'Historical scenario - input'!$D16=\"\"),\"\",K31/'Historical scenario - input'!$D16),\"\")","v":10.378152094205868},{"$f":"IFERROR(IF(OR(L31=\"\",'Historical scenario - input'!$D16=\"\"),\"\",L31/'Historical scenario - input'!$D16),\"\")","v":11.437192523713087},{"$f":"IFERROR(IF(OR(M31=\"\",'Historical scenario - input'!$D16=\"\"),\"\",M31/'Historical scenario - input'!$D16),\"\")","v":12.538857763268576},{"$f":"IFERROR(IF(OR(N31=\"\",'Historical scenario - input'!$D16=\"\"),\"\",N31/'Historical scenario - input'!$D16),\"\")","v":13.668597450420837},{"$f":"IFERROR(IF(OR(O31=\"\",'Historical scenario - input'!$D16=\"\"),\"\",O31/'Historical scenario - input'!$D16),\"\")","v":14.809072516441017},{"$f":"IFERROR(IF(OR(P31=\"\",'Historical scenario - input'!$D16=\"\"),\"\",P31/'Historical scenario - input'!$D16),\"\")","v":15.940423970545625},{"$f":"IFERROR(IF(OR(Q31=\"\",'Historical scenario - input'!$D16=\"\"),\"\",Q31/'Historical scenario - input'!$D16),\"\")","v":17.040715314773543},{"$f":"IFERROR(IF(OR(R31=\"\",'Historical scenario - input'!$D16=\"\"),\"\",R31/'Historical scenario - input'!$D16),\"\")","v":18.086559197139124},{"$f":"IFERROR(IF(OR(S31=\"\",'Historical scenario - input'!$D16=\"\"),\"\",S31/'Historical scenario - input'!$D16),\"\")","v":19.053923065566899},{"$f":"IFERROR(IF(OR(T31=\"\",'Historical scenario - input'!$D16=\"\"),\"\",T31/'Historical scenario - input'!$D16),\"\")","v":19.919088973975718},{"$f":"IFERROR(IF(OR(U31=\"\",'Historical scenario - input'!$D16=\"\"),\"\",U31/'Historical scenario - input'!$D16),\"\")","v":20.659721705758088},{"$f":"IFERROR(IF(OR(V31=\"\",'Historical scenario - input'!$D16=\"\"),\"\",V31/'Historical scenario - input'!$D16),\"\")","v":21.255980055390751},{"$f":"IFERROR(IF(OR(W31=\"\",'Historical scenario - input'!$D16=\"\"),\"\",W31/'Historical scenario - input'!$D16),\"\")","v":21.691591636681906}]
[{"$f":"IFERROR('Historical scenario - input'!A17,\"\")","v":4},{"$f":"IFERROR('Historical scenario - input'!B17,\"\")","v":"SWITCHGEAR"},{"$f":"IFERROR('Historical scenario - input'!C17,\"\")","v":"> 33 kv & < = 66 kv ; circuit breaker"},{"$f":"IFERROR(repcalc('Historical scenario - input'!$CV17:$GH17,'Historical scenario - input'!$G17,'Historical scenario - input'!$E17,'Historical scenario - input'!$F17,20,TRUE,TRUE),\"\")","v":546.08872928659684},594.15884829685399,642.43533160808079,690.71393035177675,738.81844531459126,786.57537195274824,833.78271447990903,880.17744418730706,925.40688918770786,969.00946557936959,1010.4094971568522,1048.9294364200857,1083.8207268279616,1114.3120769202415,1139.6713736628208,1159.2752053889883,1172.6783400001377,1179.6747902825252,1180.3424605710418,1175.0648282162483,{"$f":"IFERROR(IF(OR(D32=\"\",'Historical scenario - input'!$D17=\"\"),\"\",D32/'Historical scenario - input'!$D17),\"\")","v":2.2475281313111108},{"$f":"IFERROR(IF(OR(E32=\"\",'Historical scenario - input'!$D17=\"\"),\"\",E32/'Historical scenario - input'!$D17),\"\")","v":2.4453695057195639},{"$f":"IFERROR(IF(OR(F32=\"\",'Historical scenario - input'!$D17=\"\"),\"\",F32/'Historical scenario - input'!$D17),\"\")","v":2.6440602101853017},{"$f":"IFERROR(IF(OR(G32=\"\",'Historical scenario - input'!$D17=\"\"),\"\",G32/'Historical scenario - input'!$D17),\"\")","v":2.8427596211006136},{"$f":"IFERROR(IF(OR(H32=\"\",'Historical scenario - input'!$D17=\"\"),\"\",H32/'Historical scenario - input'!$D17),\"\")","v":3.0407425583482719},{"$f":"IFERROR(IF(OR(I32=\"\",'Historical scenario - input'!$D17=\"\"),\"\",I32/'Historical scenario - input'!$D17),\"\")","v":3.2372949322169653},{"$f":"IFERROR(IF(OR(J32=\"\",'Historical scenario - input'!$D17=\"\"),\"\",J32/'Historical scenario - input'!$D17),\"\")","v":3.4315853920710637},{"$f":"IFERROR(IF(OR(K32=\"\",'Historical scenario - input'!$D17=\"\"),\"\",K32/'Historical scenario - input'!$D17),\"\")","v":3.6225313951101188},{"$f":"IFERROR(IF(OR(L32=\"\",'Historical scenario - input'!$D17=\"\"),\"\",L32/'Historical scenario - input'!$D17),\"\")","v":3.8086814556227933},{"$f":"IFERROR(IF(OR(M32=\"\",'Historical scenario - input'!$D17=\"\"),\"\",M32/'Historical scenario - input'!$D17),\"\")","v":3.9881358405648242},{"$f":"IFERROR(IF(OR(N32=\"\",'Historical scenario - input'!$D17=\"\"),\"\",N32/'Historical scenario - input'!$D17),\"\")","v":4.158525249130566},{"$f":"IFERROR(IF(OR(O32=\"\",'Historical scenario - input'!$D17=\"\"),\"\",O32/'Historical scenario - input'!$D17),\"\")","v":4.3170611105529622},{"$f":"IFERROR(IF(OR(P32=\"\",'Historical scenario - input'!$D17=\"\"),\"\",P32/'Historical scenario - input'!$D17),\"\")","v":4.4606626033577896},{"$f":"IFERROR(IF(OR(Q32=\"\",'Historical scenario - input'!$D17=\"\"),\"\",Q32/'Historical scenario - input'!$D17),\"\")","v":4.5861553363493339},{"$f":"IFERROR(IF(OR(R32=\"\",'Historical scenario - input'!$D17=\"\"),\"\",R32/'Historical scenario - input'!$D17),\"\")","v":4.6905261643165614},{"$f":"IFERROR(IF(OR(S32=\"\",'Historical scenario - input'!$D17=\"\"),\"\",S32/'Historical scenario - input'!$D17),\"\")","v":4.7712093224246042},{"$f":"IFERROR(IF(OR(T32=\"\",'Historical scenario - input'!$D17=\"\"),\"\",T32/'Historical scenario - input'!$D17),\"\")","v":4.8263723764683339},{"$f":"IFERROR(IF(OR(U32=\"\",'Historical scenario - input'!$D17=\"\"),\"\",U32/'Historical scenario - input'!$D17),\"\")","v":4.8551675483619707},{"$f":"IFERROR(IF(OR(V32=\"\",'Historical scenario - input'!$D17=\"\"),\"\",V32/'Historical scenario - input'!$D17),\"\")","v":4.8579154676567748},{"$f":"IFERROR(IF(OR(W32=\"\",'Historical scenario - input'!$D17=\"\"),\"\",W32/'Historical scenario - input'!$D17),\"\")","v":4.8361944055875909}]
[{"$f":"IFERROR('Historical scenario - input'!A18,\"\")","v":4},{"$f":"IFERROR('Historical scenario - input'!B18,\"\")","v":"SWITCHGEAR"},{"$f":"IFERROR('Historical scenario - input'!C18,\"\")","v":"> 33 kv & < = 66 kv ; switch"},{"$f":"IFERROR(repcalc('Historical scenario - input'!$CV18:$GH18,'Historical scenario - input'!$G18,'Historical scenario - input'!$E18,'Historical scenario - input'!$F18,20,TRUE,TRUE),\"\")","v":262.54247562969789},274.25666509696703,287.42040988950288,302.67665462319979,320.70210410640999,342.17782437982117,367.75756465645065,398.03527851151193,433.51328810125113,474.57240891608092,521.44516553303026,574.19301819468512,632.68832274283841,696.60159239239044,765.39453597674765,838.3193135511583,914.42445834469402,992.56792975257599,1071.4377406360675,1149.5804966636654,{"$f":"IFERROR(IF(OR(D33=\"\",'Historical scenario - input'!$D18=\"\"),\"\",D33/'Historical scenario - input'!$D18),\"\")","v":4.5113012676252033},{"$f":"IFERROR(IF(OR(E33=\"\",'Historical scenario - input'!$D18=\"\"),\"\",E33/'Historical scenario - input'!$D18),\"\")","v":4.7125876981966508},{"$f":"IFERROR(IF(OR(F33=\"\",'Historical scenario - input'!$D18=\"\"),\"\",F33/'Historical scenario - input'!$D18),\"\")","v":4.9387820251406156},{"$f":"IFERROR(IF(OR(G33=\"\",'Historical scenario - input'!$D18=\"\"),\"\",G33/'Historical scenario - input'!$D18),\"\")","v":5.2009320488320272},{"$f":"IFERROR(IF(OR(H33=\"\",'Historical scenario - input'!$D18=\"\"),\"\",H33/'Historical scenario - input'!$D18),\"\")","v":5.5106656753931453},{"$f":"IFERROR(IF(OR(I33=\"\",'Historical scenario - input'!$D18=\"\"),\"\",I33/'Historical scenario - input'!$D18),\"\")","v":5.8796857505647262},{"$f":"IFERROR(IF(OR(J33=\"\",'Historical scenario - input'!$D18=\"\"),\"\",J33/'Historical scenario - input'!$D18),\"\")","v":6.3192257315095413},{"$f":"IFERROR(IF(OR(K33=\"\",'Historical scenario - input'!$D18=\"\"),\"\",K33/'Historical scenario - input'!$D18),\"\")","v":6.8394915992230265},{"$f":"IFERROR(IF(OR(L33=\"\",'Historical scenario - input'!$D18=\"\"),\"\",L33/'Historical scenario - input'!$D18),\"\")","v":7.4491148201937705},{"$f":"IFERROR(IF(OR(M33=\"\",'Historical scenario - input'!$D18=\"\"),\"\",M33/'Historical scenario - input'!$D18),\"\")","v":8.1546389961780594},{"$f":"IFERROR(IF(OR(N33=\"\",'Historical scenario - input'!$D18=\"\"),\"\",N33/'Historical scenario - input'!$D18),\"\")","v":8.9600596270148785},{"$f":"IFERROR(IF(OR(O33=\"\",'Historical scenario - input'!$D18=\"\"),\"\",O33/'Historical scenario - input'!$D18),\"\")","v":9.8664327919905261},{"$f":"IFERROR(IF(OR(P33=\"\",'Historical scenario - input'!$D18=\"\"),\"\",P33/'Historical scenario - input'!$D18),\"\")","v":10.871565165048548},{"$f":"IFERROR(IF(OR(Q33=\"\",'Historical scenario - input'!$D18=\"\"),\"\",Q33/'Historical scenario - input'!$D18),\"\")","v":11.969795132205453},{"$f":"IFERROR(IF(OR(R33=\"\",'Historical scenario - input'!$D18=\"\"),\"\",R33/'Historical scenario - input'!$D18),\"\")","v":13.151873166822243},{"$f":"IFERROR(IF(OR(S33=\"\",'Historical scenario - input'!$D18=\"\"),\"\",S33/'Historical scenario - input'!$D18),\"\")","v":14.404949038540392},{"$f":"IFERROR(IF(OR(T33=\"\",'Historical scenario - input'!$D18=\"\"),\"\",T33/'Historical scenario - input'!$D18),\"\")","v":15.712673570947601},{"$f":"IFERROR(IF(OR(U33=\"\",'Historical scenario - input'!$D18=\"\"),\"\",U33/'Historical scenario - input'!$D18),\"\")","v":17.055422932830798},{"$f":"IFERROR(IF(OR(V33=\"\",'Historical scenario - input'!$D18=\"\"),\"\",V33/'Historical scenario - input'!$D18),\"\")","v":18.410653079734342},{"$f":"IFERROR(IF(OR(W33=\"\",'Historical scenario - input'!$D18=\"\"),\"\",W33/'Historical scenario - input'!$D18),\"\")","v":19.753390149145723}]
[{"$f":"IFERROR('Historical scenario - input'!A19,\"\")","v":5},{"$f":"IFERROR('Historical scenario - input'!B19,\"\")","v":"TRANSFORMERS"},{"$f":"IFERROR('Historical scenario - input'!C19,\"\")","v":"ground outdoor / indoor chamber mounted ; ˂ 22 kv ; > 600 kva ; multiple phase"},{"$f":"IFERROR(repcalc('Historical scenario - input'!$CV19:$GH19,'Historical scenario - input'!$G19,'Historical scenario - input'!$E19,'Historical scenario - input'!$F19,20,TRUE,TRUE),\"\")","v":28.828723649258542},34.057235021672113,39.734977139243675,45.793700885832997,52.144135104216801,58.678525604409735,65.274645722484919,71.801084679413279,78.123480254158309,84.111245401811289,89.64425992435946,94.618970136622607,98.953368379788373,102.5904104905682,105.49956637060103,107.67637367446142,109.14005929033597,109.92948650833439,110.09785559993389,109.70671189183057,{"$f":"IFERROR(IF(OR(D34=\"\",'Historical scenario - input'!$D19=\"\"),\"\",D34/'Historical scenario - input'!$D19),\"\")","v":0.60925423700844172},{"$f":"IFERROR(IF(OR(E34=\"\",'Historical scenario - input'!$D19=\"\"),\"\",E34/'Historical scenario - input'!$D19),\"\")","v":0.71975141841840407},{"$f":"IFERROR(IF(OR(F34=\"\",'Historical scenario - input'!$D19=\"\"),\"\",F34/'Historical scenario - input'!$D19),\"\")","v":0.83974245526962188},{"$f":"IFERROR(IF(OR(G34=\"\",'Historical scenario - input'!$D19=\"\"),\"\",G34/'Historical scenario - input'!$D19),\"\")","v":0.96778499917073357},{"$f":"IFERROR(IF(OR(H34=\"\",'Historical scenario - input'!$D19=\"\"),\"\",H34/'Historical scenario - input'!$D19),\"\")","v":1.1019924306708526},{"$f":"IFERROR(IF(OR(I34=\"\",'Historical scenario - input'!$D19=\"\"),\"\",I34/'Historical scenario - input'!$D19),\"\")","v":1.2400875176037993},{"$f":"IFERROR(IF(OR(J34=\"\",'Historical scenario - input'!$D19=\"\"),\"\",J34/'Historical scenario - input'!$D19),\"\")","v":1.3794871725676183},{"$f":"IFERROR(IF(OR(K34=\"\",'Historical scenario - input'!$D19=\"\"),\"\",K34/'Historical scenario - input'!$D19),\"\")","v":1.5174142148974241},{"$f":"IFERROR(IF(OR(L34=\"\",'Historical scenario - input'!$D19=\"\"),\"\",L34/'Historical scenario - input'!$D19),\"\")","v":1.6510290893823687},{"$f":"IFERROR(IF(OR(M34=\"\",'Historical scenario - input'!$D19=\"\"),\"\",M34/'Historical scenario - input'!$D19),\"\")","v":1.7775720238113399},{"$f":"IFERROR(IF(OR(N34=\"\",'Historical scenario - input'!$D19=\"\"),\"\",N34/'Historical scenario - input'!$D19),\"\")","v":1.8945044479555637},{"$f":"IFERROR(IF(OR(O34=\"\",'Historical scenario - input'!$D19=\"\"),\"\",O34/'Historical scenario - input'!$D19),\"\")","v":1.9996379013676935},{"$f":"IFERROR(IF(OR(P34=\"\",'Historical scenario - input'!$D19=\"\"),\"\",P34/'Historical scenario - input'!$D19),\"\")","v":2.091239268346651},{"$f":"IFERROR(IF(OR(Q34=\"\",'Historical scenario - input'!$D19=\"\"),\"\",Q34/'Historical scenario - input'!$D19),\"\")","v":2.1681030013072231},{"$f":"IFERROR(IF(OR(R34=\"\",'Historical scenario - input'!$D19=\"\"),\"\",R34/'Historical scenario - input'!$D19),\"\")","v":2.229583889867949},{"$f":"IFERROR(IF(OR(S34=\"\",'Historical scenario - input'!$D19=\"\"),\"\",S34/'Historical scenario - input'!$D19),\"\")","v":2.2755876286793955},{"$f":"IFERROR(IF(OR(T34=\"\",'Historical scenario - input'!$D19=\"\"),\"\",T34/'Historical scenario - input'!$D19),\"\")","v":2.3065205507875453},{"$f":"IFERROR(IF(OR(U34=\"\",'Historical scenario - input'!$D19=\"\"),\"\",U34/'Historical scenario - input'!$D19),\"\")","v":2.3232039767770858},{"$f":"IFERROR(IF(OR(V34=\"\",'Historical scenario - input'!$D19=\"\"),\"\",V34/'Historical scenario - input'!$D19),\"\")","v":2.3267622190248618},{"$f":"IFERROR(IF(OR(W34=\"\",'Historical scenario - input'!$D19=\"\"),\"\",W34/'Historical scenario - input'!$D19),\"\")","v":2.3184959508285843}]
[{"$f":"IFERROR('Historical scenario - input'!A20,\"\")","v":5},{"$f":"IFERROR('Historical scenario - input'!B20,\"\")","v":"TRANSFORMERS"},{"$f":"IFERROR('Historical scenario - input'!C20,\"\")","v":"ground outdoor / indoor chamber mounted ; > = 22 kv & < = 33 kv ; < = 15 mva"},{"$f":"IFERROR(repcalc('Historical scenario - input'!$CV20:$GH20,'Historical scenario - input'!$G20,'Historical scenario - input'!$E20,'Historical scenario - input'!$F20,20,TRUE,TRUE),\"\")","v":947.13527318029878},1007.0868167258647,1064.4066825477255,1118.754435477543,1169.872951818405,1217.5811845934331,1261.7665121298451,1302.3783495982289,1339.4240919198976,1372.9676572763235,1403.1300498091828,1430.0906044983492,1454.0870504082213,1475.4123309483962,1494.4063032528131,1511.4409981051374,1526.8989948987073,1541.1455415204694,1554.496180462043,1567.182667649497,{"$f":"IFERROR(IF(OR(D35=\"\",'Historical scenario - input'!$D20=\"\"),\"\",D35/'Historical scenario - input'!$D20),\"\")","v":5.732923935701157},{"$f":"IFERROR(IF(OR(E35=\"\",'Historical scenario - input'!$D20=\"\"),\"\",E35/'Historical scenario - input'!$D20),\"\")","v":6.0958051932226232},{"$f":"IFERROR(IF(OR(F35=\"\",'Historical scenario - input'!$D20=\"\"),\"\",F35/'Historical scenario - input'!$D20),\"\")","v":6.4427571440858973},{"$f":"IFERROR(IF(OR(G35=\"\",'Historical scenario - input'!$D20=\"\"),\"\",G35/'Historical scenario - input'!$D20),\"\")","v":6.7717191650828834},{"$f":"IFERROR(IF(OR(H35=\"\",'Historical scenario - input'!$D20=\"\"),\"\",H35/'Historical scenario - input'!$D20),\"\")","v":7.0811349097885197},{"$f":"IFERROR(IF(OR(I35=\"\",'Historical scenario - input'!$D20=\"\"),\"\",I35/'Historical scenario - input'!$D20),\"\")","v":7.3699085172665466},{"$f":"IFERROR(IF(OR(J35=\"\",'Historical scenario - input'!$D20=\"\"),\"\",J35/'Historical scenario - input'!$D20),\"\")","v":7.6373582987425559},{"$f":"IFERROR(IF(OR(K35=\"\",'Historical scenario - input'!$D20=\"\"),\"\",K35/'Historical scenario - input'!$D20),\"\")","v":7.8831780688304365},{"$f":"IFERROR(IF(OR(L35=\"\",'Historical scenario - input'!$D20=\"\"),\"\",L35/'Historical scenario - input'!$D20),\"\")","v":8.1074125883184287},{"$f":"IFERROR(IF(OR(M35=\"\",'Historical scenario - input'!$D20=\"\"),\"\",M35/'Historical scenario - input'!$D20),\"\")","v":8.3104487481637843},{"$f":"IFERROR(IF(OR(N35=\"\",'Historical scenario - input'!$D20=\"\"),\"\",N35/'Historical scenario - input'!$D20),\"\")","v":8.4930189754651231},{"$f":"IFERROR(IF(OR(O35=\"\",'Historical scenario - input'!$D20=\"\"),\"\",O35/'Historical scenario - input'!$D20),\"\")","v":8.6562087685960556},{"$f":"IFERROR(IF(OR(P35=\"\",'Historical scenario - input'!$D20=\"\"),\"\",P35/'Historical scenario - input'!$D20),\"\")","v":8.8014570800294702},{"$f":"IFERROR(IF(OR(Q35=\"\",'Historical scenario - input'!$D20=\"\"),\"\",Q35/'Historical scenario - input'!$D20),\"\")","v":8.9305370696636821},{"$f":"IFERROR(IF(OR(R35=\"\",'Historical scenario - input'!$D20=\"\"),\"\",R35/'Historical scenario - input'!$D20),\"\")","v":9.0455058619169808},{"$f":"IFERROR(IF(OR(S35=\"\",'Historical scenario - input'!$D20=\"\"),\"\",S35/'Historical scenario - input'!$D20),\"\")","v":9.1486153253923899},{"$f":"IFERROR(IF(OR(T35=\"\",'Historical scenario - input'!$D20=\"\"),\"\",T35/'Historical scenario - input'!$D20),\"\")","v":9.2421811784708847},{"$f":"IFERROR(IF(OR(U35=\"\",'Historical scenario - input'!$D20=\"\"),\"\",U35/'Historical scenario - input'!$D20),\"\")","v":9.3284142334966322},{"$f":"IFERROR(IF(OR(V35=\"\",'Historical scenario - input'!$D20=\"\"),\"\",V35/'Historical scenario - input'!$D20),\"\")","v":9.4092244405624612},{"$f":"IFERROR(IF(OR(W35=\"\",'Historical scenario - input'!$D20=\"\"),\"\",W35/'Historical scenario - input'!$D20),\"\")","v":9.4860145972765135}]
[{"$f":"IFERROR('Historical scenario - input'!A21,\"\")","v":5},{"$f":"IFERROR('Historical scenario - input'!B21,\"\")","v":"TRANSFORMERS"},{"$f":"IFERROR('Historical scenario - input'!C21,\"\")","v":"ground outdoor / indoor chamber mounted ; > 33 kv & < = 66 kv ; < = 15 mva"},{"$f":"IFERROR(repcalc('Historical scenario - input'!$CV21:$GH21,'Historical scenario - input'!$G21,'Historical scenario - input'!$E21,'Historical scenario - input'!$F21,20,TRUE,TRUE),\"\")","v":242.49660168191178},278.57511998480902,317.62243008364999,359.43159302947578,403.70720539999667,450.06471562224641,498.03305225488072,547.06085848240525,596.52653689360511,645.75219131705569,694.02139782969073,740.60053766787917,784.76317987355162,825.8167199630268,863.1301827452304,896.16181322900297,924.48484754451874,947.80971676583624,966.00092756515505,979.08701162288344,{"$f":"IFERROR(IF(OR(D36=\"\",'Historical scenario - input'!$D21=\"\"),\"\",D36/'Historical scenario - input'!$D21),\"\")","v":2.5946930688737706},{"$f":"IFERROR(IF(OR(E36=\"\",'Historical scenario - input'!$D21=\"\"),\"\",E36/'Historical scenario - input'!$D21),\"\")","v":2.9807301544513938},{"$f":"IFERROR(IF(OR(F36=\"\",'Historical scenario - input'!$D21=\"\"),\"\",F36/'Historical scenario - input'!$D21),\"\")","v":3.3985330604258275},{"$f":"IFERROR(IF(OR(G36=\"\",'Historical scenario - input'!$D21=\"\"),\"\",G36/'Historical scenario - input'!$D21),\"\")","v":3.8458875575962512},{"$f":"IFERROR(IF(OR(H36=\"\",'Historical scenario - input'!$D21=\"\"),\"\",H36/'Historical scenario - input'!$D21),\"\")","v":4.3196328544009672},{"$f":"IFERROR(IF(OR(I36=\"\",'Historical scenario - input'!$D21=\"\"),\"\",I36/'Historical scenario - input'!$D21),\"\")","v":4.8156542816277907},{"$f":"IFERROR(IF(OR(J36=\"\",'Historical scenario - input'!$D21=\"\"),\"\",J36/'Historical scenario - input'!$D21),\"\")","v":5.3289114148117074},{"$f":"IFERROR(IF(OR(K36=\"\",'Historical scenario - input'!$D21=\"\"),\"\",K36/'Historical scenario - input'!$D21),\"\")","v":5.8535047827942863},{"$f":"IFERROR(IF(OR(L36=\"\",'Historical scenario - input'!$D21=\"\"),\"\",L36/'Historical scenario - input'!$D21),\"\")","v":6.3827833460008607},{"$f":"IFERROR(IF(OR(M36=\"\",'Historical scenario - input'!$D21=\"\"),\"\",M36/'Historical scenario - input'!$D21),\"\")","v":6.9094936728979075},{"$f":"IFERROR(IF(OR(N36=\"\",'Historical scenario - input'!$D21=\"\"),\"\",N36/'Historical scenario - input'!$D21),\"\")","v":7.4259700882773521},{"$f":"IFERROR(IF(OR(O36=\"\",'Historical scenario - input'!$D21=\"\"),\"\",O36/'Historical scenario - input'!$D21),\"\")","v":7.9243629335955834},{"$f":"IFERROR(IF(OR(P36=\"\",'Historical scenario - input'!$D21=\"\"),\"\",P36/'Historical scenario - input'!$D21),\"\")","v":8.3968994592188118},{"$f":"IFERROR(IF(OR(Q36=\"\",'Historical scenario - input'!$D21=\"\"),\"\",Q36/'Historical scenario - input'!$D21),\"\")","v":8.8361688559199631},{"$f":"IFERROR(IF(OR(R36=\"\",'Historical scenario - input'!$D21=\"\"),\"\",R36/'Historical scenario - input'!$D21),\"\")","v":9.2354197426753171},{"$f":"IFERROR(IF(OR(S36=\"\",'Historical scenario - input'!$D21=\"\"),\"\",S36/'Historical scenario - input'!$D21),\"\")","v":9.5888553870323783},{"$f":"IFERROR(IF(OR(T36=\"\",'Historical scenario - input'!$D21=\"\"),\"\",T36/'Historical scenario - input'!$D21),\"\")","v":9.8919094517831105},{"$f":"IFERROR(IF(OR(U36=\"\",'Historical scenario - input'!$D21=\"\"),\"\",U36/'Historical scenario - input'!$D21),\"\")","v":10.141483573981848},{"$f":"IFERROR(IF(OR(V36=\"\",'Historical scenario - input'!$D21=\"\"),\"\",V36/'Historical scenario - input'!$D21),\"\")","v":10.336127986513979},{"$f":"IFERROR(IF(OR(W36=\"\",'Historical scenario - input'!$D21=\"\"),\"\",W36/'Historical scenario - input'!$D21),\"\")","v":10.476147975939753}]
[{"$f":"IFERROR('Historical scenario - input'!A22,\"\")","v":5},{"$f":"IFERROR('Historical scenario - input'!B22,\"\")","v":"TRANSFORMERS"},{"$f":"IFERROR('Historical scenario - input'!C22,\"\")","v":"ground outdoor / indoor chamber mounted ; > 33 kv & < = 66 kv ; > 15 mva and < = 40 mva"},{"$f":"IFERROR(repcalc('Historical scenario - input'!$CV22:$GH22,'Historical scenario - input'!$G22,'Historical scenario - input'!$E22,'Historical scenario - input'!$F22,20,TRUE,TRUE),\"\")","v":269.38730270388811},253.52081359594374,239.21389456267457,226.32565037640859,214.71067744708901,204.24572881855275,194.84113151521683,186.43913915351658,179.00329946329703,172.50368429432984,166.90254931865877,162.14392939822253,158.14919563029352,154.81906413861452,152.04124363421863,149.70201206377004,147.69957412725083,145.95702414875282,144.43301656579987,143.12870608925553,{"$f":"IFERROR(IF(OR(D37=\"\",'Historical scenario - input'!$D22=\"\"),\"\",D37/'Historical scenario - input'!$D22),\"\")","v":3.5630238286212412},{"$f":"IFERROR(IF(OR(E37=\"\",'Historical scenario - input'!$D22=\"\"),\"\",E37/'Historical scenario - input'!$D22),\"\")","v":3.3531673201639505},{"$f":"IFERROR(IF(OR(F37=\"\",'Historical scenario - input'!$D22=\"\"),\"\",F37/'Historical scenario - input'!$D22),\"\")","v":3.1639383070737317},{"$f":"IFERROR(IF(OR(G37=\"\",'Historical scenario - input'!$D22=\"\"),\"\",G37/'Historical scenario - input'!$D22),\"\")","v":2.9934732529162549},{"$f":"IFERROR(IF(OR(H37=\"\",'Historical scenario - input'!$D22=\"\"),\"\",H37/'Historical scenario - input'!$D22),\"\")","v":2.8398489918595033},{"$f":"IFERROR(IF(OR(I37=\"\",'Historical scenario - input'!$D22=\"\"),\"\",I37/'Historical scenario - input'!$D22),\"\")","v":2.7014354105417606},{"$f":"IFERROR(IF(OR(J37=\"\",'Historical scenario - input'!$D22=\"\"),\"\",J37/'Historical scenario - input'!$D22),\"\")","v":2.5770464584492192},{"$f":"IFERROR(IF(OR(K37=\"\",'Historical scenario - input'!$D22=\"\"),\"\",K37/'Historical scenario - input'!$D22),\"\")","v":2.4659183588982985},{"$f":"IFERROR(IF(OR(L37=\"\",'Historical scenario - input'!$D22=\"\"),\"\",L37/'Historical scenario - input'!$D22),\"\")","v":2.3675689796360464},{"$f":"IFERROR(IF(OR(M37=\"\",'Historical scenario - input'!$D22=\"\"),\"\",M37/'Historical scenario - input'!$D22),\"\")","v":2.2816024790198171},{"$f":"IFERROR(IF(OR(N37=\"\",'Historical scenario - input'!$D22=\"\"),\"\",N37/'Historical scenario - input'!$D22),\"\")","v":2.2075196355252347},{"$f":"IFERROR(IF(OR(O37=\"\",'Historical scenario - input'!$D22=\"\"),\"\",O37/'Historical scenario - input'!$D22),\"\")","v":2.1445802319316538},{"$f":"IFERROR(IF(OR(P37=\"\",'Historical scenario - input'!$D22=\"\"),\"\",P37/'Historical scenario - input'!$D22),\"\")","v":2.0917442910344159},{"$f":"IFERROR(IF(OR(Q37=\"\",'Historical scenario - input'!$D22=\"\"),\"\",Q37/'Historical scenario - input'!$D22),\"\")","v":2.0476986447170145},{"$f":"IFERROR(IF(OR(R37=\"\",'Historical scenario - input'!$D22=\"\"),\"\",R37/'Historical scenario - input'!$D22),\"\")","v":2.0109580836384007},{"$f":"IFERROR(IF(OR(S37=\"\",'Historical scenario - input'!$D22=\"\"),\"\",S37/'Historical scenario - input'!$D22),\"\")","v":1.9800184745977585},{"$f":"IFERROR(IF(OR(T37=\"\",'Historical scenario - input'!$D22=\"\"),\"\",T37/'Historical scenario - input'!$D22),\"\")","v":1.9535334323870064},{"$f":"IFERROR(IF(OR(U37=\"\",'Historical scenario - input'!$D22=\"\"),\"\",U37/'Historical scenario - input'!$D22),\"\")","v":1.9304857718861828},{"$f":"IFERROR(IF(OR(V37=\"\",'Historical scenario - input'!$D22=\"\"),\"\",V37/'Historical scenario - input'!$D22),\"\")","v":1.9103286402078958},{"$f":"IFERROR(IF(OR(W37=\"\",'Historical scenario - input'!$D22=\"\"),\"\",W37/'Historical scenario - input'!$D22),\"\")","v":1.8930773100182317}]
[{"$f":"IFERROR('Historical scenario - input'!A23,\"\")","v":5},{"$f":"IFERROR('Historical scenario - input'!B23,\"\")","v":"TRANSFORMERS"},{"$f":"IFERROR('Historical scenario - input'!C23,\"\")","v":"kiosk mounted ; < = 22 kv ; < = 60 kva ; multiple phase"},{"$f":"IFERROR(repcalc('Historical scenario - input'!$CV23:$GH23,'Historical scenario - input'!$G23,'Historical scenario - input'!$E23,'Historical scenario - input'!$F23,20,TRUE,TRUE),\"\")","v":32.549128900320845},30.688678751918623,28.491505554208565,26.047693114846584,23.451468817354552,20.79549258697751,18.165784506196307,15.637651959718141,13.27283922197344,11.117974821904472,9.2042545675944254,7.548186970641277,6.1531535774030228,5.0115034693679448,4.1069066868731854,3.4167281480745051,2.914241047685,2.5705648064904874,2.3562763248224066,2.2426959505587769,{"$f":"IFERROR(IF(OR(D38=\"\",'Historical scenario - input'!$D23=\"\"),\"\",D38/'Historical scenario - input'!$D23),\"\")","v":0.72228060894188029},{"$f":"IFERROR(IF(OR(E38=\"\",'Historical scenario - input'!$D23=\"\"),\"\",E38/'Historical scenario - input'!$D23),\"\")","v":0.68099633770349621},{"$f":"IFERROR(IF(OR(F38=\"\",'Historical scenario - input'!$D23=\"\"),\"\",F38/'Historical scenario - input'!$D23),\"\")","v":0.63224002228710563},{"$f":"IFERROR(IF(OR(G38=\"\",'Historical scenario - input'!$D23=\"\"),\"\",G38/'Historical scenario - input'!$D23),\"\")","v":0.57801066511298127},{"$f":"IFERROR(IF(OR(H38=\"\",'Historical scenario - input'!$D23=\"\"),\"\",H38/'Historical scenario - input'!$D23),\"\")","v":0.52039921651523502},{"$f":"IFERROR(IF(OR(I38=\"\",'Historical scenario - input'!$D23=\"\"),\"\",I38/'Historical scenario - input'!$D23),\"\")","v":0.46146184418534208},{"$f":"IFERROR(IF(OR(J38=\"\",'Historical scenario - input'!$D23=\"\"),\"\",J38/'Historical scenario - input'!$D23),\"\")","v":0.40310737455444179},{"$f":"IFERROR(IF(OR(K38=\"\",'Historical scenario - input'!$D23=\"\"),\"\",K38/'Historical scenario - input'!$D23),\"\")","v":0.3470069142088491},{"$f":"IFERROR(IF(OR(L38=\"\",'Historical scenario - input'!$D23=\"\"),\"\",L38/'Historical scenario - input'!$D23),\"\")","v":0.29453059788460728},{"$f":"IFERROR(IF(OR(M38=\"\",'Historical scenario - input'!$D23=\"\"),\"\",M38/'Historical scenario - input'!$D23),\"\")","v":0.24671313475570456},{"$f":"IFERROR(IF(OR(N38=\"\",'Historical scenario - input'!$D23=\"\"),\"\",N38/'Historical scenario - input'!$D23),\"\")","v":0.20424677460024598},{"$f":"IFERROR(IF(OR(O38=\"\",'Historical scenario - input'!$D23=\"\"),\"\",O38/'Historical scenario - input'!$D23),\"\")","v":0.16749784912087792},{"$f":"IFERROR(IF(OR(P38=\"\",'Historical scenario - input'!$D23=\"\"),\"\",P38/'Historical scenario - input'!$D23),\"\")","v":0.13654139643521321},{"$f":"IFERROR(IF(OR(Q38=\"\",'Historical scenario - input'!$D23=\"\"),\"\",Q38/'Historical scenario - input'!$D23),\"\")","v":0.11120763903250708},{"$f":"IFERROR(IF(OR(R38=\"\",'Historical scenario - input'!$D23=\"\"),\"\",R38/'Historical scenario - input'!$D23),\"\")","v":9.1134207362243855E-2},{"$f":"IFERROR(IF(OR(S38=\"\",'Historical scenario - input'!$D23=\"\"),\"\",S38/'Historical scenario - input'!$D23),\"\")","v":7.5818818222068929E-2},{"$f":"IFERROR(IF(OR(T38=\"\",'Historical scenario - input'!$D23=\"\"),\"\",T38/'Historical scenario - input'!$D23),\"\")","v":6.4668391125656102E-2},{"$f":"IFERROR(IF(OR(U38=\"\",'Historical scenario - input'!$D23=\"\"),\"\",U38/'Historical scenario - input'!$D23),\"\")","v":5.7042052321658723E-2},{"$f":"IFERROR(IF(OR(V38=\"\",'Historical scenario - input'!$D23=\"\"),\"\",V38/'Historical scenario - input'!$D23),\"\")","v":5.2286889272520204E-2},{"$f":"IFERROR(IF(OR(W38=\"\",'Historical scenario - input'!$D23=\"\"),\"\",W38/'Historical scenario - input'!$D23),\"\")","v":4.9766486894373234E-2}]
[{"$f":"IFERROR('Historical scenario - input'!A24,\"\")","v":5},{"$f":"IFERROR('Historical scenario - input'!B24,\"\")","v":"TRANSFORMERS"},{"$f":"IFERROR('Historical scenario - input'!C24,\"\")","v":"kiosk mounted ; < = 22 kv ; < = 60 kva ; single phase"},{"$f":"IFERROR(repcalc('Historical scenario - input'!$CV24:$GH24,'Historical scenario - input'!$G24,'Historical scenario - input'!$E24,'Historical scenario - input'!$F24,20,TRUE,TRUE),\"\")","v":4.1121344848187142},4.7169839429899181,5.349796074197986,6.0003626532824956,6.6571469564953443,7.3077886234500777,7.9397211232643441,8.5408756451685814,9.1004399436223622,9.6096384215174364,10.062500558098291,10.456588186600301,10.793657130834724,11.080234006463106,11.32809313035151,11.55462012997935,11.78304707194213,12.042538453715627,12.368098785731775,12.800262211488164,{"$f":"IFERROR(IF(OR(D39=\"\",'Historical scenario - input'!$D24=\"\"),\"\",D39/'Historical scenario - input'!$D24),\"\")","v":0.37504015048521733},{"$f":"IFERROR(IF(OR(E39=\"\",'Historical scenario - input'!$D24=\"\"),\"\",E39/'Historical scenario - input'!$D24),\"\")","v":0.43020440463373671},{"$f":"IFERROR(IF(OR(F39=\"\",'Historical scenario - input'!$D24=\"\"),\"\",F39/'Historical scenario - input'!$D24),\"\")","v":0.48791894626493232},{"$f":"IFERROR(IF(OR(G39=\"\",'Historical scenario - input'!$D24=\"\"),\"\",G39/'Historical scenario - input'!$D24),\"\")","v":0.54725275176698263},{"$f":"IFERROR(IF(OR(H39=\"\",'Historical scenario - input'!$D24=\"\"),\"\",H39/'Historical scenario - input'!$D24),\"\")","v":0.60715363410014755},{"$f":"IFERROR(IF(OR(I39=\"\",'Historical scenario - input'!$D24=\"\"),\"\",I39/'Historical scenario - input'!$D24),\"\")","v":0.66649428786220788},{"$f":"IFERROR(IF(OR(J39=\"\",'Historical scenario - input'!$D24=\"\"),\"\",J39/'Historical scenario - input'!$D24),\"\")","v":0.72412860422559655},{"$f":"IFERROR(IF(OR(K39=\"\",'Historical scenario - input'!$D24=\"\"),\"\",K39/'Historical scenario - input'!$D24),\"\")","v":0.77895586806927253},{"$f":"IFERROR(IF(OR(L39=\"\",'Historical scenario - input'!$D24=\"\"),\"\",L39/'Historical scenario - input'!$D24),\"\")","v":0.82998996714191331},{"$f":"IFERROR(IF(OR(M39=\"\",'Historical scenario - input'!$D24=\"\"),\"\",M39/'Historical scenario - input'!$D24),\"\")","v":0.87643053820826333},{"$f":"IFERROR(IF(OR(N39=\"\",'Historical scenario - input'!$D24=\"\"),\"\",N39/'Historical scenario - input'!$D24),\"\")","v":0.91773305019549678},{"$f":"IFERROR(IF(OR(O39=\"\",'Historical scenario - input'!$D24=\"\"),\"\",O39/'Historical scenario - input'!$D24),\"\")","v":0.95367513429887507},{"$f":"IFERROR(IF(OR(P39=\"\",'Historical scenario - input'!$D24=\"\"),\"\",P39/'Historical scenario - input'!$D24),\"\")","v":0.9844169274080915},{"$f":"IFERROR(IF(OR(Q39=\"\",'Historical scenario - input'!$D24=\"\"),\"\",Q39/'Historical scenario - input'!$D24),\"\")","v":1.0105536782750784},{"$f":"IFERROR(IF(OR(R39=\"\",'Historical scenario - input'!$D24=\"\"),\"\",R39/'Historical scenario - input'!$D24),\"\")","v":1.0331592432111043},{"$f":"IFERROR(IF(OR(S39=\"\",'Historical scenario - input'!$D24=\"\"),\"\",S39/'Historical scenario - input'!$D24),\"\")","v":1.0538192484572932},{"$f":"IFERROR(IF(OR(T39=\"\",'Historical scenario - input'!$D24=\"\"),\"\",T39/'Historical scenario - input'!$D24),\"\")","v":1.0746525346751628},{"$f":"IFERROR(IF(OR(U39=\"\",'Historical scenario - input'!$D24=\"\"),\"\",U39/'Historical scenario - input'!$D24),\"\")","v":1.0983189996775202},{"$f":"IFERROR(IF(OR(V39=\"\",'Historical scenario - input'!$D24=\"\"),\"\",V39/'Historical scenario - input'!$D24),\"\")","v":1.1280111696107065},{"$f":"IFERROR(IF(OR(W39=\"\",'Historical scenario - input'!$D24=\"\"),\"\",W39/'Historical scenario - input'!$D24),\"\")","v":1.1674258912907123}]
[{"$f":"IFERROR('Historical scenario - input'!A25,\"\")","v":5},{"$f":"IFERROR('Historical scenario - input'!B25,\"\")","v":"TRANSFORMERS"},{"$f":"IFERROR('Historical scenario - input'!C25,\"\")","v":"kiosk mounted ; < = 22 kv ; > 60 kva and < = 600 kva ; multiple phase"},{"$f":"IFERROR(repcalc('Historical scenario - input'!$CV25:$GH25,'Historical scenario - input'!$G25,'Historical scenario - input'!$E25,'Historical scenario - input'!$F25,20,TRUE,TRUE),\"\")","v":582.31445078201079},553.23452172864302,525.84445733255473,501.39296762428836,480.89176311831301,465.09286210278106,454.48485535831941,449.30513828342458,449.56417843923487,455.07748603885761,465.50104266398193,480.36643340913844,499.11271934312776,521.11307792724131,545.69532941132559,572.15656237641963,599.77308086155119,627.80773276510229,655.51726500008294,682.16261675622036,{"$f":"IFERROR(IF(OR(D40=\"\",'Historical scenario - input'!$D25=\"\"),\"\",D40/'Historical scenario - input'!$D25),\"\")","v":23.09921526502584},{"$f":"IFERROR(IF(OR(E40=\"\",'Historical scenario - input'!$D25=\"\"),\"\",E40/'Historical scenario - input'!$D25),\"\")","v":21.945674355654038},{"$f":"IFERROR(IF(OR(F40=\"\",'Historical scenario - input'!$D25=\"\"),\"\",F40/'Historical scenario - input'!$D25),\"\")","v":20.85916689777024},{"$f":"IFERROR(IF(OR(G40=\"\",'Historical scenario - input'!$D25=\"\"),\"\",G40/'Historical scenario - input'!$D25),\"\")","v":19.889226647166282},{"$f":"IFERROR(IF(OR(H40=\"\",'Historical scenario - input'!$D25=\"\"),\"\",H40/'Historical scenario - input'!$D25),\"\")","v":19.075986076818289},{"$f":"IFERROR(IF(OR(I40=\"\",'Historical scenario - input'!$D25=\"\"),\"\",I40/'Historical scenario - input'!$D25),\"\")","v":18.44927620379605},{"$f":"IFERROR(IF(OR(J40=\"\",'Historical scenario - input'!$D25=\"\"),\"\",J40/'Historical scenario - input'!$D25),\"\")","v":18.02847841834852},{"$f":"IFERROR(IF(OR(K40=\"\",'Historical scenario - input'!$D25=\"\"),\"\",K40/'Historical scenario - input'!$D25),\"\")","v":17.823009707132016},{"$f":"IFERROR(IF(OR(L40=\"\",'Historical scenario - input'!$D25=\"\"),\"\",L40/'Historical scenario - input'!$D25),\"\")","v":17.833285296743973},{"$f":"IFERROR(IF(OR(M40=\"\",'Historical scenario - input'!$D25=\"\"),\"\",M40/'Historical scenario - input'!$D25),\"\")","v":18.051986857206643},{"$f":"IFERROR(IF(OR(N40=\"\",'Historical scenario - input'!$D25=\"\"),\"\",N40/'Historical scenario - input'!$D25),\"\")","v":18.465467886206671},{"$f":"IFERROR(IF(OR(O40=\"\",'Historical scenario - input'!$D25=\"\"),\"\",O40/'Historical scenario - input'!$D25),\"\")","v":19.055147328920068},{"$f":"IFERROR(IF(OR(P40=\"\",'Historical scenario - input'!$D25=\"\"),\"\",P40/'Historical scenario - input'!$D25),\"\")","v":19.79877389293101},{"$f":"IFERROR(IF(OR(Q40=\"\",'Historical scenario - input'!$D25=\"\"),\"\",Q40/'Historical scenario - input'!$D25),\"\")","v":20.671482818769498},{"$f":"IFERROR(IF(OR(R40=\"\",'Historical scenario - input'!$D25=\"\"),\"\",R40/'Historical scenario - input'!$D25),\"\")","v":21.646610119778952},{"$f":"IFERROR(IF(OR(S40=\"\",'Historical scenario - input'!$D25=\"\"),\"\",S40/'Historical scenario - input'!$D25),\"\")","v":22.696272747278332},{"$f":"IFERROR(IF(OR(T40=\"\",'Historical scenario - input'!$D25=\"\"),\"\",T40/'Historical scenario - input'!$D25),\"\")","v":23.791763172600827},{"$f":"IFERROR(IF(OR(U40=\"\",'Historical scenario - input'!$D25=\"\"),\"\",U40/'Historical scenario - input'!$D25),\"\")","v":24.903840089686668},{"$f":"IFERROR(IF(OR(V40=\"\",'Historical scenario - input'!$D25=\"\"),\"\",V40/'Historical scenario - input'!$D25),\"\")","v":26.003020178948439},{"$f":"IFERROR(IF(OR(W40=\"\",'Historical scenario - input'!$D25=\"\"),\"\",W40/'Historical scenario - input'!$D25),\"\")","v":27.059986419784114}]
[{"$f":"IFERROR('Historical scenario - input'!A26,\"\")","v":5},{"$f":"IFERROR('Historical scenario - input'!B26,\"\")","v":"TRANSFORMERS"},{"$f":"IFERROR('Historical scenario - input'!C26,\"\")","v":"kiosk mounted ; < = 22 kv ; > 60 kva and < = 600 kva ; single phase"},{"$f":"IFERROR(repcalc('Historical scenario - input'!$CV26:$GH26,'Historical scenario - input'!$G26,'Historical scenario - input'!$E26,'Historical scenario - input'!$F26,20,TRUE,TRUE),\"\")","v":288.26112741027879},341.43679800257348,400.29161721026753,464.63051750639022,534.12914665848302,608.353881192171,686.79443761888103,768.90840557483807,854.17584072948716,942.16087454210708,1032.5762418892484,1125.3458156521131,1220.6597762606129,1319.0170155363264,1421.249823696525,1528.5268380402058,1642.3315956757563,1764.415737135022,1896.7278170979293,2041.3206253141736,{"$f":"IFERROR(IF(OR(D41=\"\",'Historical scenario - input'!$D26=\"\"),\"\",D41/'Historical scenario - input'!$D26),\"\")","v":7.2812875606490302},{"$f":"IFERROR(IF(OR(E41=\"\",'Historical scenario - input'!$D26=\"\"),\"\",E41/'Historical scenario - input'!$D26),\"\")","v":8.6244702238520592},{"$f":"IFERROR(IF(OR(F41=\"\",'Historical scenario - input'!$D26=\"\"),\"\",F41/'Historical scenario - input'!$D26),\"\")","v":10.111104467016229},{"$f":"IFERROR(IF(OR(G41=\"\",'Historical scenario - input'!$D26=\"\"),\"\",G41/'Historical scenario - input'!$D26),\"\")","v":11.736263011981011},{"$f":"IFERROR(IF(OR(H41=\"\",'Historical scenario - input'!$D26=\"\"),\"\",H41/'Historical scenario - input'!$D26),\"\")","v":13.491752933475189},{"$f":"IFERROR(IF(OR(I41=\"\",'Historical scenario - input'!$D26=\"\"),\"\",I41/'Historical scenario - input'!$D26),\"\")","v":15.366621186118218},{"$f":"IFERROR(IF(OR(J41=\"\",'Historical scenario - input'!$D26=\"\"),\"\",J41/'Historical scenario - input'!$D26),\"\")","v":17.347978342705215},{"$f":"IFERROR(IF(OR(K41=\"\",'Historical scenario - input'!$D26=\"\"),\"\",K41/'Historical scenario - input'!$D26),\"\")","v":19.422123472174111},{"$f":"IFERROR(IF(OR(L41=\"\",'Historical scenario - input'!$D26=\"\"),\"\",L41/'Historical scenario - input'!$D26),\"\")","v":21.575923120769588},{"$f":"IFERROR(IF(OR(M41=\"\",'Historical scenario - input'!$D26=\"\"),\"\",M41/'Historical scenario - input'!$D26),\"\")","v":23.798367534203425},{"$f":"IFERROR(IF(OR(N41=\"\",'Historical scenario - input'!$D26=\"\"),\"\",N41/'Historical scenario - input'!$D26),\"\")","v":26.082200583323658},{"$f":"IFERROR(IF(OR(O41=\"\",'Historical scenario - input'!$D26=\"\"),\"\",O41/'Historical scenario - input'!$D26),\"\")","v":28.425499346895247},{"$f":"IFERROR(IF(OR(P41=\"\",'Historical scenario - input'!$D26=\"\"),\"\",P41/'Historical scenario - input'!$D26),\"\")","v":30.833067658203099},{"$f":"IFERROR(IF(OR(Q41=\"\",'Historical scenario - input'!$D26=\"\"),\"\",Q41/'Historical scenario - input'!$D26),\"\")","v":33.317507198393756},{"$f":"IFERROR(IF(OR(R41=\"\",'Historical scenario - input'!$D26=\"\"),\"\",R41/'Historical scenario - input'!$D26),\"\")","v":35.899841074052247},{"$f":"IFERROR(IF(OR(S41=\"\",'Historical scenario - input'!$D26=\"\"),\"\",S41/'Historical scenario - input'!$D26),\"\")","v":38.609588299082901},{"$f":"IFERROR(IF(OR(T41=\"\",'Historical scenario - input'!$D26=\"\"),\"\",T41/'Historical scenario - input'!$D26),\"\")","v":41.484222050636262},{"$f":"IFERROR(IF(OR(U41=\"\",'Historical scenario - input'!$D26=\"\"),\"\",U41/'Historical scenario - input'!$D26),\"\")","v":44.567987623004491},{"$f":"IFERROR(IF(OR(V41=\"\",'Historical scenario - input'!$D26=\"\"),\"\",V41/'Historical scenario - input'!$D26),\"\")","v":47.910104233081846},{"$f":"IFERROR(IF(OR(W41=\"\",'Historical scenario - input'!$D26=\"\"),\"\",W41/'Historical scenario - input'!$D26),\"\")","v":51.562424007457047}]
[{"$f":"IFERROR('Historical scenario - input'!A27,\"\")","v":5},{"$f":"IFERROR('Historical scenario - input'!B27,\"\")","v":"TRANSFORMERS"},{"$f":"IFERROR('Historical scenario - input'!C27,\"\")","v":"kiosk mounted ; < = 22 kv ; > 600 kva ; multiple phase"},{"$f":"IFERROR(repcalc('Historical scenario - input'!$CV27:$GH27,'Historical scenario - input'!$G27,'Historical scenario - input'!$E27,'Historical scenario - input'!$F27,20,TRUE,TRUE),\"\")","v":207.70396591696473},196.02992339989618,183.60935205040357,170.92793182124348,158.43603804133247,146.53094865989522,135.54413864672543,125.73381768945198,117.28250254797778,110.29911898653029,104.82489918931611,100.84217657158872,98.285081671801251,97.051115986762966,97.012634207508825,98.027407498639718,99.947672811146688,102.62738507722158,105.92775384705647,109.72152030225583,{"$f":"IFERROR(IF(OR(D42=\"\",'Historical scenario - input'!$D27=\"\"),\"\",D42/'Historical scenario - input'!$D27),\"\")","v":4.0898422668680166},{"$f":"IFERROR(IF(OR(E42=\"\",'Historical scenario - input'!$D27=\"\"),\"\",E42/'Historical scenario - input'!$D27),\"\")","v":3.8599718727196035},{"$f":"IFERROR(IF(OR(F42=\"\",'Historical scenario - input'!$D27=\"\"),\"\",F42/'Historical scenario - input'!$D27),\"\")","v":3.6154017824974809},{"$f":"IFERROR(IF(OR(G42=\"\",'Historical scenario - input'!$D27=\"\"),\"\",G42/'Historical scenario - input'!$D27),\"\")","v":3.3656953879750553},{"$f":"IFERROR(IF(OR(H42=\"\",'Historical scenario - input'!$D27=\"\"),\"\",H42/'Historical scenario - input'!$D27),\"\")","v":3.1197209071857461},{"$f":"IFERROR(IF(OR(I42=\"\",'Historical scenario - input'!$D27=\"\"),\"\",I42/'Historical scenario - input'!$D27),\"\")","v":2.885301032109751},{"$f":"IFERROR(IF(OR(J42=\"\",'Historical scenario - input'!$D27=\"\"),\"\",J42/'Historical scenario - input'!$D27),\"\")","v":2.6689627461673715},{"$f":"IFERROR(IF(OR(K42=\"\",'Historical scenario - input'!$D27=\"\"),\"\",K42/'Historical scenario - input'!$D27),\"\")","v":2.4757903860467265},{"$f":"IFERROR(IF(OR(L42=\"\",'Historical scenario - input'!$D27=\"\"),\"\",L42/'Historical scenario - input'!$D27),\"\")","v":2.3093778395956832},{"$f":"IFERROR(IF(OR(M42=\"\",'Historical scenario - input'!$D27=\"\"),\"\",M42/'Historical scenario - input'!$D27),\"\")","v":2.1718699343938286},{"$f":"IFERROR(IF(OR(N42=\"\",'Historical scenario - input'!$D27=\"\"),\"\",N42/'Historical scenario - input'!$D27),\"\")","v":2.0640785621591609},{"$f":"IFERROR(IF(OR(O42=\"\",'Historical scenario - input'!$D27=\"\"),\"\",O42/'Historical scenario - input'!$D27),\"\")","v":1.9856558549793446},{"$f":"IFERROR(IF(OR(P42=\"\",'Historical scenario - input'!$D27=\"\"),\"\",P42/'Historical scenario - input'!$D27),\"\")","v":1.9353047952132332},{"$f":"IFERROR(IF(OR(Q42=\"\",'Historical scenario - input'!$D27=\"\"),\"\",Q42/'Historical scenario - input'!$D27),\"\")","v":1.9110071127291546},{"$f":"IFERROR(IF(OR(R42=\"\",'Historical scenario - input'!$D27=\"\"),\"\",R42/'Historical scenario - input'!$D27),\"\")","v":1.9102493784865604},{"$f":"IFERROR(IF(OR(S42=\"\",'Historical scenario - input'!$D27=\"\"),\"\",S42/'Historical scenario - input'!$D27),\"\")","v":1.9302310031947525},{"$f":"IFERROR(IF(OR(T42=\"\",'Historical scenario - input'!$D27=\"\"),\"\",T42/'Historical scenario - input'!$D27),\"\")","v":1.9680424248689596},{"$f":"IFERROR(IF(OR(U42=\"\",'Historical scenario - input'!$D27=\"\"),\"\",U42/'Historical scenario - input'!$D27),\"\")","v":2.0208079098246929},{"$f":"IFERROR(IF(OR(V42=\"\",'Historical scenario - input'!$D27=\"\"),\"\",V42/'Historical scenario - input'!$D27),\"\")","v":2.0857945730861838},{"$f":"IFERROR(IF(OR(W42=\"\",'Historical scenario - input'!$D27=\"\"),\"\",W42/'Historical scenario - input'!$D27),\"\")","v":2.1604965958935058}]
[{"$f":"IFERROR('Historical scenario - input'!A28,\"\")","v":0},{"$f":"IFERROR('Historical scenario - input'!B28,\"\")","v":"TRANSFORMERS"},{"$f":"IFERROR('Historical scenario - input'!C28,\"\")","v":"kiosk mounted ; < = 22 kv ; > 600 kva ; single phase"},{"$f":"IFERROR(repcalc('Historical scenario - input'!$CV28:$GH28,'Historical scenario - input'!$G28,'Historical scenario - input'!$E28,'Historical scenario - input'!$F28,20,TRUE,TRUE),\"\")","v":103.57975942591112},119.43142425743832,136.68653183386456,155.2302979399058,174.89383094008846,195.45534174269437,216.64475402127565,238.15179949451849,259.63740595982699,280.74789922177069,301.13127236625456,320.45455551790593,338.42117162267829,354.7871078777128,369.37477814401558,382.08359834267543,392.89653273842356,401.88217238435243,409.19224829118696,415.05482711488105,{"$f":"IFERROR(IF(OR(D43=\"\",'Historical scenario - input'!$D28=\"\"),\"\",D43/'Historical scenario - input'!$D28),\"\")","v":2.6163569837478251},{"$f":"IFERROR(IF(OR(E43=\"\",'Historical scenario - input'!$D28=\"\"),\"\",E43/'Historical scenario - input'!$D28),\"\")","v":3.0167596706807043},{"$f":"IFERROR(IF(OR(F43=\"\",'Historical scenario - input'!$D28=\"\"),\"\",F43/'Historical scenario - input'!$D28),\"\")","v":3.4526124035227284},{"$f":"IFERROR(IF(OR(G43=\"\",'Historical scenario - input'!$D28=\"\"),\"\",G43/'Historical scenario - input'!$D28),\"\")","v":3.9210158080626925},{"$f":"IFERROR(IF(OR(H43=\"\",'Historical scenario - input'!$D28=\"\"),\"\",H43/'Historical scenario - input'!$D28),\"\")","v":4.417703792040709},{"$f":"IFERROR(IF(OR(I43=\"\",'Historical scenario - input'!$D28=\"\"),\"\",I43/'Historical scenario - input'!$D28),\"\")","v":4.9370741080461631},{"$f":"IFERROR(IF(OR(J43=\"\",'Historical scenario - input'!$D28=\"\"),\"\",J43/'Historical scenario - input'!$D28),\"\")","v":5.4723048046981733},{"$f":"IFERROR(IF(OR(K43=\"\",'Historical scenario - input'!$D28=\"\"),\"\",K43/'Historical scenario - input'!$D28),\"\")","v":6.015558708120782},{"$f":"IFERROR(IF(OR(L43=\"\",'Historical scenario - input'!$D28=\"\"),\"\",L43/'Historical scenario - input'!$D28),\"\")","v":6.5582710762237051},{"$f":"IFERROR(IF(OR(M43=\"\",'Historical scenario - input'!$D28=\"\"),\"\",M43/'Historical scenario - input'!$D28),\"\")","v":7.0915083301271062},{"$f":"IFERROR(IF(OR(N43=\"\",'Historical scenario - input'!$D28=\"\"),\"\",N43/'Historical scenario - input'!$D28),\"\")","v":7.6063790053873097},{"$f":"IFERROR(IF(OR(O43=\"\",'Historical scenario - input'!$D28=\"\"),\"\",O43/'Historical scenario - input'!$D28),\"\")","v":8.0944725007088749},{"$f":"IFERROR(IF(OR(P43=\"\",'Historical scenario - input'!$D28=\"\"),\"\",P43/'Historical scenario - input'!$D28),\"\")","v":8.5482974736627906},{"$f":"IFERROR(IF(OR(Q43=\"\",'Historical scenario - input'!$D28=\"\"),\"\",Q43/'Historical scenario - input'!$D28),\"\")","v":8.96169032042895},{"$f":"IFERROR(IF(OR(R43=\"\",'Historical scenario - input'!$D28=\"\"),\"\",R43/'Historical scenario - input'!$D28),\"\")","v":9.3301653312745945},{"$f":"IFERROR(IF(OR(S43=\"\",'Historical scenario - input'!$D28=\"\"),\"\",S43/'Historical scenario - input'!$D28),\"\")","v":9.6511818181466538},{"$f":"IFERROR(IF(OR(T43=\"\",'Historical scenario - input'!$D28=\"\"),\"\",T43/'Historical scenario - input'!$D28),\"\")","v":9.9243094695133127},{"$f":"IFERROR(IF(OR(U43=\"\",'Historical scenario - input'!$D28=\"\"),\"\",U43/'Historical scenario - input'!$D28),\"\")","v":10.151280850518338},{"$f":"IFERROR(IF(OR(V43=\"\",'Historical scenario - input'!$D28=\"\"),\"\",V43/'Historical scenario - input'!$D28),\"\")","v":10.335928587263215},{"$f":"IFERROR(IF(OR(W43=\"\",'Historical scenario - input'!$D28=\"\"),\"\",W43/'Historical scenario - input'!$D28),\"\")","v":10.484013494325733}]
[{"$f":"IFERROR('Historical scenario - input'!A29,\"\")","v":0},{"$f":"IFERROR('Historical scenario - input'!B29,\"\")","v":"TRANSFORMERS"},{"$f":"IFERROR('Historical scenario - input'!C29,\"\")","v":"kiosk mounted ; > 22 kv ; > 60 kva and < ≈ 600 kva"},{"$f":"IFERROR(repcalc('Historical scenario - input'!$CV29:$GH29,'Historical scenario - input'!$G29,'Historical scenario - input'!$E29,'Historical scenario - input'!$F29,20,TRUE,TRUE),\"\")","v":4.0039559751964937},4.2212146329115701,4.3762676563753153,4.4665583323048059,4.4945920776591128,4.4678946735958496,4.3984516098612332,4.3016974153508469,4.1951904259493009,4.0971542142764195,4.0250834242584652,3.9945957743104463,4.018666164498903,4.1073112239197727,4.2677152829399283,4.5047153837763787,4.8215064581430447,5.2203978892219052,5.7034540025945573,6.2728823791653232,{"$f":"IFERROR(IF(OR(D44=\"\",'Historical scenario - input'!$D29=\"\"),\"\",D44/'Historical scenario - input'!$D29),\"\")","v":0.30172077329948693},{"$f":"IFERROR(IF(OR(E44=\"\",'Historical scenario - input'!$D29=\"\"),\"\",E44/'Historical scenario - input'!$D29),\"\")","v":0.31809244437126599},{"$f":"IFERROR(IF(OR(F44=\"\",'Historical scenario - input'!$D29=\"\"),\"\",F44/'Historical scenario - input'!$D29),\"\")","v":0.32977656838054881},{"$f":"IFERROR(IF(OR(G44=\"\",'Historical scenario - input'!$D29=\"\"),\"\",G44/'Historical scenario - input'!$D29),\"\")","v":0.33658048249247718},{"$f":"IFERROR(IF(OR(H44=\"\",'Historical scenario - input'!$D29=\"\"),\"\",H44/'Historical scenario - input'!$D29),\"\")","v":0.3386929840732088},{"$f":"IFERROR(IF(OR(I44=\"\",'Historical scenario - input'!$D29=\"\"),\"\",I44/'Historical scenario - input'!$D29),\"\")","v":0.33668118338185343},{"$f":"IFERROR(IF(OR(J44=\"\",'Historical scenario - input'!$D29=\"\"),\"\",J44/'Historical scenario - input'!$D29),\"\")","v":0.33144825499300778},{"$f":"IFERROR(IF(OR(K44=\"\",'Historical scenario - input'!$D29=\"\"),\"\",K44/'Historical scenario - input'!$D29),\"\")","v":0.32415727812700712},{"$f":"IFERROR(IF(OR(L44=\"\",'Historical scenario - input'!$D29=\"\"),\"\",L44/'Historical scenario - input'!$D29),\"\")","v":0.31613137289650378},{"$f":"IFERROR(IF(OR(M44=\"\",'Historical scenario - input'!$D29=\"\"),\"\",M44/'Historical scenario - input'!$D29),\"\")","v":0.30874378877206982},{"$f":"IFERROR(IF(OR(N44=\"\",'Historical scenario - input'!$D29=\"\"),\"\",N44/'Historical scenario - input'!$D29),\"\")","v":0.30331284631635141},{"$f":"IFERROR(IF(OR(O44=\"\",'Historical scenario - input'!$D29=\"\"),\"\",O44/'Historical scenario - input'!$D29),\"\")","v":0.30101542911811441},{"$f":"IFERROR(IF(OR(P44=\"\",'Historical scenario - input'!$D29=\"\"),\"\",P44/'Historical scenario - input'!$D29),\"\")","v":0.30282926942661703},{"$f":"IFERROR(IF(OR(Q44=\"\",'Historical scenario - input'!$D29=\"\"),\"\",Q44/'Historical scenario - input'!$D29),\"\")","v":0.30950917700885044},{"$f":"IFERROR(IF(OR(R44=\"\",'Historical scenario - input'!$D29=\"\"),\"\",R44/'Historical scenario - input'!$D29),\"\")","v":0.32159653187182763},{"$f":"IFERROR(IF(OR(S44=\"\",'Historical scenario - input'!$D29=\"\"),\"\",S44/'Historical scenario - input'!$D29),\"\")","v":0.33945583255829959},{"$f":"IFERROR(IF(OR(T44=\"\",'Historical scenario - input'!$D29=\"\"),\"\",T44/'Historical scenario - input'!$D29),\"\")","v":0.36332783527870788},{"$f":"IFERROR(IF(OR(U44=\"\",'Historical scenario - input'!$D29=\"\"),\"\",U44/'Historical scenario - input'!$D29),\"\")","v":0.3933865651431756},{"$f":"IFERROR(IF(OR(V44=\"\",'Historical scenario - input'!$D29=\"\"),\"\",V44/'Historical scenario - input'!$D29),\"\")","v":0.42978758078288642},{"$f":"IFERROR(IF(OR(W44=\"\",'Historical scenario - input'!$D29=\"\"),\"\",W44/'Historical scenario - input'!$D29),\"\")","v":0.4726972359294247}]
[{"$f":"IFERROR('Historical scenario - input'!A30,\"\")","v":5},{"$f":"IFERROR('Historical scenario - input'!B30,\"\")","v":"TRANSFORMERS"},{"$f":"IFERROR('Historical scenario - input'!C30,\"\")","v":"pole mounted ; < = 22 kv ; < = 60 kva ; multiple phase"},{"$f":"IFERROR(repcalc('Historical scenario - input'!$CV30:$GH30,'Historical scenario - input'!$G30,'Historical scenario - input'!$E30,'Historical scenario - input'!$F30,20,TRUE,TRUE),\"\")","v":744.73981691839128},749.16611125987265,751.73411044193074,753.39615053841794,755.04142717914635,757.44799793530467,761.24882494149801,766.91213658508354,774.73487292364734,784.84693336173939,797.22341116509699,811.70193083321408,828.00249317123087,845.74774537740359,864.48220237585281,883.68955245521465,902.8077243441395,921.24184818792969,938.37560650390412,953.58174811301626,{"$f":"IFERROR(IF(OR(D45=\"\",'Historical scenario - input'!$D30=\"\"),\"\",D45/'Historical scenario - input'!$D30),\"\")","v":45.116722460696103},{"$f":"IFERROR(IF(OR(E45=\"\",'Historical scenario - input'!$D30=\"\"),\"\",E45/'Historical scenario - input'!$D30),\"\")","v":45.384869656263398},{"$f":"IFERROR(IF(OR(F45=\"\",'Historical scenario - input'!$D30=\"\"),\"\",F45/'Historical scenario - input'!$D30),\"\")","v":45.540440372027753},{"$f":"IFERROR(IF(OR(G45=\"\",'Historical scenario - input'!$D30=\"\"),\"\",G45/'Historical scenario - input'!$D30),\"\")","v":45.641127618833004},{"$f":"IFERROR(IF(OR(H45=\"\",'Historical scenario - input'!$D30=\"\"),\"\",H45/'Historical scenario - input'!$D30),\"\")","v":45.740799326836964},{"$f":"IFERROR(IF(OR(I45=\"\",'Historical scenario - input'!$D30=\"\"),\"\",I45/'Historical scenario - input'!$D30),\"\")","v":45.886590625248928},{"$f":"IFERROR(IF(OR(J45=\"\",'Historical scenario - input'!$D30=\"\"),\"\",J45/'Historical scenario - input'!$D30),\"\")","v":46.116846686847872},{"$f":"IFERROR(IF(OR(K45=\"\",'Historical scenario - input'!$D30=\"\"),\"\",K45/'Historical scenario - input'!$D30),\"\")","v":46.459933028987244},{"$f":"IFERROR(IF(OR(L45=\"\",'Historical scenario - input'!$D30=\"\"),\"\",L45/'Historical scenario - input'!$D30),\"\")","v":46.933838433603015},{"$f":"IFERROR(IF(OR(M45=\"\",'Historical scenario - input'!$D30=\"\"),\"\",M45/'Historical scenario - input'!$D30),\"\")","v":47.546432273662425},{"$f":"IFERROR(IF(OR(N45=\"\",'Historical scenario - input'!$D30=\"\"),\"\",N45/'Historical scenario - input'!$D30),\"\")","v":48.296205686349772},{"$f":"IFERROR(IF(OR(O45=\"\",'Historical scenario - input'!$D30=\"\"),\"\",O45/'Historical scenario - input'!$D30),\"\")","v":49.173321880044234},{"$f":"IFERROR(IF(OR(P45=\"\",'Historical scenario - input'!$D30=\"\"),\"\",P45/'Historical scenario - input'!$D30),\"\")","v":50.160818359016794},{"$f":"IFERROR(IF(OR(Q45=\"\",'Historical scenario - input'!$D30=\"\"),\"\",Q45/'Historical scenario - input'!$D30),\"\")","v":51.235834895790305},{"$f":"IFERROR(IF(OR(R45=\"\",'Historical scenario - input'!$D30=\"\"),\"\",R45/'Historical scenario - input'!$D30),\"\")","v":52.370777969397317},{"$f":"IFERROR(IF(OR(S45=\"\",'Historical scenario - input'!$D30=\"\"),\"\",S45/'Historical scenario - input'!$D30),\"\")","v":53.534369149900769},{"$f":"IFERROR(IF(OR(T45=\"\",'Historical scenario - input'!$D30=\"\"),\"\",T45/'Historical scenario - input'!$D30),\"\")","v":54.692557869603696},{"$f":"IFERROR(IF(OR(U45=\"\",'Historical scenario - input'!$D30=\"\"),\"\",U45/'Historical scenario - input'!$D30),\"\")","v":55.809306605702922},{"$f":"IFERROR(IF(OR(V45=\"\",'Historical scenario - input'!$D30=\"\"),\"\",V45/'Historical scenario - input'!$D30),\"\")","v":56.847278527023157},{"$f":"IFERROR(IF(OR(W45=\"\",'Historical scenario - input'!$D30=\"\"),\"\",W45/'Historical scenario - input'!$D30),\"\")","v":57.768474433420536}]
[{"$f":"IFERROR('Historical scenario - input'!A31,\"\")","v":5},{"$f":"IFERROR('Historical scenario - input'!B31,\"\")","v":"TRANSFORMERS"},{"$f":"IFERROR('Historical scenario - input'!C31,\"\")","v":"pole mounted ; < = 22 kv ; < = 60 kva ; single phase"},{"$f":"IFERROR(repcalc('Historical scenario - input'!$CV31:$GH31,'Historical scenario - input'!$G31,'Historical scenario - input'!$E31,'Historical scenario - input'!$F31,20,TRUE,TRUE),\"\")","v":4570.8845858310888},5065.0708359351056,5563.6834562209115,6060.477914873728,6549.5361074838975,7025.5310136300477,7483.9506145639452,7921.2668993788348,8335.0405496188523,8723.9570756949906,9087.7952214411871,9427.3328961026018,9744.1994312535626,10040.685460901117,10319.523207644574,10583.65055663481,10835.972193788301,11079.130452470014,11315.297486569007,11545.999039605447,{"$f":"IFERROR(IF(OR(D46=\"\",'Historical scenario - input'!$D31=\"\"),\"\",D46/'Historical scenario - input'!$D31),\"\")","v":294.68231682281788},{"$f":"IFERROR(IF(OR(E46=\"\",'Historical scenario - input'!$D31=\"\"),\"\",E46/'Historical scenario - input'!$D31),\"\")","v":326.54222192172421},{"$f":"IFERROR(IF(OR(F46=\"\",'Historical scenario - input'!$D31=\"\"),\"\",F46/'Historical scenario - input'!$D31),\"\")","v":358.68749257641997},{"$f":"IFERROR(IF(OR(G46=\"\",'Historical scenario - input'!$D31=\"\"),\"\",G46/'Historical scenario - input'!$D31),\"\")","v":390.71554738978199},{"$f":"IFERROR(IF(OR(H46=\"\",'Historical scenario - input'!$D31=\"\"),\"\",H46/'Historical scenario - input'!$D31),\"\")","v":422.24484955293013},{"$f":"IFERROR(IF(OR(I46=\"\",'Historical scenario - input'!$D31=\"\"),\"\",I46/'Historical scenario - input'!$D31),\"\")","v":452.9319691038832},{"$f":"IFERROR(IF(OR(J46=\"\",'Historical scenario - input'!$D31=\"\"),\"\",J46/'Historical scenario - input'!$D31),\"\")","v":482.48601877272438},{"$f":"IFERROR(IF(OR(K46=\"\",'Historical scenario - input'!$D31=\"\"),\"\",K46/'Historical scenario - input'!$D31),\"\")","v":510.67954971268085},{"$f":"IFERROR(IF(OR(L46=\"\",'Historical scenario - input'!$D31=\"\"),\"\",L46/'Historical scenario - input'!$D31),\"\")","v":537.35530045706173},{"$f":"IFERROR(IF(OR(M46=\"\",'Historical scenario - input'!$D31=\"\"),\"\",M46/'Historical scenario - input'!$D31),\"\")","v":562.428526613342},{"$f":"IFERROR(IF(OR(N46=\"\",'Historical scenario - input'!$D31=\"\"),\"\",N46/'Historical scenario - input'!$D31),\"\")","v":585.88496392295144},{"$f":"IFERROR(IF(OR(O46=\"\",'Historical scenario - input'!$D31=\"\"),\"\",O46/'Historical scenario - input'!$D31),\"\")","v":607.77476375032245},{"$f":"IFERROR(IF(OR(P46=\"\",'Historical scenario - input'!$D31=\"\"),\"\",P46/'Historical scenario - input'!$D31),\"\")","v":628.20296817082988},{"$f":"IFERROR(IF(OR(Q46=\"\",'Historical scenario - input'!$D31=\"\"),\"\",Q46/'Historical scenario - input'!$D31),\"\")","v":647.31725304972804},{"$f":"IFERROR(IF(OR(R46=\"\",'Historical scenario - input'!$D31=\"\"),\"\",R46/'Historical scenario - input'!$D31),\"\")","v":665.29376321643053},{"$f":"IFERROR(IF(OR(S46=\"\",'Historical scenario - input'!$D31=\"\"),\"\",S46/'Historical scenario - input'!$D31),\"\")","v":682.32190244750666},{"$f":"IFERROR(IF(OR(T46=\"\",'Historical scenario - input'!$D31=\"\"),\"\",T46/'Historical scenario - input'!$D31),\"\")","v":698.58893418385878},{"$f":"IFERROR(IF(OR(U46=\"\",'Historical scenario - input'!$D31=\"\"),\"\",U46/'Historical scenario - input'!$D31),\"\")","v":714.26520814733738},{"$f":"IFERROR(IF(OR(V46=\"\",'Historical scenario - input'!$D31=\"\"),\"\",V46/'Historical scenario - input'!$D31),\"\")","v":729.49076185770537},{"$f":"IFERROR(IF(OR(W46=\"\",'Historical scenario - input'!$D31=\"\"),\"\",W46/'Historical scenario - input'!$D31),\"\")","v":744.36395912769058}]
[{"$f":"IFERROR('Historical scenario - input'!A32,\"\")","v":5},{"$f":"IFERROR('Historical scenario - input'!B32,\"\")","v":"TRANSFORMERS"},{"$f":"IFERROR('Historical scenario - input'!C32,\"\")","v":"pole mounted ; < = 22 kv ; > 60 kva and < = 600 kva ; multiple phase"},{"$f":"IFERROR(repcalc('Historical scenario - input'!$CV32:$GH32,'Historical scenario - input'!$G32,'Historical scenario - input'!$E32,'Historical scenario - input'!$F32,20,TRUE,TRUE),\"\")","v":1169.3429033721945},1087.0067980180741,1012.9052490256454,948.67896700092319,895.2106893063692,852.70194487354968,820.78182324133888,798.6319474328053,785.11393679413607,778.88871012273739,778.52038436518103,782.5607856306558,789.61340498979303,798.3778624224351,807.67756619442969,816.47431440652201,823.87414523028372,829.12886442274464,831.63741441418586,830.95064289641766,{"$f":"IFERROR(IF(OR(D47=\"\",'Historical scenario - input'!$D32=\"\"),\"\",D47/'Historical scenario - input'!$D32),\"\")","v":70.058855826434424},{"$f":"IFERROR(IF(OR(E47=\"\",'Historical scenario - input'!$D32=\"\"),\"\",E47/'Historical scenario - input'!$D32),\"\")","v":65.125851728423996},{"$f":"IFERROR(IF(OR(F47=\"\",'Historical scenario - input'!$D32=\"\"),\"\",F47/'Historical scenario - input'!$D32),\"\")","v":60.686204707516211},{"$f":"IFERROR(IF(OR(G47=\"\",'Historical scenario - input'!$D32=\"\"),\"\",G47/'Historical scenario - input'!$D32),\"\")","v":56.838214678533475},{"$f":"IFERROR(IF(OR(H47=\"\",'Historical scenario - input'!$D32=\"\"),\"\",H47/'Historical scenario - input'!$D32),\"\")","v":53.634769095986321},{"$f":"IFERROR(IF(OR(I47=\"\",'Historical scenario - input'!$D32=\"\"),\"\",I47/'Historical scenario - input'!$D32),\"\")","v":51.087942165243206},{"$f":"IFERROR(IF(OR(J47=\"\",'Historical scenario - input'!$D32=\"\"),\"\",J47/'Historical scenario - input'!$D32),\"\")","v":49.1755115232611},{"$f":"IFERROR(IF(OR(K47=\"\",'Historical scenario - input'!$D32=\"\"),\"\",K47/'Historical scenario - input'!$D32),\"\")","v":47.848445740103436},{"$f":"IFERROR(IF(OR(L47=\"\",'Historical scenario - input'!$D32=\"\"),\"\",L47/'Historical scenario - input'!$D32),\"\")","v":47.038541001584406},{"$f":"IFERROR(IF(OR(M47=\"\",'Historical scenario - input'!$D32=\"\"),\"\",M47/'Historical scenario - input'!$D32),\"\")","v":46.66556891905784},{"$f":"IFERROR(IF(OR(N47=\"\",'Historical scenario - input'!$D32=\"\"),\"\",N47/'Historical scenario - input'!$D32),\"\")","v":46.643501413391718},{"$f":"IFERROR(IF(OR(O47=\"\",'Historical scenario - input'!$D32=\"\"),\"\",O47/'Historical scenario - input'!$D32),\"\")","v":46.885574024361965},{"$f":"IFERROR(IF(OR(P47=\"\",'Historical scenario - input'!$D32=\"\"),\"\",P47/'Historical scenario - input'!$D32),\"\")","v":47.308117695218151},{"$f":"IFERROR(IF(OR(Q47=\"\",'Historical scenario - input'!$D32=\"\"),\"\",Q47/'Historical scenario - input'!$D32),\"\")","v":47.833222741735845},{"$f":"IFERROR(IF(OR(R47=\"\",'Historical scenario - input'!$D32=\"\"),\"\",R47/'Historical scenario - input'!$D32),\"\")","v":48.390396008800472},{"$f":"IFERROR(IF(OR(S47=\"\",'Historical scenario - input'!$D32=\"\"),\"\",S47/'Historical scenario - input'!$D32),\"\")","v":48.917435693186583},{"$f":"IFERROR(IF(OR(T47=\"\",'Historical scenario - input'!$D32=\"\"),\"\",T47/'Historical scenario - input'!$D32),\"\")","v":49.360781848815421},{"$f":"IFERROR(IF(OR(U47=\"\",'Historical scenario - input'!$D32=\"\"),\"\",U47/'Historical scenario - input'!$D32),\"\")","v":49.675607904757918},{"$f":"IFERROR(IF(OR(V47=\"\",'Historical scenario - input'!$D32=\"\"),\"\",V47/'Historical scenario - input'!$D32),\"\")","v":49.825902691408572},{"$f":"IFERROR(IF(OR(W47=\"\",'Historical scenario - input'!$D32=\"\"),\"\",W47/'Historical scenario - input'!$D32),\"\")","v":49.784756140973911}]
[{"$f":"IFERROR('Historical scenario - input'!A33,\"\")","v":5},{"$f":"IFERROR('Historical scenario - input'!B33,\"\")","v":"TRANSFORMERS"},{"$f":"IFERROR('Historical scenario - input'!C33,\"\")","v":"pole mounted ; < = 22 kv ; > 60 kva and < = 600 kva ; single phase"},{"$f":"IFERROR(repcalc('Historical scenario - input'!$CV33:$GH33,'Historical scenario - input'!$G33,'Historical scenario - input'!$E33,'Historical scenario - input'!$F33,20,TRUE,TRUE),\"\")","v":574.2716706211196},664.34839778948776,760.81096478932307,862.77377054661486,969.18876654657072,1078.894168605226,1190.6728888757257,1303.3165644596374,1415.6903692447142,1526.7935779422985,1635.8111398326685,1742.152281664261,1845.4732996716498,1945.6830782316845,2042.9313220409258,2137.5808473722709,2230.1664109003877,2321.3433725172058,2411.8299567561539,2502.3470136202145,{"$f":"IFERROR(IF(OR(D48=\"\",'Historical scenario - input'!$D33=\"\"),\"\",D48/'Historical scenario - input'!$D33),\"\")","v":28.575387346399211},{"$f":"IFERROR(IF(OR(E48=\"\",'Historical scenario - input'!$D33=\"\"),\"\",E48/'Historical scenario - input'!$D33),\"\")","v":33.057547100071346},{"$f":"IFERROR(IF(OR(F48=\"\",'Historical scenario - input'!$D33=\"\"),\"\",F48/'Historical scenario - input'!$D33),\"\")","v":37.857462118457953},{"$f":"IFERROR(IF(OR(G48=\"\",'Historical scenario - input'!$D33=\"\"),\"\",G48/'Historical scenario - input'!$D33),\"\")","v":42.931065464221049},{"$f":"IFERROR(IF(OR(H48=\"\",'Historical scenario - input'!$D33=\"\"),\"\",H48/'Historical scenario - input'!$D33),\"\")","v":48.22620692031159},{"$f":"IFERROR(IF(OR(I48=\"\",'Historical scenario - input'!$D33=\"\"),\"\",I48/'Historical scenario - input'!$D33),\"\")","v":53.685076856256586},{"$f":"IFERROR(IF(OR(J48=\"\",'Historical scenario - input'!$D33=\"\"),\"\",J48/'Historical scenario - input'!$D33),\"\")","v":59.247113767044198},{"$f":"IFERROR(IF(OR(K48=\"\",'Historical scenario - input'!$D33=\"\"),\"\",K48/'Historical scenario - input'!$D33),\"\")","v":64.852190295459721},{"$f":"IFERROR(IF(OR(L48=\"\",'Historical scenario - input'!$D33=\"\"),\"\",L48/'Historical scenario - input'!$D33),\"\")","v":70.44383822726374},{"$f":"IFERROR(IF(OR(M48=\"\",'Historical scenario - input'!$D33=\"\"),\"\",M48/'Historical scenario - input'!$D33),\"\")","v":75.972262118568509},{"$f":"IFERROR(IF(OR(N48=\"\",'Historical scenario - input'!$D33=\"\"),\"\",N48/'Historical scenario - input'!$D33),\"\")","v":81.396905572089409},{"$f":"IFERROR(IF(OR(O48=\"\",'Historical scenario - input'!$D33=\"\"),\"\",O48/'Historical scenario - input'!$D33),\"\")","v":86.68837209247252},{"$f":"IFERROR(IF(OR(P48=\"\",'Historical scenario - input'!$D33=\"\"),\"\",P48/'Historical scenario - input'!$D33),\"\")","v":91.829559202385383},{"$f":"IFERROR(IF(OR(Q48=\"\",'Historical scenario - input'!$D33=\"\"),\"\",Q48/'Historical scenario - input'!$D33),\"\")","v":96.815933047281391},{"$f":"IFERROR(IF(OR(R48=\"\",'Historical scenario - input'!$D33=\"\"),\"\",R48/'Historical scenario - input'!$D33),\"\")","v":101.65494283615106},{"$f":"IFERROR(IF(OR(S48=\"\",'Historical scenario - input'!$D33=\"\"),\"\",S48/'Historical scenario - input'!$D33),\"\")","v":106.3646420723518},{"$f":"IFERROR(IF(OR(T48=\"\",'Historical scenario - input'!$D33=\"\"),\"\",T48/'Historical scenario - input'!$D33),\"\")","v":110.97163990255835},{"$f":"IFERROR(IF(OR(U48=\"\",'Historical scenario - input'!$D33=\"\"),\"\",U48/'Historical scenario - input'!$D33),\"\")","v":115.50854661162585},{"$f":"IFERROR(IF(OR(V48=\"\",'Historical scenario - input'!$D33=\"\"),\"\",V48/'Historical scenario - input'!$D33),\"\")","v":120.01110058835937},{"$f":"IFERROR(IF(OR(W48=\"\",'Historical scenario - input'!$D33=\"\"),\"\",W48/'Historical scenario - input'!$D33),\"\")","v":124.51517086323294}]
[{"$f":"IFERROR('Historical scenario - input'!A34,\"\")","v":5},{"$f":"IFERROR('Historical scenario - input'!B34,\"\")","v":"TRANSFORMERS"},{"$f":"IFERROR('Historical scenario - input'!C34,\"\")","v":"pole mounted ; < = 22 kv ; > 600 kva ; multiple phase"},{"$f":"IFERROR(repcalc('Historical scenario - input'!$CV34:$GH34,'Historical scenario - input'!$G34,'Historical scenario - input'!$E34,'Historical scenario - input'!$F34,20,TRUE,TRUE),\"\")","v":12.258861762453209},12.650439525683414,12.928485677906133,13.093139609973633,13.148478812900818,13.101893025380987,12.963275201600419,12.744118201070343,12.456608717308779,12.112801786096334,11.723942176447887,11.299976074951328,10.849271262094211,10.378539922509983,9.8929382190350292,9.3963027223909155,8.8914765218134875,8.380677053766,7.8658622135928011,7.3490594664243671,{"$f":"IFERROR(IF(OR(D49=\"\",'Historical scenario - input'!$D34=\"\"),\"\",D49/'Historical scenario - input'!$D34),\"\")","v":0.83487378874123797},{"$f":"IFERROR(IF(OR(E49=\"\",'Historical scenario - input'!$D34=\"\"),\"\",E49/'Historical scenario - input'!$D34),\"\")","v":0.86154168149585852},{"$f":"IFERROR(IF(OR(F49=\"\",'Historical scenario - input'!$D34=\"\"),\"\",F49/'Historical scenario - input'!$D34),\"\")","v":0.88047765198392536},{"$f":"IFERROR(IF(OR(G49=\"\",'Historical scenario - input'!$D34=\"\"),\"\",G49/'Historical scenario - input'!$D34),\"\")","v":0.89169119323759771},{"$f":"IFERROR(IF(OR(H49=\"\",'Historical scenario - input'!$D34=\"\"),\"\",H49/'Historical scenario - input'!$D34),\"\")","v":0.89545999746339011},{"$f":"IFERROR(IF(OR(I49=\"\",'Historical scenario - input'!$D34=\"\"),\"\",I49/'Historical scenario - input'!$D34),\"\")","v":0.89228733317515263},{"$f":"IFERROR(IF(OR(J49=\"\",'Historical scenario - input'!$D34=\"\"),\"\",J49/'Historical scenario - input'!$D34),\"\")","v":0.88284694711245926},{"$f":"IFERROR(IF(OR(K49=\"\",'Historical scenario - input'!$D34=\"\"),\"\",K49/'Historical scenario - input'!$D34),\"\")","v":0.86792154547997569},{"$f":"IFERROR(IF(OR(L49=\"\",'Historical scenario - input'!$D34=\"\"),\"\",L49/'Historical scenario - input'!$D34),\"\")","v":0.84834108714229883},{"$f":"IFERROR(IF(OR(M49=\"\",'Historical scenario - input'!$D34=\"\"),\"\",M49/'Historical scenario - input'!$D34),\"\")","v":0.8249265645855659},{"$f":"IFERROR(IF(OR(N49=\"\",'Historical scenario - input'!$D34=\"\"),\"\",N49/'Historical scenario - input'!$D34),\"\")","v":0.79844378813482053},{"$f":"IFERROR(IF(OR(O49=\"\",'Historical scenario - input'!$D34=\"\"),\"\",O49/'Historical scenario - input'!$D34),\"\")","v":0.76957012985290751},{"$f":"IFERROR(IF(OR(P49=\"\",'Historical scenario - input'!$D34=\"\"),\"\",P49/'Historical scenario - input'!$D34),\"\")","v":0.73887546651422642},{"$f":"IFERROR(IF(OR(Q49=\"\",'Historical scenario - input'!$D34=\"\"),\"\",Q49/'Historical scenario - input'!$D34),\"\")","v":0.70681692269724516},{"$f":"IFERROR(IF(OR(R49=\"\",'Historical scenario - input'!$D34=\"\"),\"\",R49/'Historical scenario - input'!$D34),\"\")","v":0.67374565214576099},{"$f":"IFERROR(IF(OR(S49=\"\",'Historical scenario - input'!$D34=\"\"),\"\",S49/'Historical scenario - input'!$D34),\"\")","v":0.63992293950398926},{"$f":"IFERROR(IF(OR(T49=\"\",'Historical scenario - input'!$D34=\"\"),\"\",T49/'Historical scenario - input'!$D34),\"\")","v":0.6055424096555494},{"$f":"IFERROR(IF(OR(U49=\"\",'Historical scenario - input'!$D34=\"\"),\"\",U49/'Historical scenario - input'!$D34),\"\")","v":0.57075507821814242},{"$f":"IFERROR(IF(OR(V49=\"\",'Historical scenario - input'!$D34=\"\"),\"\",V49/'Historical scenario - input'!$D34),\"\")","v":0.53569428510013584},{"$f":"IFERROR(IF(OR(W49=\"\",'Historical scenario - input'!$D34=\"\"),\"\",W49/'Historical scenario - input'!$D34),\"\")","v":0.50049810816942808}]
[{"$f":"IFERROR('Historical scenario - input'!A35,\"\")","v":0},{"$f":"IFERROR('Historical scenario - input'!B35,\"\")","v":"TRANSFORMERS"},{"$f":"IFERROR('Historical scenario - input'!C35,\"\")","v":"pole mounted ; > = 22 kv & < = 33 kv ; < = 60kva"},{"$f":"IFERROR(repcalc('Historical scenario - input'!$CV35:$GH35,'Historical scenario - input'!$G35,'Historical scenario - input'!$E35,'Historical scenario - input'!$F35,20,TRUE,TRUE),\"\")","v":87.329728380694362},96.618276148905593,105.96744819993484,115.24125621800277,124.29916906287012,133.00047033001803,141.20906416311956,148.79862891203678,155.65796626188018,161.69633112790098,166.84846346312537,171.07898815866415,174.38581510670411,176.8021686248814,178.39691108964644,179.27290264778298,179.56325503046156,179.42548550585522,179.03374524881244,178.56947006936917,{"$f":"IFERROR(IF(OR(D50=\"\",'Historical scenario - input'!$D35=\"\"),\"\",D50/'Historical scenario - input'!$D35),\"\")","v":8.122645277543544},{"$f":"IFERROR(IF(OR(E50=\"\",'Historical scenario - input'!$D35=\"\"),\"\",E50/'Historical scenario - input'!$D35),\"\")","v":8.9865845117960745},{"$f":"IFERROR(IF(OR(F50=\"\",'Historical scenario - input'!$D35=\"\"),\"\",F50/'Historical scenario - input'!$D35),\"\")","v":9.8561624850400928},{"$f":"IFERROR(IF(OR(G50=\"\",'Historical scenario - input'!$D35=\"\"),\"\",G50/'Historical scenario - input'!$D35),\"\")","v":10.718730757031391},{"$f":"IFERROR(IF(OR(H50=\"\",'Historical scenario - input'!$D35=\"\"),\"\",H50/'Historical scenario - input'!$D35),\"\")","v":11.561218353844156},{"$f":"IFERROR(IF(OR(I50=\"\",'Historical scenario - input'!$D35=\"\"),\"\",I50/'Historical scenario - input'!$D35),\"\")","v":12.370537069894429},{"$f":"IFERROR(IF(OR(J50=\"\",'Historical scenario - input'!$D35=\"\"),\"\",J50/'Historical scenario - input'!$D35),\"\")","v":13.134028462459609},{"$f":"IFERROR(IF(OR(K50=\"\",'Historical scenario - input'!$D35=\"\"),\"\",K50/'Historical scenario - input'!$D35),\"\")","v":13.839943199737453},{"$f":"IFERROR(IF(OR(L50=\"\",'Historical scenario - input'!$D35=\"\"),\"\",L50/'Historical scenario - input'!$D35),\"\")","v":14.477938589908625},{"$f":"IFERROR(IF(OR(M50=\"\",'Historical scenario - input'!$D35=\"\"),\"\",M50/'Historical scenario - input'!$D35),\"\")","v":15.039574321205729},{"$f":"IFERROR(IF(OR(N50=\"\",'Historical scenario - input'!$D35=\"\"),\"\",N50/'Historical scenario - input'!$D35),\"\")","v":15.51878047652043},{"$f":"IFERROR(IF(OR(O50=\"\",'Historical scenario - input'!$D35=\"\"),\"\",O50/'Historical scenario - input'!$D35),\"\")","v":15.912266773534334},{"$f":"IFERROR(IF(OR(P50=\"\",'Historical scenario - input'!$D35=\"\"),\"\",P50/'Historical scenario - input'!$D35),\"\")","v":16.219838808753082},{"$f":"IFERROR(IF(OR(Q50=\"\",'Historical scenario - input'!$D35=\"\"),\"\",Q50/'Historical scenario - input'!$D35),\"\")","v":16.44458681675945},{"$f":"IFERROR(IF(OR(R50=\"\",'Historical scenario - input'!$D35=\"\"),\"\",R50/'Historical scenario - input'!$D35),\"\")","v":16.592915771750057},{"$f":"IFERROR(IF(OR(S50=\"\",'Historical scenario - input'!$D35=\"\"),\"\",S50/'Historical scenario - input'!$D35),\"\")","v":16.674392822289455},{"$f":"IFERROR(IF(OR(T50=\"\",'Historical scenario - input'!$D35=\"\"),\"\",T50/'Historical scenario - input'!$D35),\"\")","v":16.701398853954945},{"$f":"IFERROR(IF(OR(U50=\"\",'Historical scenario - input'!$D35=\"\"),\"\",U50/'Historical scenario - input'!$D35),\"\")","v":16.688584741290416},{"$f":"IFERROR(IF(OR(V50=\"\",'Historical scenario - input'!$D35=\"\"),\"\",V50/'Historical scenario - input'!$D35),\"\")","v":16.65214849892606},{"$f":"IFERROR(IF(OR(W50=\"\",'Historical scenario - input'!$D35=\"\"),\"\",W50/'Historical scenario - input'!$D35),\"\")","v":16.608965694356396}]
[{"$f":"IFERROR('Historical scenario - input'!A36,\"\")","v":0},{"$f":"IFERROR('Historical scenario - input'!B36,\"\")","v":"TRANSFORMERS"},{"$f":"IFERROR('Historical scenario - input'!C36,\"\")","v":"pole mounted ; > = 22 kv & < = 33 kv ; > 60 kva and < = 600 kva"},{"$f":"IFERROR(repcalc('Historical scenario - input'!$CV36:$GH36,'Historical scenario - input'!$G36,'Historical scenario - input'!$E36,'Historical scenario - input'!$F36,20,TRUE,TRUE),\"\")","v":254.67996145085712},265.35882138370255,274.03075280678206,280.56781677377722,284.92875404225481,287.16697952376006,287.43295244478315,285.9701036829378,283.1040844636791,279.22576705794819,274.76908663654979,270.18537120998053,265.91618653354942,262.36687682920063,259.88289780382235,258.73073867343925,259.08476588540412,261.02076079671048,264.51633821300447,269.45788598513201,{"$f":"IFERROR(IF(OR(D51=\"\",'Historical scenario - input'!$D36=\"\"),\"\",D51/'Historical scenario - input'!$D36),\"\")","v":8.880639066607678},{"$f":"IFERROR(IF(OR(E51=\"\",'Historical scenario - input'!$D36=\"\"),\"\",E51/'Historical scenario - input'!$D36),\"\")","v":9.2530087660775671},{"$f":"IFERROR(IF(OR(F51=\"\",'Historical scenario - input'!$D36=\"\"),\"\",F51/'Historical scenario - input'!$D36),\"\")","v":9.5553972717928186},{"$f":"IFERROR(IF(OR(G51=\"\",'Historical scenario - input'!$D36=\"\"),\"\",G51/'Historical scenario - input'!$D36),\"\")","v":9.7833433784102901},{"$f":"IFERROR(IF(OR(H51=\"\",'Historical scenario - input'!$D36=\"\"),\"\",H51/'Historical scenario - input'!$D36),\"\")","v":9.9354083844392012},{"$f":"IFERROR(IF(OR(I51=\"\",'Historical scenario - input'!$D36=\"\"),\"\",I51/'Historical scenario - input'!$D36),\"\")","v":10.01345485710905},{"$f":"IFERROR(IF(OR(J51=\"\",'Historical scenario - input'!$D36=\"\"),\"\",J51/'Historical scenario - input'!$D36),\"\")","v":10.022729279406123},{"$f":"IFERROR(IF(OR(K51=\"\",'Historical scenario - input'!$D36=\"\"),\"\",K51/'Historical scenario - input'!$D36),\"\")","v":9.9717200371046264},{"$f":"IFERROR(IF(OR(L51=\"\",'Historical scenario - input'!$D36=\"\"),\"\",L51/'Historical scenario - input'!$D36),\"\")","v":9.8717825229821869},{"$f":"IFERROR(IF(OR(M51=\"\",'Historical scenario - input'!$D36=\"\"),\"\",M51/'Historical scenario - input'!$D36),\"\")","v":9.7365463745634813},{"$f":"IFERROR(IF(OR(N51=\"\",'Historical scenario - input'!$D36=\"\"),\"\",N51/'Historical scenario - input'!$D36),\"\")","v":9.5811428240360357},{"$f":"IFERROR(IF(OR(O51=\"\",'Historical scenario - input'!$D36=\"\"),\"\",O51/'Historical scenario - input'!$D36),\"\")","v":9.4213095884115745},{"$f":"IFERROR(IF(OR(P51=\"\",'Historical scenario - input'!$D36=\"\"),\"\",P51/'Historical scenario - input'!$D36),\"\")","v":9.2724439768255902},{"$f":"IFERROR(IF(OR(Q51=\"\",'Historical scenario - input'!$D36=\"\"),\"\",Q51/'Historical scenario - input'!$D36),\"\")","v":9.1486802608254543},{"$f":"IFERROR(IF(OR(R51=\"\",'Historical scenario - input'!$D36=\"\"),\"\",R51/'Historical scenario - input'!$D36),\"\")","v":9.0620644114757791},{"$f":"IFERROR(IF(OR(S51=\"\",'Historical scenario - input'!$D36=\"\"),\"\",S51/'Historical scenario - input'!$D36),\"\")","v":9.0218888541765718},{"$f":"IFERROR(IF(OR(T51=\"\",'Historical scenario - input'!$D36=\"\"),\"\",T51/'Historical scenario - input'!$D36),\"\")","v":9.0342337119003862},{"$f":"IFERROR(IF(OR(U51=\"\",'Historical scenario - input'!$D36=\"\"),\"\",U51/'Historical scenario - input'!$D36),\"\")","v":9.1017414653339763},{"$f":"IFERROR(IF(OR(V51=\"\",'Historical scenario - input'!$D36=\"\"),\"\",V51/'Historical scenario - input'!$D36),\"\")","v":9.2236315472495178},{"$f":"IFERROR(IF(OR(W51=\"\",'Historical scenario - input'!$D36=\"\"),\"\",W51/'Historical scenario - input'!$D36),\"\")","v":9.3959423248413856}]
[{"$f":"IFERROR('Historical scenario - input'!A37,\"\")","v":6},{"$f":"IFERROR('Historical scenario - input'!B37,\"\")","v":"UNDERGROUND CABLES"},{"$f":"IFERROR('Historical scenario - input'!C37,\"\")","v":"˂ = 1 kv"},{"$f":"IFERROR(repcalc('Historical scenario - input'!$CV37:$GH37,'Historical scenario - input'!$G37,'Historical scenario - input'!$E37,'Historical scenario - input'!$F37,20,TRUE,TRUE),\"\")","v":470.51474545189012},580.25278382098782,713.54980838380311,875.66244348137684,1073.0542954292737,1313.5709647437147,1606.5837203037033,1963.0797196142157,2395.6759935002424,2918.5362162778333,3547.1739012479738,4298.1331269997618,5188.5478539863907,6235.5925593535449,7455.8491456263664,8864.6264274532678,10475.277409167978,12298.564556449064,14342.123169796014,16610.067144046025,{"$f":"IFERROR(IF(OR(D52=\"\",'Historical scenario - input'!$D37=\"\"),\"\",D52/'Historical scenario - input'!$D37),\"\")","v":1.3851172903845195},{"$f":"IFERROR(IF(OR(E52=\"\",'Historical scenario - input'!$D37=\"\"),\"\",E52/'Historical scenario - input'!$D37),\"\")","v":1.7081678553820812},{"$f":"IFERROR(IF(OR(F52=\"\",'Historical scenario - input'!$D37=\"\"),\"\",F52/'Historical scenario - input'!$D37),\"\")","v":2.1005721642022901},{"$f":"IFERROR(IF(OR(G52=\"\",'Historical scenario - input'!$D37=\"\"),\"\",G52/'Historical scenario - input'!$D37),\"\")","v":2.5778048461404275},{"$f":"IFERROR(IF(OR(H52=\"\",'Historical scenario - input'!$D37=\"\"),\"\",H52/'Historical scenario - input'!$D37),\"\")","v":3.1588936850278566},{"$f":"IFERROR(IF(OR(I52=\"\",'Historical scenario - input'!$D37=\"\"),\"\",I52/'Historical scenario - input'!$D37),\"\")","v":3.866934826168229},{"$f":"IFERROR(IF(OR(J52=\"\",'Historical scenario - input'!$D37=\"\"),\"\",J52/'Historical scenario - input'!$D37),\"\")","v":4.7295157292163603},{"$f":"IFERROR(IF(OR(K52=\"\",'Historical scenario - input'!$D37=\"\"),\"\",K52/'Historical scenario - input'!$D37),\"\")","v":5.7789807616536661},{"$f":"IFERROR(IF(OR(L52=\"\",'Historical scenario - input'!$D37=\"\"),\"\",L52/'Historical scenario - input'!$D37),\"\")","v":7.052472367405521},{"$f":"IFERROR(IF(OR(M52=\"\",'Historical scenario - input'!$D37=\"\"),\"\",M52/'Historical scenario - input'!$D37),\"\")","v":8.5916860520435812},{"$f":"IFERROR(IF(OR(N52=\"\",'Historical scenario - input'!$D37=\"\"),\"\",N52/'Historical scenario - input'!$D37),\"\")","v":10.442291022995486},{"$f":"IFERROR(IF(OR(O52=\"\",'Historical scenario - input'!$D37=\"\"),\"\",O52/'Historical scenario - input'!$D37),\"\")","v":12.652990300790872},{"$f":"IFERROR(IF(OR(P52=\"\",'Historical scenario - input'!$D37=\"\"),\"\",P52/'Historical scenario - input'!$D37),\"\")","v":15.274223420228354},{"$f":"IFERROR(IF(OR(Q52=\"\",'Historical scenario - input'!$D37=\"\"),\"\",Q52/'Historical scenario - input'!$D37),\"\")","v":18.356549190522202},{"$f":"IFERROR(IF(OR(R52=\"\",'Historical scenario - input'!$D37=\"\"),\"\",R52/'Historical scenario - input'!$D37),\"\")","v":21.9487819795898},{"$f":"IFERROR(IF(OR(S52=\"\",'Historical scenario - input'!$D37=\"\"),\"\",S52/'Historical scenario - input'!$D37),\"\")","v":26.095988396012018},{"$f":"IFERROR(IF(OR(T52=\"\",'Historical scenario - input'!$D37=\"\"),\"\",T52/'Historical scenario - input'!$D37),\"\")","v":30.837477467529244},{"$f":"IFERROR(IF(OR(U52=\"\",'Historical scenario - input'!$D37=\"\"),\"\",U52/'Historical scenario - input'!$D37),\"\")","v":36.204932106191841},{"$f":"IFERROR(IF(OR(V52=\"\",'Historical scenario - input'!$D37=\"\"),\"\",V52/'Historical scenario - input'!$D37),\"\")","v":42.220829368970605},{"$f":"IFERROR(IF(OR(W52=\"\",'Historical scenario - input'!$D37=\"\"),\"\",W52/'Historical scenario - input'!$D37),\"\")","v":48.897279879230489}]
[{"$f":"IFERROR('Historical scenario - input'!A38,\"\")","v":6},{"$f":"IFERROR('Historical scenario - input'!B38,\"\")","v":"UNDERGROUND CABLES"},{"$f":"IFERROR('Historical scenario - input'!C38,\"\")","v":"> 1 kv & < = 11 kv"},{"$f":"IFERROR(repcalc('Historical scenario - input'!$CV38:$GH38,'Historical scenario - input'!$G38,'Historical scenario - input'!$E38,'Historical scenario - input'!$F38,20,TRUE,TRUE),\"\")","v":783.62709048623572},964.85439648615659,1180.3457358925507,1435.5683156892269,1736.8157206367175,2091.2851680568742,2507.1183789599845,2993.388659093438,3560.0183643198034,4217.6150901280134,4977.2215883132358,5849.983040834144,6846.7449364815593,7977.6040777155922,9251.4427019295927,10675.479919093492,12254.874582010807,13992.408855021975,15888.272451528768,17939.954926238945,{"$f":"IFERROR(IF(OR(D53=\"\",'Historical scenario - input'!$D38=\"\"),\"\",D53/'Historical scenario - input'!$D38),\"\")","v":1.0160644425547591},{"$f":"IFERROR(IF(OR(E53=\"\",'Historical scenario - input'!$D38=\"\"),\"\",E53/'Historical scenario - input'!$D38),\"\")","v":1.2510469028117845},{"$f":"IFERROR(IF(OR(F53=\"\",'Historical scenario - input'!$D38=\"\"),\"\",F53/'Historical scenario - input'!$D38),\"\")","v":1.5304567015637358},{"$f":"IFERROR(IF(OR(G53=\"\",'Historical scenario - input'!$D38=\"\"),\"\",G53/'Historical scenario - input'!$D38),\"\")","v":1.8613827139704653},{"$f":"IFERROR(IF(OR(H53=\"\",'Historical scenario - input'!$D38=\"\"),\"\",H53/'Historical scenario - input'!$D38),\"\")","v":2.2519853109137573},{"$f":"IFERROR(IF(OR(I53=\"\",'Historical scenario - input'!$D38=\"\"),\"\",I53/'Historical scenario - input'!$D38),\"\")","v":2.7115965288875716},{"$f":"IFERROR(IF(OR(J53=\"\",'Historical scenario - input'!$D38=\"\"),\"\",J53/'Historical scenario - input'!$D38),\"\")","v":3.2507730642085462},{"$f":"IFERROR(IF(OR(K53=\"\",'Historical scenario - input'!$D38=\"\"),\"\",K53/'Historical scenario - input'!$D38),\"\")","v":3.881279522080197},{"$f":"IFERROR(IF(OR(L53=\"\",'Historical scenario - input'!$D38=\"\"),\"\",L53/'Historical scenario - input'!$D38),\"\")","v":4.6159814007742526},{"$f":"IFERROR(IF(OR(M53=\"\",'Historical scenario - input'!$D38=\"\"),\"\",M53/'Historical scenario - input'!$D38),\"\")","v":5.4686326921168789},{"$f":"IFERROR(IF(OR(N53=\"\",'Historical scenario - input'!$D38=\"\"),\"\",N53/'Historical scenario - input'!$D38),\"\")","v":6.4535516191292643},{"$f":"IFERROR(IF(OR(O53=\"\",'Historical scenario - input'!$D38=\"\"),\"\",O53/'Historical scenario - input'!$D38),\"\")","v":7.585189217554678},{"$f":"IFERROR(IF(OR(P53=\"\",'Historical scenario - input'!$D38=\"\"),\"\",P53/'Historical scenario - input'!$D38),\"\")","v":8.8776079357901541},{"$f":"IFERROR(IF(OR(Q53=\"\",'Historical scenario - input'!$D38=\"\"),\"\",Q53/'Historical scenario - input'!$D38),\"\")","v":10.343899462583783},{"$f":"IFERROR(IF(OR(R53=\"\",'Historical scenario - input'!$D38=\"\"),\"\",R53/'Historical scenario - input'!$D38),\"\")","v":11.995580660605681},{"$f":"IFERROR(IF(OR(S53=\"\",'Historical scenario - input'!$D38=\"\"),\"\",S53/'Historical scenario - input'!$D38),\"\")","v":13.842011952736057},{"$f":"IFERROR(IF(OR(T53=\"\",'Historical scenario - input'!$D38=\"\"),\"\",T53/'Historical scenario - input'!$D38),\"\")","v":15.889882396769961},{"$f":"IFERROR(IF(OR(U53=\"\",'Historical scenario - input'!$D38=\"\"),\"\",U53/'Historical scenario - input'!$D38),\"\")","v":18.142799395123646},{"$f":"IFERROR(IF(OR(V53=\"\",'Historical scenario - input'!$D38=\"\"),\"\",V53/'Historical scenario - input'!$D38),\"\")","v":20.601008933475956},{"$f":"IFERROR(IF(OR(W53=\"\",'Historical scenario - input'!$D38=\"\"),\"\",W53/'Historical scenario - input'!$D38),\"\")","v":23.261255925029374}]
[{"$f":"IFERROR('Historical scenario - input'!A39,\"\")","v":""},{"$f":"IFERROR('Historical scenario - input'!B39,\"\")","v":0},{"$f":"IFERROR('Historical scenario - input'!C39,\"\")","v":0},{"$f":"IFERROR(repcalc('Historical scenario - input'!$CV39:$GH39,'Historical scenario - input'!$G39,'Historical scenario - input'!$E39,'Historical scenario - input'!$F39,20,TRUE,TRUE),\"\")","v":""},"","","","","","","","","","","","","","","","","","","",{"$f":"IFERROR(IF(OR(D54=\"\",'Historical scenario - input'!$D39=\"\"),\"\",D54/'Historical scenario - input'!$D39),\"\")","v":""},{"$f":"IFERROR(IF(OR(E54=\"\",'Historical scenario - input'!$D39=\"\"),\"\",E54/'Historical scenario - input'!$D39),\"\")","v":""},{"$f":"IFERROR(IF(OR(F54=\"\",'Historical scenario - input'!$D39=\"\"),\"\",F54/'Historical scenario - input'!$D39),\"\")","v":""},{"$f":"IFERROR(IF(OR(G54=\"\",'Historical scenario - input'!$D39=\"\"),\"\",G54/'Historical scenario - input'!$D39),\"\")","v":""},{"$f":"IFERROR(IF(OR(H54=\"\",'Historical scenario - input'!$D39=\"\"),\"\",H54/'Historical scenario - input'!$D39),\"\")","v":""},{"$f":"IFERROR(IF(OR(I54=\"\",'Historical scenario - input'!$D39=\"\"),\"\",I54/'Historical scenario - input'!$D39),\"\")","v":""},{"$f":"IFERROR(IF(OR(J54=\"\",'Historical scenario - input'!$D39=\"\"),\"\",J54/'Historical scenario - input'!$D39),\"\")","v":""},{"$f":"IFERROR(IF(OR(K54=\"\",'Historical scenario - input'!$D39=\"\"),\"\",K54/'Historical scenario - input'!$D39),\"\")","v":""},{"$f":"IFERROR(IF(OR(L54=\"\",'Historical scenario - input'!$D39=\"\"),\"\",L54/'Historical scenario - input'!$D39),\"\")","v":""},{"$f":"IFERROR(IF(OR(M54=\"\",'Historical scenario - input'!$D39=\"\"),\"\",M54/'Historical scenario - input'!$D39),\"\")","v":""},{"$f":"IFERROR(IF(OR(N54=\"\",'Historical scenario - input'!$D39=\"\"),\"\",N54/'Historical scenario - input'!$D39),\"\")","v":""},{"$f":"IFERROR(IF(OR(O54=\"\",'Historical scenario - input'!$D39=\"\"),\"\",O54/'Historical scenario - input'!$D39),\"\")","v":""},{"$f":"IFERROR(IF(OR(P54=\"\",'Historical scenario - input'!$D39=\"\"),\"\",P54/'Historical scenario - input'!$D39),\"\")","v":""},{"$f":"IFERROR(IF(OR(Q54=\"\",'Historical scenario - input'!$D39=\"\"),\"\",Q54/'Historical scenario - input'!$D39),\"\")","v":""},{"$f":"IFERROR(IF(OR(R54=\"\",'Historical scenario - input'!$D39=\"\"),\"\",R54/'Historical scenario - input'!$D39),\"\")","v":""},{"$f":"IFERROR(IF(OR(S54=\"\",'Historical scenario - input'!$D39=\"\"),\"\",S54/'Historical scenario - input'!$D39),\"\")","v":""},{"$f":"IFERROR(IF(OR(T54=\"\",'Historical scenario - input'!$D39=\"\"),\"\",T54/'Historical scenario - input'!$D39),\"\")","v":""},{"$f":"IFERROR(IF(OR(U54=\"\",'Historical scenario - input'!$D39=\"\"),\"\",U54/'Historical scenario - input'!$D39),\"\")","v":""},{"$f":"IFERROR(IF(OR(V54=\"\",'Historical scenario - input'!$D39=\"\"),\"\",V54/'Historical scenario - input'!$D39),\"\")","v":""},{"$f":"IFERROR(IF(OR(W54=\"\",'Historical scenario - input'!$D39=\"\"),\"\",W54/'Historical scenario - input'!$D39),\"\")","v":""}]
[{"$f":"IFERROR('Historical scenario - input'!A40,\"\")","v":""},{"$f":"IFERROR('Historical scenario - input'!B40,\"\")","v":0},{"$f":"IFERROR('Historical scenario - input'!C40,\"\")","v":0},{"$f":"IFERROR(repcalc('Historical scenario - input'!$CV40:$GH40,'Historical scenario - input'!$G40,'Historical scenario - input'!$E40,'Historical scenario - input'!$F40,20,TRUE,TRUE),\"\")","v":""},"","","","","","","","","","","","","","","","","","","",{"$f":"IFERROR(IF(OR(D55=\"\",'Historical scenario - input'!$D40=\"\"),\"\",D55/'Historical scenario - input'!$D40),\"\")","v":""},{"$f":"IFERROR(IF(OR(E55=\"\",'Historical scenario - input'!$D40=\"\"),\"\",E55/'Historical scenario - input'!$D40),\"\")","v":""},{"$f":"IFERROR(IF(OR(F55=\"\",'Historical scenario - input'!$D40=\"\"),\"\",F55/'Historical scenario - input'!$D40),\"\")","v":""},{"$f":"IFERROR(IF(OR(G55=\"\",'Historical scenario - input'!$D40=\"\"),\"\",G55/'Historical scenario - input'!$D40),\"\")","v":""},{"$f":"IFERROR(IF(OR(H55=\"\",'Historical scenario - input'!$D40=\"\"),\"\",H55/'Historical scenario - input'!$D40),\"\")","v":""},{"$f":"IFERROR(IF(OR(I55=\"\",'Historical scenario - input'!$D40=\"\"),\"\",I55/'Historical scenario - input'!$D40),\"\")","v":""},{"$f":"IFERROR(IF(OR(J55=\"\",'Historical scenario - input'!$D40=\"\"),\"\",J55/'Historical scenario - input'!$D40),\"\")","v":""},{"$f":"IFERROR(IF(OR(K55=\"\",'Historical scenario - input'!$D40=\"\"),\"\",K55/'Historical scenario - input'!$D40),\"\")","v":""},{"$f":"IFERROR(IF(OR(L55=\"\",'Historical scenario - input'!$D40=\"\"),\"\",L55/'Historical scenario - input'!$D40),\"\")","v":""},{"$f":"IFERROR(IF(OR(M55=\"\",'Historical scenario - input'!$D40=\"\"),\"\",M55/'Historical scenario - input'!$D40),\"\")","v":""},{"$f":"IFERROR(IF(OR(N55=\"\",'Historical scenario - input'!$D40=\"\"),\"\",N55/'Historical scenario - input'!$D40),\"\")","v":""},{"$f":"IFERROR(IF(OR(O55=\"\",'Historical scenario - input'!$D40=\"\"),\"\",O55/'Historical scenario - input'!$D40),\"\")","v":""},{"$f":"IFERROR(IF(OR(P55=\"\",'Historical scenario - input'!$D40=\"\"),\"\",P55/'Historical scenario - input'!$D40),\"\")","v":""},{"$f":"IFERROR(IF(OR(Q55=\"\",'Historical scenario - input'!$D40=\"\"),\"\",Q55/'Historical scenario - input'!$D40),\"\")","v":""},{"$f":"IFERROR(IF(OR(R55=\"\",'Historical scenario - input'!$D40=\"\"),\"\",R55/'Historical scenario - input'!$D40),\"\")","v":""},{"$f":"IFERROR(IF(OR(S55=\"\",'Historical scenario - input'!$D40=\"\"),\"\",S55/'Historical scenario - input'!$D40),\"\")","v":""},{"$f":"IFERROR(IF(OR(T55=\"\",'Historical scenario - input'!$D40=\"\"),\"\",T55/'Historical scenario - input'!$D40),\"\")","v":""},{"$f":"IFERROR(IF(OR(U55=\"\",'Historical scenario - input'!$D40=\"\"),\"\",U55/'Historical scenario - input'!$D40),\"\")","v":""},{"$f":"IFERROR(IF(OR(V55=\"\",'Historical scenario - input'!$D40=\"\"),\"\",V55/'Historical scenario - input'!$D40),\"\")","v":""},{"$f":"IFERROR(IF(OR(W55=\"\",'Historical scenario - input'!$D40=\"\"),\"\",W55/'Historical scenario - input'!$D40),\"\")","v":""}]
[{"$f":"IFERROR('Historical scenario - input'!A41,\"\")","v":""},{"$f":"IFERROR('Historical scenario - input'!B41,\"\")","v":0},{"$f":"IFERROR('Historical scenario - input'!C41,\"\")","v":0},{"$f":"IFERROR(repcalc('Historical scenario - input'!$CV41:$GH41,'Historical scenario - input'!$G41,'Historical scenario - input'!$E41,'Historical scenario - input'!$F41,20,TRUE,TRUE),\"\")","v":""},"","","","","","","","","","","","","","","","","","","",{"$f":"IFERROR(IF(OR(D56=\"\",'Historical scenario - input'!$D41=\"\"),\"\",D56/'Historical scenario - input'!$D41),\"\")","v":""},{"$f":"IFERROR(IF(OR(E56=\"\",'Historical scenario - input'!$D41=\"\"),\"\",E56/'Historical scenario - input'!$D41),\"\")","v":""},{"$f":"IFERROR(IF(OR(F56=\"\",'Historical scenario - input'!$D41=\"\"),\"\",F56/'Historical scenario - input'!$D41),\"\")","v":""},{"$f":"IFERROR(IF(OR(G56=\"\",'Historical scenario - input'!$D41=\"\"),\"\",G56/'Historical scenario - input'!$D41),\"\")","v":""},{"$f":"IFERROR(IF(OR(H56=\"\",'Historical scenario - input'!$D41=\"\"),\"\",H56/'Historical scenario - input'!$D41),\"\")","v":""},{"$f":"IFERROR(IF(OR(I56=\"\",'Historical scenario - input'!$D41=\"\"),\"\",I56/'Historical scenario - input'!$D41),\"\")","v":""},{"$f":"IFERROR(IF(OR(J56=\"\",'Historical scenario - input'!$D41=\"\"),\"\",J56/'Historical scenario - input'!$D41),\"\")","v":""},{"$f":"IFERROR(IF(OR(K56=\"\",'Historical scenario - input'!$D41=\"\"),\"\",K56/'Historical scenario - input'!$D41),\"\")","v":""},{"$f":"IFERROR(IF(OR(L56=\"\",'Historical scenario - input'!$D41=\"\"),\"\",L56/'Historical scenario - input'!$D41),\"\")","v":""},{"$f":"IFERROR(IF(OR(M56=\"\",'Historical scenario - input'!$D41=\"\"),\"\",M56/'Historical scenario - input'!$D41),\"\")","v":""},{"$f":"IFERROR(IF(OR(N56=\"\",'Historical scenario - input'!$D41=\"\"),\"\",N56/'Historical scenario - input'!$D41),\"\")","v":""},{"$f":"IFERROR(IF(OR(O56=\"\",'Historical scenario - input'!$D41=\"\"),\"\",O56/'Historical scenario - input'!$D41),\"\")","v":""},{"$f":"IFERROR(IF(OR(P56=\"\",'Historical scenario - input'!$D41=\"\"),\"\",P56/'Historical scenario - input'!$D41),\"\")","v":""},{"$f":"IFERROR(IF(OR(Q56=\"\",'Historical scenario - input'!$D41=\"\"),\"\",Q56/'Historical scenario - input'!$D41),\"\")","v":""},{"$f":"IFERROR(IF(OR(R56=\"\",'Historical scenario - input'!$D41=\"\"),\"\",R56/'Historical scenario - input'!$D41),\"\")","v":""},{"$f":"IFERROR(IF(OR(S56=\"\",'Historical scenario - input'!$D41=\"\"),\"\",S56/'Historical scenario - input'!$D41),\"\")","v":""},{"$f":"IFERROR(IF(OR(T56=\"\",'Historical scenario - input'!$D41=\"\"),\"\",T56/'Historical scenario - input'!$D41),\"\")","v":""},{"$f":"IFERROR(IF(OR(U56=\"\",'Historical scenario - input'!$D41=\"\"),\"\",U56/'Historical scenario - input'!$D41),\"\")","v":""},{"$f":"IFERROR(IF(OR(V56=\"\",'Historical scenario - input'!$D41=\"\"),\"\",V56/'Historical scenario - input'!$D41),\"\")","v":""},{"$f":"IFERROR(IF(OR(W56=\"\",'Historical scenario - input'!$D41=\"\"),\"\",W56/'Historical scenario - input'!$D41),\"\")","v":""}]
[{"$f":"IFERROR('Historical scenario - input'!A42,\"\")","v":""},{"$f":"IFERROR('Historical scenario - input'!B42,\"\")","v":0},{"$f":"IFERROR('Historical scenario - input'!C42,\"\")","v":0},{"$f":"IFERROR(repcalc('Historical scenario - input'!$CV42:$GH42,'Historical scenario - input'!$G42,'Historical scenario - input'!$E42,'Historical scenario - input'!$F42,20,TRUE,TRUE),\"\")","v":""},"","","","","","","","","","","","","","","","","","","",{"$f":"IFERROR(IF(OR(D57=\"\",'Historical scenario - input'!$D42=\"\"),\"\",D57/'Historical scenario - input'!$D42),\"\")","v":""},{"$f":"IFERROR(IF(OR(E57=\"\",'Historical scenario - input'!$D42=\"\"),\"\",E57/'Historical scenario - input'!$D42),\"\")","v":""},{"$f":"IFERROR(IF(OR(F57=\"\",'Historical scenario - input'!$D42=\"\"),\"\",F57/'Historical scenario - input'!$D42),\"\")","v":""},{"$f":"IFERROR(IF(OR(G57=\"\",'Historical scenario - input'!$D42=\"\"),\"\",G57/'Historical scenario - input'!$D42),\"\")","v":""},{"$f":"IFERROR(IF(OR(H57=\"\",'Historical scenario - input'!$D42=\"\"),\"\",H57/'Historical scenario - input'!$D42),\"\")","v":""},{"$f":"IFERROR(IF(OR(I57=\"\",'Historical scenario - input'!$D42=\"\"),\"\",I57/'Historical scenario - input'!$D42),\"\")","v":""},{"$f":"IFERROR(IF(OR(J57=\"\",'Historical scenario - input'!$D42=\"\"),\"\",J57/'Historical scenario - input'!$D42),\"\")","v":""},{"$f":"IFERROR(IF(OR(K57=\"\",'Historical scenario - input'!$D42=\"\"),\"\",K57/'Historical scenario - input'!$D42),\"\")","v":""},{"$f":"IFERROR(IF(OR(L57=\"\",'Historical scenario - input'!$D42=\"\"),\"\",L57/'Historical scenario - input'!$D42),\"\")","v":""},{"$f":"IFERROR(IF(OR(M57=\"\",'Historical scenario - input'!$D42=\"\"),\"\",M57/'Historical scenario - input'!$D42),\"\")","v":""},{"$f":"IFERROR(IF(OR(N57=\"\",'Historical scenario - input'!$D42=\"\"),\"\",N57/'Historical scenario - input'!$D42),\"\")","v":""},{"$f":"IFERROR(IF(OR(O57=\"\",'Historical scenario - input'!$D42=\"\"),\"\",O57/'Historical scenario - input'!$D42),\"\")","v":""},{"$f":"IFERROR(IF(OR(P57=\"\",'Historical scenario - input'!$D42=\"\"),\"\",P57/'Historical scenario - input'!$D42),\"\")","v":""},{"$f":"IFERROR(IF(OR(Q57=\"\",'Historical scenario - input'!$D42=\"\"),\"\",Q57/'Historical scenario - input'!$D42),\"\")","v":""},{"$f":"IFERROR(IF(OR(R57=\"\",'Historical scenario - input'!$D42=\"\"),\"\",R57/'Historical scenario - input'!$D42),\"\")","v":""},{"$f":"IFERROR(IF(OR(S57=\"\",'Historical scenario - input'!$D42=\"\"),\"\",S57/'Historical scenario - input'!$D42),\"\")","v":""},{"$f":"IFERROR(IF(OR(T57=\"\",'Historical scenario - input'!$D42=\"\"),\"\",T57/'Historical scenario - input'!$D42),\"\")","v":""},{"$f":"IFERROR(IF(OR(U57=\"\",'Historical scenario - input'!$D42=\"\"),\"\",U57/'Historical scenario - input'!$D42),\"\")","v":""},{"$f":"IFERROR(IF(OR(V57=\"\",'Historical scenario - input'!$D42=\"\"),\"\",V57/'Historical scenario - input'!$D42),\"\")","v":""},{"$f":"IFERROR(IF(OR(W57=\"\",'Historical scenario - input'!$D42=\"\"),\"\",W57/'Historical scenario - input'!$D42),\"\")","v":""}]
[{"$f":"IFERROR('Historical scenario - input'!A43,\"\")","v":""},{"$f":"IFERROR('Historical scenario - input'!B43,\"\")","v":0},{"$f":"IFERROR('Historical scenario - input'!C43,\"\")","v":0},{"$f":"IFERROR(repcalc('Historical scenario - input'!$CV43:$GH43,'Historical scenario - input'!$G43,'Historical scenario - input'!$E43,'Historical scenario - input'!$F43,20,TRUE,TRUE),\"\")","v":""},"","","","","","","","","","","","","","","","","","","",{"$f":"IFERROR(IF(OR(D58=\"\",'Historical scenario - input'!$D43=\"\"),\"\",D58/'Historical scenario - input'!$D43),\"\")","v":""},{"$f":"IFERROR(IF(OR(E58=\"\",'Historical scenario - input'!$D43=\"\"),\"\",E58/'Historical scenario - input'!$D43),\"\")","v":""},{"$f":"IFERROR(IF(OR(F58=\"\",'Historical scenario - input'!$D43=\"\"),\"\",F58/'Historical scenario - input'!$D43),\"\")","v":""},{"$f":"IFERROR(IF(OR(G58=\"\",'Historical scenario - input'!$D43=\"\"),\"\",G58/'Historical scenario - input'!$D43),\"\")","v":""},{"$f":"IFERROR(IF(OR(H58=\"\",'Historical scenario - input'!$D43=\"\"),\"\",H58/'Historical scenario - input'!$D43),\"\")","v":""},{"$f":"IFERROR(IF(OR(I58=\"\",'Historical scenario - input'!$D43=\"\"),\"\",I58/'Historical scenario - input'!$D43),\"\")","v":""},{"$f":"IFERROR(IF(OR(J58=\"\",'Historical scenario - input'!$D43=\"\"),\"\",J58/'Historical scenario - input'!$D43),\"\")","v":""},{"$f":"IFERROR(IF(OR(K58=\"\",'Historical scenario - input'!$D43=\"\"),\"\",K58/'Historical scenario - input'!$D43),\"\")","v":""},{"$f":"IFERROR(IF(OR(L58=\"\",'Historical scenario - input'!$D43=\"\"),\"\",L58/'Historical scenario - input'!$D43),\"\")","v":""},{"$f":"IFERROR(IF(OR(M58=\"\",'Historical scenario - input'!$D43=\"\"),\"\",M58/'Historical scenario - input'!$D43),\"\")","v":""},{"$f":"IFERROR(IF(OR(N58=\"\",'Historical scenario - input'!$D43=\"\"),\"\",N58/'Historical scenario - input'!$D43),\"\")","v":""},{"$f":"IFERROR(IF(OR(O58=\"\",'Historical scenario - input'!$D43=\"\"),\"\",O58/'Historical scenario - input'!$D43),\"\")","v":""},{"$f":"IFERROR(IF(OR(P58=\"\",'Historical scenario - input'!$D43=\"\"),\"\",P58/'Historical scenario - input'!$D43),\"\")","v":""},{"$f":"IFERROR(IF(OR(Q58=\"\",'Historical scenario - input'!$D43=\"\"),\"\",Q58/'Historical scenario - input'!$D43),\"\")","v":""},{"$f":"IFERROR(IF(OR(R58=\"\",'Historical scenario - input'!$D43=\"\"),\"\",R58/'Historical scenario - input'!$D43),\"\")","v":""},{"$f":"IFERROR(IF(OR(S58=\"\",'Historical scenario - input'!$D43=\"\"),\"\",S58/'Historical scenario - input'!$D43),\"\")","v":""},{"$f":"IFERROR(IF(OR(T58=\"\",'Historical scenario - input'!$D43=\"\"),\"\",T58/'Historical scenario - input'!$D43),\"\")","v":""},{"$f":"IFERROR(IF(OR(U58=\"\",'Historical scenario - input'!$D43=\"\"),\"\",U58/'Historical scenario - input'!$D43),\"\")","v":""},{"$f":"IFERROR(IF(OR(V58=\"\",'Historical scenario - input'!$D43=\"\"),\"\",V58/'Historical scenario - input'!$D43),\"\")","v":""},{"$f":"IFERROR(IF(OR(W58=\"\",'Historical scenario - input'!$D43=\"\"),\"\",W58/'Historical scenario - input'!$D43),\"\")","v":""}]
[{"$f":"IFERROR('Historical scenario - input'!A44,\"\")","v":""},{"$f":"IFERROR('Historical scenario - input'!B44,\"\")","v":0},{"$f":"IFERROR('Historical scenario - input'!C44,\"\")","v":0},{"$f":"IFERROR(repcalc('Historical scenario - input'!$CV44:$GH44,'Historical scenario - input'!$G44,'Historical scenario - input'!$E44,'Historical scenario - input'!$F44,20,TRUE,TRUE),\"\")","v":""},"","","","","","","","","","","","","","","","","","","",{"$f":"IFERROR(IF(OR(D59=\"\",'Historical scenario - input'!$D44=\"\"),\"\",D59/'Historical scenario - input'!$D44),\"\")","v":""},{"$f":"IFERROR(IF(OR(E59=\"\",'Historical scenario - input'!$D44=\"\"),\"\",E59/'Historical scenario - input'!$D44),\"\")","v":""},{"$f":"IFERROR(IF(OR(F59=\"\",'Historical scenario - input'!$D44=\"\"),\"\",F59/'Historical scenario - input'!$D44),\"\")","v":""},{"$f":"IFERROR(IF(OR(G59=\"\",'Historical scenario - input'!$D44=\"\"),\"\",G59/'Historical scenario - input'!$D44),\"\")","v":""},{"$f":"IFERROR(IF(OR(H59=\"\",'Historical scenario - input'!$D44=\"\"),\"\",H59/'Historical scenario - input'!$D44),\"\")","v":""},{"$f":"IFERROR(IF(OR(I59=\"\",'Historical scenario - input'!$D44=\"\"),\"\",I59/'Historical scenario - input'!$D44),\"\")","v":""},{"$f":"IFERROR(IF(OR(J59=\"\",'Historical scenario - input'!$D44=\"\"),\"\",J59/'Historical scenario - input'!$D44),\"\")","v":""},{"$f":"IFERROR(IF(OR(K59=\"\",'Historical scenario - input'!$D44=\"\"),\"\",K59/'Historical scenario - input'!$D44),\"\")","v":""},{"$f":"IFERROR(IF(OR(L59=\"\",'Historical scenario - input'!$D44=\"\"),\"\",L59/'Historical scenario - input'!$D44),\"\")","v":""},{"$f":"IFERROR(IF(OR(M59=\"\",'Historical scenario - input'!$D44=\"\"),\"\",M59/'Historical scenario - input'!$D44),\"\")","v":""},{"$f":"IFERROR(IF(OR(N59=\"\",'Historical scenario - input'!$D44=\"\"),\"\",N59/'Historical scenario - input'!$D44),\"\")","v":""},{"$f":"IFERROR(IF(OR(O59=\"\",'Historical scenario - input'!$D44=\"\"),\"\",O59/'Historical scenario - input'!$D44),\"\")","v":""},{"$f":"IFERROR(IF(OR(P59=\"\",'Historical scenario - input'!$D44=\"\"),\"\",P59/'Historical scenario - input'!$D44),\"\")","v":""},{"$f":"IFERROR(IF(OR(Q59=\"\",'Historical scenario - input'!$D44=\"\"),\"\",Q59/'Historical scenario - input'!$D44),\"\")","v":""},{"$f":"IFERROR(IF(OR(R59=\"\",'Historical scenario - input'!$D44=\"\"),\"\",R59/'Historical scenario - input'!$D44),\"\")","v":""},{"$f":"IFERROR(IF(OR(S59=\"\",'Historical scenario - input'!$D44=\"\"),\"\",S59/'Historical scenario - input'!$D44),\"\")","v":""},{"$f":"IFERROR(IF(OR(T59=\"\",'Historical scenario - input'!$D44=\"\"),\"\",T59/'Historical scenario - input'!$D44),\"\")","v":""},{"$f":"IFERROR(IF(OR(U59=\"\",'Historical scenario - input'!$D44=\"\"),\"\",U59/'Historical scenario - input'!$D44),\"\")","v":""},{"$f":"IFERROR(IF(OR(V59=\"\",'Historical scenario - input'!$D44=\"\"),\"\",V59/'Historical scenario - input'!$D44),\"\")","v":""},{"$f":"IFERROR(IF(OR(W59=\"\",'Historical scenario - input'!$D44=\"\"),\"\",W59/'Historical scenario - input'!$D44),\"\")","v":""}]
[{"$f":"IFERROR('Historical scenario - input'!A45,\"\")","v":""},{"$f":"IFERROR('Historical scenario - input'!B45,\"\")","v":0},{"$f":"IFERROR('Historical scenario - input'!C45,\"\")","v":0},{"$f":"IFERROR(repcalc('Historical scenario - input'!$CV45:$GH45,'Historical scenario - input'!$G45,'Historical scenario - input'!$E45,'Historical scenario - input'!$F45,20,TRUE,TRUE),\"\")","v":""},"","","","","","","","","","","","","","","","","","","",{"$f":"IFERROR(IF(OR(D60=\"\",'Historical scenario - input'!$D45=\"\"),\"\",D60/'Historical scenario - input'!$D45),\"\")","v":""},{"$f":"IFERROR(IF(OR(E60=\"\",'Historical scenario - input'!$D45=\"\"),\"\",E60/'Historical scenario - input'!$D45),\"\")","v":""},{"$f":"IFERROR(IF(OR(F60=\"\",'Historical scenario - input'!$D45=\"\"),\"\",F60/'Historical scenario - input'!$D45),\"\")","v":""},{"$f":"IFERROR(IF(OR(G60=\"\",'Historical scenario - input'!$D45=\"\"),\"\",G60/'Historical scenario - input'!$D45),\"\")","v":""},{"$f":"IFERROR(IF(OR(H60=\"\",'Historical scenario - input'!$D45=\"\"),\"\",H60/'Historical scenario - input'!$D45),\"\")","v":""},{"$f":"IFERROR(IF(OR(I60=\"\",'Historical scenario - input'!$D45=\"\"),\"\",I60/'Historical scenario - input'!$D45),\"\")","v":""},{"$f":"IFERROR(IF(OR(J60=\"\",'Historical scenario - input'!$D45=\"\"),\"\",J60/'Historical scenario - input'!$D45),\"\")","v":""},{"$f":"IFERROR(IF(OR(K60=\"\",'Historical scenario - input'!$D45=\"\"),\"\",K60/'Historical scenario - input'!$D45),\"\")","v":""},{"$f":"IFERROR(IF(OR(L60=\"\",'Historical scenario - input'!$D45=\"\"),\"\",L60/'Historical scenario - input'!$D45),\"\")","v":""},{"$f":"IFERROR(IF(OR(M60=\"\",'Historical scenario - input'!$D45=\"\"),\"\",M60/'Historical scenario - input'!$D45),\"\")","v":""},{"$f":"IFERROR(IF(OR(N60=\"\",'Historical scenario - input'!$D45=\"\"),\"\",N60/'Historical scenario - input'!$D45),\"\")","v":""},{"$f":"IFERROR(IF(OR(O60=\"\",'Historical scenario - input'!$D45=\"\"),\"\",O60/'Historical scenario - input'!$D45),\"\")","v":""},{"$f":"IFERROR(IF(OR(P60=\"\",'Historical scenario - input'!$D45=\"\"),\"\",P60/'Historical scenario - input'!$D45),\"\")","v":""},{"$f":"IFERROR(IF(OR(Q60=\"\",'Historical scenario - input'!$D45=\"\"),\"\",Q60/'Historical scenario - input'!$D45),\"\")","v":""},{"$f":"IFERROR(IF(OR(R60=\"\",'Historical scenario - input'!$D45=\"\"),\"\",R60/'Historical scenario - input'!$D45),\"\")","v":""},{"$f":"IFERROR(IF(OR(S60=\"\",'Historical scenario - input'!$D45=\"\"),\"\",S60/'Historical scenario - input'!$D45),\"\")","v":""},{"$f":"IFERROR(IF(OR(T60=\"\",'Historical scenario - input'!$D45=\"\"),\"\",T60/'Historical scenario - input'!$D45),\"\")","v":""},{"$f":"IFERROR(IF(OR(U60=\"\",'Historical scenario - input'!$D45=\"\"),\"\",U60/'Historical scenario - input'!$D45),\"\")","v":""},{"$f":"IFERROR(IF(OR(V60=\"\",'Historical scenario - input'!$D45=\"\"),\"\",V60/'Historical scenario - input'!$D45),\"\")","v":""},{"$f":"IFERROR(IF(OR(W60=\"\",'Historical scenario - input'!$D45=\"\"),\"\",W60/'Historical scenario - input'!$D45),\"\")","v":""}]
[{"$f":"IFERROR('Historical scenario - input'!A46,\"\")","v":""},{"$f":"IFERROR('Historical scenario - input'!B46,\"\")","v":0},{"$f":"IFERROR('Historical scenario - input'!C46,\"\")","v":0},{"$f":"IFERROR(repcalc('Historical scenario - input'!$CV46:$GH46,'Historical scenario - input'!$G46,'Historical scenario - input'!$E46,'Historical scenario - input'!$F46,20,TRUE,TRUE),\"\")","v":""},"","","","","","","","","","","","","","","","","","","",{"$f":"IFERROR(IF(OR(D61=\"\",'Historical scenario - input'!$D46=\"\"),\"\",D61/'Historical scenario - input'!$D46),\"\")","v":""},{"$f":"IFERROR(IF(OR(E61=\"\",'Historical scenario - input'!$D46=\"\"),\"\",E61/'Historical scenario - input'!$D46),\"\")","v":""},{"$f":"IFERROR(IF(OR(F61=\"\",'Historical scenario - input'!$D46=\"\"),\"\",F61/'Historical scenario - input'!$D46),\"\")","v":""},{"$f":"IFERROR(IF(OR(G61=\"\",'Historical scenario - input'!$D46=\"\"),\"\",G61/'Historical scenario - input'!$D46),\"\")","v":""},{"$f":"IFERROR(IF(OR(H61=\"\",'Historical scenario - input'!$D46=\"\"),\"\",H61/'Historical scenario - input'!$D46),\"\")","v":""},{"$f":"IFERROR(IF(OR(I61=\"\",'Historical scenario - input'!$D46=\"\"),\"\",I61/'Historical scenario - input'!$D46),\"\")","v":""},{"$f":"IFERROR(IF(OR(J61=\"\",'Historical scenario - input'!$D46=\"\"),\"\",J61/'Historical scenario - input'!$D46),\"\")","v":""},{"$f":"IFERROR(IF(OR(K61=\"\",'Historical scenario - input'!$D46=\"\"),\"\",K61/'Historical scenario - input'!$D46),\"\")","v":""},{"$f":"IFERROR(IF(OR(L61=\"\",'Historical scenario - input'!$D46=\"\"),\"\",L61/'Historical scenario - input'!$D46),\"\")","v":""},{"$f":"IFERROR(IF(OR(M61=\"\",'Historical scenario - input'!$D46=\"\"),\"\",M61/'Historical scenario - input'!$D46),\"\")","v":""},{"$f":"IFERROR(IF(OR(N61=\"\",'Historical scenario - input'!$D46=\"\"),\"\",N61/'Historical scenario - input'!$D46),\"\")","v":""},{"$f":"IFERROR(IF(OR(O61=\"\",'Historical scenario - input'!$D46=\"\"),\"\",O61/'Historical scenario - input'!$D46),\"\")","v":""},{"$f":"IFERROR(IF(OR(P61=\"\",'Historical scenario - input'!$D46=\"\"),\"\",P61/'Historical scenario - input'!$D46),\"\")","v":""},{"$f":"IFERROR(IF(OR(Q61=\"\",'Historical scenario - input'!$D46=\"\"),\"\",Q61/'Historical scenario - input'!$D46),\"\")","v":""},{"$f":"IFERROR(IF(OR(R61=\"\",'Historical scenario - input'!$D46=\"\"),\"\",R61/'Historical scenario - input'!$D46),\"\")","v":""},{"$f":"IFERROR(IF(OR(S61=\"\",'Historical scenario - input'!$D46=\"\"),\"\",S61/'Historical scenario - input'!$D46),\"\")","v":""},{"$f":"IFERROR(IF(OR(T61=\"\",'Historical scenario - input'!$D46=\"\"),\"\",T61/'Historical scenario - input'!$D46),\"\")","v":""},{"$f":"IFERROR(IF(OR(U61=\"\",'Historical scenario - input'!$D46=\"\"),\"\",U61/'Historical scenario - input'!$D46),\"\")","v":""},{"$f":"IFERROR(IF(OR(V61=\"\",'Historical scenario - input'!$D46=\"\"),\"\",V61/'Historical scenario - input'!$D46),\"\")","v":""},{"$f":"IFERROR(IF(OR(W61=\"\",'Historical scenario - input'!$D46=\"\"),\"\",W61/'Historical scenario - input'!$D46),\"\")","v":""}]
[{"$f":"IFERROR('Historical scenario - input'!A47,\"\")","v":""},{"$f":"IFERROR('Historical scenario - input'!B47,\"\")","v":0},{"$f":"IFERROR('Historical scenario - input'!C47,\"\")","v":0},{"$f":"IFERROR(repcalc('Historical scenario - input'!$CV47:$GH47,'Historical scenario - input'!$G47,'Historical scenario - input'!$E47,'Historical scenario - input'!$F47,20,TRUE,TRUE),\"\")","v":""},"","","","","","","","","","","","","","","","","","","",{"$f":"IFERROR(IF(OR(D62=\"\",'Historical scenario - input'!$D47=\"\"),\"\",D62/'Historical scenario - input'!$D47),\"\")","v":""},{"$f":"IFERROR(IF(OR(E62=\"\",'Historical scenario - input'!$D47=\"\"),\"\",E62/'Historical scenario - input'!$D47),\"\")","v":""},{"$f":"IFERROR(IF(OR(F62=\"\",'Historical scenario - input'!$D47=\"\"),\"\",F62/'Historical scenario - input'!$D47),\"\")","v":""},{"$f":"IFERROR(IF(OR(G62=\"\",'Historical scenario - input'!$D47=\"\"),\"\",G62/'Historical scenario - input'!$D47),\"\")","v":""},{"$f":"IFERROR(IF(OR(H62=\"\",'Historical scenario - input'!$D47=\"\"),\"\",H62/'Historical scenario - input'!$D47),\"\")","v":""},{"$f":"IFERROR(IF(OR(I62=\"\",'Historical scenario - input'!$D47=\"\"),\"\",I62/'Historical scenario - input'!$D47),\"\")","v":""},{"$f":"IFERROR(IF(OR(J62=\"\",'Historical scenario - input'!$D47=\"\"),\"\",J62/'Historical scenario - input'!$D47),\"\")","v":""},{"$f":"IFERROR(IF(OR(K62=\"\",'Historical scenario - input'!$D47=\"\"),\"\",K62/'Historical scenario - input'!$D47),\"\")","v":""},{"$f":"IFERROR(IF(OR(L62=\"\",'Historical scenario - input'!$D47=\"\"),\"\",L62/'Historical scenario - input'!$D47),\"\")","v":""},{"$f":"IFERROR(IF(OR(M62=\"\",'Historical scenario - input'!$D47=\"\"),\"\",M62/'Historical scenario - input'!$D47),\"\")","v":""},{"$f":"IFERROR(IF(OR(N62=\"\",'Historical scenario - input'!$D47=\"\"),\"\",N62/'Historical scenario - input'!$D47),\"\")","v":""},{"$f":"IFERROR(IF(OR(O62=\"\",'Historical scenario - input'!$D47=\"\"),\"\",O62/'Historical scenario - input'!$D47),\"\")","v":""},{"$f":"IFERROR(IF(OR(P62=\"\",'Historical scenario - input'!$D47=\"\"),\"\",P62/'Historical scenario - input'!$D47),\"\")","v":""},{"$f":"IFERROR(IF(OR(Q62=\"\",'Historical scenario - input'!$D47=\"\"),\"\",Q62/'Historical scenario - input'!$D47),\"\")","v":""},{"$f":"IFERROR(IF(OR(R62=\"\",'Historical scenario - input'!$D47=\"\"),\"\",R62/'Historical scenario - input'!$D47),\"\")","v":""},{"$f":"IFERROR(IF(OR(S62=\"\",'Historical scenario - input'!$D47=\"\"),\"\",S62/'Historical scenario - input'!$D47),\"\")","v":""},{"$f":"IFERROR(IF(OR(T62=\"\",'Historical scenario - input'!$D47=\"\"),\"\",T62/'Historical scenario - input'!$D47),\"\")","v":""},{"$f":"IFERROR(IF(OR(U62=\"\",'Historical scenario - input'!$D47=\"\"),\"\",U62/'Historical scenario - input'!$D47),\"\")","v":""},{"$f":"IFERROR(IF(OR(V62=\"\",'Historical scenario - input'!$D47=\"\"),\"\",V62/'Historical scenario - input'!$D47),\"\")","v":""},{"$f":"IFERROR(IF(OR(W62=\"\",'Historical scenario - input'!$D47=\"\"),\"\",W62/'Historical scenario - input'!$D47),\"\")","v":""}]
[{"$f":"IFERROR('Historical scenario - input'!A48,\"\")","v":""},{"$f":"IFERROR('Historical scenario - input'!B48,\"\")","v":0},{"$f":"IFERROR('Historical scenario - input'!C48,\"\")","v":0},{"$f":"IFERROR(repcalc('Historical scenario - input'!$CV48:$GH48,'Historical scenario - input'!$G48,'Historical scenario - input'!$E48,'Historical scenario - input'!$F48,20,TRUE,TRUE),\"\")","v":""},"","","","","","","","","","","","","","","","","","","",{"$f":"IFERROR(IF(OR(D63=\"\",'Historical scenario - input'!$D48=\"\"),\"\",D63/'Historical scenario - input'!$D48),\"\")","v":""},{"$f":"IFERROR(IF(OR(E63=\"\",'Historical scenario - input'!$D48=\"\"),\"\",E63/'Historical scenario - input'!$D48),\"\")","v":""},{"$f":"IFERROR(IF(OR(F63=\"\",'Historical scenario - input'!$D48=\"\"),\"\",F63/'Historical scenario - input'!$D48),\"\")","v":""},{"$f":"IFERROR(IF(OR(G63=\"\",'Historical scenario - input'!$D48=\"\"),\"\",G63/'Historical scenario - input'!$D48),\"\")","v":""},{"$f":"IFERROR(IF(OR(H63=\"\",'Historical scenario - input'!$D48=\"\"),\"\",H63/'Historical scenario - input'!$D48),\"\")","v":""},{"$f":"IFERROR(IF(OR(I63=\"\",'Historical scenario - input'!$D48=\"\"),\"\",I63/'Historical scenario - input'!$D48),\"\")","v":""},{"$f":"IFERROR(IF(OR(J63=\"\",'Historical scenario - input'!$D48=\"\"),\"\",J63/'Historical scenario - input'!$D48),\"\")","v":""},{"$f":"IFERROR(IF(OR(K63=\"\",'Historical scenario - input'!$D48=\"\"),\"\",K63/'Historical scenario - input'!$D48),\"\")","v":""},{"$f":"IFERROR(IF(OR(L63=\"\",'Historical scenario - input'!$D48=\"\"),\"\",L63/'Historical scenario - input'!$D48),\"\")","v":""},{"$f":"IFERROR(IF(OR(M63=\"\",'Historical scenario - input'!$D48=\"\"),\"\",M63/'Historical scenario - input'!$D48),\"\")","v":""},{"$f":"IFERROR(IF(OR(N63=\"\",'Historical scenario - input'!$D48=\"\"),\"\",N63/'Historical scenario - input'!$D48),\"\")","v":""},{"$f":"IFERROR(IF(OR(O63=\"\",'Historical scenario - input'!$D48=\"\"),\"\",O63/'Historical scenario - input'!$D48),\"\")","v":""},{"$f":"IFERROR(IF(OR(P63=\"\",'Historical scenario - input'!$D48=\"\"),\"\",P63/'Historical scenario - input'!$D48),\"\")","v":""},{"$f":"IFERROR(IF(OR(Q63=\"\",'Historical scenario - input'!$D48=\"\"),\"\",Q63/'Historical scenario - input'!$D48),\"\")","v":""},{"$f":"IFERROR(IF(OR(R63=\"\",'Historical scenario - input'!$D48=\"\"),\"\",R63/'Historical scenario - input'!$D48),\"\")","v":""},{"$f":"IFERROR(IF(OR(S63=\"\",'Historical scenario - input'!$D48=\"\"),\"\",S63/'Historical scenario - input'!$D48),\"\")","v":""},{"$f":"IFERROR(IF(OR(T63=\"\",'Historical scenario - input'!$D48=\"\"),\"\",T63/'Historical scenario - input'!$D48),\"\")","v":""},{"$f":"IFERROR(IF(OR(U63=\"\",'Historical scenario - input'!$D48=\"\"),\"\",U63/'Historical scenario - input'!$D48),\"\")","v":""},{"$f":"IFERROR(IF(OR(V63=\"\",'Historical scenario - input'!$D48=\"\"),\"\",V63/'Historical scenario - input'!$D48),\"\")","v":""},{"$f":"IFERROR(IF(OR(W63=\"\",'Historical scenario - input'!$D48=\"\"),\"\",W63/'Historical scenario - input'!$D48),\"\")","v":""}]
[{"$f":"IFERROR('Historical scenario - input'!A49,\"\")","v":""},{"$f":"IFERROR('Historical scenario - input'!B49,\"\")","v":0},{"$f":"IFERROR('Historical scenario - input'!C49,\"\")","v":0},{"$f":"IFERROR(repcalc('Historical scenario - input'!$CV49:$GH49,'Historical scenario - input'!$G49,'Historical scenario - input'!$E49,'Historical scenario - input'!$F49,20,TRUE,TRUE),\"\")","v":""},"","","","","","","","","","","","","","","","","","","",{"$f":"IFERROR(IF(OR(D64=\"\",'Historical scenario - input'!$D49=\"\"),\"\",D64/'Historical scenario - input'!$D49),\"\")","v":""},{"$f":"IFERROR(IF(OR(E64=\"\",'Historical scenario - input'!$D49=\"\"),\"\",E64/'Historical scenario - input'!$D49),\"\")","v":""},{"$f":"IFERROR(IF(OR(F64=\"\",'Historical scenario - input'!$D49=\"\"),\"\",F64/'Historical scenario - input'!$D49),\"\")","v":""},{"$f":"IFERROR(IF(OR(G64=\"\",'Historical scenario - input'!$D49=\"\"),\"\",G64/'Historical scenario - input'!$D49),\"\")","v":""},{"$f":"IFERROR(IF(OR(H64=\"\",'Historical scenario - input'!$D49=\"\"),\"\",H64/'Historical scenario - input'!$D49),\"\")","v":""},{"$f":"IFERROR(IF(OR(I64=\"\",'Historical scenario - input'!$D49=\"\"),\"\",I64/'Historical scenario - input'!$D49),\"\")","v":""},{"$f":"IFERROR(IF(OR(J64=\"\",'Historical scenario - input'!$D49=\"\"),\"\",J64/'Historical scenario - input'!$D49),\"\")","v":""},{"$f":"IFERROR(IF(OR(K64=\"\",'Historical scenario - input'!$D49=\"\"),\"\",K64/'Historical scenario - input'!$D49),\"\")","v":""},{"$f":"IFERROR(IF(OR(L64=\"\",'Historical scenario - input'!$D49=\"\"),\"\",L64/'Historical scenario - input'!$D49),\"\")","v":""},{"$f":"IFERROR(IF(OR(M64=\"\",'Historical scenario - input'!$D49=\"\"),\"\",M64/'Historical scenario - input'!$D49),\"\")","v":""},{"$f":"IFERROR(IF(OR(N64=\"\",'Historical scenario - input'!$D49=\"\"),\"\",N64/'Historical scenario - input'!$D49),\"\")","v":""},{"$f":"IFERROR(IF(OR(O64=\"\",'Historical scenario - input'!$D49=\"\"),\"\",O64/'Historical scenario - input'!$D49),\"\")","v":""},{"$f":"IFERROR(IF(OR(P64=\"\",'Historical scenario - input'!$D49=\"\"),\"\",P64/'Historical scenario - input'!$D49),\"\")","v":""},{"$f":"IFERROR(IF(OR(Q64=\"\",'Historical scenario - input'!$D49=\"\"),\"\",Q64/'Historical scenario - input'!$D49),\"\")","v":""},{"$f":"IFERROR(IF(OR(R64=\"\",'Historical scenario - input'!$D49=\"\"),\"\",R64/'Historical scenario - input'!$D49),\"\")","v":""},{"$f":"IFERROR(IF(OR(S64=\"\",'Historical scenario - input'!$D49=\"\"),\"\",S64/'Historical scenario - input'!$D49),\"\")","v":""},{"$f":"IFERROR(IF(OR(T64=\"\",'Historical scenario - input'!$D49=\"\"),\"\",T64/'Historical scenario - input'!$D49),\"\")","v":""},{"$f":"IFERROR(IF(OR(U64=\"\",'Historical scenario - input'!$D49=\"\"),\"\",U64/'Historical scenario - input'!$D49),\"\")","v":""},{"$f":"IFERROR(IF(OR(V64=\"\",'Historical scenario - input'!$D49=\"\"),\"\",V64/'Historical scenario - input'!$D49),\"\")","v":""},{"$f":"IFERROR(IF(OR(W64=\"\",'Historical scenario - input'!$D49=\"\"),\"\",W64/'Historical scenario - input'!$D49),\"\")","v":""}]
[{"$f":"IFERROR('Historical scenario - input'!A50,\"\")","v":""},{"$f":"IFERROR('Historical scenario - input'!B50,\"\")","v":0},{"$f":"IFERROR('Historical scenario - input'!C50,\"\")","v":0},{"$f":"IFERROR(repcalc('Historical scenario - input'!$CV50:$GH50,'Historical scenario - input'!$G50,'Historical scenario - input'!$E50,'Historical scenario - input'!$F50,20,TRUE,TRUE),\"\")","v":""},"","","","","","","","","","","","","","","","","","","",{"$f":"IFERROR(IF(OR(D65=\"\",'Historical scenario - input'!$D50=\"\"),\"\",D65/'Historical scenario - input'!$D50),\"\")","v":""},{"$f":"IFERROR(IF(OR(E65=\"\",'Historical scenario - input'!$D50=\"\"),\"\",E65/'Historical scenario - input'!$D50),\"\")","v":""},{"$f":"IFERROR(IF(OR(F65=\"\",'Historical scenario - input'!$D50=\"\"),\"\",F65/'Historical scenario - input'!$D50),\"\")","v":""},{"$f":"IFERROR(IF(OR(G65=\"\",'Historical scenario - input'!$D50=\"\"),\"\",G65/'Historical scenario - input'!$D50),\"\")","v":""},{"$f":"IFERROR(IF(OR(H65=\"\",'Historical scenario - input'!$D50=\"\"),\"\",H65/'Historical scenario - input'!$D50),\"\")","v":""},{"$f":"IFERROR(IF(OR(I65=\"\",'Historical scenario - input'!$D50=\"\"),\"\",I65/'Historical scenario - input'!$D50),\"\")","v":""},{"$f":"IFERROR(IF(OR(J65=\"\",'Historical scenario - input'!$D50=\"\"),\"\",J65/'Historical scenario - input'!$D50),\"\")","v":""},{"$f":"IFERROR(IF(OR(K65=\"\",'Historical scenario - input'!$D50=\"\"),\"\",K65/'Historical scenario - input'!$D50),\"\")","v":""},{"$f":"IFERROR(IF(OR(L65=\"\",'Historical scenario - input'!$D50=\"\"),\"\",L65/'Historical scenario - input'!$D50),\"\")","v":""},{"$f":"IFERROR(IF(OR(M65=\"\",'Historical scenario - input'!$D50=\"\"),\"\",M65/'Historical scenario - input'!$D50),\"\")","v":""},{"$f":"IFERROR(IF(OR(N65=\"\",'Historical scenario - input'!$D50=\"\"),\"\",N65/'Historical scenario - input'!$D50),\"\")","v":""},{"$f":"IFERROR(IF(OR(O65=\"\",'Historical scenario - input'!$D50=\"\"),\"\",O65/'Historical scenario - input'!$D50),\"\")","v":""},{"$f":"IFERROR(IF(OR(P65=\"\",'Historical scenario - input'!$D50=\"\"),\"\",P65/'Historical scenario - input'!$D50),\"\")","v":""},{"$f":"IFERROR(IF(OR(Q65=\"\",'Historical scenario - input'!$D50=\"\"),\"\",Q65/'Historical scenario - input'!$D50),\"\")","v":""},{"$f":"IFERROR(IF(OR(R65=\"\",'Historical scenario - input'!$D50=\"\"),\"\",R65/'Historical scenario - input'!$D50),\"\")","v":""},{"$f":"IFERROR(IF(OR(S65=\"\",'Historical scenario - input'!$D50=\"\"),\"\",S65/'Historical scenario - input'!$D50),\"\")","v":""},{"$f":"IFERROR(IF(OR(T65=\"\",'Historical scenario - input'!$D50=\"\"),\"\",T65/'Historical scenario - input'!$D50),\"\")","v":""},{"$f":"IFERROR(IF(OR(U65=\"\",'Historical scenario - input'!$D50=\"\"),\"\",U65/'Historical scenario - input'!$D50),\"\")","v":""},{"$f":"IFERROR(IF(OR(V65=\"\",'Historical scenario - input'!$D50=\"\"),\"\",V65/'Historical scenario - input'!$D50),\"\")","v":""},{"$f":"IFERROR(IF(OR(W65=\"\",'Historical scenario - input'!$D50=\"\"),\"\",W65/'Historical scenario - input'!$D50),\"\")","v":""}]
[{"$f":"IFERROR('Historical scenario - input'!A51,\"\")","v":""},{"$f":"IFERROR('Historical scenario - input'!B51,\"\")","v":0},{"$f":"IFERROR('Historical scenario - input'!C51,\"\")","v":0},{"$f":"IFERROR(repcalc('Historical scenario - input'!$CV51:$GH51,'Historical scenario - input'!$G51,'Historical scenario - input'!$E51,'Historical scenario - input'!$F51,20,TRUE,TRUE),\"\")","v":""},"","","","","","","","","","","","","","","","","","","",{"$f":"IFERROR(IF(OR(D66=\"\",'Historical scenario - input'!$D51=\"\"),\"\",D66/'Historical scenario - input'!$D51),\"\")","v":""},{"$f":"IFERROR(IF(OR(E66=\"\",'Historical scenario - input'!$D51=\"\"),\"\",E66/'Historical scenario - input'!$D51),\"\")","v":""},{"$f":"IFERROR(IF(OR(F66=\"\",'Historical scenario - input'!$D51=\"\"),\"\",F66/'Historical scenario - input'!$D51),\"\")","v":""},{"$f":"IFERROR(IF(OR(G66=\"\",'Historical scenario - input'!$D51=\"\"),\"\",G66/'Historical scenario - input'!$D51),\"\")","v":""},{"$f":"IFERROR(IF(OR(H66=\"\",'Historical scenario - input'!$D51=\"\"),\"\",H66/'Historical scenario - input'!$D51),\"\")","v":""},{"$f":"IFERROR(IF(OR(I66=\"\",'Historical scenario - input'!$D51=\"\"),\"\",I66/'Historical scenario - input'!$D51),\"\")","v":""},{"$f":"IFERROR(IF(OR(J66=\"\",'Historical scenario - input'!$D51=\"\"),\"\",J66/'Historical scenario - input'!$D51),\"\")","v":""},{"$f":"IFERROR(IF(OR(K66=\"\",'Historical scenario - input'!$D51=\"\"),\"\",K66/'Historical scenario - input'!$D51),\"\")","v":""},{"$f":"IFERROR(IF(OR(L66=\"\",'Historical scenario - input'!$D51=\"\"),\"\",L66/'Historical scenario - input'!$D51),\"\")","v":""},{"$f":"IFERROR(IF(OR(M66=\"\",'Historical scenario - input'!$D51=\"\"),\"\",M66/'Historical scenario - input'!$D51),\"\")","v":""},{"$f":"IFERROR(IF(OR(N66=\"\",'Historical scenario - input'!$D51=\"\"),\"\",N66/'Historical scenario - input'!$D51),\"\")","v":""},{"$f":"IFERROR(IF(OR(O66=\"\",'Historical scenario - input'!$D51=\"\"),\"\",O66/'Historical scenario - input'!$D51),\"\")","v":""},{"$f":"IFERROR(IF(OR(P66=\"\",'Historical scenario - input'!$D51=\"\"),\"\",P66/'Historical scenario - input'!$D51),\"\")","v":""},{"$f":"IFERROR(IF(OR(Q66=\"\",'Historical scenario - input'!$D51=\"\"),\"\",Q66/'Historical scenario - input'!$D51),\"\")","v":""},{"$f":"IFERROR(IF(OR(R66=\"\",'Historical scenario - input'!$D51=\"\"),\"\",R66/'Historical scenario - input'!$D51),\"\")","v":""},{"$f":"IFERROR(IF(OR(S66=\"\",'Historical scenario - input'!$D51=\"\"),\"\",S66/'Historical scenario - input'!$D51),\"\")","v":""},{"$f":"IFERROR(IF(OR(T66=\"\",'Historical scenario - input'!$D51=\"\"),\"\",T66/'Historical scenario - input'!$D51),\"\")","v":""},{"$f":"IFERROR(IF(OR(U66=\"\",'Historical scenario - input'!$D51=\"\"),\"\",U66/'Historical scenario - input'!$D51),\"\")","v":""},{"$f":"IFERROR(IF(OR(V66=\"\",'Historical scenario - input'!$D51=\"\"),\"\",V66/'Historical scenario - input'!$D51),\"\")","v":""},{"$f":"IFERROR(IF(OR(W66=\"\",'Historical scenario - input'!$D51=\"\"),\"\",W66/'Historical scenario - input'!$D51),\"\")","v":""}]
[{"$f":"IFERROR('Historical scenario - input'!A52,\"\")","v":""},{"$f":"IFERROR('Historical scenario - input'!B52,\"\")","v":0},{"$f":"IFERROR('Historical scenario - input'!C52,\"\")","v":0},{"$f":"IFERROR(repcalc('Historical scenario - input'!$CV52:$GH52,'Historical scenario - input'!$G52,'Historical scenario - input'!$E52,'Historical scenario - input'!$F52,20,TRUE,TRUE),\"\")","v":""},"","","","","","","","","","","","","","","","","","","",{"$f":"IFERROR(IF(OR(D67=\"\",'Historical scenario - input'!$D52=\"\"),\"\",D67/'Historical scenario - input'!$D52),\"\")","v":""},{"$f":"IFERROR(IF(OR(E67=\"\",'Historical scenario - input'!$D52=\"\"),\"\",E67/'Historical scenario - input'!$D52),\"\")","v":""},{"$f":"IFERROR(IF(OR(F67=\"\",'Historical scenario - input'!$D52=\"\"),\"\",F67/'Historical scenario - input'!$D52),\"\")","v":""},{"$f":"IFERROR(IF(OR(G67=\"\",'Historical scenario - input'!$D52=\"\"),\"\",G67/'Historical scenario - input'!$D52),\"\")","v":""},{"$f":"IFERROR(IF(OR(H67=\"\",'Historical scenario - input'!$D52=\"\"),\"\",H67/'Historical scenario - input'!$D52),\"\")","v":""},{"$f":"IFERROR(IF(OR(I67=\"\",'Historical scenario - input'!$D52=\"\"),\"\",I67/'Historical scenario - input'!$D52),\"\")","v":""},{"$f":"IFERROR(IF(OR(J67=\"\",'Historical scenario - input'!$D52=\"\"),\"\",J67/'Historical scenario - input'!$D52),\"\")","v":""},{"$f":"IFERROR(IF(OR(K67=\"\",'Historical scenario - input'!$D52=\"\"),\"\",K67/'Historical scenario - input'!$D52),\"\")","v":""},{"$f":"IFERROR(IF(OR(L67=\"\",'Historical scenario - input'!$D52=\"\"),\"\",L67/'Historical scenario - input'!$D52),\"\")","v":""},{"$f":"IFERROR(IF(OR(M67=\"\",'Historical scenario - input'!$D52=\"\"),\"\",M67/'Historical scenario - input'!$D52),\"\")","v":""},{"$f":"IFERROR(IF(OR(N67=\"\",'Historical scenario - input'!$D52=\"\"),\"\",N67/'Historical scenario - input'!$D52),\"\")","v":""},{"$f":"IFERROR(IF(OR(O67=\"\",'Historical scenario - input'!$D52=\"\"),\"\",O67/'Historical scenario - input'!$D52),\"\")","v":""},{"$f":"IFERROR(IF(OR(P67=\"\",'Historical scenario - input'!$D52=\"\"),\"\",P67/'Historical scenario - input'!$D52),\"\")","v":""},{"$f":"IFERROR(IF(OR(Q67=\"\",'Historical scenario - input'!$D52=\"\"),\"\",Q67/'Historical scenario - input'!$D52),\"\")","v":""},{"$f":"IFERROR(IF(OR(R67=\"\",'Historical scenario - input'!$D52=\"\"),\"\",R67/'Historical scenario - input'!$D52),\"\")","v":""},{"$f":"IFERROR(IF(OR(S67=\"\",'Historical scenario - input'!$D52=\"\"),\"\",S67/'Historical scenario - input'!$D52),\"\")","v":""},{"$f":"IFERROR(IF(OR(T67=\"\",'Historical scenario - input'!$D52=\"\"),\"\",T67/'Historical scenario - input'!$D52),\"\")","v":""},{"$f":"IFERROR(IF(OR(U67=\"\",'Historical scenario - input'!$D52=\"\"),\"\",U67/'Historical scenario - input'!$D52),\"\")","v":""},{"$f":"IFERROR(IF(OR(V67=\"\",'Historical scenario - input'!$D52=\"\"),\"\",V67/'Historical scenario - input'!$D52),\"\")","v":""},{"$f":"IFERROR(IF(OR(W67=\"\",'Historical scenario - input'!$D52=\"\"),\"\",W67/'Historical scenario - input'!$D52),\"\")","v":""}]
[{"$f":"IFERROR('Historical scenario - input'!A53,\"\")","v":""},{"$f":"IFERROR('Historical scenario - input'!B53,\"\")","v":0},{"$f":"IFERROR('Historical scenario - input'!C53,\"\")","v":0},{"$f":"IFERROR(repcalc('Historical scenario - input'!$CV53:$GH53,'Historical scenario - input'!$G53,'Historical scenario - input'!$E53,'Historical scenario - input'!$F53,20,TRUE,TRUE),\"\")","v":""},"","","","","","","","","","","","","","","","","","","",{"$f":"IFERROR(IF(OR(D68=\"\",'Historical scenario - input'!$D53=\"\"),\"\",D68/'Historical scenario - input'!$D53),\"\")","v":""},{"$f":"IFERROR(IF(OR(E68=\"\",'Historical scenario - input'!$D53=\"\"),\"\",E68/'Historical scenario - input'!$D53),\"\")","v":""},{"$f":"IFERROR(IF(OR(F68=\"\",'Historical scenario - input'!$D53=\"\"),\"\",F68/'Historical scenario - input'!$D53),\"\")","v":""},{"$f":"IFERROR(IF(OR(G68=\"\",'Historical scenario - input'!$D53=\"\"),\"\",G68/'Historical scenario - input'!$D53),\"\")","v":""},{"$f":"IFERROR(IF(OR(H68=\"\",'Historical scenario - input'!$D53=\"\"),\"\",H68/'Historical scenario - input'!$D53),\"\")","v":""},{"$f":"IFERROR(IF(OR(I68=\"\",'Historical scenario - input'!$D53=\"\"),\"\",I68/'Historical scenario - input'!$D53),\"\")","v":""},{"$f":"IFERROR(IF(OR(J68=\"\",'Historical scenario - input'!$D53=\"\"),\"\",J68/'Historical scenario - input'!$D53),\"\")","v":""},{"$f":"IFERROR(IF(OR(K68=\"\",'Historical scenario - input'!$D53=\"\"),\"\",K68/'Historical scenario - input'!$D53),\"\")","v":""},{"$f":"IFERROR(IF(OR(L68=\"\",'Historical scenario - input'!$D53=\"\"),\"\",L68/'Historical scenario - input'!$D53),\"\")","v":""},{"$f":"IFERROR(IF(OR(M68=\"\",'Historical scenario - input'!$D53=\"\"),\"\",M68/'Historical scenario - input'!$D53),\"\")","v":""},{"$f":"IFERROR(IF(OR(N68=\"\",'Historical scenario - input'!$D53=\"\"),\"\",N68/'Historical scenario - input'!$D53),\"\")","v":""},{"$f":"IFERROR(IF(OR(O68=\"\",'Historical scenario - input'!$D53=\"\"),\"\",O68/'Historical scenario - input'!$D53),\"\")","v":""},{"$f":"IFERROR(IF(OR(P68=\"\",'Historical scenario - input'!$D53=\"\"),\"\",P68/'Historical scenario - input'!$D53),\"\")","v":""},{"$f":"IFERROR(IF(OR(Q68=\"\",'Historical scenario - input'!$D53=\"\"),\"\",Q68/'Historical scenario - input'!$D53),\"\")","v":""},{"$f":"IFERROR(IF(OR(R68=\"\",'Historical scenario - input'!$D53=\"\"),\"\",R68/'Historical scenario - input'!$D53),\"\")","v":""},{"$f":"IFERROR(IF(OR(S68=\"\",'Historical scenario - input'!$D53=\"\"),\"\",S68/'Historical scenario - input'!$D53),\"\")","v":""},{"$f":"IFERROR(IF(OR(T68=\"\",'Historical scenario - input'!$D53=\"\"),\"\",T68/'Historical scenario - input'!$D53),\"\")","v":""},{"$f":"IFERROR(IF(OR(U68=\"\",'Historical scenario - input'!$D53=\"\"),\"\",U68/'Historical scenario - input'!$D53),\"\")","v":""},{"$f":"IFERROR(IF(OR(V68=\"\",'Historical scenario - input'!$D53=\"\"),\"\",V68/'Historical scenario - input'!$D53),\"\")","v":""},{"$f":"IFERROR(IF(OR(W68=\"\",'Historical scenario - input'!$D53=\"\"),\"\",W68/'Historical scenario - input'!$D53),\"\")","v":""}]
[{"$f":"IFERROR('Historical scenario - input'!A54,\"\")","v":""},{"$f":"IFERROR('Historical scenario - input'!B54,\"\")","v":0},{"$f":"IFERROR('Historical scenario - input'!C54,\"\")","v":0},{"$f":"IFERROR(repcalc('Historical scenario - input'!$CV54:$GH54,'Historical scenario - input'!$G54,'Historical scenario - input'!$E54,'Historical scenario - input'!$F54,20,TRUE,TRUE),\"\")","v":""},"","","","","","","","","","","","","","","","","","","",{"$f":"IFERROR(IF(OR(D69=\"\",'Historical scenario - input'!$D54=\"\"),\"\",D69/'Historical scenario - input'!$D54),\"\")","v":""},{"$f":"IFERROR(IF(OR(E69=\"\",'Historical scenario - input'!$D54=\"\"),\"\",E69/'Historical scenario - input'!$D54),\"\")","v":""},{"$f":"IFERROR(IF(OR(F69=\"\",'Historical scenario - input'!$D54=\"\"),\"\",F69/'Historical scenario - input'!$D54),\"\")","v":""},{"$f":"IFERROR(IF(OR(G69=\"\",'Historical scenario - input'!$D54=\"\"),\"\",G69/'Historical scenario - input'!$D54),\"\")","v":""},{"$f":"IFERROR(IF(OR(H69=\"\",'Historical scenario - input'!$D54=\"\"),\"\",H69/'Historical scenario - input'!$D54),\"\")","v":""},{"$f":"IFERROR(IF(OR(I69=\"\",'Historical scenario - input'!$D54=\"\"),\"\",I69/'Historical scenario - input'!$D54),\"\")","v":""},{"$f":"IFERROR(IF(OR(J69=\"\",'Historical scenario - input'!$D54=\"\"),\"\",J69/'Historical scenario - input'!$D54),\"\")","v":""},{"$f":"IFERROR(IF(OR(K69=\"\",'Historical scenario - input'!$D54=\"\"),\"\",K69/'Historical scenario - input'!$D54),\"\")","v":""},{"$f":"IFERROR(IF(OR(L69=\"\",'Historical scenario - input'!$D54=\"\"),\"\",L69/'Historical scenario - input'!$D54),\"\")","v":""},{"$f":"IFERROR(IF(OR(M69=\"\",'Historical scenario - input'!$D54=\"\"),\"\",M69/'Historical scenario - input'!$D54),\"\")","v":""},{"$f":"IFERROR(IF(OR(N69=\"\",'Historical scenario - input'!$D54=\"\"),\"\",N69/'Historical scenario - input'!$D54),\"\")","v":""},{"$f":"IFERROR(IF(OR(O69=\"\",'Historical scenario - input'!$D54=\"\"),\"\",O69/'Historical scenario - input'!$D54),\"\")","v":""},{"$f":"IFERROR(IF(OR(P69=\"\",'Historical scenario - input'!$D54=\"\"),\"\",P69/'Historical scenario - input'!$D54),\"\")","v":""},{"$f":"IFERROR(IF(OR(Q69=\"\",'Historical scenario - input'!$D54=\"\"),\"\",Q69/'Historical scenario - input'!$D54),\"\")","v":""},{"$f":"IFERROR(IF(OR(R69=\"\",'Historical scenario - input'!$D54=\"\"),\"\",R69/'Historical scenario - input'!$D54),\"\")","v":""},{"$f":"IFERROR(IF(OR(S69=\"\",'Historical scenario - input'!$D54=\"\"),\"\",S69/'Historical scenario - input'!$D54),\"\")","v":""},{"$f":"IFERROR(IF(OR(T69=\"\",'Historical scenario - input'!$D54=\"\"),\"\",T69/'Historical scenario - input'!$D54),\"\")","v":""},{"$f":"IFERROR(IF(OR(U69=\"\",'Historical scenario - input'!$D54=\"\"),\"\",U69/'Historical scenario - input'!$D54),\"\")","v":""},{"$f":"IFERROR(IF(OR(V69=\"\",'Historical scenario - input'!$D54=\"\"),\"\",V69/'Historical scenario - input'!$D54),\"\")","v":""},{"$f":"IFERROR(IF(OR(W69=\"\",'Historical scenario - input'!$D54=\"\"),\"\",W69/'Historical scenario - input'!$D54),\"\")","v":""}]
[{"$f":"IFERROR('Historical scenario - input'!A55,\"\")","v":""},{"$f":"IFERROR('Historical scenario - input'!B55,\"\")","v":0},{"$f":"IFERROR('Historical scenario - input'!C55,\"\")","v":0},{"$f":"IFERROR(repcalc('Historical scenario - input'!$CV55:$GH55,'Historical scenario - input'!$G55,'Historical scenario - input'!$E55,'Historical scenario - input'!$F55,20,TRUE,TRUE),\"\")","v":""},"","","","","","","","","","","","","","","","","","","",{"$f":"IFERROR(IF(OR(D70=\"\",'Historical scenario - input'!$D55=\"\"),\"\",D70/'Historical scenario - input'!$D55),\"\")","v":""},{"$f":"IFERROR(IF(OR(E70=\"\",'Historical scenario - input'!$D55=\"\"),\"\",E70/'Historical scenario - input'!$D55),\"\")","v":""},{"$f":"IFERROR(IF(OR(F70=\"\",'Historical scenario - input'!$D55=\"\"),\"\",F70/'Historical scenario - input'!$D55),\"\")","v":""},{"$f":"IFERROR(IF(OR(G70=\"\",'Historical scenario - input'!$D55=\"\"),\"\",G70/'Historical scenario - input'!$D55),\"\")","v":""},{"$f":"IFERROR(IF(OR(H70=\"\",'Historical scenario - input'!$D55=\"\"),\"\",H70/'Historical scenario - input'!$D55),\"\")","v":""},{"$f":"IFERROR(IF(OR(I70=\"\",'Historical scenario - input'!$D55=\"\"),\"\",I70/'Historical scenario - input'!$D55),\"\")","v":""},{"$f":"IFERROR(IF(OR(J70=\"\",'Historical scenario - input'!$D55=\"\"),\"\",J70/'Historical scenario - input'!$D55),\"\")","v":""},{"$f":"IFERROR(IF(OR(K70=\"\",'Historical scenario - input'!$D55=\"\"),\"\",K70/'Historical scenario - input'!$D55),\"\")","v":""},{"$f":"IFERROR(IF(OR(L70=\"\",'Historical scenario - input'!$D55=\"\"),\"\",L70/'Historical scenario - input'!$D55),\"\")","v":""},{"$f":"IFERROR(IF(OR(M70=\"\",'Historical scenario - input'!$D55=\"\"),\"\",M70/'Historical scenario - input'!$D55),\"\")","v":""},{"$f":"IFERROR(IF(OR(N70=\"\",'Historical scenario - input'!$D55=\"\"),\"\",N70/'Historical scenario - input'!$D55),\"\")","v":""},{"$f":"IFERROR(IF(OR(O70=\"\",'Historical scenario - input'!$D55=\"\"),\"\",O70/'Historical scenario - input'!$D55),\"\")","v":""},{"$f":"IFERROR(IF(OR(P70=\"\",'Historical scenario - input'!$D55=\"\"),\"\",P70/'Historical scenario - input'!$D55),\"\")","v":""},{"$f":"IFERROR(IF(OR(Q70=\"\",'Historical scenario - input'!$D55=\"\"),\"\",Q70/'Historical scenario - input'!$D55),\"\")","v":""},{"$f":"IFERROR(IF(OR(R70=\"\",'Historical scenario - input'!$D55=\"\"),\"\",R70/'Historical scenario - input'!$D55),\"\")","v":""},{"$f":"IFERROR(IF(OR(S70=\"\",'Historical scenario - input'!$D55=\"\"),\"\",S70/'Historical scenario - input'!$D55),\"\")","v":""},{"$f":"IFERROR(IF(OR(T70=\"\",'Historical scenario - input'!$D55=\"\"),\"\",T70/'Historical scenario - input'!$D55),\"\")","v":""},{"$f":"IFERROR(IF(OR(U70=\"\",'Historical scenario - input'!$D55=\"\"),\"\",U70/'Historical scenario - input'!$D55),\"\")","v":""},{"$f":"IFERROR(IF(OR(V70=\"\",'Historical scenario - input'!$D55=\"\"),\"\",V70/'Historical scenario - input'!$D55),\"\")","v":""},{"$f":"IFERROR(IF(OR(W70=\"\",'Historical scenario - input'!$D55=\"\"),\"\",W70/'Historical scenario - input'!$D55),\"\")","v":""}]
[{"$f":"IFERROR('Historical scenario - input'!A56,\"\")","v":""},{"$f":"IFERROR('Historical scenario - input'!B56,\"\")","v":0},{"$f":"IFERROR('Historical scenario - input'!C56,\"\")","v":0},{"$f":"IFERROR(repcalc('Historical scenario - input'!$CV56:$GH56,'Historical scenario - input'!$G56,'Historical scenario - input'!$E56,'Historical scenario - input'!$F56,20,TRUE,TRUE),\"\")","v":""},"","","","","","","","","","","","","","","","","","","",{"$f":"IFERROR(IF(OR(D71=\"\",'Historical scenario - input'!$D56=\"\"),\"\",D71/'Historical scenario - input'!$D56),\"\")","v":""},{"$f":"IFERROR(IF(OR(E71=\"\",'Historical scenario - input'!$D56=\"\"),\"\",E71/'Historical scenario - input'!$D56),\"\")","v":""},{"$f":"IFERROR(IF(OR(F71=\"\",'Historical scenario - input'!$D56=\"\"),\"\",F71/'Historical scenario - input'!$D56),\"\")","v":""},{"$f":"IFERROR(IF(OR(G71=\"\",'Historical scenario - input'!$D56=\"\"),\"\",G71/'Historical scenario - input'!$D56),\"\")","v":""},{"$f":"IFERROR(IF(OR(H71=\"\",'Historical scenario - input'!$D56=\"\"),\"\",H71/'Historical scenario - input'!$D56),\"\")","v":""},{"$f":"IFERROR(IF(OR(I71=\"\",'Historical scenario - input'!$D56=\"\"),\"\",I71/'Historical scenario - input'!$D56),\"\")","v":""},{"$f":"IFERROR(IF(OR(J71=\"\",'Historical scenario - input'!$D56=\"\"),\"\",J71/'Historical scenario - input'!$D56),\"\")","v":""},{"$f":"IFERROR(IF(OR(K71=\"\",'Historical scenario - input'!$D56=\"\"),\"\",K71/'Historical scenario - input'!$D56),\"\")","v":""},{"$f":"IFERROR(IF(OR(L71=\"\",'Historical scenario - input'!$D56=\"\"),\"\",L71/'Historical scenario - input'!$D56),\"\")","v":""},{"$f":"IFERROR(IF(OR(M71=\"\",'Historical scenario - input'!$D56=\"\"),\"\",M71/'Historical scenario - input'!$D56),\"\")","v":""},{"$f":"IFERROR(IF(OR(N71=\"\",'Historical scenario - input'!$D56=\"\"),\"\",N71/'Historical scenario - input'!$D56),\"\")","v":""},{"$f":"IFERROR(IF(OR(O71=\"\",'Historical scenario - input'!$D56=\"\"),\"\",O71/'Historical scenario - input'!$D56),\"\")","v":""},{"$f":"IFERROR(IF(OR(P71=\"\",'Historical scenario - input'!$D56=\"\"),\"\",P71/'Historical scenario - input'!$D56),\"\")","v":""},{"$f":"IFERROR(IF(OR(Q71=\"\",'Historical scenario - input'!$D56=\"\"),\"\",Q71/'Historical scenario - input'!$D56),\"\")","v":""},{"$f":"IFERROR(IF(OR(R71=\"\",'Historical scenario - input'!$D56=\"\"),\"\",R71/'Historical scenario - input'!$D56),\"\")","v":""},{"$f":"IFERROR(IF(OR(S71=\"\",'Historical scenario - input'!$D56=\"\"),\"\",S71/'Historical scenario - input'!$D56),\"\")","v":""},{"$f":"IFERROR(IF(OR(T71=\"\",'Historical scenario - input'!$D56=\"\"),\"\",T71/'Historical scenario - input'!$D56),\"\")","v":""},{"$f":"IFERROR(IF(OR(U71=\"\",'Historical scenario - input'!$D56=\"\"),\"\",U71/'Historical scenario - input'!$D56),\"\")","v":""},{"$f":"IFERROR(IF(OR(V71=\"\",'Historical scenario - input'!$D56=\"\"),\"\",V71/'Historical scenario - input'!$D56),\"\")","v":""},{"$f":"IFERROR(IF(OR(W71=\"\",'Historical scenario - input'!$D56=\"\"),\"\",W71/'Historical scenario - input'!$D56),\"\")","v":""}]
[{"$f":"IFERROR('Historical scenario - input'!A57,\"\")","v":""},{"$f":"IFERROR('Historical scenario - input'!B57,\"\")","v":0},{"$f":"IFERROR('Historical scenario - input'!C57,\"\")","v":0},{"$f":"IFERROR(repcalc('Historical scenario - input'!$CV57:$GH57,'Historical scenario - input'!$G57,'Historical scenario - input'!$E57,'Historical scenario - input'!$F57,20,TRUE,TRUE),\"\")","v":""},"","","","","","","","","","","","","","","","","","","",{"$f":"IFERROR(IF(OR(D72=\"\",'Historical scenario - input'!$D57=\"\"),\"\",D72/'Historical scenario - input'!$D57),\"\")","v":""},{"$f":"IFERROR(IF(OR(E72=\"\",'Historical scenario - input'!$D57=\"\"),\"\",E72/'Historical scenario - input'!$D57),\"\")","v":""},{"$f":"IFERROR(IF(OR(F72=\"\",'Historical scenario - input'!$D57=\"\"),\"\",F72/'Historical scenario - input'!$D57),\"\")","v":""},{"$f":"IFERROR(IF(OR(G72=\"\",'Historical scenario - input'!$D57=\"\"),\"\",G72/'Historical scenario - input'!$D57),\"\")","v":""},{"$f":"IFERROR(IF(OR(H72=\"\",'Historical scenario - input'!$D57=\"\"),\"\",H72/'Historical scenario - input'!$D57),\"\")","v":""},{"$f":"IFERROR(IF(OR(I72=\"\",'Historical scenario - input'!$D57=\"\"),\"\",I72/'Historical scenario - input'!$D57),\"\")","v":""},{"$f":"IFERROR(IF(OR(J72=\"\",'Historical scenario - input'!$D57=\"\"),\"\",J72/'Historical scenario - input'!$D57),\"\")","v":""},{"$f":"IFERROR(IF(OR(K72=\"\",'Historical scenario - input'!$D57=\"\"),\"\",K72/'Historical scenario - input'!$D57),\"\")","v":""},{"$f":"IFERROR(IF(OR(L72=\"\",'Historical scenario - input'!$D57=\"\"),\"\",L72/'Historical scenario - input'!$D57),\"\")","v":""},{"$f":"IFERROR(IF(OR(M72=\"\",'Historical scenario - input'!$D57=\"\"),\"\",M72/'Historical scenario - input'!$D57),\"\")","v":""},{"$f":"IFERROR(IF(OR(N72=\"\",'Historical scenario - input'!$D57=\"\"),\"\",N72/'Historical scenario - input'!$D57),\"\")","v":""},{"$f":"IFERROR(IF(OR(O72=\"\",'Historical scenario - input'!$D57=\"\"),\"\",O72/'Historical scenario - input'!$D57),\"\")","v":""},{"$f":"IFERROR(IF(OR(P72=\"\",'Historical scenario - input'!$D57=\"\"),\"\",P72/'Historical scenario - input'!$D57),\"\")","v":""},{"$f":"IFERROR(IF(OR(Q72=\"\",'Historical scenario - input'!$D57=\"\"),\"\",Q72/'Historical scenario - input'!$D57),\"\")","v":""},{"$f":"IFERROR(IF(OR(R72=\"\",'Historical scenario - input'!$D57=\"\"),\"\",R72/'Historical scenario - input'!$D57),\"\")","v":""},{"$f":"IFERROR(IF(OR(S72=\"\",'Historical scenario - input'!$D57=\"\"),\"\",S72/'Historical scenario - input'!$D57),\"\")","v":""},{"$f":"IFERROR(IF(OR(T72=\"\",'Historical scenario - input'!$D57=\"\"),\"\",T72/'Historical scenario - input'!$D57),\"\")","v":""},{"$f":"IFERROR(IF(OR(U72=\"\",'Historical scenario - input'!$D57=\"\"),\"\",U72/'Historical scenario - input'!$D57),\"\")","v":""},{"$f":"IFERROR(IF(OR(V72=\"\",'Historical scenario - input'!$D57=\"\"),\"\",V72/'Historical scenario - input'!$D57),\"\")","v":""},{"$f":"IFERROR(IF(OR(W72=\"\",'Historical scenario - input'!$D57=\"\"),\"\",W72/'Historical scenario - input'!$D57),\"\")","v":""}]
[{"$f":"IFERROR('Historical scenario - input'!A58,\"\")","v":""},{"$f":"IFERROR('Historical scenario - input'!B58,\"\")","v":0},{"$f":"IFERROR('Historical scenario - input'!C58,\"\")","v":0},{"$f":"IFERROR(repcalc('Historical scenario - input'!$CV58:$GH58,'Historical scenario - input'!$G58,'Historical scenario - input'!$E58,'Historical scenario - input'!$F58,20,TRUE,TRUE),\"\")","v":""},"","","","","","","","","","","","","","","","","","","",{"$f":"IFERROR(IF(OR(D73=\"\",'Historical scenario - input'!$D58=\"\"),\"\",D73/'Historical scenario - input'!$D58),\"\")","v":""},{"$f":"IFERROR(IF(OR(E73=\"\",'Historical scenario - input'!$D58=\"\"),\"\",E73/'Historical scenario - input'!$D58),\"\")","v":""},{"$f":"IFERROR(IF(OR(F73=\"\",'Historical scenario - input'!$D58=\"\"),\"\",F73/'Historical scenario - input'!$D58),\"\")","v":""},{"$f":"IFERROR(IF(OR(G73=\"\",'Historical scenario - input'!$D58=\"\"),\"\",G73/'Historical scenario - input'!$D58),\"\")","v":""},{"$f":"IFERROR(IF(OR(H73=\"\",'Historical scenario - input'!$D58=\"\"),\"\",H73/'Historical scenario - input'!$D58),\"\")","v":""},{"$f":"IFERROR(IF(OR(I73=\"\",'Historical scenario - input'!$D58=\"\"),\"\",I73/'Historical scenario - input'!$D58),\"\")","v":""},{"$f":"IFERROR(IF(OR(J73=\"\",'Historical scenario - input'!$D58=\"\"),\"\",J73/'Historical scenario - input'!$D58),\"\")","v":""},{"$f":"IFERROR(IF(OR(K73=\"\",'Historical scenario - input'!$D58=\"\"),\"\",K73/'Historical scenario - input'!$D58),\"\")","v":""},{"$f":"IFERROR(IF(OR(L73=\"\",'Historical scenario - input'!$D58=\"\"),\"\",L73/'Historical scenario - input'!$D58),\"\")","v":""},{"$f":"IFERROR(IF(OR(M73=\"\",'Historical scenario - input'!$D58=\"\"),\"\",M73/'Historical scenario - input'!$D58),\"\")","v":""},{"$f":"IFERROR(IF(OR(N73=\"\",'Historical scenario - input'!$D58=\"\"),\"\",N73/'Historical scenario - input'!$D58),\"\")","v":""},{"$f":"IFERROR(IF(OR(O73=\"\",'Historical scenario - input'!$D58=\"\"),\"\",O73/'Historical scenario - input'!$D58),\"\")","v":""},{"$f":"IFERROR(IF(OR(P73=\"\",'Historical scenario - input'!$D58=\"\"),\"\",P73/'Historical scenario - input'!$D58),\"\")","v":""},{"$f":"IFERROR(IF(OR(Q73=\"\",'Historical scenario - input'!$D58=\"\"),\"\",Q73/'Historical scenario - input'!$D58),\"\")","v":""},{"$f":"IFERROR(IF(OR(R73=\"\",'Historical scenario - input'!$D58=\"\"),\"\",R73/'Historical scenario - input'!$D58),\"\")","v":""},{"$f":"IFERROR(IF(OR(S73=\"\",'Historical scenario - input'!$D58=\"\"),\"\",S73/'Historical scenario - input'!$D58),\"\")","v":""},{"$f":"IFERROR(IF(OR(T73=\"\",'Historical scenario - input'!$D58=\"\"),\"\",T73/'Historical scenario - input'!$D58),\"\")","v":""},{"$f":"IFERROR(IF(OR(U73=\"\",'Historical scenario - input'!$D58=\"\"),\"\",U73/'Historical scenario - input'!$D58),\"\")","v":""},{"$f":"IFERROR(IF(OR(V73=\"\",'Historical scenario - input'!$D58=\"\"),\"\",V73/'Historical scenario - input'!$D58),\"\")","v":""},{"$f":"IFERROR(IF(OR(W73=\"\",'Historical scenario - input'!$D58=\"\"),\"\",W73/'Historical scenario - input'!$D58),\"\")","v":""}]
[{"$f":"IFERROR('Historical scenario - input'!A59,\"\")","v":""},{"$f":"IFERROR('Historical scenario - input'!B59,\"\")","v":0},{"$f":"IFERROR('Historical scenario - input'!C59,\"\")","v":0},{"$f":"IFERROR(repcalc('Historical scenario - input'!$CV59:$GH59,'Historical scenario - input'!$G59,'Historical scenario - input'!$E59,'Historical scenario - input'!$F59,20,TRUE,TRUE),\"\")","v":""},"","","","","","","","","","","","","","","","","","","",{"$f":"IFERROR(IF(OR(D74=\"\",'Historical scenario - input'!$D59=\"\"),\"\",D74/'Historical scenario - input'!$D59),\"\")","v":""},{"$f":"IFERROR(IF(OR(E74=\"\",'Historical scenario - input'!$D59=\"\"),\"\",E74/'Historical scenario - input'!$D59),\"\")","v":""},{"$f":"IFERROR(IF(OR(F74=\"\",'Historical scenario - input'!$D59=\"\"),\"\",F74/'Historical scenario - input'!$D59),\"\")","v":""},{"$f":"IFERROR(IF(OR(G74=\"\",'Historical scenario - input'!$D59=\"\"),\"\",G74/'Historical scenario - input'!$D59),\"\")","v":""},{"$f":"IFERROR(IF(OR(H74=\"\",'Historical scenario - input'!$D59=\"\"),\"\",H74/'Historical scenario - input'!$D59),\"\")","v":""},{"$f":"IFERROR(IF(OR(I74=\"\",'Historical scenario - input'!$D59=\"\"),\"\",I74/'Historical scenario - input'!$D59),\"\")","v":""},{"$f":"IFERROR(IF(OR(J74=\"\",'Historical scenario - input'!$D59=\"\"),\"\",J74/'Historical scenario - input'!$D59),\"\")","v":""},{"$f":"IFERROR(IF(OR(K74=\"\",'Historical scenario - input'!$D59=\"\"),\"\",K74/'Historical scenario - input'!$D59),\"\")","v":""},{"$f":"IFERROR(IF(OR(L74=\"\",'Historical scenario - input'!$D59=\"\"),\"\",L74/'Historical scenario - input'!$D59),\"\")","v":""},{"$f":"IFERROR(IF(OR(M74=\"\",'Historical scenario - input'!$D59=\"\"),\"\",M74/'Historical scenario - input'!$D59),\"\")","v":""},{"$f":"IFERROR(IF(OR(N74=\"\",'Historical scenario - input'!$D59=\"\"),\"\",N74/'Historical scenario - input'!$D59),\"\")","v":""},{"$f":"IFERROR(IF(OR(O74=\"\",'Historical scenario - input'!$D59=\"\"),\"\",O74/'Historical scenario - input'!$D59),\"\")","v":""},{"$f":"IFERROR(IF(OR(P74=\"\",'Historical scenario - input'!$D59=\"\"),\"\",P74/'Historical scenario - input'!$D59),\"\")","v":""},{"$f":"IFERROR(IF(OR(Q74=\"\",'Historical scenario - input'!$D59=\"\"),\"\",Q74/'Historical scenario - input'!$D59),\"\")","v":""},{"$f":"IFERROR(IF(OR(R74=\"\",'Historical scenario - input'!$D59=\"\"),\"\",R74/'Historical scenario - input'!$D59),\"\")","v":""},{"$f":"IFERROR(IF(OR(S74=\"\",'Historical scenario - input'!$D59=\"\"),\"\",S74/'Historical scenario - input'!$D59),\"\")","v":""},{"$f":"IFERROR(IF(OR(T74=\"\",'Historical scenario - input'!$D59=\"\"),\"\",T74/'Historical scenario - input'!$D59),\"\")","v":""},{"$f":"IFERROR(IF(OR(U74=\"\",'Historical scenario - input'!$D59=\"\"),\"\",U74/'Historical scenario - input'!$D59),\"\")","v":""},{"$f":"IFERROR(IF(OR(V74=\"\",'Historical scenario - input'!$D59=\"\"),\"\",V74/'Historical scenario - input'!$D59),\"\")","v":""},{"$f":"IFERROR(IF(OR(W74=\"\",'Historical scenario - input'!$D59=\"\"),\"\",W74/'Historical scenario - input'!$D59),\"\")","v":""}]
[{"$f":"IFERROR('Historical scenario - input'!A60,\"\")","v":""},{"$f":"IFERROR('Historical scenario - input'!B60,\"\")","v":0},{"$f":"IFERROR('Historical scenario - input'!C60,\"\")","v":0},{"$f":"IFERROR(repcalc('Historical scenario - input'!$CV60:$GH60,'Historical scenario - input'!$G60,'Historical scenario - input'!$E60,'Historical scenario - input'!$F60,20,TRUE,TRUE),\"\")","v":""},"","","","","","","","","","","","","","","","","","","",{"$f":"IFERROR(IF(OR(D75=\"\",'Historical scenario - input'!$D60=\"\"),\"\",D75/'Historical scenario - input'!$D60),\"\")","v":""},{"$f":"IFERROR(IF(OR(E75=\"\",'Historical scenario - input'!$D60=\"\"),\"\",E75/'Historical scenario - input'!$D60),\"\")","v":""},{"$f":"IFERROR(IF(OR(F75=\"\",'Historical scenario - input'!$D60=\"\"),\"\",F75/'Historical scenario - input'!$D60),\"\")","v":""},{"$f":"IFERROR(IF(OR(G75=\"\",'Historical scenario - input'!$D60=\"\"),\"\",G75/'Historical scenario - input'!$D60),\"\")","v":""},{"$f":"IFERROR(IF(OR(H75=\"\",'Historical scenario - input'!$D60=\"\"),\"\",H75/'Historical scenario - input'!$D60),\"\")","v":""},{"$f":"IFERROR(IF(OR(I75=\"\",'Historical scenario - input'!$D60=\"\"),\"\",I75/'Historical scenario - input'!$D60),\"\")","v":""},{"$f":"IFERROR(IF(OR(J75=\"\",'Historical scenario - input'!$D60=\"\"),\"\",J75/'Historical scenario - input'!$D60),\"\")","v":""},{"$f":"IFERROR(IF(OR(K75=\"\",'Historical scenario - input'!$D60=\"\"),\"\",K75/'Historical scenario - input'!$D60),\"\")","v":""},{"$f":"IFERROR(IF(OR(L75=\"\",'Historical scenario - input'!$D60=\"\"),\"\",L75/'Historical scenario - input'!$D60),\"\")","v":""},{"$f":"IFERROR(IF(OR(M75=\"\",'Historical scenario - input'!$D60=\"\"),\"\",M75/'Historical scenario - input'!$D60),\"\")","v":""},{"$f":"IFERROR(IF(OR(N75=\"\",'Historical scenario - input'!$D60=\"\"),\"\",N75/'Historical scenario - input'!$D60),\"\")","v":""},{"$f":"IFERROR(IF(OR(O75=\"\",'Historical scenario - input'!$D60=\"\"),\"\",O75/'Historical scenario - input'!$D60),\"\")","v":""},{"$f":"IFERROR(IF(OR(P75=\"\",'Historical scenario - input'!$D60=\"\"),\"\",P75/'Historical scenario - input'!$D60),\"\")","v":""},{"$f":"IFERROR(IF(OR(Q75=\"\",'Historical scenario - input'!$D60=\"\"),\"\",Q75/'Historical scenario - input'!$D60),\"\")","v":""},{"$f":"IFERROR(IF(OR(R75=\"\",'Historical scenario - input'!$D60=\"\"),\"\",R75/'Historical scenario - input'!$D60),\"\")","v":""},{"$f":"IFERROR(IF(OR(S75=\"\",'Historical scenario - input'!$D60=\"\"),\"\",S75/'Historical scenario - input'!$D60),\"\")","v":""},{"$f":"IFERROR(IF(OR(T75=\"\",'Historical scenario - input'!$D60=\"\"),\"\",T75/'Historical scenario - input'!$D60),\"\")","v":""},{"$f":"IFERROR(IF(OR(U75=\"\",'Historical scenario - input'!$D60=\"\"),\"\",U75/'Historical scenario - input'!$D60),\"\")","v":""},{"$f":"IFERROR(IF(OR(V75=\"\",'Historical scenario - input'!$D60=\"\"),\"\",V75/'Historical scenario - input'!$D60),\"\")","v":""},{"$f":"IFERROR(IF(OR(W75=\"\",'Historical scenario - input'!$D60=\"\"),\"\",W75/'Historical scenario - input'!$D60),\"\")","v":""}]
[{"$f":"IFERROR('Historical scenario - input'!A61,\"\")","v":""},{"$f":"IFERROR('Historical scenario - input'!B61,\"\")","v":0},{"$f":"IFERROR('Historical scenario - input'!C61,\"\")","v":0},{"$f":"IFERROR(repcalc('Historical scenario - input'!$CV61:$GH61,'Historical scenario - input'!$G61,'Historical scenario - input'!$E61,'Historical scenario - input'!$F61,20,TRUE,TRUE),\"\")","v":""},"","","","","","","","","","","","","","","","","","","",{"$f":"IFERROR(IF(OR(D76=\"\",'Historical scenario - input'!$D61=\"\"),\"\",D76/'Historical scenario - input'!$D61),\"\")","v":""},{"$f":"IFERROR(IF(OR(E76=\"\",'Historical scenario - input'!$D61=\"\"),\"\",E76/'Historical scenario - input'!$D61),\"\")","v":""},{"$f":"IFERROR(IF(OR(F76=\"\",'Historical scenario - input'!$D61=\"\"),\"\",F76/'Historical scenario - input'!$D61),\"\")","v":""},{"$f":"IFERROR(IF(OR(G76=\"\",'Historical scenario - input'!$D61=\"\"),\"\",G76/'Historical scenario - input'!$D61),\"\")","v":""},{"$f":"IFERROR(IF(OR(H76=\"\",'Historical scenario - input'!$D61=\"\"),\"\",H76/'Historical scenario - input'!$D61),\"\")","v":""},{"$f":"IFERROR(IF(OR(I76=\"\",'Historical scenario - input'!$D61=\"\"),\"\",I76/'Historical scenario - input'!$D61),\"\")","v":""},{"$f":"IFERROR(IF(OR(J76=\"\",'Historical scenario - input'!$D61=\"\"),\"\",J76/'Historical scenario - input'!$D61),\"\")","v":""},{"$f":"IFERROR(IF(OR(K76=\"\",'Historical scenario - input'!$D61=\"\"),\"\",K76/'Historical scenario - input'!$D61),\"\")","v":""},{"$f":"IFERROR(IF(OR(L76=\"\",'Historical scenario - input'!$D61=\"\"),\"\",L76/'Historical scenario - input'!$D61),\"\")","v":""},{"$f":"IFERROR(IF(OR(M76=\"\",'Historical scenario - input'!$D61=\"\"),\"\",M76/'Historical scenario - input'!$D61),\"\")","v":""},{"$f":"IFERROR(IF(OR(N76=\"\",'Historical scenario - input'!$D61=\"\"),\"\",N76/'Historical scenario - input'!$D61),\"\")","v":""},{"$f":"IFERROR(IF(OR(O76=\"\",'Historical scenario - input'!$D61=\"\"),\"\",O76/'Historical scenario - input'!$D61),\"\")","v":""},{"$f":"IFERROR(IF(OR(P76=\"\",'Historical scenario - input'!$D61=\"\"),\"\",P76/'Historical scenario - input'!$D61),\"\")","v":""},{"$f":"IFERROR(IF(OR(Q76=\"\",'Historical scenario - input'!$D61=\"\"),\"\",Q76/'Historical scenario - input'!$D61),\"\")","v":""},{"$f":"IFERROR(IF(OR(R76=\"\",'Historical scenario - input'!$D61=\"\"),\"\",R76/'Historical scenario - input'!$D61),\"\")","v":""},{"$f":"IFERROR(IF(OR(S76=\"\",'Historical scenario - input'!$D61=\"\"),\"\",S76/'Historical scenario - input'!$D61),\"\")","v":""},{"$f":"IFERROR(IF(OR(T76=\"\",'Historical scenario - input'!$D61=\"\"),\"\",T76/'Historical scenario - input'!$D61),\"\")","v":""},{"$f":"IFERROR(IF(OR(U76=\"\",'Historical scenario - input'!$D61=\"\"),\"\",U76/'Historical scenario - input'!$D61),\"\")","v":""},{"$f":"IFERROR(IF(OR(V76=\"\",'Historical scenario - input'!$D61=\"\"),\"\",V76/'Historical scenario - input'!$D61),\"\")","v":""},{"$f":"IFERROR(IF(OR(W76=\"\",'Historical scenario - input'!$D61=\"\"),\"\",W76/'Historical scenario - input'!$D61),\"\")","v":""}]
[{"$f":"IFERROR('Historical scenario - input'!A62,\"\")","v":""},{"$f":"IFERROR('Historical scenario - input'!B62,\"\")","v":0},{"$f":"IFERROR('Historical scenario - input'!C62,\"\")","v":0},{"$f":"IFERROR(repcalc('Historical scenario - input'!$CV62:$GH62,'Historical scenario - input'!$G62,'Historical scenario - input'!$E62,'Historical scenario - input'!$F62,20,TRUE,TRUE),\"\")","v":""},"","","","","","","","","","","","","","","","","","","",{"$f":"IFERROR(IF(OR(D77=\"\",'Historical scenario - input'!$D62=\"\"),\"\",D77/'Historical scenario - input'!$D62),\"\")","v":""},{"$f":"IFERROR(IF(OR(E77=\"\",'Historical scenario - input'!$D62=\"\"),\"\",E77/'Historical scenario - input'!$D62),\"\")","v":""},{"$f":"IFERROR(IF(OR(F77=\"\",'Historical scenario - input'!$D62=\"\"),\"\",F77/'Historical scenario - input'!$D62),\"\")","v":""},{"$f":"IFERROR(IF(OR(G77=\"\",'Historical scenario - input'!$D62=\"\"),\"\",G77/'Historical scenario - input'!$D62),\"\")","v":""},{"$f":"IFERROR(IF(OR(H77=\"\",'Historical scenario - input'!$D62=\"\"),\"\",H77/'Historical scenario - input'!$D62),\"\")","v":""},{"$f":"IFERROR(IF(OR(I77=\"\",'Historical scenario - input'!$D62=\"\"),\"\",I77/'Historical scenario - input'!$D62),\"\")","v":""},{"$f":"IFERROR(IF(OR(J77=\"\",'Historical scenario - input'!$D62=\"\"),\"\",J77/'Historical scenario - input'!$D62),\"\")","v":""},{"$f":"IFERROR(IF(OR(K77=\"\",'Historical scenario - input'!$D62=\"\"),\"\",K77/'Historical scenario - input'!$D62),\"\")","v":""},{"$f":"IFERROR(IF(OR(L77=\"\",'Historical scenario - input'!$D62=\"\"),\"\",L77/'Historical scenario - input'!$D62),\"\")","v":""},{"$f":"IFERROR(IF(OR(M77=\"\",'Historical scenario - input'!$D62=\"\"),\"\",M77/'Historical scenario - input'!$D62),\"\")","v":""},{"$f":"IFERROR(IF(OR(N77=\"\",'Historical scenario - input'!$D62=\"\"),\"\",N77/'Historical scenario - input'!$D62),\"\")","v":""},{"$f":"IFERROR(IF(OR(O77=\"\",'Historical scenario - input'!$D62=\"\"),\"\",O77/'Historical scenario - input'!$D62),\"\")","v":""},{"$f":"IFERROR(IF(OR(P77=\"\",'Historical scenario - input'!$D62=\"\"),\"\",P77/'Historical scenario - input'!$D62),\"\")","v":""},{"$f":"IFERROR(IF(OR(Q77=\"\",'Historical scenario - input'!$D62=\"\"),\"\",Q77/'Historical scenario - input'!$D62),\"\")","v":""},{"$f":"IFERROR(IF(OR(R77=\"\",'Historical scenario - input'!$D62=\"\"),\"\",R77/'Historical scenario - input'!$D62),\"\")","v":""},{"$f":"IFERROR(IF(OR(S77=\"\",'Historical scenario - input'!$D62=\"\"),\"\",S77/'Historical scenario - input'!$D62),\"\")","v":""},{"$f":"IFERROR(IF(OR(T77=\"\",'Historical scenario - input'!$D62=\"\"),\"\",T77/'Historical scenario - input'!$D62),\"\")","v":""},{"$f":"IFERROR(IF(OR(U77=\"\",'Historical scenario - input'!$D62=\"\"),\"\",U77/'Historical scenario - input'!$D62),\"\")","v":""},{"$f":"IFERROR(IF(OR(V77=\"\",'Historical scenario - input'!$D62=\"\"),\"\",V77/'Historical scenario - input'!$D62),\"\")","v":""},{"$f":"IFERROR(IF(OR(W77=\"\",'Historical scenario - input'!$D62=\"\"),\"\",W77/'Historical scenario - input'!$D62),\"\")","v":""}]
[{"$f":"IFERROR('Historical scenario - input'!A63,\"\")","v":""},{"$f":"IFERROR('Historical scenario - input'!B63,\"\")","v":0},{"$f":"IFERROR('Historical scenario - input'!C63,\"\")","v":0},{"$f":"IFERROR(repcalc('Historical scenario - input'!$CV63:$GH63,'Historical scenario - input'!$G63,'Historical scenario - input'!$E63,'Historical scenario - input'!$F63,20,TRUE,TRUE),\"\")","v":""},"","","","","","","","","","","","","","","","","","","",{"$f":"IFERROR(IF(OR(D78=\"\",'Historical scenario - input'!$D63=\"\"),\"\",D78/'Historical scenario - input'!$D63),\"\")","v":""},{"$f":"IFERROR(IF(OR(E78=\"\",'Historical scenario - input'!$D63=\"\"),\"\",E78/'Historical scenario - input'!$D63),\"\")","v":""},{"$f":"IFERROR(IF(OR(F78=\"\",'Historical scenario - input'!$D63=\"\"),\"\",F78/'Historical scenario - input'!$D63),\"\")","v":""},{"$f":"IFERROR(IF(OR(G78=\"\",'Historical scenario - input'!$D63=\"\"),\"\",G78/'Historical scenario - input'!$D63),\"\")","v":""},{"$f":"IFERROR(IF(OR(H78=\"\",'Historical scenario - input'!$D63=\"\"),\"\",H78/'Historical scenario - input'!$D63),\"\")","v":""},{"$f":"IFERROR(IF(OR(I78=\"\",'Historical scenario - input'!$D63=\"\"),\"\",I78/'Historical scenario - input'!$D63),\"\")","v":""},{"$f":"IFERROR(IF(OR(J78=\"\",'Historical scenario - input'!$D63=\"\"),\"\",J78/'Historical scenario - input'!$D63),\"\")","v":""},{"$f":"IFERROR(IF(OR(K78=\"\",'Historical scenario - input'!$D63=\"\"),\"\",K78/'Historical scenario - input'!$D63),\"\")","v":""},{"$f":"IFERROR(IF(OR(L78=\"\",'Historical scenario - input'!$D63=\"\"),\"\",L78/'Historical scenario - input'!$D63),\"\")","v":""},{"$f":"IFERROR(IF(OR(M78=\"\",'Historical scenario - input'!$D63=\"\"),\"\",M78/'Historical scenario - input'!$D63),\"\")","v":""},{"$f":"IFERROR(IF(OR(N78=\"\",'Historical scenario - input'!$D63=\"\"),\"\",N78/'Historical scenario - input'!$D63),\"\")","v":""},{"$f":"IFERROR(IF(OR(O78=\"\",'Historical scenario - input'!$D63=\"\"),\"\",O78/'Historical scenario - input'!$D63),\"\")","v":""},{"$f":"IFERROR(IF(OR(P78=\"\",'Historical scenario - input'!$D63=\"\"),\"\",P78/'Historical scenario - input'!$D63),\"\")","v":""},{"$f":"IFERROR(IF(OR(Q78=\"\",'Historical scenario - input'!$D63=\"\"),\"\",Q78/'Historical scenario - input'!$D63),\"\")","v":""},{"$f":"IFERROR(IF(OR(R78=\"\",'Historical scenario - input'!$D63=\"\"),\"\",R78/'Historical scenario - input'!$D63),\"\")","v":""},{"$f":"IFERROR(IF(OR(S78=\"\",'Historical scenario - input'!$D63=\"\"),\"\",S78/'Historical scenario - input'!$D63),\"\")","v":""},{"$f":"IFERROR(IF(OR(T78=\"\",'Historical scenario - input'!$D63=\"\"),\"\",T78/'Historical scenario - input'!$D63),\"\")","v":""},{"$f":"IFERROR(IF(OR(U78=\"\",'Historical scenario - input'!$D63=\"\"),\"\",U78/'Historical scenario - input'!$D63),\"\")","v":""},{"$f":"IFERROR(IF(OR(V78=\"\",'Historical scenario - input'!$D63=\"\"),\"\",V78/'Historical scenario - input'!$D63),\"\")","v":""},{"$f":"IFERROR(IF(OR(W78=\"\",'Historical scenario - input'!$D63=\"\"),\"\",W78/'Historical scenario - input'!$D63),\"\")","v":""}]
[{"$f":"IFERROR('Historical scenario - input'!A64,\"\")","v":""},{"$f":"IFERROR('Historical scenario - input'!B64,\"\")","v":0},{"$f":"IFERROR('Historical scenario - input'!C64,\"\")","v":0},{"$f":"IFERROR(repcalc('Historical scenario - input'!$CV64:$GH64,'Historical scenario - input'!$G64,'Historical scenario - input'!$E64,'Historical scenario - input'!$F64,20,TRUE,TRUE),\"\")","v":""},"","","","","","","","","","","","","","","","","","","",{"$f":"IFERROR(IF(OR(D79=\"\",'Historical scenario - input'!$D64=\"\"),\"\",D79/'Historical scenario - input'!$D64),\"\")","v":""},{"$f":"IFERROR(IF(OR(E79=\"\",'Historical scenario - input'!$D64=\"\"),\"\",E79/'Historical scenario - input'!$D64),\"\")","v":""},{"$f":"IFERROR(IF(OR(F79=\"\",'Historical scenario - input'!$D64=\"\"),\"\",F79/'Historical scenario - input'!$D64),\"\")","v":""},{"$f":"IFERROR(IF(OR(G79=\"\",'Historical scenario - input'!$D64=\"\"),\"\",G79/'Historical scenario - input'!$D64),\"\")","v":""},{"$f":"IFERROR(IF(OR(H79=\"\",'Historical scenario - input'!$D64=\"\"),\"\",H79/'Historical scenario - input'!$D64),\"\")","v":""},{"$f":"IFERROR(IF(OR(I79=\"\",'Historical scenario - input'!$D64=\"\"),\"\",I79/'Historical scenario - input'!$D64),\"\")","v":""},{"$f":"IFERROR(IF(OR(J79=\"\",'Historical scenario - input'!$D64=\"\"),\"\",J79/'Historical scenario - input'!$D64),\"\")","v":""},{"$f":"IFERROR(IF(OR(K79=\"\",'Historical scenario - input'!$D64=\"\"),\"\",K79/'Historical scenario - input'!$D64),\"\")","v":""},{"$f":"IFERROR(IF(OR(L79=\"\",'Historical scenario - input'!$D64=\"\"),\"\",L79/'Historical scenario - input'!$D64),\"\")","v":""},{"$f":"IFERROR(IF(OR(M79=\"\",'Historical scenario - input'!$D64=\"\"),\"\",M79/'Historical scenario - input'!$D64),\"\")","v":""},{"$f":"IFERROR(IF(OR(N79=\"\",'Historical scenario - input'!$D64=\"\"),\"\",N79/'Historical scenario - input'!$D64),\"\")","v":""},{"$f":"IFERROR(IF(OR(O79=\"\",'Historical scenario - input'!$D64=\"\"),\"\",O79/'Historical scenario - input'!$D64),\"\")","v":""},{"$f":"IFERROR(IF(OR(P79=\"\",'Historical scenario - input'!$D64=\"\"),\"\",P79/'Historical scenario - input'!$D64),\"\")","v":""},{"$f":"IFERROR(IF(OR(Q79=\"\",'Historical scenario - input'!$D64=\"\"),\"\",Q79/'Historical scenario - input'!$D64),\"\")","v":""},{"$f":"IFERROR(IF(OR(R79=\"\",'Historical scenario - input'!$D64=\"\"),\"\",R79/'Historical scenario - input'!$D64),\"\")","v":""},{"$f":"IFERROR(IF(OR(S79=\"\",'Historical scenario - input'!$D64=\"\"),\"\",S79/'Historical scenario - input'!$D64),\"\")","v":""},{"$f":"IFERROR(IF(OR(T79=\"\",'Historical scenario - input'!$D64=\"\"),\"\",T79/'Historical scenario - input'!$D64),\"\")","v":""},{"$f":"IFERROR(IF(OR(U79=\"\",'Historical scenario - input'!$D64=\"\"),\"\",U79/'Historical scenario - input'!$D64),\"\")","v":""},{"$f":"IFERROR(IF(OR(V79=\"\",'Historical scenario - input'!$D64=\"\"),\"\",V79/'Historical scenario - input'!$D64),\"\")","v":""},{"$f":"IFERROR(IF(OR(W79=\"\",'Historical scenario - input'!$D64=\"\"),\"\",W79/'Historical scenario - input'!$D64),\"\")","v":""}]
[{"$f":"IFERROR('Historical scenario - input'!A65,\"\")","v":""},{"$f":"IFERROR('Historical scenario - input'!B65,\"\")","v":0},{"$f":"IFERROR('Historical scenario - input'!C65,\"\")","v":0},{"$f":"IFERROR(repcalc('Historical scenario - input'!$CV65:$GH65,'Historical scenario - input'!$G65,'Historical scenario - input'!$E65,'Historical scenario - input'!$F65,20,TRUE,TRUE),\"\")","v":""},"","","","","","","","","","","","","","","","","","","",{"$f":"IFERROR(IF(OR(D80=\"\",'Historical scenario - input'!$D65=\"\"),\"\",D80/'Historical scenario - input'!$D65),\"\")","v":""},{"$f":"IFERROR(IF(OR(E80=\"\",'Historical scenario - input'!$D65=\"\"),\"\",E80/'Historical scenario - input'!$D65),\"\")","v":""},{"$f":"IFERROR(IF(OR(F80=\"\",'Historical scenario - input'!$D65=\"\"),\"\",F80/'Historical scenario - input'!$D65),\"\")","v":""},{"$f":"IFERROR(IF(OR(G80=\"\",'Historical scenario - input'!$D65=\"\"),\"\",G80/'Historical scenario - input'!$D65),\"\")","v":""},{"$f":"IFERROR(IF(OR(H80=\"\",'Historical scenario - input'!$D65=\"\"),\"\",H80/'Historical scenario - input'!$D65),\"\")","v":""},{"$f":"IFERROR(IF(OR(I80=\"\",'Historical scenario - input'!$D65=\"\"),\"\",I80/'Historical scenario - input'!$D65),\"\")","v":""},{"$f":"IFERROR(IF(OR(J80=\"\",'Historical scenario - input'!$D65=\"\"),\"\",J80/'Historical scenario - input'!$D65),\"\")","v":""},{"$f":"IFERROR(IF(OR(K80=\"\",'Historical scenario - input'!$D65=\"\"),\"\",K80/'Historical scenario - input'!$D65),\"\")","v":""},{"$f":"IFERROR(IF(OR(L80=\"\",'Historical scenario - input'!$D65=\"\"),\"\",L80/'Historical scenario - input'!$D65),\"\")","v":""},{"$f":"IFERROR(IF(OR(M80=\"\",'Historical scenario - input'!$D65=\"\"),\"\",M80/'Historical scenario - input'!$D65),\"\")","v":""},{"$f":"IFERROR(IF(OR(N80=\"\",'Historical scenario - input'!$D65=\"\"),\"\",N80/'Historical scenario - input'!$D65),\"\")","v":""},{"$f":"IFERROR(IF(OR(O80=\"\",'Historical scenario - input'!$D65=\"\"),\"\",O80/'Historical scenario - input'!$D65),\"\")","v":""},{"$f":"IFERROR(IF(OR(P80=\"\",'Historical scenario - input'!$D65=\"\"),\"\",P80/'Historical scenario - input'!$D65),\"\")","v":""},{"$f":"IFERROR(IF(OR(Q80=\"\",'Historical scenario - input'!$D65=\"\"),\"\",Q80/'Historical scenario - input'!$D65),\"\")","v":""},{"$f":"IFERROR(IF(OR(R80=\"\",'Historical scenario - input'!$D65=\"\"),\"\",R80/'Historical scenario - input'!$D65),\"\")","v":""},{"$f":"IFERROR(IF(OR(S80=\"\",'Historical scenario - input'!$D65=\"\"),\"\",S80/'Historical scenario - input'!$D65),\"\")","v":""},{"$f":"IFERROR(IF(OR(T80=\"\",'Historical scenario - input'!$D65=\"\"),\"\",T80/'Historical scenario - input'!$D65),\"\")","v":""},{"$f":"IFERROR(IF(OR(U80=\"\",'Historical scenario - input'!$D65=\"\"),\"\",U80/'Historical scenario - input'!$D65),\"\")","v":""},{"$f":"IFERROR(IF(OR(V80=\"\",'Historical scenario - input'!$D65=\"\"),\"\",V80/'Historical scenario - input'!$D65),\"\")","v":""},{"$f":"IFERROR(IF(OR(W80=\"\",'Historical scenario - input'!$D65=\"\"),\"\",W80/'Historical scenario - input'!$D65),\"\")","v":""}]
[{"$f":"IFERROR('Historical scenario - input'!A66,\"\")","v":""},{"$f":"IFERROR('Historical scenario - input'!B66,\"\")","v":0},{"$f":"IFERROR('Historical scenario - input'!C66,\"\")","v":0},{"$f":"IFERROR(repcalc('Historical scenario - input'!$CV66:$GH66,'Historical scenario - input'!$G66,'Historical scenario - input'!$E66,'Historical scenario - input'!$F66,20,TRUE,TRUE),\"\")","v":""},"","","","","","","","","","","","","","","","","","","",{"$f":"IFERROR(IF(OR(D81=\"\",'Historical scenario - input'!$D66=\"\"),\"\",D81/'Historical scenario - input'!$D66),\"\")","v":""},{"$f":"IFERROR(IF(OR(E81=\"\",'Historical scenario - input'!$D66=\"\"),\"\",E81/'Historical scenario - input'!$D66),\"\")","v":""},{"$f":"IFERROR(IF(OR(F81=\"\",'Historical scenario - input'!$D66=\"\"),\"\",F81/'Historical scenario - input'!$D66),\"\")","v":""},{"$f":"IFERROR(IF(OR(G81=\"\",'Historical scenario - input'!$D66=\"\"),\"\",G81/'Historical scenario - input'!$D66),\"\")","v":""},{"$f":"IFERROR(IF(OR(H81=\"\",'Historical scenario - input'!$D66=\"\"),\"\",H81/'Historical scenario - input'!$D66),\"\")","v":""},{"$f":"IFERROR(IF(OR(I81=\"\",'Historical scenario - input'!$D66=\"\"),\"\",I81/'Historical scenario - input'!$D66),\"\")","v":""},{"$f":"IFERROR(IF(OR(J81=\"\",'Historical scenario - input'!$D66=\"\"),\"\",J81/'Historical scenario - input'!$D66),\"\")","v":""},{"$f":"IFERROR(IF(OR(K81=\"\",'Historical scenario - input'!$D66=\"\"),\"\",K81/'Historical scenario - input'!$D66),\"\")","v":""},{"$f":"IFERROR(IF(OR(L81=\"\",'Historical scenario - input'!$D66=\"\"),\"\",L81/'Historical scenario - input'!$D66),\"\")","v":""},{"$f":"IFERROR(IF(OR(M81=\"\",'Historical scenario - input'!$D66=\"\"),\"\",M81/'Historical scenario - input'!$D66),\"\")","v":""},{"$f":"IFERROR(IF(OR(N81=\"\",'Historical scenario - input'!$D66=\"\"),\"\",N81/'Historical scenario - input'!$D66),\"\")","v":""},{"$f":"IFERROR(IF(OR(O81=\"\",'Historical scenario - input'!$D66=\"\"),\"\",O81/'Historical scenario - input'!$D66),\"\")","v":""},{"$f":"IFERROR(IF(OR(P81=\"\",'Historical scenario - input'!$D66=\"\"),\"\",P81/'Historical scenario - input'!$D66),\"\")","v":""},{"$f":"IFERROR(IF(OR(Q81=\"\",'Historical scenario - input'!$D66=\"\"),\"\",Q81/'Historical scenario - input'!$D66),\"\")","v":""},{"$f":"IFERROR(IF(OR(R81=\"\",'Historical scenario - input'!$D66=\"\"),\"\",R81/'Historical scenario - input'!$D66),\"\")","v":""},{"$f":"IFERROR(IF(OR(S81=\"\",'Historical scenario - input'!$D66=\"\"),\"\",S81/'Historical scenario - input'!$D66),\"\")","v":""},{"$f":"IFERROR(IF(OR(T81=\"\",'Historical scenario - input'!$D66=\"\"),\"\",T81/'Historical scenario - input'!$D66),\"\")","v":""},{"$f":"IFERROR(IF(OR(U81=\"\",'Historical scenario - input'!$D66=\"\"),\"\",U81/'Historical scenario - input'!$D66),\"\")","v":""},{"$f":"IFERROR(IF(OR(V81=\"\",'Historical scenario - input'!$D66=\"\"),\"\",V81/'Historical scenario - input'!$D66),\"\")","v":""},{"$f":"IFERROR(IF(OR(W81=\"\",'Historical scenario - input'!$D66=\"\"),\"\",W81/'Historical scenario - input'!$D66),\"\")","v":""}]
[{"$f":"IFERROR('Historical scenario - input'!A67,\"\")","v":""},{"$f":"IFERROR('Historical scenario - input'!B67,\"\")","v":0},{"$f":"IFERROR('Historical scenario - input'!C67,\"\")","v":0},{"$f":"IFERROR(repcalc('Historical scenario - input'!$CV67:$GH67,'Historical scenario - input'!$G67,'Historical scenario - input'!$E67,'Historical scenario - input'!$F67,20,TRUE,TRUE),\"\")","v":""},"","","","","","","","","","","","","","","","","","","",{"$f":"IFERROR(IF(OR(D82=\"\",'Historical scenario - input'!$D67=\"\"),\"\",D82/'Historical scenario - input'!$D67),\"\")","v":""},{"$f":"IFERROR(IF(OR(E82=\"\",'Historical scenario - input'!$D67=\"\"),\"\",E82/'Historical scenario - input'!$D67),\"\")","v":""},{"$f":"IFERROR(IF(OR(F82=\"\",'Historical scenario - input'!$D67=\"\"),\"\",F82/'Historical scenario - input'!$D67),\"\")","v":""},{"$f":"IFERROR(IF(OR(G82=\"\",'Historical scenario - input'!$D67=\"\"),\"\",G82/'Historical scenario - input'!$D67),\"\")","v":""},{"$f":"IFERROR(IF(OR(H82=\"\",'Historical scenario - input'!$D67=\"\"),\"\",H82/'Historical scenario - input'!$D67),\"\")","v":""},{"$f":"IFERROR(IF(OR(I82=\"\",'Historical scenario - input'!$D67=\"\"),\"\",I82/'Historical scenario - input'!$D67),\"\")","v":""},{"$f":"IFERROR(IF(OR(J82=\"\",'Historical scenario - input'!$D67=\"\"),\"\",J82/'Historical scenario - input'!$D67),\"\")","v":""},{"$f":"IFERROR(IF(OR(K82=\"\",'Historical scenario - input'!$D67=\"\"),\"\",K82/'Historical scenario - input'!$D67),\"\")","v":""},{"$f":"IFERROR(IF(OR(L82=\"\",'Historical scenario - input'!$D67=\"\"),\"\",L82/'Historical scenario - input'!$D67),\"\")","v":""},{"$f":"IFERROR(IF(OR(M82=\"\",'Historical scenario - input'!$D67=\"\"),\"\",M82/'Historical scenario - input'!$D67),\"\")","v":""},{"$f":"IFERROR(IF(OR(N82=\"\",'Historical scenario - input'!$D67=\"\"),\"\",N82/'Historical scenario - input'!$D67),\"\")","v":""},{"$f":"IFERROR(IF(OR(O82=\"\",'Historical scenario - input'!$D67=\"\"),\"\",O82/'Historical scenario - input'!$D67),\"\")","v":""},{"$f":"IFERROR(IF(OR(P82=\"\",'Historical scenario - input'!$D67=\"\"),\"\",P82/'Historical scenario - input'!$D67),\"\")","v":""},{"$f":"IFERROR(IF(OR(Q82=\"\",'Historical scenario - input'!$D67=\"\"),\"\",Q82/'Historical scenario - input'!$D67),\"\")","v":""},{"$f":"IFERROR(IF(OR(R82=\"\",'Historical scenario - input'!$D67=\"\"),\"\",R82/'Historical scenario - input'!$D67),\"\")","v":""},{"$f":"IFERROR(IF(OR(S82=\"\",'Historical scenario - input'!$D67=\"\"),\"\",S82/'Historical scenario - input'!$D67),\"\")","v":""},{"$f":"IFERROR(IF(OR(T82=\"\",'Historical scenario - input'!$D67=\"\"),\"\",T82/'Historical scenario - input'!$D67),\"\")","v":""},{"$f":"IFERROR(IF(OR(U82=\"\",'Historical scenario - input'!$D67=\"\"),\"\",U82/'Historical scenario - input'!$D67),\"\")","v":""},{"$f":"IFERROR(IF(OR(V82=\"\",'Historical scenario - input'!$D67=\"\"),\"\",V82/'Historical scenario - input'!$D67),\"\")","v":""},{"$f":"IFERROR(IF(OR(W82=\"\",'Historical scenario - input'!$D67=\"\"),\"\",W82/'Historical scenario - input'!$D67),\"\")","v":""}]
[{"$f":"IFERROR('Historical scenario - input'!A68,\"\")","v":""},{"$f":"IFERROR('Historical scenario - input'!B68,\"\")","v":0},{"$f":"IFERROR('Historical scenario - input'!C68,\"\")","v":0},{"$f":"IFERROR(repcalc('Historical scenario - input'!$CV68:$GH68,'Historical scenario - input'!$G68,'Historical scenario - input'!$E68,'Historical scenario - input'!$F68,20,TRUE,TRUE),\"\")","v":""},"","","","","","","","","","","","","","","","","","","",{"$f":"IFERROR(IF(OR(D83=\"\",'Historical scenario - input'!$D68=\"\"),\"\",D83/'Historical scenario - input'!$D68),\"\")","v":""},{"$f":"IFERROR(IF(OR(E83=\"\",'Historical scenario - input'!$D68=\"\"),\"\",E83/'Historical scenario - input'!$D68),\"\")","v":""},{"$f":"IFERROR(IF(OR(F83=\"\",'Historical scenario - input'!$D68=\"\"),\"\",F83/'Historical scenario - input'!$D68),\"\")","v":""},{"$f":"IFERROR(IF(OR(G83=\"\",'Historical scenario - input'!$D68=\"\"),\"\",G83/'Historical scenario - input'!$D68),\"\")","v":""},{"$f":"IFERROR(IF(OR(H83=\"\",'Historical scenario - input'!$D68=\"\"),\"\",H83/'Historical scenario - input'!$D68),\"\")","v":""},{"$f":"IFERROR(IF(OR(I83=\"\",'Historical scenario - input'!$D68=\"\"),\"\",I83/'Historical scenario - input'!$D68),\"\")","v":""},{"$f":"IFERROR(IF(OR(J83=\"\",'Historical scenario - input'!$D68=\"\"),\"\",J83/'Historical scenario - input'!$D68),\"\")","v":""},{"$f":"IFERROR(IF(OR(K83=\"\",'Historical scenario - input'!$D68=\"\"),\"\",K83/'Historical scenario - input'!$D68),\"\")","v":""},{"$f":"IFERROR(IF(OR(L83=\"\",'Historical scenario - input'!$D68=\"\"),\"\",L83/'Historical scenario - input'!$D68),\"\")","v":""},{"$f":"IFERROR(IF(OR(M83=\"\",'Historical scenario - input'!$D68=\"\"),\"\",M83/'Historical scenario - input'!$D68),\"\")","v":""},{"$f":"IFERROR(IF(OR(N83=\"\",'Historical scenario - input'!$D68=\"\"),\"\",N83/'Historical scenario - input'!$D68),\"\")","v":""},{"$f":"IFERROR(IF(OR(O83=\"\",'Historical scenario - input'!$D68=\"\"),\"\",O83/'Historical scenario - input'!$D68),\"\")","v":""},{"$f":"IFERROR(IF(OR(P83=\"\",'Historical scenario - input'!$D68=\"\"),\"\",P83/'Historical scenario - input'!$D68),\"\")","v":""},{"$f":"IFERROR(IF(OR(Q83=\"\",'Historical scenario - input'!$D68=\"\"),\"\",Q83/'Historical scenario - input'!$D68),\"\")","v":""},{"$f":"IFERROR(IF(OR(R83=\"\",'Historical scenario - input'!$D68=\"\"),\"\",R83/'Historical scenario - input'!$D68),\"\")","v":""},{"$f":"IFERROR(IF(OR(S83=\"\",'Historical scenario - input'!$D68=\"\"),\"\",S83/'Historical scenario - input'!$D68),\"\")","v":""},{"$f":"IFERROR(IF(OR(T83=\"\",'Historical scenario - input'!$D68=\"\"),\"\",T83/'Historical scenario - input'!$D68),\"\")","v":""},{"$f":"IFERROR(IF(OR(U83=\"\",'Historical scenario - input'!$D68=\"\"),\"\",U83/'Historical scenario - input'!$D68),\"\")","v":""},{"$f":"IFERROR(IF(OR(V83=\"\",'Historical scenario - input'!$D68=\"\"),\"\",V83/'Historical scenario - input'!$D68),\"\")","v":""},{"$f":"IFERROR(IF(OR(W83=\"\",'Historical scenario - input'!$D68=\"\"),\"\",W83/'Historical scenario - input'!$D68),\"\")","v":""}]
[{"$f":"IFERROR('Historical scenario - input'!A69,\"\")","v":""},{"$f":"IFERROR('Historical scenario - input'!B69,\"\")","v":0},{"$f":"IFERROR('Historical scenario - input'!C69,\"\")","v":0},{"$f":"IFERROR(repcalc('Historical scenario - input'!$CV69:$GH69,'Historical scenario - input'!$G69,'Historical scenario - input'!$E69,'Historical scenario - input'!$F69,20,TRUE,TRUE),\"\")","v":""},"","","","","","","","","","","","","","","","","","","",{"$f":"IFERROR(IF(OR(D84=\"\",'Historical scenario - input'!$D69=\"\"),\"\",D84/'Historical scenario - input'!$D69),\"\")","v":""},{"$f":"IFERROR(IF(OR(E84=\"\",'Historical scenario - input'!$D69=\"\"),\"\",E84/'Historical scenario - input'!$D69),\"\")","v":""},{"$f":"IFERROR(IF(OR(F84=\"\",'Historical scenario - input'!$D69=\"\"),\"\",F84/'Historical scenario - input'!$D69),\"\")","v":""},{"$f":"IFERROR(IF(OR(G84=\"\",'Historical scenario - input'!$D69=\"\"),\"\",G84/'Historical scenario - input'!$D69),\"\")","v":""},{"$f":"IFERROR(IF(OR(H84=\"\",'Historical scenario - input'!$D69=\"\"),\"\",H84/'Historical scenario - input'!$D69),\"\")","v":""},{"$f":"IFERROR(IF(OR(I84=\"\",'Historical scenario - input'!$D69=\"\"),\"\",I84/'Historical scenario - input'!$D69),\"\")","v":""},{"$f":"IFERROR(IF(OR(J84=\"\",'Historical scenario - input'!$D69=\"\"),\"\",J84/'Historical scenario - input'!$D69),\"\")","v":""},{"$f":"IFERROR(IF(OR(K84=\"\",'Historical scenario - input'!$D69=\"\"),\"\",K84/'Historical scenario - input'!$D69),\"\")","v":""},{"$f":"IFERROR(IF(OR(L84=\"\",'Historical scenario - input'!$D69=\"\"),\"\",L84/'Historical scenario - input'!$D69),\"\")","v":""},{"$f":"IFERROR(IF(OR(M84=\"\",'Historical scenario - input'!$D69=\"\"),\"\",M84/'Historical scenario - input'!$D69),\"\")","v":""},{"$f":"IFERROR(IF(OR(N84=\"\",'Historical scenario - input'!$D69=\"\"),\"\",N84/'Historical scenario - input'!$D69),\"\")","v":""},{"$f":"IFERROR(IF(OR(O84=\"\",'Historical scenario - input'!$D69=\"\"),\"\",O84/'Historical scenario - input'!$D69),\"\")","v":""},{"$f":"IFERROR(IF(OR(P84=\"\",'Historical scenario - input'!$D69=\"\"),\"\",P84/'Historical scenario - input'!$D69),\"\")","v":""},{"$f":"IFERROR(IF(OR(Q84=\"\",'Historical scenario - input'!$D69=\"\"),\"\",Q84/'Historical scenario - input'!$D69),\"\")","v":""},{"$f":"IFERROR(IF(OR(R84=\"\",'Historical scenario - input'!$D69=\"\"),\"\",R84/'Historical scenario - input'!$D69),\"\")","v":""},{"$f":"IFERROR(IF(OR(S84=\"\",'Historical scenario - input'!$D69=\"\"),\"\",S84/'Historical scenario - input'!$D69),\"\")","v":""},{"$f":"IFERROR(IF(OR(T84=\"\",'Historical scenario - input'!$D69=\"\"),\"\",T84/'Historical scenario - input'!$D69),\"\")","v":""},{"$f":"IFERROR(IF(OR(U84=\"\",'Historical scenario - input'!$D69=\"\"),\"\",U84/'Historical scenario - input'!$D69),\"\")","v":""},{"$f":"IFERROR(IF(OR(V84=\"\",'Historical scenario - input'!$D69=\"\"),\"\",V84/'Historical scenario - input'!$D69),\"\")","v":""},{"$f":"IFERROR(IF(OR(W84=\"\",'Historical scenario - input'!$D69=\"\"),\"\",W84/'Historical scenario - input'!$D69),\"\")","v":""}]
[{"$f":"IFERROR('Historical scenario - input'!A70,\"\")","v":""},{"$f":"IFERROR('Historical scenario - input'!B70,\"\")","v":0},{"$f":"IFERROR('Historical scenario - input'!C70,\"\")","v":0},{"$f":"IFERROR(repcalc('Historical scenario - input'!$CV70:$GH70,'Historical scenario - input'!$G70,'Historical scenario - input'!$E70,'Historical scenario - input'!$F70,20,TRUE,TRUE),\"\")","v":""},"","","","","","","","","","","","","","","","","","","",{"$f":"IFERROR(IF(OR(D85=\"\",'Historical scenario - input'!$D70=\"\"),\"\",D85/'Historical scenario - input'!$D70),\"\")","v":""},{"$f":"IFERROR(IF(OR(E85=\"\",'Historical scenario - input'!$D70=\"\"),\"\",E85/'Historical scenario - input'!$D70),\"\")","v":""},{"$f":"IFERROR(IF(OR(F85=\"\",'Historical scenario - input'!$D70=\"\"),\"\",F85/'Historical scenario - input'!$D70),\"\")","v":""},{"$f":"IFERROR(IF(OR(G85=\"\",'Historical scenario - input'!$D70=\"\"),\"\",G85/'Historical scenario - input'!$D70),\"\")","v":""},{"$f":"IFERROR(IF(OR(H85=\"\",'Historical scenario - input'!$D70=\"\"),\"\",H85/'Historical scenario - input'!$D70),\"\")","v":""},{"$f":"IFERROR(IF(OR(I85=\"\",'Historical scenario - input'!$D70=\"\"),\"\",I85/'Historical scenario - input'!$D70),\"\")","v":""},{"$f":"IFERROR(IF(OR(J85=\"\",'Historical scenario - input'!$D70=\"\"),\"\",J85/'Historical scenario - input'!$D70),\"\")","v":""},{"$f":"IFERROR(IF(OR(K85=\"\",'Historical scenario - input'!$D70=\"\"),\"\",K85/'Historical scenario - input'!$D70),\"\")","v":""},{"$f":"IFERROR(IF(OR(L85=\"\",'Historical scenario - input'!$D70=\"\"),\"\",L85/'Historical scenario - input'!$D70),\"\")","v":""},{"$f":"IFERROR(IF(OR(M85=\"\",'Historical scenario - input'!$D70=\"\"),\"\",M85/'Historical scenario - input'!$D70),\"\")","v":""},{"$f":"IFERROR(IF(OR(N85=\"\",'Historical scenario - input'!$D70=\"\"),\"\",N85/'Historical scenario - input'!$D70),\"\")","v":""},{"$f":"IFERROR(IF(OR(O85=\"\",'Historical scenario - input'!$D70=\"\"),\"\",O85/'Historical scenario - input'!$D70),\"\")","v":""},{"$f":"IFERROR(IF(OR(P85=\"\",'Historical scenario - input'!$D70=\"\"),\"\",P85/'Historical scenario - input'!$D70),\"\")","v":""},{"$f":"IFERROR(IF(OR(Q85=\"\",'Historical scenario - input'!$D70=\"\"),\"\",Q85/'Historical scenario - input'!$D70),\"\")","v":""},{"$f":"IFERROR(IF(OR(R85=\"\",'Historical scenario - input'!$D70=\"\"),\"\",R85/'Historical scenario - input'!$D70),\"\")","v":""},{"$f":"IFERROR(IF(OR(S85=\"\",'Historical scenario - input'!$D70=\"\"),\"\",S85/'Historical scenario - input'!$D70),\"\")","v":""},{"$f":"IFERROR(IF(OR(T85=\"\",'Historical scenario - input'!$D70=\"\"),\"\",T85/'Historical scenario - input'!$D70),\"\")","v":""},{"$f":"IFERROR(IF(OR(U85=\"\",'Historical scenario - input'!$D70=\"\"),\"\",U85/'Historical scenario - input'!$D70),\"\")","v":""},{"$f":"IFERROR(IF(OR(V85=\"\",'Historical scenario - input'!$D70=\"\"),\"\",V85/'Historical scenario - input'!$D70),\"\")","v":""},{"$f":"IFERROR(IF(OR(W85=\"\",'Historical scenario - input'!$D70=\"\"),\"\",W85/'Historical scenario - input'!$D70),\"\")","v":""}]
[{"$f":"IFERROR('Historical scenario - input'!A71,\"\")","v":""},{"$f":"IFERROR('Historical scenario - input'!B71,\"\")","v":0},{"$f":"IFERROR('Historical scenario - input'!C71,\"\")","v":0},{"$f":"IFERROR(repcalc('Historical scenario - input'!$CV71:$GH71,'Historical scenario - input'!$G71,'Historical scenario - input'!$E71,'Historical scenario - input'!$F71,20,TRUE,TRUE),\"\")","v":""},"","","","","","","","","","","","","","","","","","","",{"$f":"IFERROR(IF(OR(D86=\"\",'Historical scenario - input'!$D71=\"\"),\"\",D86/'Historical scenario - input'!$D71),\"\")","v":""},{"$f":"IFERROR(IF(OR(E86=\"\",'Historical scenario - input'!$D71=\"\"),\"\",E86/'Historical scenario - input'!$D71),\"\")","v":""},{"$f":"IFERROR(IF(OR(F86=\"\",'Historical scenario - input'!$D71=\"\"),\"\",F86/'Historical scenario - input'!$D71),\"\")","v":""},{"$f":"IFERROR(IF(OR(G86=\"\",'Historical scenario - input'!$D71=\"\"),\"\",G86/'Historical scenario - input'!$D71),\"\")","v":""},{"$f":"IFERROR(IF(OR(H86=\"\",'Historical scenario - input'!$D71=\"\"),\"\",H86/'Historical scenario - input'!$D71),\"\")","v":""},{"$f":"IFERROR(IF(OR(I86=\"\",'Historical scenario - input'!$D71=\"\"),\"\",I86/'Historical scenario - input'!$D71),\"\")","v":""},{"$f":"IFERROR(IF(OR(J86=\"\",'Historical scenario - input'!$D71=\"\"),\"\",J86/'Historical scenario - input'!$D71),\"\")","v":""},{"$f":"IFERROR(IF(OR(K86=\"\",'Historical scenario - input'!$D71=\"\"),\"\",K86/'Historical scenario - input'!$D71),\"\")","v":""},{"$f":"IFERROR(IF(OR(L86=\"\",'Historical scenario - input'!$D71=\"\"),\"\",L86/'Historical scenario - input'!$D71),\"\")","v":""},{"$f":"IFERROR(IF(OR(M86=\"\",'Historical scenario - input'!$D71=\"\"),\"\",M86/'Historical scenario - input'!$D71),\"\")","v":""},{"$f":"IFERROR(IF(OR(N86=\"\",'Historical scenario - input'!$D71=\"\"),\"\",N86/'Historical scenario - input'!$D71),\"\")","v":""},{"$f":"IFERROR(IF(OR(O86=\"\",'Historical scenario - input'!$D71=\"\"),\"\",O86/'Historical scenario - input'!$D71),\"\")","v":""},{"$f":"IFERROR(IF(OR(P86=\"\",'Historical scenario - input'!$D71=\"\"),\"\",P86/'Historical scenario - input'!$D71),\"\")","v":""},{"$f":"IFERROR(IF(OR(Q86=\"\",'Historical scenario - input'!$D71=\"\"),\"\",Q86/'Historical scenario - input'!$D71),\"\")","v":""},{"$f":"IFERROR(IF(OR(R86=\"\",'Historical scenario - input'!$D71=\"\"),\"\",R86/'Historical scenario - input'!$D71),\"\")","v":""},{"$f":"IFERROR(IF(OR(S86=\"\",'Historical scenario - input'!$D71=\"\"),\"\",S86/'Historical scenario - input'!$D71),\"\")","v":""},{"$f":"IFERROR(IF(OR(T86=\"\",'Historical scenario - input'!$D71=\"\"),\"\",T86/'Historical scenario - input'!$D71),\"\")","v":""},{"$f":"IFERROR(IF(OR(U86=\"\",'Historical scenario - input'!$D71=\"\"),\"\",U86/'Historical scenario - input'!$D71),\"\")","v":""},{"$f":"IFERROR(IF(OR(V86=\"\",'Historical scenario - input'!$D71=\"\"),\"\",V86/'Historical scenario - input'!$D71),\"\")","v":""},{"$f":"IFERROR(IF(OR(W86=\"\",'Historical scenario - input'!$D71=\"\"),\"\",W86/'Historical scenario - input'!$D71),\"\")","v":""}]
[{"$f":"IFERROR('Historical scenario - input'!A72,\"\")","v":""},{"$f":"IFERROR('Historical scenario - input'!B72,\"\")","v":0},{"$f":"IFERROR('Historical scenario - input'!C72,\"\")","v":0},{"$f":"IFERROR(repcalc('Historical scenario - input'!$CV72:$GH72,'Historical scenario - input'!$G72,'Historical scenario - input'!$E72,'Historical scenario - input'!$F72,20,TRUE,TRUE),\"\")","v":""},"","","","","","","","","","","","","","","","","","","",{"$f":"IFERROR(IF(OR(D87=\"\",'Historical scenario - input'!$D72=\"\"),\"\",D87/'Historical scenario - input'!$D72),\"\")","v":""},{"$f":"IFERROR(IF(OR(E87=\"\",'Historical scenario - input'!$D72=\"\"),\"\",E87/'Historical scenario - input'!$D72),\"\")","v":""},{"$f":"IFERROR(IF(OR(F87=\"\",'Historical scenario - input'!$D72=\"\"),\"\",F87/'Historical scenario - input'!$D72),\"\")","v":""},{"$f":"IFERROR(IF(OR(G87=\"\",'Historical scenario - input'!$D72=\"\"),\"\",G87/'Historical scenario - input'!$D72),\"\")","v":""},{"$f":"IFERROR(IF(OR(H87=\"\",'Historical scenario - input'!$D72=\"\"),\"\",H87/'Historical scenario - input'!$D72),\"\")","v":""},{"$f":"IFERROR(IF(OR(I87=\"\",'Historical scenario - input'!$D72=\"\"),\"\",I87/'Historical scenario - input'!$D72),\"\")","v":""},{"$f":"IFERROR(IF(OR(J87=\"\",'Historical scenario - input'!$D72=\"\"),\"\",J87/'Historical scenario - input'!$D72),\"\")","v":""},{"$f":"IFERROR(IF(OR(K87=\"\",'Historical scenario - input'!$D72=\"\"),\"\",K87/'Historical scenario - input'!$D72),\"\")","v":""},{"$f":"IFERROR(IF(OR(L87=\"\",'Historical scenario - input'!$D72=\"\"),\"\",L87/'Historical scenario - input'!$D72),\"\")","v":""},{"$f":"IFERROR(IF(OR(M87=\"\",'Historical scenario - input'!$D72=\"\"),\"\",M87/'Historical scenario - input'!$D72),\"\")","v":""},{"$f":"IFERROR(IF(OR(N87=\"\",'Historical scenario - input'!$D72=\"\"),\"\",N87/'Historical scenario - input'!$D72),\"\")","v":""},{"$f":"IFERROR(IF(OR(O87=\"\",'Historical scenario - input'!$D72=\"\"),\"\",O87/'Historical scenario - input'!$D72),\"\")","v":""},{"$f":"IFERROR(IF(OR(P87=\"\",'Historical scenario - input'!$D72=\"\"),\"\",P87/'Historical scenario - input'!$D72),\"\")","v":""},{"$f":"IFERROR(IF(OR(Q87=\"\",'Historical scenario - input'!$D72=\"\"),\"\",Q87/'Historical scenario - input'!$D72),\"\")","v":""},{"$f":"IFERROR(IF(OR(R87=\"\",'Historical scenario - input'!$D72=\"\"),\"\",R87/'Historical scenario - input'!$D72),\"\")","v":""},{"$f":"IFERROR(IF(OR(S87=\"\",'Historical scenario - input'!$D72=\"\"),\"\",S87/'Historical scenario - input'!$D72),\"\")","v":""},{"$f":"IFERROR(IF(OR(T87=\"\",'Historical scenario - input'!$D72=\"\"),\"\",T87/'Historical scenario - input'!$D72),\"\")","v":""},{"$f":"IFERROR(IF(OR(U87=\"\",'Historical scenario - input'!$D72=\"\"),\"\",U87/'Historical scenario - input'!$D72),\"\")","v":""},{"$f":"IFERROR(IF(OR(V87=\"\",'Historical scenario - input'!$D72=\"\"),\"\",V87/'Historical scenario - input'!$D72),\"\")","v":""},{"$f":"IFERROR(IF(OR(W87=\"\",'Historical scenario - input'!$D72=\"\"),\"\",W87/'Historical scenario - input'!$D72),\"\")","v":""}]
[{"$f":"IFERROR('Historical scenario - input'!A73,\"\")","v":""},{"$f":"IFERROR('Historical scenario - input'!B73,\"\")","v":0},{"$f":"IFERROR('Historical scenario - input'!C73,\"\")","v":0},{"$f":"IFERROR(repcalc('Historical scenario - input'!$CV73:$GH73,'Historical scenario - input'!$G73,'Historical scenario - input'!$E73,'Historical scenario - input'!$F73,20,TRUE,TRUE),\"\")","v":""},"","","","","","","","","","","","","","","","","","","",{"$f":"IFERROR(IF(OR(D88=\"\",'Historical scenario - input'!$D73=\"\"),\"\",D88/'Historical scenario - input'!$D73),\"\")","v":""},{"$f":"IFERROR(IF(OR(E88=\"\",'Historical scenario - input'!$D73=\"\"),\"\",E88/'Historical scenario - input'!$D73),\"\")","v":""},{"$f":"IFERROR(IF(OR(F88=\"\",'Historical scenario - input'!$D73=\"\"),\"\",F88/'Historical scenario - input'!$D73),\"\")","v":""},{"$f":"IFERROR(IF(OR(G88=\"\",'Historical scenario - input'!$D73=\"\"),\"\",G88/'Historical scenario - input'!$D73),\"\")","v":""},{"$f":"IFERROR(IF(OR(H88=\"\",'Historical scenario - input'!$D73=\"\"),\"\",H88/'Historical scenario - input'!$D73),\"\")","v":""},{"$f":"IFERROR(IF(OR(I88=\"\",'Historical scenario - input'!$D73=\"\"),\"\",I88/'Historical scenario - input'!$D73),\"\")","v":""},{"$f":"IFERROR(IF(OR(J88=\"\",'Historical scenario - input'!$D73=\"\"),\"\",J88/'Historical scenario - input'!$D73),\"\")","v":""},{"$f":"IFERROR(IF(OR(K88=\"\",'Historical scenario - input'!$D73=\"\"),\"\",K88/'Historical scenario - input'!$D73),\"\")","v":""},{"$f":"IFERROR(IF(OR(L88=\"\",'Historical scenario - input'!$D73=\"\"),\"\",L88/'Historical scenario - input'!$D73),\"\")","v":""},{"$f":"IFERROR(IF(OR(M88=\"\",'Historical scenario - input'!$D73=\"\"),\"\",M88/'Historical scenario - input'!$D73),\"\")","v":""},{"$f":"IFERROR(IF(OR(N88=\"\",'Historical scenario - input'!$D73=\"\"),\"\",N88/'Historical scenario - input'!$D73),\"\")","v":""},{"$f":"IFERROR(IF(OR(O88=\"\",'Historical scenario - input'!$D73=\"\"),\"\",O88/'Historical scenario - input'!$D73),\"\")","v":""},{"$f":"IFERROR(IF(OR(P88=\"\",'Historical scenario - input'!$D73=\"\"),\"\",P88/'Historical scenario - input'!$D73),\"\")","v":""},{"$f":"IFERROR(IF(OR(Q88=\"\",'Historical scenario - input'!$D73=\"\"),\"\",Q88/'Historical scenario - input'!$D73),\"\")","v":""},{"$f":"IFERROR(IF(OR(R88=\"\",'Historical scenario - input'!$D73=\"\"),\"\",R88/'Historical scenario - input'!$D73),\"\")","v":""},{"$f":"IFERROR(IF(OR(S88=\"\",'Historical scenario - input'!$D73=\"\"),\"\",S88/'Historical scenario - input'!$D73),\"\")","v":""},{"$f":"IFERROR(IF(OR(T88=\"\",'Historical scenario - input'!$D73=\"\"),\"\",T88/'Historical scenario - input'!$D73),\"\")","v":""},{"$f":"IFERROR(IF(OR(U88=\"\",'Historical scenario - input'!$D73=\"\"),\"\",U88/'Historical scenario - input'!$D73),\"\")","v":""},{"$f":"IFERROR(IF(OR(V88=\"\",'Historical scenario - input'!$D73=\"\"),\"\",V88/'Historical scenario - input'!$D73),\"\")","v":""},{"$f":"IFERROR(IF(OR(W88=\"\",'Historical scenario - input'!$D73=\"\"),\"\",W88/'Historical scenario - input'!$D73),\"\")","v":""}]
[{"$f":"IFERROR('Historical scenario - input'!A74,\"\")","v":""},{"$f":"IFERROR('Historical scenario - input'!B74,\"\")","v":0},{"$f":"IFERROR('Historical scenario - input'!C74,\"\")","v":0},{"$f":"IFERROR(repcalc('Historical scenario - input'!$CV74:$GH74,'Historical scenario - input'!$G74,'Historical scenario - input'!$E74,'Historical scenario - input'!$F74,20,TRUE,TRUE),\"\")","v":""},"","","","","","","","","","","","","","","","","","","",{"$f":"IFERROR(IF(OR(D89=\"\",'Historical scenario - input'!$D74=\"\"),\"\",D89/'Historical scenario - input'!$D74),\"\")","v":""},{"$f":"IFERROR(IF(OR(E89=\"\",'Historical scenario - input'!$D74=\"\"),\"\",E89/'Historical scenario - input'!$D74),\"\")","v":""},{"$f":"IFERROR(IF(OR(F89=\"\",'Historical scenario - input'!$D74=\"\"),\"\",F89/'Historical scenario - input'!$D74),\"\")","v":""},{"$f":"IFERROR(IF(OR(G89=\"\",'Historical scenario - input'!$D74=\"\"),\"\",G89/'Historical scenario - input'!$D74),\"\")","v":""},{"$f":"IFERROR(IF(OR(H89=\"\",'Historical scenario - input'!$D74=\"\"),\"\",H89/'Historical scenario - input'!$D74),\"\")","v":""},{"$f":"IFERROR(IF(OR(I89=\"\",'Historical scenario - input'!$D74=\"\"),\"\",I89/'Historical scenario - input'!$D74),\"\")","v":""},{"$f":"IFERROR(IF(OR(J89=\"\",'Historical scenario - input'!$D74=\"\"),\"\",J89/'Historical scenario - input'!$D74),\"\")","v":""},{"$f":"IFERROR(IF(OR(K89=\"\",'Historical scenario - input'!$D74=\"\"),\"\",K89/'Historical scenario - input'!$D74),\"\")","v":""},{"$f":"IFERROR(IF(OR(L89=\"\",'Historical scenario - input'!$D74=\"\"),\"\",L89/'Historical scenario - input'!$D74),\"\")","v":""},{"$f":"IFERROR(IF(OR(M89=\"\",'Historical scenario - input'!$D74=\"\"),\"\",M89/'Historical scenario - input'!$D74),\"\")","v":""},{"$f":"IFERROR(IF(OR(N89=\"\",'Historical scenario - input'!$D74=\"\"),\"\",N89/'Historical scenario - input'!$D74),\"\")","v":""},{"$f":"IFERROR(IF(OR(O89=\"\",'Historical scenario - input'!$D74=\"\"),\"\",O89/'Historical scenario - input'!$D74),\"\")","v":""},{"$f":"IFERROR(IF(OR(P89=\"\",'Historical scenario - input'!$D74=\"\"),\"\",P89/'Historical scenario - input'!$D74),\"\")","v":""},{"$f":"IFERROR(IF(OR(Q89=\"\",'Historical scenario - input'!$D74=\"\"),\"\",Q89/'Historical scenario - input'!$D74),\"\")","v":""},{"$f":"IFERROR(IF(OR(R89=\"\",'Historical scenario - input'!$D74=\"\"),\"\",R89/'Historical scenario - input'!$D74),\"\")","v":""},{"$f":"IFERROR(IF(OR(S89=\"\",'Historical scenario - input'!$D74=\"\"),\"\",S89/'Historical scenario - input'!$D74),\"\")","v":""},{"$f":"IFERROR(IF(OR(T89=\"\",'Historical scenario - input'!$D74=\"\"),\"\",T89/'Historical scenario - input'!$D74),\"\")","v":""},{"$f":"IFERROR(IF(OR(U89=\"\",'Historical scenario - input'!$D74=\"\"),\"\",U89/'Historical scenario - input'!$D74),\"\")","v":""},{"$f":"IFERROR(IF(OR(V89=\"\",'Historical scenario - input'!$D74=\"\"),\"\",V89/'Historical scenario - input'!$D74),\"\")","v":""},{"$f":"IFERROR(IF(OR(W89=\"\",'Historical scenario - input'!$D74=\"\"),\"\",W89/'Historical scenario - input'!$D74),\"\")","v":""}]
[{"$f":"IFERROR('Historical scenario - input'!A75,\"\")","v":""},{"$f":"IFERROR('Historical scenario - input'!B75,\"\")","v":0},{"$f":"IFERROR('Historical scenario - input'!C75,\"\")","v":0},{"$f":"IFERROR(repcalc('Historical scenario - input'!$CV75:$GH75,'Historical scenario - input'!$G75,'Historical scenario - input'!$E75,'Historical scenario - input'!$F75,20,TRUE,TRUE),\"\")","v":""},"","","","","","","","","","","","","","","","","","","",{"$f":"IFERROR(IF(OR(D90=\"\",'Historical scenario - input'!$D75=\"\"),\"\",D90/'Historical scenario - input'!$D75),\"\")","v":""},{"$f":"IFERROR(IF(OR(E90=\"\",'Historical scenario - input'!$D75=\"\"),\"\",E90/'Historical scenario - input'!$D75),\"\")","v":""},{"$f":"IFERROR(IF(OR(F90=\"\",'Historical scenario - input'!$D75=\"\"),\"\",F90/'Historical scenario - input'!$D75),\"\")","v":""},{"$f":"IFERROR(IF(OR(G90=\"\",'Historical scenario - input'!$D75=\"\"),\"\",G90/'Historical scenario - input'!$D75),\"\")","v":""},{"$f":"IFERROR(IF(OR(H90=\"\",'Historical scenario - input'!$D75=\"\"),\"\",H90/'Historical scenario - input'!$D75),\"\")","v":""},{"$f":"IFERROR(IF(OR(I90=\"\",'Historical scenario - input'!$D75=\"\"),\"\",I90/'Historical scenario - input'!$D75),\"\")","v":""},{"$f":"IFERROR(IF(OR(J90=\"\",'Historical scenario - input'!$D75=\"\"),\"\",J90/'Historical scenario - input'!$D75),\"\")","v":""},{"$f":"IFERROR(IF(OR(K90=\"\",'Historical scenario - input'!$D75=\"\"),\"\",K90/'Historical scenario - input'!$D75),\"\")","v":""},{"$f":"IFERROR(IF(OR(L90=\"\",'Historical scenario - input'!$D75=\"\"),\"\",L90/'Historical scenario - input'!$D75),\"\")","v":""},{"$f":"IFERROR(IF(OR(M90=\"\",'Historical scenario - input'!$D75=\"\"),\"\",M90/'Historical scenario - input'!$D75),\"\")","v":""},{"$f":"IFERROR(IF(OR(N90=\"\",'Historical scenario - input'!$D75=\"\"),\"\",N90/'Historical scenario - input'!$D75),\"\")","v":""},{"$f":"IFERROR(IF(OR(O90=\"\",'Historical scenario - input'!$D75=\"\"),\"\",O90/'Historical scenario - input'!$D75),\"\")","v":""},{"$f":"IFERROR(IF(OR(P90=\"\",'Historical scenario - input'!$D75=\"\"),\"\",P90/'Historical scenario - input'!$D75),\"\")","v":""},{"$f":"IFERROR(IF(OR(Q90=\"\",'Historical scenario - input'!$D75=\"\"),\"\",Q90/'Historical scenario - input'!$D75),\"\")","v":""},{"$f":"IFERROR(IF(OR(R90=\"\",'Historical scenario - input'!$D75=\"\"),\"\",R90/'Historical scenario - input'!$D75),\"\")","v":""},{"$f":"IFERROR(IF(OR(S90=\"\",'Historical scenario - input'!$D75=\"\"),\"\",S90/'Historical scenario - input'!$D75),\"\")","v":""},{"$f":"IFERROR(IF(OR(T90=\"\",'Historical scenario - input'!$D75=\"\"),\"\",T90/'Historical scenario - input'!$D75),\"\")","v":""},{"$f":"IFERROR(IF(OR(U90=\"\",'Historical scenario - input'!$D75=\"\"),\"\",U90/'Historical scenario - input'!$D75),\"\")","v":""},{"$f":"IFERROR(IF(OR(V90=\"\",'Historical scenario - input'!$D75=\"\"),\"\",V90/'Historical scenario - input'!$D75),\"\")","v":""},{"$f":"IFERROR(IF(OR(W90=\"\",'Historical scenario - input'!$D75=\"\"),\"\",W90/'Historical scenario - input'!$D75),\"\")","v":""}]
[{"$f":"IFERROR('Historical scenario - input'!A76,\"\")","v":""},{"$f":"IFERROR('Historical scenario - input'!B76,\"\")","v":0},{"$f":"IFERROR('Historical scenario - input'!C76,\"\")","v":0},{"$f":"IFERROR(repcalc('Historical scenario - input'!$CV76:$GH76,'Historical scenario - input'!$G76,'Historical scenario - input'!$E76,'Historical scenario - input'!$F76,20,TRUE,TRUE),\"\")","v":""},"","","","","","","","","","","","","","","","","","","",{"$f":"IFERROR(IF(OR(D91=\"\",'Historical scenario - input'!$D76=\"\"),\"\",D91/'Historical scenario - input'!$D76),\"\")","v":""},{"$f":"IFERROR(IF(OR(E91=\"\",'Historical scenario - input'!$D76=\"\"),\"\",E91/'Historical scenario - input'!$D76),\"\")","v":""},{"$f":"IFERROR(IF(OR(F91=\"\",'Historical scenario - input'!$D76=\"\"),\"\",F91/'Historical scenario - input'!$D76),\"\")","v":""},{"$f":"IFERROR(IF(OR(G91=\"\",'Historical scenario - input'!$D76=\"\"),\"\",G91/'Historical scenario - input'!$D76),\"\")","v":""},{"$f":"IFERROR(IF(OR(H91=\"\",'Historical scenario - input'!$D76=\"\"),\"\",H91/'Historical scenario - input'!$D76),\"\")","v":""},{"$f":"IFERROR(IF(OR(I91=\"\",'Historical scenario - input'!$D76=\"\"),\"\",I91/'Historical scenario - input'!$D76),\"\")","v":""},{"$f":"IFERROR(IF(OR(J91=\"\",'Historical scenario - input'!$D76=\"\"),\"\",J91/'Historical scenario - input'!$D76),\"\")","v":""},{"$f":"IFERROR(IF(OR(K91=\"\",'Historical scenario - input'!$D76=\"\"),\"\",K91/'Historical scenario - input'!$D76),\"\")","v":""},{"$f":"IFERROR(IF(OR(L91=\"\",'Historical scenario - input'!$D76=\"\"),\"\",L91/'Historical scenario - input'!$D76),\"\")","v":""},{"$f":"IFERROR(IF(OR(M91=\"\",'Historical scenario - input'!$D76=\"\"),\"\",M91/'Historical scenario - input'!$D76),\"\")","v":""},{"$f":"IFERROR(IF(OR(N91=\"\",'Historical scenario - input'!$D76=\"\"),\"\",N91/'Historical scenario - input'!$D76),\"\")","v":""},{"$f":"IFERROR(IF(OR(O91=\"\",'Historical scenario - input'!$D76=\"\"),\"\",O91/'Historical scenario - input'!$D76),\"\")","v":""},{"$f":"IFERROR(IF(OR(P91=\"\",'Historical scenario - input'!$D76=\"\"),\"\",P91/'Historical scenario - input'!$D76),\"\")","v":""},{"$f":"IFERROR(IF(OR(Q91=\"\",'Historical scenario - input'!$D76=\"\"),\"\",Q91/'Historical scenario - input'!$D76),\"\")","v":""},{"$f":"IFERROR(IF(OR(R91=\"\",'Historical scenario - input'!$D76=\"\"),\"\",R91/'Historical scenario - input'!$D76),\"\")","v":""},{"$f":"IFERROR(IF(OR(S91=\"\",'Historical scenario - input'!$D76=\"\"),\"\",S91/'Historical scenario - input'!$D76),\"\")","v":""},{"$f":"IFERROR(IF(OR(T91=\"\",'Historical scenario - input'!$D76=\"\"),\"\",T91/'Historical scenario - input'!$D76),\"\")","v":""},{"$f":"IFERROR(IF(OR(U91=\"\",'Historical scenario - input'!$D76=\"\"),\"\",U91/'Historical scenario - input'!$D76),\"\")","v":""},{"$f":"IFERROR(IF(OR(V91=\"\",'Historical scenario - input'!$D76=\"\"),\"\",V91/'Historical scenario - input'!$D76),\"\")","v":""},{"$f":"IFERROR(IF(OR(W91=\"\",'Historical scenario - input'!$D76=\"\"),\"\",W91/'Historical scenario - input'!$D76),\"\")","v":""}]
[{"$f":"IFERROR('Historical scenario - input'!A77,\"\")","v":""},{"$f":"IFERROR('Historical scenario - input'!B77,\"\")","v":0},{"$f":"IFERROR('Historical scenario - input'!C77,\"\")","v":0},{"$f":"IFERROR(repcalc('Historical scenario - input'!$CV77:$GH77,'Historical scenario - input'!$G77,'Historical scenario - input'!$E77,'Historical scenario - input'!$F77,20,TRUE,TRUE),\"\")","v":""},"","","","","","","","","","","","","","","","","","","",{"$f":"IFERROR(IF(OR(D92=\"\",'Historical scenario - input'!$D77=\"\"),\"\",D92/'Historical scenario - input'!$D77),\"\")","v":""},{"$f":"IFERROR(IF(OR(E92=\"\",'Historical scenario - input'!$D77=\"\"),\"\",E92/'Historical scenario - input'!$D77),\"\")","v":""},{"$f":"IFERROR(IF(OR(F92=\"\",'Historical scenario - input'!$D77=\"\"),\"\",F92/'Historical scenario - input'!$D77),\"\")","v":""},{"$f":"IFERROR(IF(OR(G92=\"\",'Historical scenario - input'!$D77=\"\"),\"\",G92/'Historical scenario - input'!$D77),\"\")","v":""},{"$f":"IFERROR(IF(OR(H92=\"\",'Historical scenario - input'!$D77=\"\"),\"\",H92/'Historical scenario - input'!$D77),\"\")","v":""},{"$f":"IFERROR(IF(OR(I92=\"\",'Historical scenario - input'!$D77=\"\"),\"\",I92/'Historical scenario - input'!$D77),\"\")","v":""},{"$f":"IFERROR(IF(OR(J92=\"\",'Historical scenario - input'!$D77=\"\"),\"\",J92/'Historical scenario - input'!$D77),\"\")","v":""},{"$f":"IFERROR(IF(OR(K92=\"\",'Historical scenario - input'!$D77=\"\"),\"\",K92/'Historical scenario - input'!$D77),\"\")","v":""},{"$f":"IFERROR(IF(OR(L92=\"\",'Historical scenario - input'!$D77=\"\"),\"\",L92/'Historical scenario - input'!$D77),\"\")","v":""},{"$f":"IFERROR(IF(OR(M92=\"\",'Historical scenario - input'!$D77=\"\"),\"\",M92/'Historical scenario - input'!$D77),\"\")","v":""},{"$f":"IFERROR(IF(OR(N92=\"\",'Historical scenario - input'!$D77=\"\"),\"\",N92/'Historical scenario - input'!$D77),\"\")","v":""},{"$f":"IFERROR(IF(OR(O92=\"\",'Historical scenario - input'!$D77=\"\"),\"\",O92/'Historical scenario - input'!$D77),\"\")","v":""},{"$f":"IFERROR(IF(OR(P92=\"\",'Historical scenario - input'!$D77=\"\"),\"\",P92/'Historical scenario - input'!$D77),\"\")","v":""},{"$f":"IFERROR(IF(OR(Q92=\"\",'Historical scenario - input'!$D77=\"\"),\"\",Q92/'Historical scenario - input'!$D77),\"\")","v":""},{"$f":"IFERROR(IF(OR(R92=\"\",'Historical scenario - input'!$D77=\"\"),\"\",R92/'Historical scenario - input'!$D77),\"\")","v":""},{"$f":"IFERROR(IF(OR(S92=\"\",'Historical scenario - input'!$D77=\"\"),\"\",S92/'Historical scenario - input'!$D77),\"\")","v":""},{"$f":"IFERROR(IF(OR(T92=\"\",'Historical scenario - input'!$D77=\"\"),\"\",T92/'Historical scenario - input'!$D77),\"\")","v":""},{"$f":"IFERROR(IF(OR(U92=\"\",'Historical scenario - input'!$D77=\"\"),\"\",U92/'Historical scenario - input'!$D77),\"\")","v":""},{"$f":"IFERROR(IF(OR(V92=\"\",'Historical scenario - input'!$D77=\"\"),\"\",V92/'Historical scenario - input'!$D77),\"\")","v":""},{"$f":"IFERROR(IF(OR(W92=\"\",'Historical scenario - input'!$D77=\"\"),\"\",W92/'Historical scenario - input'!$D77),\"\")","v":""}]
[{"$f":"IFERROR('Historical scenario - input'!A78,\"\")","v":""},{"$f":"IFERROR('Historical scenario - input'!B78,\"\")","v":0},{"$f":"IFERROR('Historical scenario - input'!C78,\"\")","v":0},{"$f":"IFERROR(repcalc('Historical scenario - input'!$CV78:$GH78,'Historical scenario - input'!$G78,'Historical scenario - input'!$E78,'Historical scenario - input'!$F78,20,TRUE,TRUE),\"\")","v":""},"","","","","","","","","","","","","","","","","","","",{"$f":"IFERROR(IF(OR(D93=\"\",'Historical scenario - input'!$D78=\"\"),\"\",D93/'Historical scenario - input'!$D78),\"\")","v":""},{"$f":"IFERROR(IF(OR(E93=\"\",'Historical scenario - input'!$D78=\"\"),\"\",E93/'Historical scenario - input'!$D78),\"\")","v":""},{"$f":"IFERROR(IF(OR(F93=\"\",'Historical scenario - input'!$D78=\"\"),\"\",F93/'Historical scenario - input'!$D78),\"\")","v":""},{"$f":"IFERROR(IF(OR(G93=\"\",'Historical scenario - input'!$D78=\"\"),\"\",G93/'Historical scenario - input'!$D78),\"\")","v":""},{"$f":"IFERROR(IF(OR(H93=\"\",'Historical scenario - input'!$D78=\"\"),\"\",H93/'Historical scenario - input'!$D78),\"\")","v":""},{"$f":"IFERROR(IF(OR(I93=\"\",'Historical scenario - input'!$D78=\"\"),\"\",I93/'Historical scenario - input'!$D78),\"\")","v":""},{"$f":"IFERROR(IF(OR(J93=\"\",'Historical scenario - input'!$D78=\"\"),\"\",J93/'Historical scenario - input'!$D78),\"\")","v":""},{"$f":"IFERROR(IF(OR(K93=\"\",'Historical scenario - input'!$D78=\"\"),\"\",K93/'Historical scenario - input'!$D78),\"\")","v":""},{"$f":"IFERROR(IF(OR(L93=\"\",'Historical scenario - input'!$D78=\"\"),\"\",L93/'Historical scenario - input'!$D78),\"\")","v":""},{"$f":"IFERROR(IF(OR(M93=\"\",'Historical scenario - input'!$D78=\"\"),\"\",M93/'Historical scenario - input'!$D78),\"\")","v":""},{"$f":"IFERROR(IF(OR(N93=\"\",'Historical scenario - input'!$D78=\"\"),\"\",N93/'Historical scenario - input'!$D78),\"\")","v":""},{"$f":"IFERROR(IF(OR(O93=\"\",'Historical scenario - input'!$D78=\"\"),\"\",O93/'Historical scenario - input'!$D78),\"\")","v":""},{"$f":"IFERROR(IF(OR(P93=\"\",'Historical scenario - input'!$D78=\"\"),\"\",P93/'Historical scenario - input'!$D78),\"\")","v":""},{"$f":"IFERROR(IF(OR(Q93=\"\",'Historical scenario - input'!$D78=\"\"),\"\",Q93/'Historical scenario - input'!$D78),\"\")","v":""},{"$f":"IFERROR(IF(OR(R93=\"\",'Historical scenario - input'!$D78=\"\"),\"\",R93/'Historical scenario - input'!$D78),\"\")","v":""},{"$f":"IFERROR(IF(OR(S93=\"\",'Historical scenario - input'!$D78=\"\"),\"\",S93/'Historical scenario - input'!$D78),\"\")","v":""},{"$f":"IFERROR(IF(OR(T93=\"\",'Historical scenario - input'!$D78=\"\"),\"\",T93/'Historical scenario - input'!$D78),\"\")","v":""},{"$f":"IFERROR(IF(OR(U93=\"\",'Historical scenario - input'!$D78=\"\"),\"\",U93/'Historical scenario - input'!$D78),\"\")","v":""},{"$f":"IFERROR(IF(OR(V93=\"\",'Historical scenario - input'!$D78=\"\"),\"\",V93/'Historical scenario - input'!$D78),\"\")","v":""},{"$f":"IFERROR(IF(OR(W93=\"\",'Historical scenario - input'!$D78=\"\"),\"\",W93/'Historical scenario - input'!$D78),\"\")","v":""}]
[{"$f":"IFERROR('Historical scenario - input'!A79,\"\")","v":""},{"$f":"IFERROR('Historical scenario - input'!B79,\"\")","v":0},{"$f":"IFERROR('Historical scenario - input'!C79,\"\")","v":0},{"$f":"IFERROR(repcalc('Historical scenario - input'!$CV79:$GH79,'Historical scenario - input'!$G79,'Historical scenario - input'!$E79,'Historical scenario - input'!$F79,20,TRUE,TRUE),\"\")","v":""},"","","","","","","","","","","","","","","","","","","",{"$f":"IFERROR(IF(OR(D94=\"\",'Historical scenario - input'!$D79=\"\"),\"\",D94/'Historical scenario - input'!$D79),\"\")","v":""},{"$f":"IFERROR(IF(OR(E94=\"\",'Historical scenario - input'!$D79=\"\"),\"\",E94/'Historical scenario - input'!$D79),\"\")","v":""},{"$f":"IFERROR(IF(OR(F94=\"\",'Historical scenario - input'!$D79=\"\"),\"\",F94/'Historical scenario - input'!$D79),\"\")","v":""},{"$f":"IFERROR(IF(OR(G94=\"\",'Historical scenario - input'!$D79=\"\"),\"\",G94/'Historical scenario - input'!$D79),\"\")","v":""},{"$f":"IFERROR(IF(OR(H94=\"\",'Historical scenario - input'!$D79=\"\"),\"\",H94/'Historical scenario - input'!$D79),\"\")","v":""},{"$f":"IFERROR(IF(OR(I94=\"\",'Historical scenario - input'!$D79=\"\"),\"\",I94/'Historical scenario - input'!$D79),\"\")","v":""},{"$f":"IFERROR(IF(OR(J94=\"\",'Historical scenario - input'!$D79=\"\"),\"\",J94/'Historical scenario - input'!$D79),\"\")","v":""},{"$f":"IFERROR(IF(OR(K94=\"\",'Historical scenario - input'!$D79=\"\"),\"\",K94/'Historical scenario - input'!$D79),\"\")","v":""},{"$f":"IFERROR(IF(OR(L94=\"\",'Historical scenario - input'!$D79=\"\"),\"\",L94/'Historical scenario - input'!$D79),\"\")","v":""},{"$f":"IFERROR(IF(OR(M94=\"\",'Historical scenario - input'!$D79=\"\"),\"\",M94/'Historical scenario - input'!$D79),\"\")","v":""},{"$f":"IFERROR(IF(OR(N94=\"\",'Historical scenario - input'!$D79=\"\"),\"\",N94/'Historical scenario - input'!$D79),\"\")","v":""},{"$f":"IFERROR(IF(OR(O94=\"\",'Historical scenario - input'!$D79=\"\"),\"\",O94/'Historical scenario - input'!$D79),\"\")","v":""},{"$f":"IFERROR(IF(OR(P94=\"\",'Historical scenario - input'!$D79=\"\"),\"\",P94/'Historical scenario - input'!$D79),\"\")","v":""},{"$f":"IFERROR(IF(OR(Q94=\"\",'Historical scenario - input'!$D79=\"\"),\"\",Q94/'Historical scenario - input'!$D79),\"\")","v":""},{"$f":"IFERROR(IF(OR(R94=\"\",'Historical scenario - input'!$D79=\"\"),\"\",R94/'Historical scenario - input'!$D79),\"\")","v":""},{"$f":"IFERROR(IF(OR(S94=\"\",'Historical scenario - input'!$D79=\"\"),\"\",S94/'Historical scenario - input'!$D79),\"\")","v":""},{"$f":"IFERROR(IF(OR(T94=\"\",'Historical scenario - input'!$D79=\"\"),\"\",T94/'Historical scenario - input'!$D79),\"\")","v":""},{"$f":"IFERROR(IF(OR(U94=\"\",'Historical scenario - input'!$D79=\"\"),\"\",U94/'Historical scenario - input'!$D79),\"\")","v":""},{"$f":"IFERROR(IF(OR(V94=\"\",'Historical scenario - input'!$D79=\"\"),\"\",V94/'Historical scenario - input'!$D79),\"\")","v":""},{"$f":"IFERROR(IF(OR(W94=\"\",'Historical scenario - input'!$D79=\"\"),\"\",W94/'Historical scenario - input'!$D79),\"\")","v":""}]
[{"$f":"IFERROR('Historical scenario - input'!A80,\"\")","v":""},{"$f":"IFERROR('Historical scenario - input'!B80,\"\")","v":0},{"$f":"IFERROR('Historical scenario - input'!C80,\"\")","v":0},{"$f":"IFERROR(repcalc('Historical scenario - input'!$CV80:$GH80,'Historical scenario - input'!$G80,'Historical scenario - input'!$E80,'Historical scenario - input'!$F80,20,TRUE,TRUE),\"\")","v":""},"","","","","","","","","","","","","","","","","","","",{"$f":"IFERROR(IF(OR(D95=\"\",'Historical scenario - input'!$D80=\"\"),\"\",D95/'Historical scenario - input'!$D80),\"\")","v":""},{"$f":"IFERROR(IF(OR(E95=\"\",'Historical scenario - input'!$D80=\"\"),\"\",E95/'Historical scenario - input'!$D80),\"\")","v":""},{"$f":"IFERROR(IF(OR(F95=\"\",'Historical scenario - input'!$D80=\"\"),\"\",F95/'Historical scenario - input'!$D80),\"\")","v":""},{"$f":"IFERROR(IF(OR(G95=\"\",'Historical scenario - input'!$D80=\"\"),\"\",G95/'Historical scenario - input'!$D80),\"\")","v":""},{"$f":"IFERROR(IF(OR(H95=\"\",'Historical scenario - input'!$D80=\"\"),\"\",H95/'Historical scenario - input'!$D80),\"\")","v":""},{"$f":"IFERROR(IF(OR(I95=\"\",'Historical scenario - input'!$D80=\"\"),\"\",I95/'Historical scenario - input'!$D80),\"\")","v":""},{"$f":"IFERROR(IF(OR(J95=\"\",'Historical scenario - input'!$D80=\"\"),\"\",J95/'Historical scenario - input'!$D80),\"\")","v":""},{"$f":"IFERROR(IF(OR(K95=\"\",'Historical scenario - input'!$D80=\"\"),\"\",K95/'Historical scenario - input'!$D80),\"\")","v":""},{"$f":"IFERROR(IF(OR(L95=\"\",'Historical scenario - input'!$D80=\"\"),\"\",L95/'Historical scenario - input'!$D80),\"\")","v":""},{"$f":"IFERROR(IF(OR(M95=\"\",'Historical scenario - input'!$D80=\"\"),\"\",M95/'Historical scenario - input'!$D80),\"\")","v":""},{"$f":"IFERROR(IF(OR(N95=\"\",'Historical scenario - input'!$D80=\"\"),\"\",N95/'Historical scenario - input'!$D80),\"\")","v":""},{"$f":"IFERROR(IF(OR(O95=\"\",'Historical scenario - input'!$D80=\"\"),\"\",O95/'Historical scenario - input'!$D80),\"\")","v":""},{"$f":"IFERROR(IF(OR(P95=\"\",'Historical scenario - input'!$D80=\"\"),\"\",P95/'Historical scenario - input'!$D80),\"\")","v":""},{"$f":"IFERROR(IF(OR(Q95=\"\",'Historical scenario - input'!$D80=\"\"),\"\",Q95/'Historical scenario - input'!$D80),\"\")","v":""},{"$f":"IFERROR(IF(OR(R95=\"\",'Historical scenario - input'!$D80=\"\"),\"\",R95/'Historical scenario - input'!$D80),\"\")","v":""},{"$f":"IFERROR(IF(OR(S95=\"\",'Historical scenario - input'!$D80=\"\"),\"\",S95/'Historical scenario - input'!$D80),\"\")","v":""},{"$f":"IFERROR(IF(OR(T95=\"\",'Historical scenario - input'!$D80=\"\"),\"\",T95/'Historical scenario - input'!$D80),\"\")","v":""},{"$f":"IFERROR(IF(OR(U95=\"\",'Historical scenario - input'!$D80=\"\"),\"\",U95/'Historical scenario - input'!$D80),\"\")","v":""},{"$f":"IFERROR(IF(OR(V95=\"\",'Historical scenario - input'!$D80=\"\"),\"\",V95/'Historical scenario - input'!$D80),\"\")","v":""},{"$f":"IFERROR(IF(OR(W95=\"\",'Historical scenario - input'!$D80=\"\"),\"\",W95/'Historical scenario - input'!$D80),\"\")","v":""}]
[{"$f":"IFERROR('Historical scenario - input'!A81,\"\")","v":""},{"$f":"IFERROR('Historical scenario - input'!B81,\"\")","v":0},{"$f":"IFERROR('Historical scenario - input'!C81,\"\")","v":0},{"$f":"IFERROR(repcalc('Historical scenario - input'!$CV81:$GH81,'Historical scenario - input'!$G81,'Historical scenario - input'!$E81,'Historical scenario - input'!$F81,20,TRUE,TRUE),\"\")","v":""},"","","","","","","","","","","","","","","","","","","",{"$f":"IFERROR(IF(OR(D96=\"\",'Historical scenario - input'!$D81=\"\"),\"\",D96/'Historical scenario - input'!$D81),\"\")","v":""},{"$f":"IFERROR(IF(OR(E96=\"\",'Historical scenario - input'!$D81=\"\"),\"\",E96/'Historical scenario - input'!$D81),\"\")","v":""},{"$f":"IFERROR(IF(OR(F96=\"\",'Historical scenario - input'!$D81=\"\"),\"\",F96/'Historical scenario - input'!$D81),\"\")","v":""},{"$f":"IFERROR(IF(OR(G96=\"\",'Historical scenario - input'!$D81=\"\"),\"\",G96/'Historical scenario - input'!$D81),\"\")","v":""},{"$f":"IFERROR(IF(OR(H96=\"\",'Historical scenario - input'!$D81=\"\"),\"\",H96/'Historical scenario - input'!$D81),\"\")","v":""},{"$f":"IFERROR(IF(OR(I96=\"\",'Historical scenario - input'!$D81=\"\"),\"\",I96/'Historical scenario - input'!$D81),\"\")","v":""},{"$f":"IFERROR(IF(OR(J96=\"\",'Historical scenario - input'!$D81=\"\"),\"\",J96/'Historical scenario - input'!$D81),\"\")","v":""},{"$f":"IFERROR(IF(OR(K96=\"\",'Historical scenario - input'!$D81=\"\"),\"\",K96/'Historical scenario - input'!$D81),\"\")","v":""},{"$f":"IFERROR(IF(OR(L96=\"\",'Historical scenario - input'!$D81=\"\"),\"\",L96/'Historical scenario - input'!$D81),\"\")","v":""},{"$f":"IFERROR(IF(OR(M96=\"\",'Historical scenario - input'!$D81=\"\"),\"\",M96/'Historical scenario - input'!$D81),\"\")","v":""},{"$f":"IFERROR(IF(OR(N96=\"\",'Historical scenario - input'!$D81=\"\"),\"\",N96/'Historical scenario - input'!$D81),\"\")","v":""},{"$f":"IFERROR(IF(OR(O96=\"\",'Historical scenario - input'!$D81=\"\"),\"\",O96/'Historical scenario - input'!$D81),\"\")","v":""},{"$f":"IFERROR(IF(OR(P96=\"\",'Historical scenario - input'!$D81=\"\"),\"\",P96/'Historical scenario - input'!$D81),\"\")","v":""},{"$f":"IFERROR(IF(OR(Q96=\"\",'Historical scenario - input'!$D81=\"\"),\"\",Q96/'Historical scenario - input'!$D81),\"\")","v":""},{"$f":"IFERROR(IF(OR(R96=\"\",'Historical scenario - input'!$D81=\"\"),\"\",R96/'Historical scenario - input'!$D81),\"\")","v":""},{"$f":"IFERROR(IF(OR(S96=\"\",'Historical scenario - input'!$D81=\"\"),\"\",S96/'Historical scenario - input'!$D81),\"\")","v":""},{"$f":"IFERROR(IF(OR(T96=\"\",'Historical scenario - input'!$D81=\"\"),\"\",T96/'Historical scenario - input'!$D81),\"\")","v":""},{"$f":"IFERROR(IF(OR(U96=\"\",'Historical scenario - input'!$D81=\"\"),\"\",U96/'Historical scenario - input'!$D81),\"\")","v":""},{"$f":"IFERROR(IF(OR(V96=\"\",'Historical scenario - input'!$D81=\"\"),\"\",V96/'Historical scenario - input'!$D81),\"\")","v":""},{"$f":"IFERROR(IF(OR(W96=\"\",'Historical scenario - input'!$D81=\"\"),\"\",W96/'Historical scenario - input'!$D81),\"\")","v":""}]
[{"$f":"IFERROR('Historical scenario - input'!A82,\"\")","v":""},{"$f":"IFERROR('Historical scenario - input'!B82,\"\")","v":0},{"$f":"IFERROR('Historical scenario - input'!C82,\"\")","v":0},{"$f":"IFERROR(repcalc('Historical scenario - input'!$CV82:$GH82,'Historical scenario - input'!$G82,'Historical scenario - input'!$E82,'Historical scenario - input'!$F82,20,TRUE,TRUE),\"\")","v":""},"","","","","","","","","","","","","","","","","","","",{"$f":"IFERROR(IF(OR(D97=\"\",'Historical scenario - input'!$D82=\"\"),\"\",D97/'Historical scenario - input'!$D82),\"\")","v":""},{"$f":"IFERROR(IF(OR(E97=\"\",'Historical scenario - input'!$D82=\"\"),\"\",E97/'Historical scenario - input'!$D82),\"\")","v":""},{"$f":"IFERROR(IF(OR(F97=\"\",'Historical scenario - input'!$D82=\"\"),\"\",F97/'Historical scenario - input'!$D82),\"\")","v":""},{"$f":"IFERROR(IF(OR(G97=\"\",'Historical scenario - input'!$D82=\"\"),\"\",G97/'Historical scenario - input'!$D82),\"\")","v":""},{"$f":"IFERROR(IF(OR(H97=\"\",'Historical scenario - input'!$D82=\"\"),\"\",H97/'Historical scenario - input'!$D82),\"\")","v":""},{"$f":"IFERROR(IF(OR(I97=\"\",'Historical scenario - input'!$D82=\"\"),\"\",I97/'Historical scenario - input'!$D82),\"\")","v":""},{"$f":"IFERROR(IF(OR(J97=\"\",'Historical scenario - input'!$D82=\"\"),\"\",J97/'Historical scenario - input'!$D82),\"\")","v":""},{"$f":"IFERROR(IF(OR(K97=\"\",'Historical scenario - input'!$D82=\"\"),\"\",K97/'Historical scenario - input'!$D82),\"\")","v":""},{"$f":"IFERROR(IF(OR(L97=\"\",'Historical scenario - input'!$D82=\"\"),\"\",L97/'Historical scenario - input'!$D82),\"\")","v":""},{"$f":"IFERROR(IF(OR(M97=\"\",'Historical scenario - input'!$D82=\"\"),\"\",M97/'Historical scenario - input'!$D82),\"\")","v":""},{"$f":"IFERROR(IF(OR(N97=\"\",'Historical scenario - input'!$D82=\"\"),\"\",N97/'Historical scenario - input'!$D82),\"\")","v":""},{"$f":"IFERROR(IF(OR(O97=\"\",'Historical scenario - input'!$D82=\"\"),\"\",O97/'Historical scenario - input'!$D82),\"\")","v":""},{"$f":"IFERROR(IF(OR(P97=\"\",'Historical scenario - input'!$D82=\"\"),\"\",P97/'Historical scenario - input'!$D82),\"\")","v":""},{"$f":"IFERROR(IF(OR(Q97=\"\",'Historical scenario - input'!$D82=\"\"),\"\",Q97/'Historical scenario - input'!$D82),\"\")","v":""},{"$f":"IFERROR(IF(OR(R97=\"\",'Historical scenario - input'!$D82=\"\"),\"\",R97/'Historical scenario - input'!$D82),\"\")","v":""},{"$f":"IFERROR(IF(OR(S97=\"\",'Historical scenario - input'!$D82=\"\"),\"\",S97/'Historical scenario - input'!$D82),\"\")","v":""},{"$f":"IFERROR(IF(OR(T97=\"\",'Historical scenario - input'!$D82=\"\"),\"\",T97/'Historical scenario - input'!$D82),\"\")","v":""},{"$f":"IFERROR(IF(OR(U97=\"\",'Historical scenario - input'!$D82=\"\"),\"\",U97/'Historical scenario - input'!$D82),\"\")","v":""},{"$f":"IFERROR(IF(OR(V97=\"\",'Historical scenario - input'!$D82=\"\"),\"\",V97/'Historical scenario - input'!$D82),\"\")","v":""},{"$f":"IFERROR(IF(OR(W97=\"\",'Historical scenario - input'!$D82=\"\"),\"\",W97/'Historical scenario - input'!$D82),\"\")","v":""}]
[{"$f":"IFERROR('Historical scenario - input'!A83,\"\")","v":""},{"$f":"IFERROR('Historical scenario - input'!B83,\"\")","v":0},{"$f":"IFERROR('Historical scenario - input'!C83,\"\")","v":0},{"$f":"IFERROR(repcalc('Historical scenario - input'!$CV83:$GH83,'Historical scenario - input'!$G83,'Historical scenario - input'!$E83,'Historical scenario - input'!$F83,20,TRUE,TRUE),\"\")","v":""},"","","","","","","","","","","","","","","","","","","",{"$f":"IFERROR(IF(OR(D98=\"\",'Historical scenario - input'!$D83=\"\"),\"\",D98/'Historical scenario - input'!$D83),\"\")","v":""},{"$f":"IFERROR(IF(OR(E98=\"\",'Historical scenario - input'!$D83=\"\"),\"\",E98/'Historical scenario - input'!$D83),\"\")","v":""},{"$f":"IFERROR(IF(OR(F98=\"\",'Historical scenario - input'!$D83=\"\"),\"\",F98/'Historical scenario - input'!$D83),\"\")","v":""},{"$f":"IFERROR(IF(OR(G98=\"\",'Historical scenario - input'!$D83=\"\"),\"\",G98/'Historical scenario - input'!$D83),\"\")","v":""},{"$f":"IFERROR(IF(OR(H98=\"\",'Historical scenario - input'!$D83=\"\"),\"\",H98/'Historical scenario - input'!$D83),\"\")","v":""},{"$f":"IFERROR(IF(OR(I98=\"\",'Historical scenario - input'!$D83=\"\"),\"\",I98/'Historical scenario - input'!$D83),\"\")","v":""},{"$f":"IFERROR(IF(OR(J98=\"\",'Historical scenario - input'!$D83=\"\"),\"\",J98/'Historical scenario - input'!$D83),\"\")","v":""},{"$f":"IFERROR(IF(OR(K98=\"\",'Historical scenario - input'!$D83=\"\"),\"\",K98/'Historical scenario - input'!$D83),\"\")","v":""},{"$f":"IFERROR(IF(OR(L98=\"\",'Historical scenario - input'!$D83=\"\"),\"\",L98/'Historical scenario - input'!$D83),\"\")","v":""},{"$f":"IFERROR(IF(OR(M98=\"\",'Historical scenario - input'!$D83=\"\"),\"\",M98/'Historical scenario - input'!$D83),\"\")","v":""},{"$f":"IFERROR(IF(OR(N98=\"\",'Historical scenario - input'!$D83=\"\"),\"\",N98/'Historical scenario - input'!$D83),\"\")","v":""},{"$f":"IFERROR(IF(OR(O98=\"\",'Historical scenario - input'!$D83=\"\"),\"\",O98/'Historical scenario - input'!$D83),\"\")","v":""},{"$f":"IFERROR(IF(OR(P98=\"\",'Historical scenario - input'!$D83=\"\"),\"\",P98/'Historical scenario - input'!$D83),\"\")","v":""},{"$f":"IFERROR(IF(OR(Q98=\"\",'Historical scenario - input'!$D83=\"\"),\"\",Q98/'Historical scenario - input'!$D83),\"\")","v":""},{"$f":"IFERROR(IF(OR(R98=\"\",'Historical scenario - input'!$D83=\"\"),\"\",R98/'Historical scenario - input'!$D83),\"\")","v":""},{"$f":"IFERROR(IF(OR(S98=\"\",'Historical scenario - input'!$D83=\"\"),\"\",S98/'Historical scenario - input'!$D83),\"\")","v":""},{"$f":"IFERROR(IF(OR(T98=\"\",'Historical scenario - input'!$D83=\"\"),\"\",T98/'Historical scenario - input'!$D83),\"\")","v":""},{"$f":"IFERROR(IF(OR(U98=\"\",'Historical scenario - input'!$D83=\"\"),\"\",U98/'Historical scenario - input'!$D83),\"\")","v":""},{"$f":"IFERROR(IF(OR(V98=\"\",'Historical scenario - input'!$D83=\"\"),\"\",V98/'Historical scenario - input'!$D83),\"\")","v":""},{"$f":"IFERROR(IF(OR(W98=\"\",'Historical scenario - input'!$D83=\"\"),\"\",W98/'Historical scenario - input'!$D83),\"\")","v":""}]
[{"$f":"IFERROR('Historical scenario - input'!A84,\"\")","v":""},{"$f":"IFERROR('Historical scenario - input'!B84,\"\")","v":0},{"$f":"IFERROR('Historical scenario - input'!C84,\"\")","v":0},{"$f":"IFERROR(repcalc('Historical scenario - input'!$CV84:$GH84,'Historical scenario - input'!$G84,'Historical scenario - input'!$E84,'Historical scenario - input'!$F84,20,TRUE,TRUE),\"\")","v":""},"","","","","","","","","","","","","","","","","","","",{"$f":"IFERROR(IF(OR(D99=\"\",'Historical scenario - input'!$D84=\"\"),\"\",D99/'Historical scenario - input'!$D84),\"\")","v":""},{"$f":"IFERROR(IF(OR(E99=\"\",'Historical scenario - input'!$D84=\"\"),\"\",E99/'Historical scenario - input'!$D84),\"\")","v":""},{"$f":"IFERROR(IF(OR(F99=\"\",'Historical scenario - input'!$D84=\"\"),\"\",F99/'Historical scenario - input'!$D84),\"\")","v":""},{"$f":"IFERROR(IF(OR(G99=\"\",'Historical scenario - input'!$D84=\"\"),\"\",G99/'Historical scenario - input'!$D84),\"\")","v":""},{"$f":"IFERROR(IF(OR(H99=\"\",'Historical scenario - input'!$D84=\"\"),\"\",H99/'Historical scenario - input'!$D84),\"\")","v":""},{"$f":"IFERROR(IF(OR(I99=\"\",'Historical scenario - input'!$D84=\"\"),\"\",I99/'Historical scenario - input'!$D84),\"\")","v":""},{"$f":"IFERROR(IF(OR(J99=\"\",'Historical scenario - input'!$D84=\"\"),\"\",J99/'Historical scenario - input'!$D84),\"\")","v":""},{"$f":"IFERROR(IF(OR(K99=\"\",'Historical scenario - input'!$D84=\"\"),\"\",K99/'Historical scenario - input'!$D84),\"\")","v":""},{"$f":"IFERROR(IF(OR(L99=\"\",'Historical scenario - input'!$D84=\"\"),\"\",L99/'Historical scenario - input'!$D84),\"\")","v":""},{"$f":"IFERROR(IF(OR(M99=\"\",'Historical scenario - input'!$D84=\"\"),\"\",M99/'Historical scenario - input'!$D84),\"\")","v":""},{"$f":"IFERROR(IF(OR(N99=\"\",'Historical scenario - input'!$D84=\"\"),\"\",N99/'Historical scenario - input'!$D84),\"\")","v":""},{"$f":"IFERROR(IF(OR(O99=\"\",'Historical scenario - input'!$D84=\"\"),\"\",O99/'Historical scenario - input'!$D84),\"\")","v":""},{"$f":"IFERROR(IF(OR(P99=\"\",'Historical scenario - input'!$D84=\"\"),\"\",P99/'Historical scenario - input'!$D84),\"\")","v":""},{"$f":"IFERROR(IF(OR(Q99=\"\",'Historical scenario - input'!$D84=\"\"),\"\",Q99/'Historical scenario - input'!$D84),\"\")","v":""},{"$f":"IFERROR(IF(OR(R99=\"\",'Historical scenario - input'!$D84=\"\"),\"\",R99/'Historical scenario - input'!$D84),\"\")","v":""},{"$f":"IFERROR(IF(OR(S99=\"\",'Historical scenario - input'!$D84=\"\"),\"\",S99/'Historical scenario - input'!$D84),\"\")","v":""},{"$f":"IFERROR(IF(OR(T99=\"\",'Historical scenario - input'!$D84=\"\"),\"\",T99/'Historical scenario - input'!$D84),\"\")","v":""},{"$f":"IFERROR(IF(OR(U99=\"\",'Historical scenario - input'!$D84=\"\"),\"\",U99/'Historical scenario - input'!$D84),\"\")","v":""},{"$f":"IFERROR(IF(OR(V99=\"\",'Historical scenario - input'!$D84=\"\"),\"\",V99/'Historical scenario - input'!$D84),\"\")","v":""},{"$f":"IFERROR(IF(OR(W99=\"\",'Historical scenario - input'!$D84=\"\"),\"\",W99/'Historical scenario - input'!$D84),\"\")","v":""}]
[{"$f":"IFERROR('Historical scenario - input'!A85,\"\")","v":""},{"$f":"IFERROR('Historical scenario - input'!B85,\"\")","v":0},{"$f":"IFERROR('Historical scenario - input'!C85,\"\")","v":0},{"$f":"IFERROR(repcalc('Historical scenario - input'!$CV85:$GH85,'Historical scenario - input'!$G85,'Historical scenario - input'!$E85,'Historical scenario - input'!$F85,20,TRUE,TRUE),\"\")","v":""},"","","","","","","","","","","","","","","","","","","",{"$f":"IFERROR(IF(OR(D100=\"\",'Historical scenario - input'!$D85=\"\"),\"\",D100/'Historical scenario - input'!$D85),\"\")","v":""},{"$f":"IFERROR(IF(OR(E100=\"\",'Historical scenario - input'!$D85=\"\"),\"\",E100/'Historical scenario - input'!$D85),\"\")","v":""},{"$f":"IFERROR(IF(OR(F100=\"\",'Historical scenario - input'!$D85=\"\"),\"\",F100/'Historical scenario - input'!$D85),\"\")","v":""},{"$f":"IFERROR(IF(OR(G100=\"\",'Historical scenario - input'!$D85=\"\"),\"\",G100/'Historical scenario - input'!$D85),\"\")","v":""},{"$f":"IFERROR(IF(OR(H100=\"\",'Historical scenario - input'!$D85=\"\"),\"\",H100/'Historical scenario - input'!$D85),\"\")","v":""},{"$f":"IFERROR(IF(OR(I100=\"\",'Historical scenario - input'!$D85=\"\"),\"\",I100/'Historical scenario - input'!$D85),\"\")","v":""},{"$f":"IFERROR(IF(OR(J100=\"\",'Historical scenario - input'!$D85=\"\"),\"\",J100/'Historical scenario - input'!$D85),\"\")","v":""},{"$f":"IFERROR(IF(OR(K100=\"\",'Historical scenario - input'!$D85=\"\"),\"\",K100/'Historical scenario - input'!$D85),\"\")","v":""},{"$f":"IFERROR(IF(OR(L100=\"\",'Historical scenario - input'!$D85=\"\"),\"\",L100/'Historical scenario - input'!$D85),\"\")","v":""},{"$f":"IFERROR(IF(OR(M100=\"\",'Historical scenario - input'!$D85=\"\"),\"\",M100/'Historical scenario - input'!$D85),\"\")","v":""},{"$f":"IFERROR(IF(OR(N100=\"\",'Historical scenario - input'!$D85=\"\"),\"\",N100/'Historical scenario - input'!$D85),\"\")","v":""},{"$f":"IFERROR(IF(OR(O100=\"\",'Historical scenario - input'!$D85=\"\"),\"\",O100/'Historical scenario - input'!$D85),\"\")","v":""},{"$f":"IFERROR(IF(OR(P100=\"\",'Historical scenario - input'!$D85=\"\"),\"\",P100/'Historical scenario - input'!$D85),\"\")","v":""},{"$f":"IFERROR(IF(OR(Q100=\"\",'Historical scenario - input'!$D85=\"\"),\"\",Q100/'Historical scenario - input'!$D85),\"\")","v":""},{"$f":"IFERROR(IF(OR(R100=\"\",'Historical scenario - input'!$D85=\"\"),\"\",R100/'Historical scenario - input'!$D85),\"\")","v":""},{"$f":"IFERROR(IF(OR(S100=\"\",'Historical scenario - input'!$D85=\"\"),\"\",S100/'Historical scenario - input'!$D85),\"\")","v":""},{"$f":"IFERROR(IF(OR(T100=\"\",'Historical scenario - input'!$D85=\"\"),\"\",T100/'Historical scenario - input'!$D85),\"\")","v":""},{"$f":"IFERROR(IF(OR(U100=\"\",'Historical scenario - input'!$D85=\"\"),\"\",U100/'Historical scenario - input'!$D85),\"\")","v":""},{"$f":"IFERROR(IF(OR(V100=\"\",'Historical scenario - input'!$D85=\"\"),\"\",V100/'Historical scenario - input'!$D85),\"\")","v":""},{"$f":"IFERROR(IF(OR(W100=\"\",'Historical scenario - input'!$D85=\"\"),\"\",W100/'Historical scenario - input'!$D85),\"\")","v":""}]
[{"$f":"IFERROR('Historical scenario - input'!A86,\"\")","v":""},{"$f":"IFERROR('Historical scenario - input'!B86,\"\")","v":0},{"$f":"IFERROR('Historical scenario - input'!C86,\"\")","v":0},{"$f":"IFERROR(repcalc('Historical scenario - input'!$CV86:$GH86,'Historical scenario - input'!$G86,'Historical scenario - input'!$E86,'Historical scenario - input'!$F86,20,TRUE,TRUE),\"\")","v":""},"","","","","","","","","","","","","","","","","","","",{"$f":"IFERROR(IF(OR(D101=\"\",'Historical scenario - input'!$D86=\"\"),\"\",D101/'Historical scenario - input'!$D86),\"\")","v":""},{"$f":"IFERROR(IF(OR(E101=\"\",'Historical scenario - input'!$D86=\"\"),\"\",E101/'Historical scenario - input'!$D86),\"\")","v":""},{"$f":"IFERROR(IF(OR(F101=\"\",'Historical scenario - input'!$D86=\"\"),\"\",F101/'Historical scenario - input'!$D86),\"\")","v":""},{"$f":"IFERROR(IF(OR(G101=\"\",'Historical scenario - input'!$D86=\"\"),\"\",G101/'Historical scenario - input'!$D86),\"\")","v":""},{"$f":"IFERROR(IF(OR(H101=\"\",'Historical scenario - input'!$D86=\"\"),\"\",H101/'Historical scenario - input'!$D86),\"\")","v":""},{"$f":"IFERROR(IF(OR(I101=\"\",'Historical scenario - input'!$D86=\"\"),\"\",I101/'Historical scenario - input'!$D86),\"\")","v":""},{"$f":"IFERROR(IF(OR(J101=\"\",'Historical scenario - input'!$D86=\"\"),\"\",J101/'Historical scenario - input'!$D86),\"\")","v":""},{"$f":"IFERROR(IF(OR(K101=\"\",'Historical scenario - input'!$D86=\"\"),\"\",K101/'Historical scenario - input'!$D86),\"\")","v":""},{"$f":"IFERROR(IF(OR(L101=\"\",'Historical scenario - input'!$D86=\"\"),\"\",L101/'Historical scenario - input'!$D86),\"\")","v":""},{"$f":"IFERROR(IF(OR(M101=\"\",'Historical scenario - input'!$D86=\"\"),\"\",M101/'Historical scenario - input'!$D86),\"\")","v":""},{"$f":"IFERROR(IF(OR(N101=\"\",'Historical scenario - input'!$D86=\"\"),\"\",N101/'Historical scenario - input'!$D86),\"\")","v":""},{"$f":"IFERROR(IF(OR(O101=\"\",'Historical scenario - input'!$D86=\"\"),\"\",O101/'Historical scenario - input'!$D86),\"\")","v":""},{"$f":"IFERROR(IF(OR(P101=\"\",'Historical scenario - input'!$D86=\"\"),\"\",P101/'Historical scenario - input'!$D86),\"\")","v":""},{"$f":"IFERROR(IF(OR(Q101=\"\",'Historical scenario - input'!$D86=\"\"),\"\",Q101/'Historical scenario - input'!$D86),\"\")","v":""},{"$f":"IFERROR(IF(OR(R101=\"\",'Historical scenario - input'!$D86=\"\"),\"\",R101/'Historical scenario - input'!$D86),\"\")","v":""},{"$f":"IFERROR(IF(OR(S101=\"\",'Historical scenario - input'!$D86=\"\"),\"\",S101/'Historical scenario - input'!$D86),\"\")","v":""},{"$f":"IFERROR(IF(OR(T101=\"\",'Historical scenario - input'!$D86=\"\"),\"\",T101/'Historical scenario - input'!$D86),\"\")","v":""},{"$f":"IFERROR(IF(OR(U101=\"\",'Historical scenario - input'!$D86=\"\"),\"\",U101/'Historical scenario - input'!$D86),\"\")","v":""},{"$f":"IFERROR(IF(OR(V101=\"\",'Historical scenario - input'!$D86=\"\"),\"\",V101/'Historical scenario - input'!$D86),\"\")","v":""},{"$f":"IFERROR(IF(OR(W101=\"\",'Historical scenario - input'!$D86=\"\"),\"\",W101/'Historical scenario - input'!$D86),\"\")","v":""}]
[{"$f":"IFERROR('Historical scenario - input'!A87,\"\")","v":""},{"$f":"IFERROR('Historical scenario - input'!B87,\"\")","v":0},{"$f":"IFERROR('Historical scenario - input'!C87,\"\")","v":0},{"$f":"IFERROR(repcalc('Historical scenario - input'!$CV87:$GH87,'Historical scenario - input'!$G87,'Historical scenario - input'!$E87,'Historical scenario - input'!$F87,20,TRUE,TRUE),\"\")","v":""},"","","","","","","","","","","","","","","","","","","",{"$f":"IFERROR(IF(OR(D102=\"\",'Historical scenario - input'!$D87=\"\"),\"\",D102/'Historical scenario - input'!$D87),\"\")","v":""},{"$f":"IFERROR(IF(OR(E102=\"\",'Historical scenario - input'!$D87=\"\"),\"\",E102/'Historical scenario - input'!$D87),\"\")","v":""},{"$f":"IFERROR(IF(OR(F102=\"\",'Historical scenario - input'!$D87=\"\"),\"\",F102/'Historical scenario - input'!$D87),\"\")","v":""},{"$f":"IFERROR(IF(OR(G102=\"\",'Historical scenario - input'!$D87=\"\"),\"\",G102/'Historical scenario - input'!$D87),\"\")","v":""},{"$f":"IFERROR(IF(OR(H102=\"\",'Historical scenario - input'!$D87=\"\"),\"\",H102/'Historical scenario - input'!$D87),\"\")","v":""},{"$f":"IFERROR(IF(OR(I102=\"\",'Historical scenario - input'!$D87=\"\"),\"\",I102/'Historical scenario - input'!$D87),\"\")","v":""},{"$f":"IFERROR(IF(OR(J102=\"\",'Historical scenario - input'!$D87=\"\"),\"\",J102/'Historical scenario - input'!$D87),\"\")","v":""},{"$f":"IFERROR(IF(OR(K102=\"\",'Historical scenario - input'!$D87=\"\"),\"\",K102/'Historical scenario - input'!$D87),\"\")","v":""},{"$f":"IFERROR(IF(OR(L102=\"\",'Historical scenario - input'!$D87=\"\"),\"\",L102/'Historical scenario - input'!$D87),\"\")","v":""},{"$f":"IFERROR(IF(OR(M102=\"\",'Historical scenario - input'!$D87=\"\"),\"\",M102/'Historical scenario - input'!$D87),\"\")","v":""},{"$f":"IFERROR(IF(OR(N102=\"\",'Historical scenario - input'!$D87=\"\"),\"\",N102/'Historical scenario - input'!$D87),\"\")","v":""},{"$f":"IFERROR(IF(OR(O102=\"\",'Historical scenario - input'!$D87=\"\"),\"\",O102/'Historical scenario - input'!$D87),\"\")","v":""},{"$f":"IFERROR(IF(OR(P102=\"\",'Historical scenario - input'!$D87=\"\"),\"\",P102/'Historical scenario - input'!$D87),\"\")","v":""},{"$f":"IFERROR(IF(OR(Q102=\"\",'Historical scenario - input'!$D87=\"\"),\"\",Q102/'Historical scenario - input'!$D87),\"\")","v":""},{"$f":"IFERROR(IF(OR(R102=\"\",'Historical scenario - input'!$D87=\"\"),\"\",R102/'Historical scenario - input'!$D87),\"\")","v":""},{"$f":"IFERROR(IF(OR(S102=\"\",'Historical scenario - input'!$D87=\"\"),\"\",S102/'Historical scenario - input'!$D87),\"\")","v":""},{"$f":"IFERROR(IF(OR(T102=\"\",'Historical scenario - input'!$D87=\"\"),\"\",T102/'Historical scenario - input'!$D87),\"\")","v":""},{"$f":"IFERROR(IF(OR(U102=\"\",'Historical scenario - input'!$D87=\"\"),\"\",U102/'Historical scenario - input'!$D87),\"\")","v":""},{"$f":"IFERROR(IF(OR(V102=\"\",'Historical scenario - input'!$D87=\"\"),\"\",V102/'Historical scenario - input'!$D87),\"\")","v":""},{"$f":"IFERROR(IF(OR(W102=\"\",'Historical scenario - input'!$D87=\"\"),\"\",W102/'Historical scenario - input'!$D87),\"\")","v":""}]
[{"$f":"IFERROR('Historical scenario - input'!A88,\"\")","v":""},{"$f":"IFERROR('Historical scenario - input'!B88,\"\")","v":0},{"$f":"IFERROR('Historical scenario - input'!C88,\"\")","v":0},{"$f":"IFERROR(repcalc('Historical scenario - input'!$CV88:$GH88,'Historical scenario - input'!$G88,'Historical scenario - input'!$E88,'Historical scenario - input'!$F88,20,TRUE,TRUE),\"\")","v":""},"","","","","","","","","","","","","","","","","","","",{"$f":"IFERROR(IF(OR(D103=\"\",'Historical scenario - input'!$D88=\"\"),\"\",D103/'Historical scenario - input'!$D88),\"\")","v":""},{"$f":"IFERROR(IF(OR(E103=\"\",'Historical scenario - input'!$D88=\"\"),\"\",E103/'Historical scenario - input'!$D88),\"\")","v":""},{"$f":"IFERROR(IF(OR(F103=\"\",'Historical scenario - input'!$D88=\"\"),\"\",F103/'Historical scenario - input'!$D88),\"\")","v":""},{"$f":"IFERROR(IF(OR(G103=\"\",'Historical scenario - input'!$D88=\"\"),\"\",G103/'Historical scenario - input'!$D88),\"\")","v":""},{"$f":"IFERROR(IF(OR(H103=\"\",'Historical scenario - input'!$D88=\"\"),\"\",H103/'Historical scenario - input'!$D88),\"\")","v":""},{"$f":"IFERROR(IF(OR(I103=\"\",'Historical scenario - input'!$D88=\"\"),\"\",I103/'Historical scenario - input'!$D88),\"\")","v":""},{"$f":"IFERROR(IF(OR(J103=\"\",'Historical scenario - input'!$D88=\"\"),\"\",J103/'Historical scenario - input'!$D88),\"\")","v":""},{"$f":"IFERROR(IF(OR(K103=\"\",'Historical scenario - input'!$D88=\"\"),\"\",K103/'Historical scenario - input'!$D88),\"\")","v":""},{"$f":"IFERROR(IF(OR(L103=\"\",'Historical scenario - input'!$D88=\"\"),\"\",L103/'Historical scenario - input'!$D88),\"\")","v":""},{"$f":"IFERROR(IF(OR(M103=\"\",'Historical scenario - input'!$D88=\"\"),\"\",M103/'Historical scenario - input'!$D88),\"\")","v":""},{"$f":"IFERROR(IF(OR(N103=\"\",'Historical scenario - input'!$D88=\"\"),\"\",N103/'Historical scenario - input'!$D88),\"\")","v":""},{"$f":"IFERROR(IF(OR(O103=\"\",'Historical scenario - input'!$D88=\"\"),\"\",O103/'Historical scenario - input'!$D88),\"\")","v":""},{"$f":"IFERROR(IF(OR(P103=\"\",'Historical scenario - input'!$D88=\"\"),\"\",P103/'Historical scenario - input'!$D88),\"\")","v":""},{"$f":"IFERROR(IF(OR(Q103=\"\",'Historical scenario - input'!$D88=\"\"),\"\",Q103/'Historical scenario - input'!$D88),\"\")","v":""},{"$f":"IFERROR(IF(OR(R103=\"\",'Historical scenario - input'!$D88=\"\"),\"\",R103/'Historical scenario - input'!$D88),\"\")","v":""},{"$f":"IFERROR(IF(OR(S103=\"\",'Historical scenario - input'!$D88=\"\"),\"\",S103/'Historical scenario - input'!$D88),\"\")","v":""},{"$f":"IFERROR(IF(OR(T103=\"\",'Historical scenario - input'!$D88=\"\"),\"\",T103/'Historical scenario - input'!$D88),\"\")","v":""},{"$f":"IFERROR(IF(OR(U103=\"\",'Historical scenario - input'!$D88=\"\"),\"\",U103/'Historical scenario - input'!$D88),\"\")","v":""},{"$f":"IFERROR(IF(OR(V103=\"\",'Historical scenario - input'!$D88=\"\"),\"\",V103/'Historical scenario - input'!$D88),\"\")","v":""},{"$f":"IFERROR(IF(OR(W103=\"\",'Historical scenario - input'!$D88=\"\"),\"\",W103/'Historical scenario - input'!$D88),\"\")","v":""}]
[{"$f":"IFERROR('Historical scenario - input'!A89,\"\")","v":""},{"$f":"IFERROR('Historical scenario - input'!B89,\"\")","v":0},{"$f":"IFERROR('Historical scenario - input'!C89,\"\")","v":0},{"$f":"IFERROR(repcalc('Historical scenario - input'!$CV89:$GH89,'Historical scenario - input'!$G89,'Historical scenario - input'!$E89,'Historical scenario - input'!$F89,20,TRUE,TRUE),\"\")","v":""},"","","","","","","","","","","","","","","","","","","",{"$f":"IFERROR(IF(OR(D104=\"\",'Historical scenario - input'!$D89=\"\"),\"\",D104/'Historical scenario - input'!$D89),\"\")","v":""},{"$f":"IFERROR(IF(OR(E104=\"\",'Historical scenario - input'!$D89=\"\"),\"\",E104/'Historical scenario - input'!$D89),\"\")","v":""},{"$f":"IFERROR(IF(OR(F104=\"\",'Historical scenario - input'!$D89=\"\"),\"\",F104/'Historical scenario - input'!$D89),\"\")","v":""},{"$f":"IFERROR(IF(OR(G104=\"\",'Historical scenario - input'!$D89=\"\"),\"\",G104/'Historical scenario - input'!$D89),\"\")","v":""},{"$f":"IFERROR(IF(OR(H104=\"\",'Historical scenario - input'!$D89=\"\"),\"\",H104/'Historical scenario - input'!$D89),\"\")","v":""},{"$f":"IFERROR(IF(OR(I104=\"\",'Historical scenario - input'!$D89=\"\"),\"\",I104/'Historical scenario - input'!$D89),\"\")","v":""},{"$f":"IFERROR(IF(OR(J104=\"\",'Historical scenario - input'!$D89=\"\"),\"\",J104/'Historical scenario - input'!$D89),\"\")","v":""},{"$f":"IFERROR(IF(OR(K104=\"\",'Historical scenario - input'!$D89=\"\"),\"\",K104/'Historical scenario - input'!$D89),\"\")","v":""},{"$f":"IFERROR(IF(OR(L104=\"\",'Historical scenario - input'!$D89=\"\"),\"\",L104/'Historical scenario - input'!$D89),\"\")","v":""},{"$f":"IFERROR(IF(OR(M104=\"\",'Historical scenario - input'!$D89=\"\"),\"\",M104/'Historical scenario - input'!$D89),\"\")","v":""},{"$f":"IFERROR(IF(OR(N104=\"\",'Historical scenario - input'!$D89=\"\"),\"\",N104/'Historical scenario - input'!$D89),\"\")","v":""},{"$f":"IFERROR(IF(OR(O104=\"\",'Historical scenario - input'!$D89=\"\"),\"\",O104/'Historical scenario - input'!$D89),\"\")","v":""},{"$f":"IFERROR(IF(OR(P104=\"\",'Historical scenario - input'!$D89=\"\"),\"\",P104/'Historical scenario - input'!$D89),\"\")","v":""},{"$f":"IFERROR(IF(OR(Q104=\"\",'Historical scenario - input'!$D89=\"\"),\"\",Q104/'Historical scenario - input'!$D89),\"\")","v":""},{"$f":"IFERROR(IF(OR(R104=\"\",'Historical scenario - input'!$D89=\"\"),\"\",R104/'Historical scenario - input'!$D89),\"\")","v":""},{"$f":"IFERROR(IF(OR(S104=\"\",'Historical scenario - input'!$D89=\"\"),\"\",S104/'Historical scenario - input'!$D89),\"\")","v":""},{"$f":"IFERROR(IF(OR(T104=\"\",'Historical scenario - input'!$D89=\"\"),\"\",T104/'Historical scenario - input'!$D89),\"\")","v":""},{"$f":"IFERROR(IF(OR(U104=\"\",'Historical scenario - input'!$D89=\"\"),\"\",U104/'Historical scenario - input'!$D89),\"\")","v":""},{"$f":"IFERROR(IF(OR(V104=\"\",'Historical scenario - input'!$D89=\"\"),\"\",V104/'Historical scenario - input'!$D89),\"\")","v":""},{"$f":"IFERROR(IF(OR(W104=\"\",'Historical scenario - input'!$D89=\"\"),\"\",W104/'Historical scenario - input'!$D89),\"\")","v":""}]
[{"$f":"IFERROR('Historical scenario - input'!A90,\"\")","v":""},{"$f":"IFERROR('Historical scenario - input'!B90,\"\")","v":0},{"$f":"IFERROR('Historical scenario - input'!C90,\"\")","v":0},{"$f":"IFERROR(repcalc('Historical scenario - input'!$CV90:$GH90,'Historical scenario - input'!$G90,'Historical scenario - input'!$E90,'Historical scenario - input'!$F90,20,TRUE,TRUE),\"\")","v":""},"","","","","","","","","","","","","","","","","","","",{"$f":"IFERROR(IF(OR(D105=\"\",'Historical scenario - input'!$D90=\"\"),\"\",D105/'Historical scenario - input'!$D90),\"\")","v":""},{"$f":"IFERROR(IF(OR(E105=\"\",'Historical scenario - input'!$D90=\"\"),\"\",E105/'Historical scenario - input'!$D90),\"\")","v":""},{"$f":"IFERROR(IF(OR(F105=\"\",'Historical scenario - input'!$D90=\"\"),\"\",F105/'Historical scenario - input'!$D90),\"\")","v":""},{"$f":"IFERROR(IF(OR(G105=\"\",'Historical scenario - input'!$D90=\"\"),\"\",G105/'Historical scenario - input'!$D90),\"\")","v":""},{"$f":"IFERROR(IF(OR(H105=\"\",'Historical scenario - input'!$D90=\"\"),\"\",H105/'Historical scenario - input'!$D90),\"\")","v":""},{"$f":"IFERROR(IF(OR(I105=\"\",'Historical scenario - input'!$D90=\"\"),\"\",I105/'Historical scenario - input'!$D90),\"\")","v":""},{"$f":"IFERROR(IF(OR(J105=\"\",'Historical scenario - input'!$D90=\"\"),\"\",J105/'Historical scenario - input'!$D90),\"\")","v":""},{"$f":"IFERROR(IF(OR(K105=\"\",'Historical scenario - input'!$D90=\"\"),\"\",K105/'Historical scenario - input'!$D90),\"\")","v":""},{"$f":"IFERROR(IF(OR(L105=\"\",'Historical scenario - input'!$D90=\"\"),\"\",L105/'Historical scenario - input'!$D90),\"\")","v":""},{"$f":"IFERROR(IF(OR(M105=\"\",'Historical scenario - input'!$D90=\"\"),\"\",M105/'Historical scenario - input'!$D90),\"\")","v":""},{"$f":"IFERROR(IF(OR(N105=\"\",'Historical scenario - input'!$D90=\"\"),\"\",N105/'Historical scenario - input'!$D90),\"\")","v":""},{"$f":"IFERROR(IF(OR(O105=\"\",'Historical scenario - input'!$D90=\"\"),\"\",O105/'Historical scenario - input'!$D90),\"\")","v":""},{"$f":"IFERROR(IF(OR(P105=\"\",'Historical scenario - input'!$D90=\"\"),\"\",P105/'Historical scenario - input'!$D90),\"\")","v":""},{"$f":"IFERROR(IF(OR(Q105=\"\",'Historical scenario - input'!$D90=\"\"),\"\",Q105/'Historical scenario - input'!$D90),\"\")","v":""},{"$f":"IFERROR(IF(OR(R105=\"\",'Historical scenario - input'!$D90=\"\"),\"\",R105/'Historical scenario - input'!$D90),\"\")","v":""},{"$f":"IFERROR(IF(OR(S105=\"\",'Historical scenario - input'!$D90=\"\"),\"\",S105/'Historical scenario - input'!$D90),\"\")","v":""},{"$f":"IFERROR(IF(OR(T105=\"\",'Historical scenario - input'!$D90=\"\"),\"\",T105/'Historical scenario - input'!$D90),\"\")","v":""},{"$f":"IFERROR(IF(OR(U105=\"\",'Historical scenario - input'!$D90=\"\"),\"\",U105/'Historical scenario - input'!$D90),\"\")","v":""},{"$f":"IFERROR(IF(OR(V105=\"\",'Historical scenario - input'!$D90=\"\"),\"\",V105/'Historical scenario - input'!$D90),\"\")","v":""},{"$f":"IFERROR(IF(OR(W105=\"\",'Historical scenario - input'!$D90=\"\"),\"\",W105/'Historical scenario - input'!$D90),\"\")","v":""}]
[{"$f":"IFERROR('Historical scenario - input'!A91,\"\")","v":""},{"$f":"IFERROR('Historical scenario - input'!B91,\"\")","v":0},{"$f":"IFERROR('Historical scenario - input'!C91,\"\")","v":0},{"$f":"IFERROR(repcalc('Historical scenario - input'!$CV91:$GH91,'Historical scenario - input'!$G91,'Historical scenario - input'!$E91,'Historical scenario - input'!$F91,20,TRUE,TRUE),\"\")","v":""},"","","","","","","","","","","","","","","","","","","",{"$f":"IFERROR(IF(OR(D106=\"\",'Historical scenario - input'!$D91=\"\"),\"\",D106/'Historical scenario - input'!$D91),\"\")","v":""},{"$f":"IFERROR(IF(OR(E106=\"\",'Historical scenario - input'!$D91=\"\"),\"\",E106/'Historical scenario - input'!$D91),\"\")","v":""},{"$f":"IFERROR(IF(OR(F106=\"\",'Historical scenario - input'!$D91=\"\"),\"\",F106/'Historical scenario - input'!$D91),\"\")","v":""},{"$f":"IFERROR(IF(OR(G106=\"\",'Historical scenario - input'!$D91=\"\"),\"\",G106/'Historical scenario - input'!$D91),\"\")","v":""},{"$f":"IFERROR(IF(OR(H106=\"\",'Historical scenario - input'!$D91=\"\"),\"\",H106/'Historical scenario - input'!$D91),\"\")","v":""},{"$f":"IFERROR(IF(OR(I106=\"\",'Historical scenario - input'!$D91=\"\"),\"\",I106/'Historical scenario - input'!$D91),\"\")","v":""},{"$f":"IFERROR(IF(OR(J106=\"\",'Historical scenario - input'!$D91=\"\"),\"\",J106/'Historical scenario - input'!$D91),\"\")","v":""},{"$f":"IFERROR(IF(OR(K106=\"\",'Historical scenario - input'!$D91=\"\"),\"\",K106/'Historical scenario - input'!$D91),\"\")","v":""},{"$f":"IFERROR(IF(OR(L106=\"\",'Historical scenario - input'!$D91=\"\"),\"\",L106/'Historical scenario - input'!$D91),\"\")","v":""},{"$f":"IFERROR(IF(OR(M106=\"\",'Historical scenario - input'!$D91=\"\"),\"\",M106/'Historical scenario - input'!$D91),\"\")","v":""},{"$f":"IFERROR(IF(OR(N106=\"\",'Historical scenario - input'!$D91=\"\"),\"\",N106/'Historical scenario - input'!$D91),\"\")","v":""},{"$f":"IFERROR(IF(OR(O106=\"\",'Historical scenario - input'!$D91=\"\"),\"\",O106/'Historical scenario - input'!$D91),\"\")","v":""},{"$f":"IFERROR(IF(OR(P106=\"\",'Historical scenario - input'!$D91=\"\"),\"\",P106/'Historical scenario - input'!$D91),\"\")","v":""},{"$f":"IFERROR(IF(OR(Q106=\"\",'Historical scenario - input'!$D91=\"\"),\"\",Q106/'Historical scenario - input'!$D91),\"\")","v":""},{"$f":"IFERROR(IF(OR(R106=\"\",'Historical scenario - input'!$D91=\"\"),\"\",R106/'Historical scenario - input'!$D91),\"\")","v":""},{"$f":"IFERROR(IF(OR(S106=\"\",'Historical scenario - input'!$D91=\"\"),\"\",S106/'Historical scenario - input'!$D91),\"\")","v":""},{"$f":"IFERROR(IF(OR(T106=\"\",'Historical scenario - input'!$D91=\"\"),\"\",T106/'Historical scenario - input'!$D91),\"\")","v":""},{"$f":"IFERROR(IF(OR(U106=\"\",'Historical scenario - input'!$D91=\"\"),\"\",U106/'Historical scenario - input'!$D91),\"\")","v":""},{"$f":"IFERROR(IF(OR(V106=\"\",'Historical scenario - input'!$D91=\"\"),\"\",V106/'Historical scenario - input'!$D91),\"\")","v":""},{"$f":"IFERROR(IF(OR(W106=\"\",'Historical scenario - input'!$D91=\"\"),\"\",W106/'Historical scenario - input'!$D91),\"\")","v":""}]
[{"$f":"IFERROR('Historical scenario - input'!A92,\"\")","v":""},{"$f":"IFERROR('Historical scenario - input'!B92,\"\")","v":0},{"$f":"IFERROR('Historical scenario - input'!C92,\"\")","v":0},{"$f":"IFERROR(repcalc('Historical scenario - input'!$CV92:$GH92,'Historical scenario - input'!$G92,'Historical scenario - input'!$E92,'Historical scenario - input'!$F92,20,TRUE,TRUE),\"\")","v":""},"","","","","","","","","","","","","","","","","","","",{"$f":"IFERROR(IF(OR(D107=\"\",'Historical scenario - input'!$D92=\"\"),\"\",D107/'Historical scenario - input'!$D92),\"\")","v":""},{"$f":"IFERROR(IF(OR(E107=\"\",'Historical scenario - input'!$D92=\"\"),\"\",E107/'Historical scenario - input'!$D92),\"\")","v":""},{"$f":"IFERROR(IF(OR(F107=\"\",'Historical scenario - input'!$D92=\"\"),\"\",F107/'Historical scenario - input'!$D92),\"\")","v":""},{"$f":"IFERROR(IF(OR(G107=\"\",'Historical scenario - input'!$D92=\"\"),\"\",G107/'Historical scenario - input'!$D92),\"\")","v":""},{"$f":"IFERROR(IF(OR(H107=\"\",'Historical scenario - input'!$D92=\"\"),\"\",H107/'Historical scenario - input'!$D92),\"\")","v":""},{"$f":"IFERROR(IF(OR(I107=\"\",'Historical scenario - input'!$D92=\"\"),\"\",I107/'Historical scenario - input'!$D92),\"\")","v":""},{"$f":"IFERROR(IF(OR(J107=\"\",'Historical scenario - input'!$D92=\"\"),\"\",J107/'Historical scenario - input'!$D92),\"\")","v":""},{"$f":"IFERROR(IF(OR(K107=\"\",'Historical scenario - input'!$D92=\"\"),\"\",K107/'Historical scenario - input'!$D92),\"\")","v":""},{"$f":"IFERROR(IF(OR(L107=\"\",'Historical scenario - input'!$D92=\"\"),\"\",L107/'Historical scenario - input'!$D92),\"\")","v":""},{"$f":"IFERROR(IF(OR(M107=\"\",'Historical scenario - input'!$D92=\"\"),\"\",M107/'Historical scenario - input'!$D92),\"\")","v":""},{"$f":"IFERROR(IF(OR(N107=\"\",'Historical scenario - input'!$D92=\"\"),\"\",N107/'Historical scenario - input'!$D92),\"\")","v":""},{"$f":"IFERROR(IF(OR(O107=\"\",'Historical scenario - input'!$D92=\"\"),\"\",O107/'Historical scenario - input'!$D92),\"\")","v":""},{"$f":"IFERROR(IF(OR(P107=\"\",'Historical scenario - input'!$D92=\"\"),\"\",P107/'Historical scenario - input'!$D92),\"\")","v":""},{"$f":"IFERROR(IF(OR(Q107=\"\",'Historical scenario - input'!$D92=\"\"),\"\",Q107/'Historical scenario - input'!$D92),\"\")","v":""},{"$f":"IFERROR(IF(OR(R107=\"\",'Historical scenario - input'!$D92=\"\"),\"\",R107/'Historical scenario - input'!$D92),\"\")","v":""},{"$f":"IFERROR(IF(OR(S107=\"\",'Historical scenario - input'!$D92=\"\"),\"\",S107/'Historical scenario - input'!$D92),\"\")","v":""},{"$f":"IFERROR(IF(OR(T107=\"\",'Historical scenario - input'!$D92=\"\"),\"\",T107/'Historical scenario - input'!$D92),\"\")","v":""},{"$f":"IFERROR(IF(OR(U107=\"\",'Historical scenario - input'!$D92=\"\"),\"\",U107/'Historical scenario - input'!$D92),\"\")","v":""},{"$f":"IFERROR(IF(OR(V107=\"\",'Historical scenario - input'!$D92=\"\"),\"\",V107/'Historical scenario - input'!$D92),\"\")","v":""},{"$f":"IFERROR(IF(OR(W107=\"\",'Historical scenario - input'!$D92=\"\"),\"\",W107/'Historical scenario - input'!$D92),\"\")","v":""}]
[{"$f":"IFERROR('Historical scenario - input'!A93,\"\")","v":""},{"$f":"IFERROR('Historical scenario - input'!B93,\"\")","v":0},{"$f":"IFERROR('Historical scenario - input'!C93,\"\")","v":0},{"$f":"IFERROR(repcalc('Historical scenario - input'!$CV93:$GH93,'Historical scenario - input'!$G93,'Historical scenario - input'!$E93,'Historical scenario - input'!$F93,20,TRUE,TRUE),\"\")","v":""},"","","","","","","","","","","","","","","","","","","",{"$f":"IFERROR(IF(OR(D108=\"\",'Historical scenario - input'!$D93=\"\"),\"\",D108/'Historical scenario - input'!$D93),\"\")","v":""},{"$f":"IFERROR(IF(OR(E108=\"\",'Historical scenario - input'!$D93=\"\"),\"\",E108/'Historical scenario - input'!$D93),\"\")","v":""},{"$f":"IFERROR(IF(OR(F108=\"\",'Historical scenario - input'!$D93=\"\"),\"\",F108/'Historical scenario - input'!$D93),\"\")","v":""},{"$f":"IFERROR(IF(OR(G108=\"\",'Historical scenario - input'!$D93=\"\"),\"\",G108/'Historical scenario - input'!$D93),\"\")","v":""},{"$f":"IFERROR(IF(OR(H108=\"\",'Historical scenario - input'!$D93=\"\"),\"\",H108/'Historical scenario - input'!$D93),\"\")","v":""},{"$f":"IFERROR(IF(OR(I108=\"\",'Historical scenario - input'!$D93=\"\"),\"\",I108/'Historical scenario - input'!$D93),\"\")","v":""},{"$f":"IFERROR(IF(OR(J108=\"\",'Historical scenario - input'!$D93=\"\"),\"\",J108/'Historical scenario - input'!$D93),\"\")","v":""},{"$f":"IFERROR(IF(OR(K108=\"\",'Historical scenario - input'!$D93=\"\"),\"\",K108/'Historical scenario - input'!$D93),\"\")","v":""},{"$f":"IFERROR(IF(OR(L108=\"\",'Historical scenario - input'!$D93=\"\"),\"\",L108/'Historical scenario - input'!$D93),\"\")","v":""},{"$f":"IFERROR(IF(OR(M108=\"\",'Historical scenario - input'!$D93=\"\"),\"\",M108/'Historical scenario - input'!$D93),\"\")","v":""},{"$f":"IFERROR(IF(OR(N108=\"\",'Historical scenario - input'!$D93=\"\"),\"\",N108/'Historical scenario - input'!$D93),\"\")","v":""},{"$f":"IFERROR(IF(OR(O108=\"\",'Historical scenario - input'!$D93=\"\"),\"\",O108/'Historical scenario - input'!$D93),\"\")","v":""},{"$f":"IFERROR(IF(OR(P108=\"\",'Historical scenario - input'!$D93=\"\"),\"\",P108/'Historical scenario - input'!$D93),\"\")","v":""},{"$f":"IFERROR(IF(OR(Q108=\"\",'Historical scenario - input'!$D93=\"\"),\"\",Q108/'Historical scenario - input'!$D93),\"\")","v":""},{"$f":"IFERROR(IF(OR(R108=\"\",'Historical scenario - input'!$D93=\"\"),\"\",R108/'Historical scenario - input'!$D93),\"\")","v":""},{"$f":"IFERROR(IF(OR(S108=\"\",'Historical scenario - input'!$D93=\"\"),\"\",S108/'Historical scenario - input'!$D93),\"\")","v":""},{"$f":"IFERROR(IF(OR(T108=\"\",'Historical scenario - input'!$D93=\"\"),\"\",T108/'Historical scenario - input'!$D93),\"\")","v":""},{"$f":"IFERROR(IF(OR(U108=\"\",'Historical scenario - input'!$D93=\"\"),\"\",U108/'Historical scenario - input'!$D93),\"\")","v":""},{"$f":"IFERROR(IF(OR(V108=\"\",'Historical scenario - input'!$D93=\"\"),\"\",V108/'Historical scenario - input'!$D93),\"\")","v":""},{"$f":"IFERROR(IF(OR(W108=\"\",'Historical scenario - input'!$D93=\"\"),\"\",W108/'Historical scenario - input'!$D93),\"\")","v":""}]
[{"$f":"IFERROR('Historical scenario - input'!A94,\"\")","v":""},{"$f":"IFERROR('Historical scenario - input'!B94,\"\")","v":0},{"$f":"IFERROR('Historical scenario - input'!C94,\"\")","v":0},{"$f":"IFERROR(repcalc('Historical scenario - input'!$CV94:$GH94,'Historical scenario - input'!$G94,'Historical scenario - input'!$E94,'Historical scenario - input'!$F94,20,TRUE,TRUE),\"\")","v":""},"","","","","","","","","","","","","","","","","","","",{"$f":"IFERROR(IF(OR(D109=\"\",'Historical scenario - input'!$D94=\"\"),\"\",D109/'Historical scenario - input'!$D94),\"\")","v":""},{"$f":"IFERROR(IF(OR(E109=\"\",'Historical scenario - input'!$D94=\"\"),\"\",E109/'Historical scenario - input'!$D94),\"\")","v":""},{"$f":"IFERROR(IF(OR(F109=\"\",'Historical scenario - input'!$D94=\"\"),\"\",F109/'Historical scenario - input'!$D94),\"\")","v":""},{"$f":"IFERROR(IF(OR(G109=\"\",'Historical scenario - input'!$D94=\"\"),\"\",G109/'Historical scenario - input'!$D94),\"\")","v":""},{"$f":"IFERROR(IF(OR(H109=\"\",'Historical scenario - input'!$D94=\"\"),\"\",H109/'Historical scenario - input'!$D94),\"\")","v":""},{"$f":"IFERROR(IF(OR(I109=\"\",'Historical scenario - input'!$D94=\"\"),\"\",I109/'Historical scenario - input'!$D94),\"\")","v":""},{"$f":"IFERROR(IF(OR(J109=\"\",'Historical scenario - input'!$D94=\"\"),\"\",J109/'Historical scenario - input'!$D94),\"\")","v":""},{"$f":"IFERROR(IF(OR(K109=\"\",'Historical scenario - input'!$D94=\"\"),\"\",K109/'Historical scenario - input'!$D94),\"\")","v":""},{"$f":"IFERROR(IF(OR(L109=\"\",'Historical scenario - input'!$D94=\"\"),\"\",L109/'Historical scenario - input'!$D94),\"\")","v":""},{"$f":"IFERROR(IF(OR(M109=\"\",'Historical scenario - input'!$D94=\"\"),\"\",M109/'Historical scenario - input'!$D94),\"\")","v":""},{"$f":"IFERROR(IF(OR(N109=\"\",'Historical scenario - input'!$D94=\"\"),\"\",N109/'Historical scenario - input'!$D94),\"\")","v":""},{"$f":"IFERROR(IF(OR(O109=\"\",'Historical scenario - input'!$D94=\"\"),\"\",O109/'Historical scenario - input'!$D94),\"\")","v":""},{"$f":"IFERROR(IF(OR(P109=\"\",'Historical scenario - input'!$D94=\"\"),\"\",P109/'Historical scenario - input'!$D94),\"\")","v":""},{"$f":"IFERROR(IF(OR(Q109=\"\",'Historical scenario - input'!$D94=\"\"),\"\",Q109/'Historical scenario - input'!$D94),\"\")","v":""},{"$f":"IFERROR(IF(OR(R109=\"\",'Historical scenario - input'!$D94=\"\"),\"\",R109/'Historical scenario - input'!$D94),\"\")","v":""},{"$f":"IFERROR(IF(OR(S109=\"\",'Historical scenario - input'!$D94=\"\"),\"\",S109/'Historical scenario - input'!$D94),\"\")","v":""},{"$f":"IFERROR(IF(OR(T109=\"\",'Historical scenario - input'!$D94=\"\"),\"\",T109/'Historical scenario - input'!$D94),\"\")","v":""},{"$f":"IFERROR(IF(OR(U109=\"\",'Historical scenario - input'!$D94=\"\"),\"\",U109/'Historical scenario - input'!$D94),\"\")","v":""},{"$f":"IFERROR(IF(OR(V109=\"\",'Historical scenario - input'!$D94=\"\"),\"\",V109/'Historical scenario - input'!$D94),\"\")","v":""},{"$f":"IFERROR(IF(OR(W109=\"\",'Historical scenario - input'!$D94=\"\"),\"\",W109/'Historical scenario - input'!$D94),\"\")","v":""}]
[{"$f":"IFERROR('Historical scenario - input'!A95,\"\")","v":""},{"$f":"IFERROR('Historical scenario - input'!B95,\"\")","v":0},{"$f":"IFERROR('Historical scenario - input'!C95,\"\")","v":0},{"$f":"IFERROR(repcalc('Historical scenario - input'!$CV95:$GH95,'Historical scenario - input'!$G95,'Historical scenario - input'!$E95,'Historical scenario - input'!$F95,20,TRUE,TRUE),\"\")","v":""},"","","","","","","","","","","","","","","","","","","",{"$f":"IFERROR(IF(OR(D110=\"\",'Historical scenario - input'!$D95=\"\"),\"\",D110/'Historical scenario - input'!$D95),\"\")","v":""},{"$f":"IFERROR(IF(OR(E110=\"\",'Historical scenario - input'!$D95=\"\"),\"\",E110/'Historical scenario - input'!$D95),\"\")","v":""},{"$f":"IFERROR(IF(OR(F110=\"\",'Historical scenario - input'!$D95=\"\"),\"\",F110/'Historical scenario - input'!$D95),\"\")","v":""},{"$f":"IFERROR(IF(OR(G110=\"\",'Historical scenario - input'!$D95=\"\"),\"\",G110/'Historical scenario - input'!$D95),\"\")","v":""},{"$f":"IFERROR(IF(OR(H110=\"\",'Historical scenario - input'!$D95=\"\"),\"\",H110/'Historical scenario - input'!$D95),\"\")","v":""},{"$f":"IFERROR(IF(OR(I110=\"\",'Historical scenario - input'!$D95=\"\"),\"\",I110/'Historical scenario - input'!$D95),\"\")","v":""},{"$f":"IFERROR(IF(OR(J110=\"\",'Historical scenario - input'!$D95=\"\"),\"\",J110/'Historical scenario - input'!$D95),\"\")","v":""},{"$f":"IFERROR(IF(OR(K110=\"\",'Historical scenario - input'!$D95=\"\"),\"\",K110/'Historical scenario - input'!$D95),\"\")","v":""},{"$f":"IFERROR(IF(OR(L110=\"\",'Historical scenario - input'!$D95=\"\"),\"\",L110/'Historical scenario - input'!$D95),\"\")","v":""},{"$f":"IFERROR(IF(OR(M110=\"\",'Historical scenario - input'!$D95=\"\"),\"\",M110/'Historical scenario - input'!$D95),\"\")","v":""},{"$f":"IFERROR(IF(OR(N110=\"\",'Historical scenario - input'!$D95=\"\"),\"\",N110/'Historical scenario - input'!$D95),\"\")","v":""},{"$f":"IFERROR(IF(OR(O110=\"\",'Historical scenario - input'!$D95=\"\"),\"\",O110/'Historical scenario - input'!$D95),\"\")","v":""},{"$f":"IFERROR(IF(OR(P110=\"\",'Historical scenario - input'!$D95=\"\"),\"\",P110/'Historical scenario - input'!$D95),\"\")","v":""},{"$f":"IFERROR(IF(OR(Q110=\"\",'Historical scenario - input'!$D95=\"\"),\"\",Q110/'Historical scenario - input'!$D95),\"\")","v":""},{"$f":"IFERROR(IF(OR(R110=\"\",'Historical scenario - input'!$D95=\"\"),\"\",R110/'Historical scenario - input'!$D95),\"\")","v":""},{"$f":"IFERROR(IF(OR(S110=\"\",'Historical scenario - input'!$D95=\"\"),\"\",S110/'Historical scenario - input'!$D95),\"\")","v":""},{"$f":"IFERROR(IF(OR(T110=\"\",'Historical scenario - input'!$D95=\"\"),\"\",T110/'Historical scenario - input'!$D95),\"\")","v":""},{"$f":"IFERROR(IF(OR(U110=\"\",'Historical scenario - input'!$D95=\"\"),\"\",U110/'Historical scenario - input'!$D95),\"\")","v":""},{"$f":"IFERROR(IF(OR(V110=\"\",'Historical scenario - input'!$D95=\"\"),\"\",V110/'Historical scenario - input'!$D95),\"\")","v":""},{"$f":"IFERROR(IF(OR(W110=\"\",'Historical scenario - input'!$D95=\"\"),\"\",W110/'Historical scenario - input'!$D95),\"\")","v":""}]
[{"$f":"IFERROR('Historical scenario - input'!A96,\"\")","v":""},{"$f":"IFERROR('Historical scenario - input'!B96,\"\")","v":0},{"$f":"IFERROR('Historical scenario - input'!C96,\"\")","v":0},{"$f":"IFERROR(repcalc('Historical scenario - input'!$CV96:$GH96,'Historical scenario - input'!$G96,'Historical scenario - input'!$E96,'Historical scenario - input'!$F96,20,TRUE,TRUE),\"\")","v":""},"","","","","","","","","","","","","","","","","","","",{"$f":"IFERROR(IF(OR(D111=\"\",'Historical scenario - input'!$D96=\"\"),\"\",D111/'Historical scenario - input'!$D96),\"\")","v":""},{"$f":"IFERROR(IF(OR(E111=\"\",'Historical scenario - input'!$D96=\"\"),\"\",E111/'Historical scenario - input'!$D96),\"\")","v":""},{"$f":"IFERROR(IF(OR(F111=\"\",'Historical scenario - input'!$D96=\"\"),\"\",F111/'Historical scenario - input'!$D96),\"\")","v":""},{"$f":"IFERROR(IF(OR(G111=\"\",'Historical scenario - input'!$D96=\"\"),\"\",G111/'Historical scenario - input'!$D96),\"\")","v":""},{"$f":"IFERROR(IF(OR(H111=\"\",'Historical scenario - input'!$D96=\"\"),\"\",H111/'Historical scenario - input'!$D96),\"\")","v":""},{"$f":"IFERROR(IF(OR(I111=\"\",'Historical scenario - input'!$D96=\"\"),\"\",I111/'Historical scenario - input'!$D96),\"\")","v":""},{"$f":"IFERROR(IF(OR(J111=\"\",'Historical scenario - input'!$D96=\"\"),\"\",J111/'Historical scenario - input'!$D96),\"\")","v":""},{"$f":"IFERROR(IF(OR(K111=\"\",'Historical scenario - input'!$D96=\"\"),\"\",K111/'Historical scenario - input'!$D96),\"\")","v":""},{"$f":"IFERROR(IF(OR(L111=\"\",'Historical scenario - input'!$D96=\"\"),\"\",L111/'Historical scenario - input'!$D96),\"\")","v":""},{"$f":"IFERROR(IF(OR(M111=\"\",'Historical scenario - input'!$D96=\"\"),\"\",M111/'Historical scenario - input'!$D96),\"\")","v":""},{"$f":"IFERROR(IF(OR(N111=\"\",'Historical scenario - input'!$D96=\"\"),\"\",N111/'Historical scenario - input'!$D96),\"\")","v":""},{"$f":"IFERROR(IF(OR(O111=\"\",'Historical scenario - input'!$D96=\"\"),\"\",O111/'Historical scenario - input'!$D96),\"\")","v":""},{"$f":"IFERROR(IF(OR(P111=\"\",'Historical scenario - input'!$D96=\"\"),\"\",P111/'Historical scenario - input'!$D96),\"\")","v":""},{"$f":"IFERROR(IF(OR(Q111=\"\",'Historical scenario - input'!$D96=\"\"),\"\",Q111/'Historical scenario - input'!$D96),\"\")","v":""},{"$f":"IFERROR(IF(OR(R111=\"\",'Historical scenario - input'!$D96=\"\"),\"\",R111/'Historical scenario - input'!$D96),\"\")","v":""},{"$f":"IFERROR(IF(OR(S111=\"\",'Historical scenario - input'!$D96=\"\"),\"\",S111/'Historical scenario - input'!$D96),\"\")","v":""},{"$f":"IFERROR(IF(OR(T111=\"\",'Historical scenario - input'!$D96=\"\"),\"\",T111/'Historical scenario - input'!$D96),\"\")","v":""},{"$f":"IFERROR(IF(OR(U111=\"\",'Historical scenario - input'!$D96=\"\"),\"\",U111/'Historical scenario - input'!$D96),\"\")","v":""},{"$f":"IFERROR(IF(OR(V111=\"\",'Historical scenario - input'!$D96=\"\"),\"\",V111/'Historical scenario - input'!$D96),\"\")","v":""},{"$f":"IFERROR(IF(OR(W111=\"\",'Historical scenario - input'!$D96=\"\"),\"\",W111/'Historical scenario - input'!$D96),\"\")","v":""}]
[{"$f":"IFERROR('Historical scenario - input'!A97,\"\")","v":""},{"$f":"IFERROR('Historical scenario - input'!B97,\"\")","v":0},{"$f":"IFERROR('Historical scenario - input'!C97,\"\")","v":0},{"$f":"IFERROR(repcalc('Historical scenario - input'!$CV97:$GH97,'Historical scenario - input'!$G97,'Historical scenario - input'!$E97,'Historical scenario - input'!$F97,20,TRUE,TRUE),\"\")","v":""},"","","","","","","","","","","","","","","","","","","",{"$f":"IFERROR(IF(OR(D112=\"\",'Historical scenario - input'!$D97=\"\"),\"\",D112/'Historical scenario - input'!$D97),\"\")","v":""},{"$f":"IFERROR(IF(OR(E112=\"\",'Historical scenario - input'!$D97=\"\"),\"\",E112/'Historical scenario - input'!$D97),\"\")","v":""},{"$f":"IFERROR(IF(OR(F112=\"\",'Historical scenario - input'!$D97=\"\"),\"\",F112/'Historical scenario - input'!$D97),\"\")","v":""},{"$f":"IFERROR(IF(OR(G112=\"\",'Historical scenario - input'!$D97=\"\"),\"\",G112/'Historical scenario - input'!$D97),\"\")","v":""},{"$f":"IFERROR(IF(OR(H112=\"\",'Historical scenario - input'!$D97=\"\"),\"\",H112/'Historical scenario - input'!$D97),\"\")","v":""},{"$f":"IFERROR(IF(OR(I112=\"\",'Historical scenario - input'!$D97=\"\"),\"\",I112/'Historical scenario - input'!$D97),\"\")","v":""},{"$f":"IFERROR(IF(OR(J112=\"\",'Historical scenario - input'!$D97=\"\"),\"\",J112/'Historical scenario - input'!$D97),\"\")","v":""},{"$f":"IFERROR(IF(OR(K112=\"\",'Historical scenario - input'!$D97=\"\"),\"\",K112/'Historical scenario - input'!$D97),\"\")","v":""},{"$f":"IFERROR(IF(OR(L112=\"\",'Historical scenario - input'!$D97=\"\"),\"\",L112/'Historical scenario - input'!$D97),\"\")","v":""},{"$f":"IFERROR(IF(OR(M112=\"\",'Historical scenario - input'!$D97=\"\"),\"\",M112/'Historical scenario - input'!$D97),\"\")","v":""},{"$f":"IFERROR(IF(OR(N112=\"\",'Historical scenario - input'!$D97=\"\"),\"\",N112/'Historical scenario - input'!$D97),\"\")","v":""},{"$f":"IFERROR(IF(OR(O112=\"\",'Historical scenario - input'!$D97=\"\"),\"\",O112/'Historical scenario - input'!$D97),\"\")","v":""},{"$f":"IFERROR(IF(OR(P112=\"\",'Historical scenario - input'!$D97=\"\"),\"\",P112/'Historical scenario - input'!$D97),\"\")","v":""},{"$f":"IFERROR(IF(OR(Q112=\"\",'Historical scenario - input'!$D97=\"\"),\"\",Q112/'Historical scenario - input'!$D97),\"\")","v":""},{"$f":"IFERROR(IF(OR(R112=\"\",'Historical scenario - input'!$D97=\"\"),\"\",R112/'Historical scenario - input'!$D97),\"\")","v":""},{"$f":"IFERROR(IF(OR(S112=\"\",'Historical scenario - input'!$D97=\"\"),\"\",S112/'Historical scenario - input'!$D97),\"\")","v":""},{"$f":"IFERROR(IF(OR(T112=\"\",'Historical scenario - input'!$D97=\"\"),\"\",T112/'Historical scenario - input'!$D97),\"\")","v":""},{"$f":"IFERROR(IF(OR(U112=\"\",'Historical scenario - input'!$D97=\"\"),\"\",U112/'Historical scenario - input'!$D97),\"\")","v":""},{"$f":"IFERROR(IF(OR(V112=\"\",'Historical scenario - input'!$D97=\"\"),\"\",V112/'Historical scenario - input'!$D97),\"\")","v":""},{"$f":"IFERROR(IF(OR(W112=\"\",'Historical scenario - input'!$D97=\"\"),\"\",W112/'Historical scenario - input'!$D97),\"\")","v":""}]
[{"$f":"IFERROR('Historical scenario - input'!A98,\"\")","v":""},{"$f":"IFERROR('Historical scenario - input'!B98,\"\")","v":0},{"$f":"IFERROR('Historical scenario - input'!C98,\"\")","v":0},{"$f":"IFERROR(repcalc('Historical scenario - input'!$CV98:$GH98,'Historical scenario - input'!$G98,'Historical scenario - input'!$E98,'Historical scenario - input'!$F98,20,TRUE,TRUE),\"\")","v":""},"","","","","","","","","","","","","","","","","","","",{"$f":"IFERROR(IF(OR(D113=\"\",'Historical scenario - input'!$D98=\"\"),\"\",D113/'Historical scenario - input'!$D98),\"\")","v":""},{"$f":"IFERROR(IF(OR(E113=\"\",'Historical scenario - input'!$D98=\"\"),\"\",E113/'Historical scenario - input'!$D98),\"\")","v":""},{"$f":"IFERROR(IF(OR(F113=\"\",'Historical scenario - input'!$D98=\"\"),\"\",F113/'Historical scenario - input'!$D98),\"\")","v":""},{"$f":"IFERROR(IF(OR(G113=\"\",'Historical scenario - input'!$D98=\"\"),\"\",G113/'Historical scenario - input'!$D98),\"\")","v":""},{"$f":"IFERROR(IF(OR(H113=\"\",'Historical scenario - input'!$D98=\"\"),\"\",H113/'Historical scenario - input'!$D98),\"\")","v":""},{"$f":"IFERROR(IF(OR(I113=\"\",'Historical scenario - input'!$D98=\"\"),\"\",I113/'Historical scenario - input'!$D98),\"\")","v":""},{"$f":"IFERROR(IF(OR(J113=\"\",'Historical scenario - input'!$D98=\"\"),\"\",J113/'Historical scenario - input'!$D98),\"\")","v":""},{"$f":"IFERROR(IF(OR(K113=\"\",'Historical scenario - input'!$D98=\"\"),\"\",K113/'Historical scenario - input'!$D98),\"\")","v":""},{"$f":"IFERROR(IF(OR(L113=\"\",'Historical scenario - input'!$D98=\"\"),\"\",L113/'Historical scenario - input'!$D98),\"\")","v":""},{"$f":"IFERROR(IF(OR(M113=\"\",'Historical scenario - input'!$D98=\"\"),\"\",M113/'Historical scenario - input'!$D98),\"\")","v":""},{"$f":"IFERROR(IF(OR(N113=\"\",'Historical scenario - input'!$D98=\"\"),\"\",N113/'Historical scenario - input'!$D98),\"\")","v":""},{"$f":"IFERROR(IF(OR(O113=\"\",'Historical scenario - input'!$D98=\"\"),\"\",O113/'Historical scenario - input'!$D98),\"\")","v":""},{"$f":"IFERROR(IF(OR(P113=\"\",'Historical scenario - input'!$D98=\"\"),\"\",P113/'Historical scenario - input'!$D98),\"\")","v":""},{"$f":"IFERROR(IF(OR(Q113=\"\",'Historical scenario - input'!$D98=\"\"),\"\",Q113/'Historical scenario - input'!$D98),\"\")","v":""},{"$f":"IFERROR(IF(OR(R113=\"\",'Historical scenario - input'!$D98=\"\"),\"\",R113/'Historical scenario - input'!$D98),\"\")","v":""},{"$f":"IFERROR(IF(OR(S113=\"\",'Historical scenario - input'!$D98=\"\"),\"\",S113/'Historical scenario - input'!$D98),\"\")","v":""},{"$f":"IFERROR(IF(OR(T113=\"\",'Historical scenario - input'!$D98=\"\"),\"\",T113/'Historical scenario - input'!$D98),\"\")","v":""},{"$f":"IFERROR(IF(OR(U113=\"\",'Historical scenario - input'!$D98=\"\"),\"\",U113/'Historical scenario - input'!$D98),\"\")","v":""},{"$f":"IFERROR(IF(OR(V113=\"\",'Historical scenario - input'!$D98=\"\"),\"\",V113/'Historical scenario - input'!$D98),\"\")","v":""},{"$f":"IFERROR(IF(OR(W113=\"\",'Historical scenario - input'!$D98=\"\"),\"\",W113/'Historical scenario - input'!$D98),\"\")","v":""}]
[{"$f":"IFERROR('Historical scenario - input'!A99,\"\")","v":""},{"$f":"IFERROR('Historical scenario - input'!B99,\"\")","v":0},{"$f":"IFERROR('Historical scenario - input'!C99,\"\")","v":0},{"$f":"IFERROR(repcalc('Historical scenario - input'!$CV99:$GH99,'Historical scenario - input'!$G99,'Historical scenario - input'!$E99,'Historical scenario - input'!$F99,20,TRUE,TRUE),\"\")","v":""},"","","","","","","","","","","","","","","","","","","",{"$f":"IFERROR(IF(OR(D114=\"\",'Historical scenario - input'!$D99=\"\"),\"\",D114/'Historical scenario - input'!$D99),\"\")","v":""},{"$f":"IFERROR(IF(OR(E114=\"\",'Historical scenario - input'!$D99=\"\"),\"\",E114/'Historical scenario - input'!$D99),\"\")","v":""},{"$f":"IFERROR(IF(OR(F114=\"\",'Historical scenario - input'!$D99=\"\"),\"\",F114/'Historical scenario - input'!$D99),\"\")","v":""},{"$f":"IFERROR(IF(OR(G114=\"\",'Historical scenario - input'!$D99=\"\"),\"\",G114/'Historical scenario - input'!$D99),\"\")","v":""},{"$f":"IFERROR(IF(OR(H114=\"\",'Historical scenario - input'!$D99=\"\"),\"\",H114/'Historical scenario - input'!$D99),\"\")","v":""},{"$f":"IFERROR(IF(OR(I114=\"\",'Historical scenario - input'!$D99=\"\"),\"\",I114/'Historical scenario - input'!$D99),\"\")","v":""},{"$f":"IFERROR(IF(OR(J114=\"\",'Historical scenario - input'!$D99=\"\"),\"\",J114/'Historical scenario - input'!$D99),\"\")","v":""},{"$f":"IFERROR(IF(OR(K114=\"\",'Historical scenario - input'!$D99=\"\"),\"\",K114/'Historical scenario - input'!$D99),\"\")","v":""},{"$f":"IFERROR(IF(OR(L114=\"\",'Historical scenario - input'!$D99=\"\"),\"\",L114/'Historical scenario - input'!$D99),\"\")","v":""},{"$f":"IFERROR(IF(OR(M114=\"\",'Historical scenario - input'!$D99=\"\"),\"\",M114/'Historical scenario - input'!$D99),\"\")","v":""},{"$f":"IFERROR(IF(OR(N114=\"\",'Historical scenario - input'!$D99=\"\"),\"\",N114/'Historical scenario - input'!$D99),\"\")","v":""},{"$f":"IFERROR(IF(OR(O114=\"\",'Historical scenario - input'!$D99=\"\"),\"\",O114/'Historical scenario - input'!$D99),\"\")","v":""},{"$f":"IFERROR(IF(OR(P114=\"\",'Historical scenario - input'!$D99=\"\"),\"\",P114/'Historical scenario - input'!$D99),\"\")","v":""},{"$f":"IFERROR(IF(OR(Q114=\"\",'Historical scenario - input'!$D99=\"\"),\"\",Q114/'Historical scenario - input'!$D99),\"\")","v":""},{"$f":"IFERROR(IF(OR(R114=\"\",'Historical scenario - input'!$D99=\"\"),\"\",R114/'Historical scenario - input'!$D99),\"\")","v":""},{"$f":"IFERROR(IF(OR(S114=\"\",'Historical scenario - input'!$D99=\"\"),\"\",S114/'Historical scenario - input'!$D99),\"\")","v":""},{"$f":"IFERROR(IF(OR(T114=\"\",'Historical scenario - input'!$D99=\"\"),\"\",T114/'Historical scenario - input'!$D99),\"\")","v":""},{"$f":"IFERROR(IF(OR(U114=\"\",'Historical scenario - input'!$D99=\"\"),\"\",U114/'Historical scenario - input'!$D99),\"\")","v":""},{"$f":"IFERROR(IF(OR(V114=\"\",'Historical scenario - input'!$D99=\"\"),\"\",V114/'Historical scenario - input'!$D99),\"\")","v":""},{"$f":"IFERROR(IF(OR(W114=\"\",'Historical scenario - input'!$D99=\"\"),\"\",W114/'Historical scenario - input'!$D99),\"\")","v":""}]
[{"$f":"IFERROR('Historical scenario - input'!A100,\"\")","v":""},{"$f":"IFERROR('Historical scenario - input'!B100,\"\")","v":0},{"$f":"IFERROR('Historical scenario - input'!C100,\"\")","v":0},{"$f":"IFERROR(repcalc('Historical scenario - input'!$CV100:$GH100,'Historical scenario - input'!$G100,'Historical scenario - input'!$E100,'Historical scenario - input'!$F100,20,TRUE,TRUE),\"\")","v":""},"","","","","","","","","","","","","","","","","","","",{"$f":"IFERROR(IF(OR(D115=\"\",'Historical scenario - input'!$D100=\"\"),\"\",D115/'Historical scenario - input'!$D100),\"\")","v":""},{"$f":"IFERROR(IF(OR(E115=\"\",'Historical scenario - input'!$D100=\"\"),\"\",E115/'Historical scenario - input'!$D100),\"\")","v":""},{"$f":"IFERROR(IF(OR(F115=\"\",'Historical scenario - input'!$D100=\"\"),\"\",F115/'Historical scenario - input'!$D100),\"\")","v":""},{"$f":"IFERROR(IF(OR(G115=\"\",'Historical scenario - input'!$D100=\"\"),\"\",G115/'Historical scenario - input'!$D100),\"\")","v":""},{"$f":"IFERROR(IF(OR(H115=\"\",'Historical scenario - input'!$D100=\"\"),\"\",H115/'Historical scenario - input'!$D100),\"\")","v":""},{"$f":"IFERROR(IF(OR(I115=\"\",'Historical scenario - input'!$D100=\"\"),\"\",I115/'Historical scenario - input'!$D100),\"\")","v":""},{"$f":"IFERROR(IF(OR(J115=\"\",'Historical scenario - input'!$D100=\"\"),\"\",J115/'Historical scenario - input'!$D100),\"\")","v":""},{"$f":"IFERROR(IF(OR(K115=\"\",'Historical scenario - input'!$D100=\"\"),\"\",K115/'Historical scenario - input'!$D100),\"\")","v":""},{"$f":"IFERROR(IF(OR(L115=\"\",'Historical scenario - input'!$D100=\"\"),\"\",L115/'Historical scenario - input'!$D100),\"\")","v":""},{"$f":"IFERROR(IF(OR(M115=\"\",'Historical scenario - input'!$D100=\"\"),\"\",M115/'Historical scenario - input'!$D100),\"\")","v":""},{"$f":"IFERROR(IF(OR(N115=\"\",'Historical scenario - input'!$D100=\"\"),\"\",N115/'Historical scenario - input'!$D100),\"\")","v":""},{"$f":"IFERROR(IF(OR(O115=\"\",'Historical scenario - input'!$D100=\"\"),\"\",O115/'Historical scenario - input'!$D100),\"\")","v":""},{"$f":"IFERROR(IF(OR(P115=\"\",'Historical scenario - input'!$D100=\"\"),\"\",P115/'Historical scenario - input'!$D100),\"\")","v":""},{"$f":"IFERROR(IF(OR(Q115=\"\",'Historical scenario - input'!$D100=\"\"),\"\",Q115/'Historical scenario - input'!$D100),\"\")","v":""},{"$f":"IFERROR(IF(OR(R115=\"\",'Historical scenario - input'!$D100=\"\"),\"\",R115/'Historical scenario - input'!$D100),\"\")","v":""},{"$f":"IFERROR(IF(OR(S115=\"\",'Historical scenario - input'!$D100=\"\"),\"\",S115/'Historical scenario - input'!$D100),\"\")","v":""},{"$f":"IFERROR(IF(OR(T115=\"\",'Historical scenario - input'!$D100=\"\"),\"\",T115/'Historical scenario - input'!$D100),\"\")","v":""},{"$f":"IFERROR(IF(OR(U115=\"\",'Historical scenario - input'!$D100=\"\"),\"\",U115/'Historical scenario - input'!$D100),\"\")","v":""},{"$f":"IFERROR(IF(OR(V115=\"\",'Historical scenario - input'!$D100=\"\"),\"\",V115/'Historical scenario - input'!$D100),\"\")","v":""},{"$f":"IFERROR(IF(OR(W115=\"\",'Historical scenario - input'!$D100=\"\"),\"\",W115/'Historical scenario - input'!$D100),\"\")","v":""}]
[{"$f":"IFERROR('Historical scenario - input'!A101,\"\")","v":""},{"$f":"IFERROR('Historical scenario - input'!B101,\"\")","v":0},{"$f":"IFERROR('Historical scenario - input'!C101,\"\")","v":0},{"$f":"IFERROR(repcalc('Historical scenario - input'!$CV101:$GH101,'Historical scenario - input'!$G101,'Historical scenario - input'!$E101,'Historical scenario - input'!$F101,20,TRUE,TRUE),\"\")","v":""},"","","","","","","","","","","","","","","","","","","",{"$f":"IFERROR(IF(OR(D116=\"\",'Historical scenario - input'!$D101=\"\"),\"\",D116/'Historical scenario - input'!$D101),\"\")","v":""},{"$f":"IFERROR(IF(OR(E116=\"\",'Historical scenario - input'!$D101=\"\"),\"\",E116/'Historical scenario - input'!$D101),\"\")","v":""},{"$f":"IFERROR(IF(OR(F116=\"\",'Historical scenario - input'!$D101=\"\"),\"\",F116/'Historical scenario - input'!$D101),\"\")","v":""},{"$f":"IFERROR(IF(OR(G116=\"\",'Historical scenario - input'!$D101=\"\"),\"\",G116/'Historical scenario - input'!$D101),\"\")","v":""},{"$f":"IFERROR(IF(OR(H116=\"\",'Historical scenario - input'!$D101=\"\"),\"\",H116/'Historical scenario - input'!$D101),\"\")","v":""},{"$f":"IFERROR(IF(OR(I116=\"\",'Historical scenario - input'!$D101=\"\"),\"\",I116/'Historical scenario - input'!$D101),\"\")","v":""},{"$f":"IFERROR(IF(OR(J116=\"\",'Historical scenario - input'!$D101=\"\"),\"\",J116/'Historical scenario - input'!$D101),\"\")","v":""},{"$f":"IFERROR(IF(OR(K116=\"\",'Historical scenario - input'!$D101=\"\"),\"\",K116/'Historical scenario - input'!$D101),\"\")","v":""},{"$f":"IFERROR(IF(OR(L116=\"\",'Historical scenario - input'!$D101=\"\"),\"\",L116/'Historical scenario - input'!$D101),\"\")","v":""},{"$f":"IFERROR(IF(OR(M116=\"\",'Historical scenario - input'!$D101=\"\"),\"\",M116/'Historical scenario - input'!$D101),\"\")","v":""},{"$f":"IFERROR(IF(OR(N116=\"\",'Historical scenario - input'!$D101=\"\"),\"\",N116/'Historical scenario - input'!$D101),\"\")","v":""},{"$f":"IFERROR(IF(OR(O116=\"\",'Historical scenario - input'!$D101=\"\"),\"\",O116/'Historical scenario - input'!$D101),\"\")","v":""},{"$f":"IFERROR(IF(OR(P116=\"\",'Historical scenario - input'!$D101=\"\"),\"\",P116/'Historical scenario - input'!$D101),\"\")","v":""},{"$f":"IFERROR(IF(OR(Q116=\"\",'Historical scenario - input'!$D101=\"\"),\"\",Q116/'Historical scenario - input'!$D101),\"\")","v":""},{"$f":"IFERROR(IF(OR(R116=\"\",'Historical scenario - input'!$D101=\"\"),\"\",R116/'Historical scenario - input'!$D101),\"\")","v":""},{"$f":"IFERROR(IF(OR(S116=\"\",'Historical scenario - input'!$D101=\"\"),\"\",S116/'Historical scenario - input'!$D101),\"\")","v":""},{"$f":"IFERROR(IF(OR(T116=\"\",'Historical scenario - input'!$D101=\"\"),\"\",T116/'Historical scenario - input'!$D101),\"\")","v":""},{"$f":"IFERROR(IF(OR(U116=\"\",'Historical scenario - input'!$D101=\"\"),\"\",U116/'Historical scenario - input'!$D101),\"\")","v":""},{"$f":"IFERROR(IF(OR(V116=\"\",'Historical scenario - input'!$D101=\"\"),\"\",V116/'Historical scenario - input'!$D101),\"\")","v":""},{"$f":"IFERROR(IF(OR(W116=\"\",'Historical scenario - input'!$D101=\"\"),\"\",W116/'Historical scenario - input'!$D101),\"\")","v":""}]
[{"$f":"IFERROR('Historical scenario - input'!A102,\"\")","v":""},{"$f":"IFERROR('Historical scenario - input'!B102,\"\")","v":0},{"$f":"IFERROR('Historical scenario - input'!C102,\"\")","v":0},{"$f":"IFERROR(repcalc('Historical scenario - input'!$CV102:$GH102,'Historical scenario - input'!$G102,'Historical scenario - input'!$E102,'Historical scenario - input'!$F102,20,TRUE,TRUE),\"\")","v":""},"","","","","","","","","","","","","","","","","","","",{"$f":"IFERROR(IF(OR(D117=\"\",'Historical scenario - input'!$D102=\"\"),\"\",D117/'Historical scenario - input'!$D102),\"\")","v":""},{"$f":"IFERROR(IF(OR(E117=\"\",'Historical scenario - input'!$D102=\"\"),\"\",E117/'Historical scenario - input'!$D102),\"\")","v":""},{"$f":"IFERROR(IF(OR(F117=\"\",'Historical scenario - input'!$D102=\"\"),\"\",F117/'Historical scenario - input'!$D102),\"\")","v":""},{"$f":"IFERROR(IF(OR(G117=\"\",'Historical scenario - input'!$D102=\"\"),\"\",G117/'Historical scenario - input'!$D102),\"\")","v":""},{"$f":"IFERROR(IF(OR(H117=\"\",'Historical scenario - input'!$D102=\"\"),\"\",H117/'Historical scenario - input'!$D102),\"\")","v":""},{"$f":"IFERROR(IF(OR(I117=\"\",'Historical scenario - input'!$D102=\"\"),\"\",I117/'Historical scenario - input'!$D102),\"\")","v":""},{"$f":"IFERROR(IF(OR(J117=\"\",'Historical scenario - input'!$D102=\"\"),\"\",J117/'Historical scenario - input'!$D102),\"\")","v":""},{"$f":"IFERROR(IF(OR(K117=\"\",'Historical scenario - input'!$D102=\"\"),\"\",K117/'Historical scenario - input'!$D102),\"\")","v":""},{"$f":"IFERROR(IF(OR(L117=\"\",'Historical scenario - input'!$D102=\"\"),\"\",L117/'Historical scenario - input'!$D102),\"\")","v":""},{"$f":"IFERROR(IF(OR(M117=\"\",'Historical scenario - input'!$D102=\"\"),\"\",M117/'Historical scenario - input'!$D102),\"\")","v":""},{"$f":"IFERROR(IF(OR(N117=\"\",'Historical scenario - input'!$D102=\"\"),\"\",N117/'Historical scenario - input'!$D102),\"\")","v":""},{"$f":"IFERROR(IF(OR(O117=\"\",'Historical scenario - input'!$D102=\"\"),\"\",O117/'Historical scenario - input'!$D102),\"\")","v":""},{"$f":"IFERROR(IF(OR(P117=\"\",'Historical scenario - input'!$D102=\"\"),\"\",P117/'Historical scenario - input'!$D102),\"\")","v":""},{"$f":"IFERROR(IF(OR(Q117=\"\",'Historical scenario - input'!$D102=\"\"),\"\",Q117/'Historical scenario - input'!$D102),\"\")","v":""},{"$f":"IFERROR(IF(OR(R117=\"\",'Historical scenario - input'!$D102=\"\"),\"\",R117/'Historical scenario - input'!$D102),\"\")","v":""},{"$f":"IFERROR(IF(OR(S117=\"\",'Historical scenario - input'!$D102=\"\"),\"\",S117/'Historical scenario - input'!$D102),\"\")","v":""},{"$f":"IFERROR(IF(OR(T117=\"\",'Historical scenario - input'!$D102=\"\"),\"\",T117/'Historical scenario - input'!$D102),\"\")","v":""},{"$f":"IFERROR(IF(OR(U117=\"\",'Historical scenario - input'!$D102=\"\"),\"\",U117/'Historical scenario - input'!$D102),\"\")","v":""},{"$f":"IFERROR(IF(OR(V117=\"\",'Historical scenario - input'!$D102=\"\"),\"\",V117/'Historical scenario - input'!$D102),\"\")","v":""},{"$f":"IFERROR(IF(OR(W117=\"\",'Historical scenario - input'!$D102=\"\"),\"\",W117/'Historical scenario - input'!$D102),\"\")","v":""}]
[{"$f":"IFERROR('Historical scenario - input'!A103,\"\")","v":""},{"$f":"IFERROR('Historical scenario - input'!B103,\"\")","v":0},{"$f":"IFERROR('Historical scenario - input'!C103,\"\")","v":0},{"$f":"IFERROR(repcalc('Historical scenario - input'!$CV103:$GH103,'Historical scenario - input'!$G103,'Historical scenario - input'!$E103,'Historical scenario - input'!$F103,20,TRUE,TRUE),\"\")","v":""},"","","","","","","","","","","","","","","","","","","",{"$f":"IFERROR(IF(OR(D118=\"\",'Historical scenario - input'!$D103=\"\"),\"\",D118/'Historical scenario - input'!$D103),\"\")","v":""},{"$f":"IFERROR(IF(OR(E118=\"\",'Historical scenario - input'!$D103=\"\"),\"\",E118/'Historical scenario - input'!$D103),\"\")","v":""},{"$f":"IFERROR(IF(OR(F118=\"\",'Historical scenario - input'!$D103=\"\"),\"\",F118/'Historical scenario - input'!$D103),\"\")","v":""},{"$f":"IFERROR(IF(OR(G118=\"\",'Historical scenario - input'!$D103=\"\"),\"\",G118/'Historical scenario - input'!$D103),\"\")","v":""},{"$f":"IFERROR(IF(OR(H118=\"\",'Historical scenario - input'!$D103=\"\"),\"\",H118/'Historical scenario - input'!$D103),\"\")","v":""},{"$f":"IFERROR(IF(OR(I118=\"\",'Historical scenario - input'!$D103=\"\"),\"\",I118/'Historical scenario - input'!$D103),\"\")","v":""},{"$f":"IFERROR(IF(OR(J118=\"\",'Historical scenario - input'!$D103=\"\"),\"\",J118/'Historical scenario - input'!$D103),\"\")","v":""},{"$f":"IFERROR(IF(OR(K118=\"\",'Historical scenario - input'!$D103=\"\"),\"\",K118/'Historical scenario - input'!$D103),\"\")","v":""},{"$f":"IFERROR(IF(OR(L118=\"\",'Historical scenario - input'!$D103=\"\"),\"\",L118/'Historical scenario - input'!$D103),\"\")","v":""},{"$f":"IFERROR(IF(OR(M118=\"\",'Historical scenario - input'!$D103=\"\"),\"\",M118/'Historical scenario - input'!$D103),\"\")","v":""},{"$f":"IFERROR(IF(OR(N118=\"\",'Historical scenario - input'!$D103=\"\"),\"\",N118/'Historical scenario - input'!$D103),\"\")","v":""},{"$f":"IFERROR(IF(OR(O118=\"\",'Historical scenario - input'!$D103=\"\"),\"\",O118/'Historical scenario - input'!$D103),\"\")","v":""},{"$f":"IFERROR(IF(OR(P118=\"\",'Historical scenario - input'!$D103=\"\"),\"\",P118/'Historical scenario - input'!$D103),\"\")","v":""},{"$f":"IFERROR(IF(OR(Q118=\"\",'Historical scenario - input'!$D103=\"\"),\"\",Q118/'Historical scenario - input'!$D103),\"\")","v":""},{"$f":"IFERROR(IF(OR(R118=\"\",'Historical scenario - input'!$D103=\"\"),\"\",R118/'Historical scenario - input'!$D103),\"\")","v":""},{"$f":"IFERROR(IF(OR(S118=\"\",'Historical scenario - input'!$D103=\"\"),\"\",S118/'Historical scenario - input'!$D103),\"\")","v":""},{"$f":"IFERROR(IF(OR(T118=\"\",'Historical scenario - input'!$D103=\"\"),\"\",T118/'Historical scenario - input'!$D103),\"\")","v":""},{"$f":"IFERROR(IF(OR(U118=\"\",'Historical scenario - input'!$D103=\"\"),\"\",U118/'Historical scenario - input'!$D103),\"\")","v":""},{"$f":"IFERROR(IF(OR(V118=\"\",'Historical scenario - input'!$D103=\"\"),\"\",V118/'Historical scenario - input'!$D103),\"\")","v":""},{"$f":"IFERROR(IF(OR(W118=\"\",'Historical scenario - input'!$D103=\"\"),\"\",W118/'Historical scenario - input'!$D103),\"\")","v":""}]
[{"$f":"IFERROR('Historical scenario - input'!A104,\"\")","v":""},{"$f":"IFERROR('Historical scenario - input'!B104,\"\")","v":0},{"$f":"IFERROR('Historical scenario - input'!C104,\"\")","v":0},{"$f":"IFERROR(repcalc('Historical scenario - input'!$CV104:$GH104,'Historical scenario - input'!$G104,'Historical scenario - input'!$E104,'Historical scenario - input'!$F104,20,TRUE,TRUE),\"\")","v":""},"","","","","","","","","","","","","","","","","","","",{"$f":"IFERROR(IF(OR(D119=\"\",'Historical scenario - input'!$D104=\"\"),\"\",D119/'Historical scenario - input'!$D104),\"\")","v":""},{"$f":"IFERROR(IF(OR(E119=\"\",'Historical scenario - input'!$D104=\"\"),\"\",E119/'Historical scenario - input'!$D104),\"\")","v":""},{"$f":"IFERROR(IF(OR(F119=\"\",'Historical scenario - input'!$D104=\"\"),\"\",F119/'Historical scenario - input'!$D104),\"\")","v":""},{"$f":"IFERROR(IF(OR(G119=\"\",'Historical scenario - input'!$D104=\"\"),\"\",G119/'Historical scenario - input'!$D104),\"\")","v":""},{"$f":"IFERROR(IF(OR(H119=\"\",'Historical scenario - input'!$D104=\"\"),\"\",H119/'Historical scenario - input'!$D104),\"\")","v":""},{"$f":"IFERROR(IF(OR(I119=\"\",'Historical scenario - input'!$D104=\"\"),\"\",I119/'Historical scenario - input'!$D104),\"\")","v":""},{"$f":"IFERROR(IF(OR(J119=\"\",'Historical scenario - input'!$D104=\"\"),\"\",J119/'Historical scenario - input'!$D104),\"\")","v":""},{"$f":"IFERROR(IF(OR(K119=\"\",'Historical scenario - input'!$D104=\"\"),\"\",K119/'Historical scenario - input'!$D104),\"\")","v":""},{"$f":"IFERROR(IF(OR(L119=\"\",'Historical scenario - input'!$D104=\"\"),\"\",L119/'Historical scenario - input'!$D104),\"\")","v":""},{"$f":"IFERROR(IF(OR(M119=\"\",'Historical scenario - input'!$D104=\"\"),\"\",M119/'Historical scenario - input'!$D104),\"\")","v":""},{"$f":"IFERROR(IF(OR(N119=\"\",'Historical scenario - input'!$D104=\"\"),\"\",N119/'Historical scenario - input'!$D104),\"\")","v":""},{"$f":"IFERROR(IF(OR(O119=\"\",'Historical scenario - input'!$D104=\"\"),\"\",O119/'Historical scenario - input'!$D104),\"\")","v":""},{"$f":"IFERROR(IF(OR(P119=\"\",'Historical scenario - input'!$D104=\"\"),\"\",P119/'Historical scenario - input'!$D104),\"\")","v":""},{"$f":"IFERROR(IF(OR(Q119=\"\",'Historical scenario - input'!$D104=\"\"),\"\",Q119/'Historical scenario - input'!$D104),\"\")","v":""},{"$f":"IFERROR(IF(OR(R119=\"\",'Historical scenario - input'!$D104=\"\"),\"\",R119/'Historical scenario - input'!$D104),\"\")","v":""},{"$f":"IFERROR(IF(OR(S119=\"\",'Historical scenario - input'!$D104=\"\"),\"\",S119/'Historical scenario - input'!$D104),\"\")","v":""},{"$f":"IFERROR(IF(OR(T119=\"\",'Historical scenario - input'!$D104=\"\"),\"\",T119/'Historical scenario - input'!$D104),\"\")","v":""},{"$f":"IFERROR(IF(OR(U119=\"\",'Historical scenario - input'!$D104=\"\"),\"\",U119/'Historical scenario - input'!$D104),\"\")","v":""},{"$f":"IFERROR(IF(OR(V119=\"\",'Historical scenario - input'!$D104=\"\"),\"\",V119/'Historical scenario - input'!$D104),\"\")","v":""},{"$f":"IFERROR(IF(OR(W119=\"\",'Historical scenario - input'!$D104=\"\"),\"\",W119/'Historical scenario - input'!$D104),\"\")","v":""}]
[{"$f":"IFERROR('Historical scenario - input'!A105,\"\")","v":""},{"$f":"IFERROR('Historical scenario - input'!B105,\"\")","v":0},{"$f":"IFERROR('Historical scenario - input'!C105,\"\")","v":0},{"$f":"IFERROR(repcalc('Historical scenario - input'!$CV105:$GH105,'Historical scenario - input'!$G105,'Historical scenario - input'!$E105,'Historical scenario - input'!$F105,20,TRUE,TRUE),\"\")","v":""},"","","","","","","","","","","","","","","","","","","",{"$f":"IFERROR(IF(OR(D120=\"\",'Historical scenario - input'!$D105=\"\"),\"\",D120/'Historical scenario - input'!$D105),\"\")","v":""},{"$f":"IFERROR(IF(OR(E120=\"\",'Historical scenario - input'!$D105=\"\"),\"\",E120/'Historical scenario - input'!$D105),\"\")","v":""},{"$f":"IFERROR(IF(OR(F120=\"\",'Historical scenario - input'!$D105=\"\"),\"\",F120/'Historical scenario - input'!$D105),\"\")","v":""},{"$f":"IFERROR(IF(OR(G120=\"\",'Historical scenario - input'!$D105=\"\"),\"\",G120/'Historical scenario - input'!$D105),\"\")","v":""},{"$f":"IFERROR(IF(OR(H120=\"\",'Historical scenario - input'!$D105=\"\"),\"\",H120/'Historical scenario - input'!$D105),\"\")","v":""},{"$f":"IFERROR(IF(OR(I120=\"\",'Historical scenario - input'!$D105=\"\"),\"\",I120/'Historical scenario - input'!$D105),\"\")","v":""},{"$f":"IFERROR(IF(OR(J120=\"\",'Historical scenario - input'!$D105=\"\"),\"\",J120/'Historical scenario - input'!$D105),\"\")","v":""},{"$f":"IFERROR(IF(OR(K120=\"\",'Historical scenario - input'!$D105=\"\"),\"\",K120/'Historical scenario - input'!$D105),\"\")","v":""},{"$f":"IFERROR(IF(OR(L120=\"\",'Historical scenario - input'!$D105=\"\"),\"\",L120/'Historical scenario - input'!$D105),\"\")","v":""},{"$f":"IFERROR(IF(OR(M120=\"\",'Historical scenario - input'!$D105=\"\"),\"\",M120/'Historical scenario - input'!$D105),\"\")","v":""},{"$f":"IFERROR(IF(OR(N120=\"\",'Historical scenario - input'!$D105=\"\"),\"\",N120/'Historical scenario - input'!$D105),\"\")","v":""},{"$f":"IFERROR(IF(OR(O120=\"\",'Historical scenario - input'!$D105=\"\"),\"\",O120/'Historical scenario - input'!$D105),\"\")","v":""},{"$f":"IFERROR(IF(OR(P120=\"\",'Historical scenario - input'!$D105=\"\"),\"\",P120/'Historical scenario - input'!$D105),\"\")","v":""},{"$f":"IFERROR(IF(OR(Q120=\"\",'Historical scenario - input'!$D105=\"\"),\"\",Q120/'Historical scenario - input'!$D105),\"\")","v":""},{"$f":"IFERROR(IF(OR(R120=\"\",'Historical scenario - input'!$D105=\"\"),\"\",R120/'Historical scenario - input'!$D105),\"\")","v":""},{"$f":"IFERROR(IF(OR(S120=\"\",'Historical scenario - input'!$D105=\"\"),\"\",S120/'Historical scenario - input'!$D105),\"\")","v":""},{"$f":"IFERROR(IF(OR(T120=\"\",'Historical scenario - input'!$D105=\"\"),\"\",T120/'Historical scenario - input'!$D105),\"\")","v":""},{"$f":"IFERROR(IF(OR(U120=\"\",'Historical scenario - input'!$D105=\"\"),\"\",U120/'Historical scenario - input'!$D105),\"\")","v":""},{"$f":"IFERROR(IF(OR(V120=\"\",'Historical scenario - input'!$D105=\"\"),\"\",V120/'Historical scenario - input'!$D105),\"\")","v":""},{"$f":"IFERROR(IF(OR(W120=\"\",'Historical scenario - input'!$D105=\"\"),\"\",W120/'Historical scenario - input'!$D105),\"\")","v":""}]
[{"$f":"IFERROR('Historical scenario - input'!A106,\"\")","v":""},{"$f":"IFERROR('Historical scenario - input'!B106,\"\")","v":0},{"$f":"IFERROR('Historical scenario - input'!C106,\"\")","v":0},{"$f":"IFERROR(repcalc('Historical scenario - input'!$CV106:$GH106,'Historical scenario - input'!$G106,'Historical scenario - input'!$E106,'Historical scenario - input'!$F106,20,TRUE,TRUE),\"\")","v":""},"","","","","","","","","","","","","","","","","","","",{"$f":"IFERROR(IF(OR(D121=\"\",'Historical scenario - input'!$D106=\"\"),\"\",D121/'Historical scenario - input'!$D106),\"\")","v":""},{"$f":"IFERROR(IF(OR(E121=\"\",'Historical scenario - input'!$D106=\"\"),\"\",E121/'Historical scenario - input'!$D106),\"\")","v":""},{"$f":"IFERROR(IF(OR(F121=\"\",'Historical scenario - input'!$D106=\"\"),\"\",F121/'Historical scenario - input'!$D106),\"\")","v":""},{"$f":"IFERROR(IF(OR(G121=\"\",'Historical scenario - input'!$D106=\"\"),\"\",G121/'Historical scenario - input'!$D106),\"\")","v":""},{"$f":"IFERROR(IF(OR(H121=\"\",'Historical scenario - input'!$D106=\"\"),\"\",H121/'Historical scenario - input'!$D106),\"\")","v":""},{"$f":"IFERROR(IF(OR(I121=\"\",'Historical scenario - input'!$D106=\"\"),\"\",I121/'Historical scenario - input'!$D106),\"\")","v":""},{"$f":"IFERROR(IF(OR(J121=\"\",'Historical scenario - input'!$D106=\"\"),\"\",J121/'Historical scenario - input'!$D106),\"\")","v":""},{"$f":"IFERROR(IF(OR(K121=\"\",'Historical scenario - input'!$D106=\"\"),\"\",K121/'Historical scenario - input'!$D106),\"\")","v":""},{"$f":"IFERROR(IF(OR(L121=\"\",'Historical scenario - input'!$D106=\"\"),\"\",L121/'Historical scenario - input'!$D106),\"\")","v":""},{"$f":"IFERROR(IF(OR(M121=\"\",'Historical scenario - input'!$D106=\"\"),\"\",M121/'Historical scenario - input'!$D106),\"\")","v":""},{"$f":"IFERROR(IF(OR(N121=\"\",'Historical scenario - input'!$D106=\"\"),\"\",N121/'Historical scenario - input'!$D106),\"\")","v":""},{"$f":"IFERROR(IF(OR(O121=\"\",'Historical scenario - input'!$D106=\"\"),\"\",O121/'Historical scenario - input'!$D106),\"\")","v":""},{"$f":"IFERROR(IF(OR(P121=\"\",'Historical scenario - input'!$D106=\"\"),\"\",P121/'Historical scenario - input'!$D106),\"\")","v":""},{"$f":"IFERROR(IF(OR(Q121=\"\",'Historical scenario - input'!$D106=\"\"),\"\",Q121/'Historical scenario - input'!$D106),\"\")","v":""},{"$f":"IFERROR(IF(OR(R121=\"\",'Historical scenario - input'!$D106=\"\"),\"\",R121/'Historical scenario - input'!$D106),\"\")","v":""},{"$f":"IFERROR(IF(OR(S121=\"\",'Historical scenario - input'!$D106=\"\"),\"\",S121/'Historical scenario - input'!$D106),\"\")","v":""},{"$f":"IFERROR(IF(OR(T121=\"\",'Historical scenario - input'!$D106=\"\"),\"\",T121/'Historical scenario - input'!$D106),\"\")","v":""},{"$f":"IFERROR(IF(OR(U121=\"\",'Historical scenario - input'!$D106=\"\"),\"\",U121/'Historical scenario - input'!$D106),\"\")","v":""},{"$f":"IFERROR(IF(OR(V121=\"\",'Historical scenario - input'!$D106=\"\"),\"\",V121/'Historical scenario - input'!$D106),\"\")","v":""},{"$f":"IFERROR(IF(OR(W121=\"\",'Historical scenario - input'!$D106=\"\"),\"\",W121/'Historical scenario - input'!$D106),\"\")","v":""}]
[{"$f":"IFERROR('Historical scenario - input'!A107,\"\")","v":""},{"$f":"IFERROR('Historical scenario - input'!B107,\"\")","v":0},{"$f":"IFERROR('Historical scenario - input'!C107,\"\")","v":0},{"$f":"IFERROR(repcalc('Historical scenario - input'!$CV107:$GH107,'Historical scenario - input'!$G107,'Historical scenario - input'!$E107,'Historical scenario - input'!$F107,20,TRUE,TRUE),\"\")","v":""},"","","","","","","","","","","","","","","","","","","",{"$f":"IFERROR(IF(OR(D122=\"\",'Historical scenario - input'!$D107=\"\"),\"\",D122/'Historical scenario - input'!$D107),\"\")","v":""},{"$f":"IFERROR(IF(OR(E122=\"\",'Historical scenario - input'!$D107=\"\"),\"\",E122/'Historical scenario - input'!$D107),\"\")","v":""},{"$f":"IFERROR(IF(OR(F122=\"\",'Historical scenario - input'!$D107=\"\"),\"\",F122/'Historical scenario - input'!$D107),\"\")","v":""},{"$f":"IFERROR(IF(OR(G122=\"\",'Historical scenario - input'!$D107=\"\"),\"\",G122/'Historical scenario - input'!$D107),\"\")","v":""},{"$f":"IFERROR(IF(OR(H122=\"\",'Historical scenario - input'!$D107=\"\"),\"\",H122/'Historical scenario - input'!$D107),\"\")","v":""},{"$f":"IFERROR(IF(OR(I122=\"\",'Historical scenario - input'!$D107=\"\"),\"\",I122/'Historical scenario - input'!$D107),\"\")","v":""},{"$f":"IFERROR(IF(OR(J122=\"\",'Historical scenario - input'!$D107=\"\"),\"\",J122/'Historical scenario - input'!$D107),\"\")","v":""},{"$f":"IFERROR(IF(OR(K122=\"\",'Historical scenario - input'!$D107=\"\"),\"\",K122/'Historical scenario - input'!$D107),\"\")","v":""},{"$f":"IFERROR(IF(OR(L122=\"\",'Historical scenario - input'!$D107=\"\"),\"\",L122/'Historical scenario - input'!$D107),\"\")","v":""},{"$f":"IFERROR(IF(OR(M122=\"\",'Historical scenario - input'!$D107=\"\"),\"\",M122/'Historical scenario - input'!$D107),\"\")","v":""},{"$f":"IFERROR(IF(OR(N122=\"\",'Historical scenario - input'!$D107=\"\"),\"\",N122/'Historical scenario - input'!$D107),\"\")","v":""},{"$f":"IFERROR(IF(OR(O122=\"\",'Historical scenario - input'!$D107=\"\"),\"\",O122/'Historical scenario - input'!$D107),\"\")","v":""},{"$f":"IFERROR(IF(OR(P122=\"\",'Historical scenario - input'!$D107=\"\"),\"\",P122/'Historical scenario - input'!$D107),\"\")","v":""},{"$f":"IFERROR(IF(OR(Q122=\"\",'Historical scenario - input'!$D107=\"\"),\"\",Q122/'Historical scenario - input'!$D107),\"\")","v":""},{"$f":"IFERROR(IF(OR(R122=\"\",'Historical scenario - input'!$D107=\"\"),\"\",R122/'Historical scenario - input'!$D107),\"\")","v":""},{"$f":"IFERROR(IF(OR(S122=\"\",'Historical scenario - input'!$D107=\"\"),\"\",S122/'Historical scenario - input'!$D107),\"\")","v":""},{"$f":"IFERROR(IF(OR(T122=\"\",'Historical scenario - input'!$D107=\"\"),\"\",T122/'Historical scenario - input'!$D107),\"\")","v":""},{"$f":"IFERROR(IF(OR(U122=\"\",'Historical scenario - input'!$D107=\"\"),\"\",U122/'Historical scenario - input'!$D107),\"\")","v":""},{"$f":"IFERROR(IF(OR(V122=\"\",'Historical scenario - input'!$D107=\"\"),\"\",V122/'Historical scenario - input'!$D107),\"\")","v":""},{"$f":"IFERROR(IF(OR(W122=\"\",'Historical scenario - input'!$D107=\"\"),\"\",W122/'Historical scenario - input'!$D107),\"\")","v":""}]
[{"$f":"IFERROR('Historical scenario - input'!A108,\"\")","v":""},{"$f":"IFERROR('Historical scenario - input'!B108,\"\")","v":0},{"$f":"IFERROR('Historical scenario - input'!C108,\"\")","v":0},{"$f":"IFERROR(repcalc('Historical scenario - input'!$CV108:$GH108,'Historical scenario - input'!$G108,'Historical scenario - input'!$E108,'Historical scenario - input'!$F108,20,TRUE,TRUE),\"\")","v":""},"","","","","","","","","","","","","","","","","","","",{"$f":"IFERROR(IF(OR(D123=\"\",'Historical scenario - input'!$D108=\"\"),\"\",D123/'Historical scenario - input'!$D108),\"\")","v":""},{"$f":"IFERROR(IF(OR(E123=\"\",'Historical scenario - input'!$D108=\"\"),\"\",E123/'Historical scenario - input'!$D108),\"\")","v":""},{"$f":"IFERROR(IF(OR(F123=\"\",'Historical scenario - input'!$D108=\"\"),\"\",F123/'Historical scenario - input'!$D108),\"\")","v":""},{"$f":"IFERROR(IF(OR(G123=\"\",'Historical scenario - input'!$D108=\"\"),\"\",G123/'Historical scenario - input'!$D108),\"\")","v":""},{"$f":"IFERROR(IF(OR(H123=\"\",'Historical scenario - input'!$D108=\"\"),\"\",H123/'Historical scenario - input'!$D108),\"\")","v":""},{"$f":"IFERROR(IF(OR(I123=\"\",'Historical scenario - input'!$D108=\"\"),\"\",I123/'Historical scenario - input'!$D108),\"\")","v":""},{"$f":"IFERROR(IF(OR(J123=\"\",'Historical scenario - input'!$D108=\"\"),\"\",J123/'Historical scenario - input'!$D108),\"\")","v":""},{"$f":"IFERROR(IF(OR(K123=\"\",'Historical scenario - input'!$D108=\"\"),\"\",K123/'Historical scenario - input'!$D108),\"\")","v":""},{"$f":"IFERROR(IF(OR(L123=\"\",'Historical scenario - input'!$D108=\"\"),\"\",L123/'Historical scenario - input'!$D108),\"\")","v":""},{"$f":"IFERROR(IF(OR(M123=\"\",'Historical scenario - input'!$D108=\"\"),\"\",M123/'Historical scenario - input'!$D108),\"\")","v":""},{"$f":"IFERROR(IF(OR(N123=\"\",'Historical scenario - input'!$D108=\"\"),\"\",N123/'Historical scenario - input'!$D108),\"\")","v":""},{"$f":"IFERROR(IF(OR(O123=\"\",'Historical scenario - input'!$D108=\"\"),\"\",O123/'Historical scenario - input'!$D108),\"\")","v":""},{"$f":"IFERROR(IF(OR(P123=\"\",'Historical scenario - input'!$D108=\"\"),\"\",P123/'Historical scenario - input'!$D108),\"\")","v":""},{"$f":"IFERROR(IF(OR(Q123=\"\",'Historical scenario - input'!$D108=\"\"),\"\",Q123/'Historical scenario - input'!$D108),\"\")","v":""},{"$f":"IFERROR(IF(OR(R123=\"\",'Historical scenario - input'!$D108=\"\"),\"\",R123/'Historical scenario - input'!$D108),\"\")","v":""},{"$f":"IFERROR(IF(OR(S123=\"\",'Historical scenario - input'!$D108=\"\"),\"\",S123/'Historical scenario - input'!$D108),\"\")","v":""},{"$f":"IFERROR(IF(OR(T123=\"\",'Historical scenario - input'!$D108=\"\"),\"\",T123/'Historical scenario - input'!$D108),\"\")","v":""},{"$f":"IFERROR(IF(OR(U123=\"\",'Historical scenario - input'!$D108=\"\"),\"\",U123/'Historical scenario - input'!$D108),\"\")","v":""},{"$f":"IFERROR(IF(OR(V123=\"\",'Historical scenario - input'!$D108=\"\"),\"\",V123/'Historical scenario - input'!$D108),\"\")","v":""},{"$f":"IFERROR(IF(OR(W123=\"\",'Historical scenario - input'!$D108=\"\"),\"\",W123/'Historical scenario - input'!$D108),\"\")","v":""}]
[{"$f":"IFERROR('Historical scenario - input'!A109,\"\")","v":""},{"$f":"IFERROR('Historical scenario - input'!B109,\"\")","v":0},{"$f":"IFERROR('Historical scenario - input'!C109,\"\")","v":0},{"$f":"IFERROR(repcalc('Historical scenario - input'!$CV109:$GH109,'Historical scenario - input'!$G109,'Historical scenario - input'!$E109,'Historical scenario - input'!$F109,20,TRUE,TRUE),\"\")","v":""},"","","","","","","","","","","","","","","","","","","",{"$f":"IFERROR(IF(OR(D124=\"\",'Historical scenario - input'!$D109=\"\"),\"\",D124/'Historical scenario - input'!$D109),\"\")","v":""},{"$f":"IFERROR(IF(OR(E124=\"\",'Historical scenario - input'!$D109=\"\"),\"\",E124/'Historical scenario - input'!$D109),\"\")","v":""},{"$f":"IFERROR(IF(OR(F124=\"\",'Historical scenario - input'!$D109=\"\"),\"\",F124/'Historical scenario - input'!$D109),\"\")","v":""},{"$f":"IFERROR(IF(OR(G124=\"\",'Historical scenario - input'!$D109=\"\"),\"\",G124/'Historical scenario - input'!$D109),\"\")","v":""},{"$f":"IFERROR(IF(OR(H124=\"\",'Historical scenario - input'!$D109=\"\"),\"\",H124/'Historical scenario - input'!$D109),\"\")","v":""},{"$f":"IFERROR(IF(OR(I124=\"\",'Historical scenario - input'!$D109=\"\"),\"\",I124/'Historical scenario - input'!$D109),\"\")","v":""},{"$f":"IFERROR(IF(OR(J124=\"\",'Historical scenario - input'!$D109=\"\"),\"\",J124/'Historical scenario - input'!$D109),\"\")","v":""},{"$f":"IFERROR(IF(OR(K124=\"\",'Historical scenario - input'!$D109=\"\"),\"\",K124/'Historical scenario - input'!$D109),\"\")","v":""},{"$f":"IFERROR(IF(OR(L124=\"\",'Historical scenario - input'!$D109=\"\"),\"\",L124/'Historical scenario - input'!$D109),\"\")","v":""},{"$f":"IFERROR(IF(OR(M124=\"\",'Historical scenario - input'!$D109=\"\"),\"\",M124/'Historical scenario - input'!$D109),\"\")","v":""},{"$f":"IFERROR(IF(OR(N124=\"\",'Historical scenario - input'!$D109=\"\"),\"\",N124/'Historical scenario - input'!$D109),\"\")","v":""},{"$f":"IFERROR(IF(OR(O124=\"\",'Historical scenario - input'!$D109=\"\"),\"\",O124/'Historical scenario - input'!$D109),\"\")","v":""},{"$f":"IFERROR(IF(OR(P124=\"\",'Historical scenario - input'!$D109=\"\"),\"\",P124/'Historical scenario - input'!$D109),\"\")","v":""},{"$f":"IFERROR(IF(OR(Q124=\"\",'Historical scenario - input'!$D109=\"\"),\"\",Q124/'Historical scenario - input'!$D109),\"\")","v":""},{"$f":"IFERROR(IF(OR(R124=\"\",'Historical scenario - input'!$D109=\"\"),\"\",R124/'Historical scenario - input'!$D109),\"\")","v":""},{"$f":"IFERROR(IF(OR(S124=\"\",'Historical scenario - input'!$D109=\"\"),\"\",S124/'Historical scenario - input'!$D109),\"\")","v":""},{"$f":"IFERROR(IF(OR(T124=\"\",'Historical scenario - input'!$D109=\"\"),\"\",T124/'Historical scenario - input'!$D109),\"\")","v":""},{"$f":"IFERROR(IF(OR(U124=\"\",'Historical scenario - input'!$D109=\"\"),\"\",U124/'Historical scenario - input'!$D109),\"\")","v":""},{"$f":"IFERROR(IF(OR(V124=\"\",'Historical scenario - input'!$D109=\"\"),\"\",V124/'Historical scenario - input'!$D109),\"\")","v":""},{"$f":"IFERROR(IF(OR(W124=\"\",'Historical scenario - input'!$D109=\"\"),\"\",W124/'Historical scenario - input'!$D109),\"\")","v":""}]
[{"$f":"IFERROR('Historical scenario - input'!A110,\"\")","v":""},{"$f":"IFERROR('Historical scenario - input'!B110,\"\")","v":0},{"$f":"IFERROR('Historical scenario - input'!C110,\"\")","v":0},{"$f":"IFERROR(repcalc('Historical scenario - input'!$CV110:$GH110,'Historical scenario - input'!$G110,'Historical scenario - input'!$E110,'Historical scenario - input'!$F110,20,TRUE,TRUE),\"\")","v":""},"","","","","","","","","","","","","","","","","","","",{"$f":"IFERROR(IF(OR(D125=\"\",'Historical scenario - input'!$D110=\"\"),\"\",D125/'Historical scenario - input'!$D110),\"\")","v":""},{"$f":"IFERROR(IF(OR(E125=\"\",'Historical scenario - input'!$D110=\"\"),\"\",E125/'Historical scenario - input'!$D110),\"\")","v":""},{"$f":"IFERROR(IF(OR(F125=\"\",'Historical scenario - input'!$D110=\"\"),\"\",F125/'Historical scenario - input'!$D110),\"\")","v":""},{"$f":"IFERROR(IF(OR(G125=\"\",'Historical scenario - input'!$D110=\"\"),\"\",G125/'Historical scenario - input'!$D110),\"\")","v":""},{"$f":"IFERROR(IF(OR(H125=\"\",'Historical scenario - input'!$D110=\"\"),\"\",H125/'Historical scenario - input'!$D110),\"\")","v":""},{"$f":"IFERROR(IF(OR(I125=\"\",'Historical scenario - input'!$D110=\"\"),\"\",I125/'Historical scenario - input'!$D110),\"\")","v":""},{"$f":"IFERROR(IF(OR(J125=\"\",'Historical scenario - input'!$D110=\"\"),\"\",J125/'Historical scenario - input'!$D110),\"\")","v":""},{"$f":"IFERROR(IF(OR(K125=\"\",'Historical scenario - input'!$D110=\"\"),\"\",K125/'Historical scenario - input'!$D110),\"\")","v":""},{"$f":"IFERROR(IF(OR(L125=\"\",'Historical scenario - input'!$D110=\"\"),\"\",L125/'Historical scenario - input'!$D110),\"\")","v":""},{"$f":"IFERROR(IF(OR(M125=\"\",'Historical scenario - input'!$D110=\"\"),\"\",M125/'Historical scenario - input'!$D110),\"\")","v":""},{"$f":"IFERROR(IF(OR(N125=\"\",'Historical scenario - input'!$D110=\"\"),\"\",N125/'Historical scenario - input'!$D110),\"\")","v":""},{"$f":"IFERROR(IF(OR(O125=\"\",'Historical scenario - input'!$D110=\"\"),\"\",O125/'Historical scenario - input'!$D110),\"\")","v":""},{"$f":"IFERROR(IF(OR(P125=\"\",'Historical scenario - input'!$D110=\"\"),\"\",P125/'Historical scenario - input'!$D110),\"\")","v":""},{"$f":"IFERROR(IF(OR(Q125=\"\",'Historical scenario - input'!$D110=\"\"),\"\",Q125/'Historical scenario - input'!$D110),\"\")","v":""},{"$f":"IFERROR(IF(OR(R125=\"\",'Historical scenario - input'!$D110=\"\"),\"\",R125/'Historical scenario - input'!$D110),\"\")","v":""},{"$f":"IFERROR(IF(OR(S125=\"\",'Historical scenario - input'!$D110=\"\"),\"\",S125/'Historical scenario - input'!$D110),\"\")","v":""},{"$f":"IFERROR(IF(OR(T125=\"\",'Historical scenario - input'!$D110=\"\"),\"\",T125/'Historical scenario - input'!$D110),\"\")","v":""},{"$f":"IFERROR(IF(OR(U125=\"\",'Historical scenario - input'!$D110=\"\"),\"\",U125/'Historical scenario - input'!$D110),\"\")","v":""},{"$f":"IFERROR(IF(OR(V125=\"\",'Historical scenario - input'!$D110=\"\"),\"\",V125/'Historical scenario - input'!$D110),\"\")","v":""},{"$f":"IFERROR(IF(OR(W125=\"\",'Historical scenario - input'!$D110=\"\"),\"\",W125/'Historical scenario - input'!$D110),\"\")","v":""}]
[{"$f":"IFERROR('Historical scenario - input'!A111,\"\")","v":""},{"$f":"IFERROR('Historical scenario - input'!B111,\"\")","v":0},{"$f":"IFERROR('Historical scenario - input'!C111,\"\")","v":0},{"$f":"IFERROR(repcalc('Historical scenario - input'!$CV111:$GH111,'Historical scenario - input'!$G111,'Historical scenario - input'!$E111,'Historical scenario - input'!$F111,20,TRUE,TRUE),\"\")","v":""},"","","","","","","","","","","","","","","","","","","",{"$f":"IFERROR(IF(OR(D126=\"\",'Historical scenario - input'!$D111=\"\"),\"\",D126/'Historical scenario - input'!$D111),\"\")","v":""},{"$f":"IFERROR(IF(OR(E126=\"\",'Historical scenario - input'!$D111=\"\"),\"\",E126/'Historical scenario - input'!$D111),\"\")","v":""},{"$f":"IFERROR(IF(OR(F126=\"\",'Historical scenario - input'!$D111=\"\"),\"\",F126/'Historical scenario - input'!$D111),\"\")","v":""},{"$f":"IFERROR(IF(OR(G126=\"\",'Historical scenario - input'!$D111=\"\"),\"\",G126/'Historical scenario - input'!$D111),\"\")","v":""},{"$f":"IFERROR(IF(OR(H126=\"\",'Historical scenario - input'!$D111=\"\"),\"\",H126/'Historical scenario - input'!$D111),\"\")","v":""},{"$f":"IFERROR(IF(OR(I126=\"\",'Historical scenario - input'!$D111=\"\"),\"\",I126/'Historical scenario - input'!$D111),\"\")","v":""},{"$f":"IFERROR(IF(OR(J126=\"\",'Historical scenario - input'!$D111=\"\"),\"\",J126/'Historical scenario - input'!$D111),\"\")","v":""},{"$f":"IFERROR(IF(OR(K126=\"\",'Historical scenario - input'!$D111=\"\"),\"\",K126/'Historical scenario - input'!$D111),\"\")","v":""},{"$f":"IFERROR(IF(OR(L126=\"\",'Historical scenario - input'!$D111=\"\"),\"\",L126/'Historical scenario - input'!$D111),\"\")","v":""},{"$f":"IFERROR(IF(OR(M126=\"\",'Historical scenario - input'!$D111=\"\"),\"\",M126/'Historical scenario - input'!$D111),\"\")","v":""},{"$f":"IFERROR(IF(OR(N126=\"\",'Historical scenario - input'!$D111=\"\"),\"\",N126/'Historical scenario - input'!$D111),\"\")","v":""},{"$f":"IFERROR(IF(OR(O126=\"\",'Historical scenario - input'!$D111=\"\"),\"\",O126/'Historical scenario - input'!$D111),\"\")","v":""},{"$f":"IFERROR(IF(OR(P126=\"\",'Historical scenario - input'!$D111=\"\"),\"\",P126/'Historical scenario - input'!$D111),\"\")","v":""},{"$f":"IFERROR(IF(OR(Q126=\"\",'Historical scenario - input'!$D111=\"\"),\"\",Q126/'Historical scenario - input'!$D111),\"\")","v":""},{"$f":"IFERROR(IF(OR(R126=\"\",'Historical scenario - input'!$D111=\"\"),\"\",R126/'Historical scenario - input'!$D111),\"\")","v":""},{"$f":"IFERROR(IF(OR(S126=\"\",'Historical scenario - input'!$D111=\"\"),\"\",S126/'Historical scenario - input'!$D111),\"\")","v":""},{"$f":"IFERROR(IF(OR(T126=\"\",'Historical scenario - input'!$D111=\"\"),\"\",T126/'Historical scenario - input'!$D111),\"\")","v":""},{"$f":"IFERROR(IF(OR(U126=\"\",'Historical scenario - input'!$D111=\"\"),\"\",U126/'Historical scenario - input'!$D111),\"\")","v":""},{"$f":"IFERROR(IF(OR(V126=\"\",'Historical scenario - input'!$D111=\"\"),\"\",V126/'Historical scenario - input'!$D111),\"\")","v":""},{"$f":"IFERROR(IF(OR(W126=\"\",'Historical scenario - input'!$D111=\"\"),\"\",W126/'Historical scenario - input'!$D111),\"\")","v":""}]
[{"$f":"IFERROR('Historical scenario - input'!A112,\"\")","v":""},{"$f":"IFERROR('Historical scenario - input'!B112,\"\")","v":0},{"$f":"IFERROR('Historical scenario - input'!C112,\"\")","v":0},{"$f":"IFERROR(repcalc('Historical scenario - input'!$CV112:$GH112,'Historical scenario - input'!$G112,'Historical scenario - input'!$E112,'Historical scenario - input'!$F112,20,TRUE,TRUE),\"\")","v":""},"","","","","","","","","","","","","","","","","","","",{"$f":"IFERROR(IF(OR(D127=\"\",'Historical scenario - input'!$D112=\"\"),\"\",D127/'Historical scenario - input'!$D112),\"\")","v":""},{"$f":"IFERROR(IF(OR(E127=\"\",'Historical scenario - input'!$D112=\"\"),\"\",E127/'Historical scenario - input'!$D112),\"\")","v":""},{"$f":"IFERROR(IF(OR(F127=\"\",'Historical scenario - input'!$D112=\"\"),\"\",F127/'Historical scenario - input'!$D112),\"\")","v":""},{"$f":"IFERROR(IF(OR(G127=\"\",'Historical scenario - input'!$D112=\"\"),\"\",G127/'Historical scenario - input'!$D112),\"\")","v":""},{"$f":"IFERROR(IF(OR(H127=\"\",'Historical scenario - input'!$D112=\"\"),\"\",H127/'Historical scenario - input'!$D112),\"\")","v":""},{"$f":"IFERROR(IF(OR(I127=\"\",'Historical scenario - input'!$D112=\"\"),\"\",I127/'Historical scenario - input'!$D112),\"\")","v":""},{"$f":"IFERROR(IF(OR(J127=\"\",'Historical scenario - input'!$D112=\"\"),\"\",J127/'Historical scenario - input'!$D112),\"\")","v":""},{"$f":"IFERROR(IF(OR(K127=\"\",'Historical scenario - input'!$D112=\"\"),\"\",K127/'Historical scenario - input'!$D112),\"\")","v":""},{"$f":"IFERROR(IF(OR(L127=\"\",'Historical scenario - input'!$D112=\"\"),\"\",L127/'Historical scenario - input'!$D112),\"\")","v":""},{"$f":"IFERROR(IF(OR(M127=\"\",'Historical scenario - input'!$D112=\"\"),\"\",M127/'Historical scenario - input'!$D112),\"\")","v":""},{"$f":"IFERROR(IF(OR(N127=\"\",'Historical scenario - input'!$D112=\"\"),\"\",N127/'Historical scenario - input'!$D112),\"\")","v":""},{"$f":"IFERROR(IF(OR(O127=\"\",'Historical scenario - input'!$D112=\"\"),\"\",O127/'Historical scenario - input'!$D112),\"\")","v":""},{"$f":"IFERROR(IF(OR(P127=\"\",'Historical scenario - input'!$D112=\"\"),\"\",P127/'Historical scenario - input'!$D112),\"\")","v":""},{"$f":"IFERROR(IF(OR(Q127=\"\",'Historical scenario - input'!$D112=\"\"),\"\",Q127/'Historical scenario - input'!$D112),\"\")","v":""},{"$f":"IFERROR(IF(OR(R127=\"\",'Historical scenario - input'!$D112=\"\"),\"\",R127/'Historical scenario - input'!$D112),\"\")","v":""},{"$f":"IFERROR(IF(OR(S127=\"\",'Historical scenario - input'!$D112=\"\"),\"\",S127/'Historical scenario - input'!$D112),\"\")","v":""},{"$f":"IFERROR(IF(OR(T127=\"\",'Historical scenario - input'!$D112=\"\"),\"\",T127/'Historical scenario - input'!$D112),\"\")","v":""},{"$f":"IFERROR(IF(OR(U127=\"\",'Historical scenario - input'!$D112=\"\"),\"\",U127/'Historical scenario - input'!$D112),\"\")","v":""},{"$f":"IFERROR(IF(OR(V127=\"\",'Historical scenario - input'!$D112=\"\"),\"\",V127/'Historical scenario - input'!$D112),\"\")","v":""},{"$f":"IFERROR(IF(OR(W127=\"\",'Historical scenario - input'!$D112=\"\"),\"\",W127/'Historical scenario - input'!$D112),\"\")","v":""}]
[{"$f":"IFERROR('Historical scenario - input'!A113,\"\")","v":""},{"$f":"IFERROR('Historical scenario - input'!B113,\"\")","v":0},{"$f":"IFERROR('Historical scenario - input'!C113,\"\")","v":0},{"$f":"IFERROR(repcalc('Historical scenario - input'!$CV113:$GH113,'Historical scenario - input'!$G113,'Historical scenario - input'!$E113,'Historical scenario - input'!$F113,20,TRUE,TRUE),\"\")","v":""},"","","","","","","","","","","","","","","","","","","",{"$f":"IFERROR(IF(OR(D128=\"\",'Historical scenario - input'!$D113=\"\"),\"\",D128/'Historical scenario - input'!$D113),\"\")","v":""},{"$f":"IFERROR(IF(OR(E128=\"\",'Historical scenario - input'!$D113=\"\"),\"\",E128/'Historical scenario - input'!$D113),\"\")","v":""},{"$f":"IFERROR(IF(OR(F128=\"\",'Historical scenario - input'!$D113=\"\"),\"\",F128/'Historical scenario - input'!$D113),\"\")","v":""},{"$f":"IFERROR(IF(OR(G128=\"\",'Historical scenario - input'!$D113=\"\"),\"\",G128/'Historical scenario - input'!$D113),\"\")","v":""},{"$f":"IFERROR(IF(OR(H128=\"\",'Historical scenario - input'!$D113=\"\"),\"\",H128/'Historical scenario - input'!$D113),\"\")","v":""},{"$f":"IFERROR(IF(OR(I128=\"\",'Historical scenario - input'!$D113=\"\"),\"\",I128/'Historical scenario - input'!$D113),\"\")","v":""},{"$f":"IFERROR(IF(OR(J128=\"\",'Historical scenario - input'!$D113=\"\"),\"\",J128/'Historical scenario - input'!$D113),\"\")","v":""},{"$f":"IFERROR(IF(OR(K128=\"\",'Historical scenario - input'!$D113=\"\"),\"\",K128/'Historical scenario - input'!$D113),\"\")","v":""},{"$f":"IFERROR(IF(OR(L128=\"\",'Historical scenario - input'!$D113=\"\"),\"\",L128/'Historical scenario - input'!$D113),\"\")","v":""},{"$f":"IFERROR(IF(OR(M128=\"\",'Historical scenario - input'!$D113=\"\"),\"\",M128/'Historical scenario - input'!$D113),\"\")","v":""},{"$f":"IFERROR(IF(OR(N128=\"\",'Historical scenario - input'!$D113=\"\"),\"\",N128/'Historical scenario - input'!$D113),\"\")","v":""},{"$f":"IFERROR(IF(OR(O128=\"\",'Historical scenario - input'!$D113=\"\"),\"\",O128/'Historical scenario - input'!$D113),\"\")","v":""},{"$f":"IFERROR(IF(OR(P128=\"\",'Historical scenario - input'!$D113=\"\"),\"\",P128/'Historical scenario - input'!$D113),\"\")","v":""},{"$f":"IFERROR(IF(OR(Q128=\"\",'Historical scenario - input'!$D113=\"\"),\"\",Q128/'Historical scenario - input'!$D113),\"\")","v":""},{"$f":"IFERROR(IF(OR(R128=\"\",'Historical scenario - input'!$D113=\"\"),\"\",R128/'Historical scenario - input'!$D113),\"\")","v":""},{"$f":"IFERROR(IF(OR(S128=\"\",'Historical scenario - input'!$D113=\"\"),\"\",S128/'Historical scenario - input'!$D113),\"\")","v":""},{"$f":"IFERROR(IF(OR(T128=\"\",'Historical scenario - input'!$D113=\"\"),\"\",T128/'Historical scenario - input'!$D113),\"\")","v":""},{"$f":"IFERROR(IF(OR(U128=\"\",'Historical scenario - input'!$D113=\"\"),\"\",U128/'Historical scenario - input'!$D113),\"\")","v":""},{"$f":"IFERROR(IF(OR(V128=\"\",'Historical scenario - input'!$D113=\"\"),\"\",V128/'Historical scenario - input'!$D113),\"\")","v":""},{"$f":"IFERROR(IF(OR(W128=\"\",'Historical scenario - input'!$D113=\"\"),\"\",W128/'Historical scenario - input'!$D113),\"\")","v":""}]
[{"$f":"IFERROR('Historical scenario - input'!A114,\"\")","v":""},{"$f":"IFERROR('Historical scenario - input'!B114,\"\")","v":0},{"$f":"IFERROR('Historical scenario - input'!C114,\"\")","v":0},{"$f":"IFERROR(repcalc('Historical scenario - input'!$CV114:$GH114,'Historical scenario - input'!$G114,'Historical scenario - input'!$E114,'Historical scenario - input'!$F114,20,TRUE,TRUE),\"\")","v":""},"","","","","","","","","","","","","","","","","","","",{"$f":"IFERROR(IF(OR(D129=\"\",'Historical scenario - input'!$D114=\"\"),\"\",D129/'Historical scenario - input'!$D114),\"\")","v":""},{"$f":"IFERROR(IF(OR(E129=\"\",'Historical scenario - input'!$D114=\"\"),\"\",E129/'Historical scenario - input'!$D114),\"\")","v":""},{"$f":"IFERROR(IF(OR(F129=\"\",'Historical scenario - input'!$D114=\"\"),\"\",F129/'Historical scenario - input'!$D114),\"\")","v":""},{"$f":"IFERROR(IF(OR(G129=\"\",'Historical scenario - input'!$D114=\"\"),\"\",G129/'Historical scenario - input'!$D114),\"\")","v":""},{"$f":"IFERROR(IF(OR(H129=\"\",'Historical scenario - input'!$D114=\"\"),\"\",H129/'Historical scenario - input'!$D114),\"\")","v":""},{"$f":"IFERROR(IF(OR(I129=\"\",'Historical scenario - input'!$D114=\"\"),\"\",I129/'Historical scenario - input'!$D114),\"\")","v":""},{"$f":"IFERROR(IF(OR(J129=\"\",'Historical scenario - input'!$D114=\"\"),\"\",J129/'Historical scenario - input'!$D114),\"\")","v":""},{"$f":"IFERROR(IF(OR(K129=\"\",'Historical scenario - input'!$D114=\"\"),\"\",K129/'Historical scenario - input'!$D114),\"\")","v":""},{"$f":"IFERROR(IF(OR(L129=\"\",'Historical scenario - input'!$D114=\"\"),\"\",L129/'Historical scenario - input'!$D114),\"\")","v":""},{"$f":"IFERROR(IF(OR(M129=\"\",'Historical scenario - input'!$D114=\"\"),\"\",M129/'Historical scenario - input'!$D114),\"\")","v":""},{"$f":"IFERROR(IF(OR(N129=\"\",'Historical scenario - input'!$D114=\"\"),\"\",N129/'Historical scenario - input'!$D114),\"\")","v":""},{"$f":"IFERROR(IF(OR(O129=\"\",'Historical scenario - input'!$D114=\"\"),\"\",O129/'Historical scenario - input'!$D114),\"\")","v":""},{"$f":"IFERROR(IF(OR(P129=\"\",'Historical scenario - input'!$D114=\"\"),\"\",P129/'Historical scenario - input'!$D114),\"\")","v":""},{"$f":"IFERROR(IF(OR(Q129=\"\",'Historical scenario - input'!$D114=\"\"),\"\",Q129/'Historical scenario - input'!$D114),\"\")","v":""},{"$f":"IFERROR(IF(OR(R129=\"\",'Historical scenario - input'!$D114=\"\"),\"\",R129/'Historical scenario - input'!$D114),\"\")","v":""},{"$f":"IFERROR(IF(OR(S129=\"\",'Historical scenario - input'!$D114=\"\"),\"\",S129/'Historical scenario - input'!$D114),\"\")","v":""},{"$f":"IFERROR(IF(OR(T129=\"\",'Historical scenario - input'!$D114=\"\"),\"\",T129/'Historical scenario - input'!$D114),\"\")","v":""},{"$f":"IFERROR(IF(OR(U129=\"\",'Historical scenario - input'!$D114=\"\"),\"\",U129/'Historical scenario - input'!$D114),\"\")","v":""},{"$f":"IFERROR(IF(OR(V129=\"\",'Historical scenario - input'!$D114=\"\"),\"\",V129/'Historical scenario - input'!$D114),\"\")","v":""},{"$f":"IFERROR(IF(OR(W129=\"\",'Historical scenario - input'!$D114=\"\"),\"\",W129/'Historical scenario - input'!$D114),\"\")","v":""}]
[{"$f":"IFERROR('Historical scenario - input'!A115,\"\")","v":""},{"$f":"IFERROR('Historical scenario - input'!B115,\"\")","v":0},{"$f":"IFERROR('Historical scenario - input'!C115,\"\")","v":0},{"$f":"IFERROR(repcalc('Historical scenario - input'!$CV115:$GH115,'Historical scenario - input'!$G115,'Historical scenario - input'!$E115,'Historical scenario - input'!$F115,20,TRUE,TRUE),\"\")","v":""},"","","","","","","","","","","","","","","","","","","",{"$f":"IFERROR(IF(OR(D130=\"\",'Historical scenario - input'!$D115=\"\"),\"\",D130/'Historical scenario - input'!$D115),\"\")","v":""},{"$f":"IFERROR(IF(OR(E130=\"\",'Historical scenario - input'!$D115=\"\"),\"\",E130/'Historical scenario - input'!$D115),\"\")","v":""},{"$f":"IFERROR(IF(OR(F130=\"\",'Historical scenario - input'!$D115=\"\"),\"\",F130/'Historical scenario - input'!$D115),\"\")","v":""},{"$f":"IFERROR(IF(OR(G130=\"\",'Historical scenario - input'!$D115=\"\"),\"\",G130/'Historical scenario - input'!$D115),\"\")","v":""},{"$f":"IFERROR(IF(OR(H130=\"\",'Historical scenario - input'!$D115=\"\"),\"\",H130/'Historical scenario - input'!$D115),\"\")","v":""},{"$f":"IFERROR(IF(OR(I130=\"\",'Historical scenario - input'!$D115=\"\"),\"\",I130/'Historical scenario - input'!$D115),\"\")","v":""},{"$f":"IFERROR(IF(OR(J130=\"\",'Historical scenario - input'!$D115=\"\"),\"\",J130/'Historical scenario - input'!$D115),\"\")","v":""},{"$f":"IFERROR(IF(OR(K130=\"\",'Historical scenario - input'!$D115=\"\"),\"\",K130/'Historical scenario - input'!$D115),\"\")","v":""},{"$f":"IFERROR(IF(OR(L130=\"\",'Historical scenario - input'!$D115=\"\"),\"\",L130/'Historical scenario - input'!$D115),\"\")","v":""},{"$f":"IFERROR(IF(OR(M130=\"\",'Historical scenario - input'!$D115=\"\"),\"\",M130/'Historical scenario - input'!$D115),\"\")","v":""},{"$f":"IFERROR(IF(OR(N130=\"\",'Historical scenario - input'!$D115=\"\"),\"\",N130/'Historical scenario - input'!$D115),\"\")","v":""},{"$f":"IFERROR(IF(OR(O130=\"\",'Historical scenario - input'!$D115=\"\"),\"\",O130/'Historical scenario - input'!$D115),\"\")","v":""},{"$f":"IFERROR(IF(OR(P130=\"\",'Historical scenario - input'!$D115=\"\"),\"\",P130/'Historical scenario - input'!$D115),\"\")","v":""},{"$f":"IFERROR(IF(OR(Q130=\"\",'Historical scenario - input'!$D115=\"\"),\"\",Q130/'Historical scenario - input'!$D115),\"\")","v":""},{"$f":"IFERROR(IF(OR(R130=\"\",'Historical scenario - input'!$D115=\"\"),\"\",R130/'Historical scenario - input'!$D115),\"\")","v":""},{"$f":"IFERROR(IF(OR(S130=\"\",'Historical scenario - input'!$D115=\"\"),\"\",S130/'Historical scenario - input'!$D115),\"\")","v":""},{"$f":"IFERROR(IF(OR(T130=\"\",'Historical scenario - input'!$D115=\"\"),\"\",T130/'Historical scenario - input'!$D115),\"\")","v":""},{"$f":"IFERROR(IF(OR(U130=\"\",'Historical scenario - input'!$D115=\"\"),\"\",U130/'Historical scenario - input'!$D115),\"\")","v":""},{"$f":"IFERROR(IF(OR(V130=\"\",'Historical scenario - input'!$D115=\"\"),\"\",V130/'Historical scenario - input'!$D115),\"\")","v":""},{"$f":"IFERROR(IF(OR(W130=\"\",'Historical scenario - input'!$D115=\"\"),\"\",W130/'Historical scenario - input'!$D115),\"\")","v":""}]
[{"$f":"IFERROR('Historical scenario - input'!A116,\"\")","v":""},{"$f":"IFERROR('Historical scenario - input'!B116,\"\")","v":0},{"$f":"IFERROR('Historical scenario - input'!C116,\"\")","v":0},{"$f":"IFERROR(repcalc('Historical scenario - input'!$CV116:$GH116,'Historical scenario - input'!$G116,'Historical scenario - input'!$E116,'Historical scenario - input'!$F116,20,TRUE,TRUE),\"\")","v":""},"","","","","","","","","","","","","","","","","","","",{"$f":"IFERROR(IF(OR(D131=\"\",'Historical scenario - input'!$D116=\"\"),\"\",D131/'Historical scenario - input'!$D116),\"\")","v":""},{"$f":"IFERROR(IF(OR(E131=\"\",'Historical scenario - input'!$D116=\"\"),\"\",E131/'Historical scenario - input'!$D116),\"\")","v":""},{"$f":"IFERROR(IF(OR(F131=\"\",'Historical scenario - input'!$D116=\"\"),\"\",F131/'Historical scenario - input'!$D116),\"\")","v":""},{"$f":"IFERROR(IF(OR(G131=\"\",'Historical scenario - input'!$D116=\"\"),\"\",G131/'Historical scenario - input'!$D116),\"\")","v":""},{"$f":"IFERROR(IF(OR(H131=\"\",'Historical scenario - input'!$D116=\"\"),\"\",H131/'Historical scenario - input'!$D116),\"\")","v":""},{"$f":"IFERROR(IF(OR(I131=\"\",'Historical scenario - input'!$D116=\"\"),\"\",I131/'Historical scenario - input'!$D116),\"\")","v":""},{"$f":"IFERROR(IF(OR(J131=\"\",'Historical scenario - input'!$D116=\"\"),\"\",J131/'Historical scenario - input'!$D116),\"\")","v":""},{"$f":"IFERROR(IF(OR(K131=\"\",'Historical scenario - input'!$D116=\"\"),\"\",K131/'Historical scenario - input'!$D116),\"\")","v":""},{"$f":"IFERROR(IF(OR(L131=\"\",'Historical scenario - input'!$D116=\"\"),\"\",L131/'Historical scenario - input'!$D116),\"\")","v":""},{"$f":"IFERROR(IF(OR(M131=\"\",'Historical scenario - input'!$D116=\"\"),\"\",M131/'Historical scenario - input'!$D116),\"\")","v":""},{"$f":"IFERROR(IF(OR(N131=\"\",'Historical scenario - input'!$D116=\"\"),\"\",N131/'Historical scenario - input'!$D116),\"\")","v":""},{"$f":"IFERROR(IF(OR(O131=\"\",'Historical scenario - input'!$D116=\"\"),\"\",O131/'Historical scenario - input'!$D116),\"\")","v":""},{"$f":"IFERROR(IF(OR(P131=\"\",'Historical scenario - input'!$D116=\"\"),\"\",P131/'Historical scenario - input'!$D116),\"\")","v":""},{"$f":"IFERROR(IF(OR(Q131=\"\",'Historical scenario - input'!$D116=\"\"),\"\",Q131/'Historical scenario - input'!$D116),\"\")","v":""},{"$f":"IFERROR(IF(OR(R131=\"\",'Historical scenario - input'!$D116=\"\"),\"\",R131/'Historical scenario - input'!$D116),\"\")","v":""},{"$f":"IFERROR(IF(OR(S131=\"\",'Historical scenario - input'!$D116=\"\"),\"\",S131/'Historical scenario - input'!$D116),\"\")","v":""},{"$f":"IFERROR(IF(OR(T131=\"\",'Historical scenario - input'!$D116=\"\"),\"\",T131/'Historical scenario - input'!$D116),\"\")","v":""},{"$f":"IFERROR(IF(OR(U131=\"\",'Historical scenario - input'!$D116=\"\"),\"\",U131/'Historical scenario - input'!$D116),\"\")","v":""},{"$f":"IFERROR(IF(OR(V131=\"\",'Historical scenario - input'!$D116=\"\"),\"\",V131/'Historical scenario - input'!$D116),\"\")","v":""},{"$f":"IFERROR(IF(OR(W131=\"\",'Historical scenario - input'!$D116=\"\"),\"\",W131/'Historical scenario - input'!$D116),\"\")","v":""}]
[{"$f":"IFERROR('Historical scenario - input'!A117,\"\")","v":""},{"$f":"IFERROR('Historical scenario - input'!B117,\"\")","v":0},{"$f":"IFERROR('Historical scenario - input'!C117,\"\")","v":0},{"$f":"IFERROR(repcalc('Historical scenario - input'!$CV117:$GH117,'Historical scenario - input'!$G117,'Historical scenario - input'!$E117,'Historical scenario - input'!$F117,20,TRUE,TRUE),\"\")","v":""},"","","","","","","","","","","","","","","","","","","",{"$f":"IFERROR(IF(OR(D132=\"\",'Historical scenario - input'!$D117=\"\"),\"\",D132/'Historical scenario - input'!$D117),\"\")","v":""},{"$f":"IFERROR(IF(OR(E132=\"\",'Historical scenario - input'!$D117=\"\"),\"\",E132/'Historical scenario - input'!$D117),\"\")","v":""},{"$f":"IFERROR(IF(OR(F132=\"\",'Historical scenario - input'!$D117=\"\"),\"\",F132/'Historical scenario - input'!$D117),\"\")","v":""},{"$f":"IFERROR(IF(OR(G132=\"\",'Historical scenario - input'!$D117=\"\"),\"\",G132/'Historical scenario - input'!$D117),\"\")","v":""},{"$f":"IFERROR(IF(OR(H132=\"\",'Historical scenario - input'!$D117=\"\"),\"\",H132/'Historical scenario - input'!$D117),\"\")","v":""},{"$f":"IFERROR(IF(OR(I132=\"\",'Historical scenario - input'!$D117=\"\"),\"\",I132/'Historical scenario - input'!$D117),\"\")","v":""},{"$f":"IFERROR(IF(OR(J132=\"\",'Historical scenario - input'!$D117=\"\"),\"\",J132/'Historical scenario - input'!$D117),\"\")","v":""},{"$f":"IFERROR(IF(OR(K132=\"\",'Historical scenario - input'!$D117=\"\"),\"\",K132/'Historical scenario - input'!$D117),\"\")","v":""},{"$f":"IFERROR(IF(OR(L132=\"\",'Historical scenario - input'!$D117=\"\"),\"\",L132/'Historical scenario - input'!$D117),\"\")","v":""},{"$f":"IFERROR(IF(OR(M132=\"\",'Historical scenario - input'!$D117=\"\"),\"\",M132/'Historical scenario - input'!$D117),\"\")","v":""},{"$f":"IFERROR(IF(OR(N132=\"\",'Historical scenario - input'!$D117=\"\"),\"\",N132/'Historical scenario - input'!$D117),\"\")","v":""},{"$f":"IFERROR(IF(OR(O132=\"\",'Historical scenario - input'!$D117=\"\"),\"\",O132/'Historical scenario - input'!$D117),\"\")","v":""},{"$f":"IFERROR(IF(OR(P132=\"\",'Historical scenario - input'!$D117=\"\"),\"\",P132/'Historical scenario - input'!$D117),\"\")","v":""},{"$f":"IFERROR(IF(OR(Q132=\"\",'Historical scenario - input'!$D117=\"\"),\"\",Q132/'Historical scenario - input'!$D117),\"\")","v":""},{"$f":"IFERROR(IF(OR(R132=\"\",'Historical scenario - input'!$D117=\"\"),\"\",R132/'Historical scenario - input'!$D117),\"\")","v":""},{"$f":"IFERROR(IF(OR(S132=\"\",'Historical scenario - input'!$D117=\"\"),\"\",S132/'Historical scenario - input'!$D117),\"\")","v":""},{"$f":"IFERROR(IF(OR(T132=\"\",'Historical scenario - input'!$D117=\"\"),\"\",T132/'Historical scenario - input'!$D117),\"\")","v":""},{"$f":"IFERROR(IF(OR(U132=\"\",'Historical scenario - input'!$D117=\"\"),\"\",U132/'Historical scenario - input'!$D117),\"\")","v":""},{"$f":"IFERROR(IF(OR(V132=\"\",'Historical scenario - input'!$D117=\"\"),\"\",V132/'Historical scenario - input'!$D117),\"\")","v":""},{"$f":"IFERROR(IF(OR(W132=\"\",'Historical scenario - input'!$D117=\"\"),\"\",W132/'Historical scenario - input'!$D117),\"\")","v":""}]
[{"$f":"IFERROR('Historical scenario - input'!A118,\"\")","v":""},{"$f":"IFERROR('Historical scenario - input'!B118,\"\")","v":0},{"$f":"IFERROR('Historical scenario - input'!C118,\"\")","v":0},{"$f":"IFERROR(repcalc('Historical scenario - input'!$CV118:$GH118,'Historical scenario - input'!$G118,'Historical scenario - input'!$E118,'Historical scenario - input'!$F118,20,TRUE,TRUE),\"\")","v":""},"","","","","","","","","","","","","","","","","","","",{"$f":"IFERROR(IF(OR(D133=\"\",'Historical scenario - input'!$D118=\"\"),\"\",D133/'Historical scenario - input'!$D118),\"\")","v":""},{"$f":"IFERROR(IF(OR(E133=\"\",'Historical scenario - input'!$D118=\"\"),\"\",E133/'Historical scenario - input'!$D118),\"\")","v":""},{"$f":"IFERROR(IF(OR(F133=\"\",'Historical scenario - input'!$D118=\"\"),\"\",F133/'Historical scenario - input'!$D118),\"\")","v":""},{"$f":"IFERROR(IF(OR(G133=\"\",'Historical scenario - input'!$D118=\"\"),\"\",G133/'Historical scenario - input'!$D118),\"\")","v":""},{"$f":"IFERROR(IF(OR(H133=\"\",'Historical scenario - input'!$D118=\"\"),\"\",H133/'Historical scenario - input'!$D118),\"\")","v":""},{"$f":"IFERROR(IF(OR(I133=\"\",'Historical scenario - input'!$D118=\"\"),\"\",I133/'Historical scenario - input'!$D118),\"\")","v":""},{"$f":"IFERROR(IF(OR(J133=\"\",'Historical scenario - input'!$D118=\"\"),\"\",J133/'Historical scenario - input'!$D118),\"\")","v":""},{"$f":"IFERROR(IF(OR(K133=\"\",'Historical scenario - input'!$D118=\"\"),\"\",K133/'Historical scenario - input'!$D118),\"\")","v":""},{"$f":"IFERROR(IF(OR(L133=\"\",'Historical scenario - input'!$D118=\"\"),\"\",L133/'Historical scenario - input'!$D118),\"\")","v":""},{"$f":"IFERROR(IF(OR(M133=\"\",'Historical scenario - input'!$D118=\"\"),\"\",M133/'Historical scenario - input'!$D118),\"\")","v":""},{"$f":"IFERROR(IF(OR(N133=\"\",'Historical scenario - input'!$D118=\"\"),\"\",N133/'Historical scenario - input'!$D118),\"\")","v":""},{"$f":"IFERROR(IF(OR(O133=\"\",'Historical scenario - input'!$D118=\"\"),\"\",O133/'Historical scenario - input'!$D118),\"\")","v":""},{"$f":"IFERROR(IF(OR(P133=\"\",'Historical scenario - input'!$D118=\"\"),\"\",P133/'Historical scenario - input'!$D118),\"\")","v":""},{"$f":"IFERROR(IF(OR(Q133=\"\",'Historical scenario - input'!$D118=\"\"),\"\",Q133/'Historical scenario - input'!$D118),\"\")","v":""},{"$f":"IFERROR(IF(OR(R133=\"\",'Historical scenario - input'!$D118=\"\"),\"\",R133/'Historical scenario - input'!$D118),\"\")","v":""},{"$f":"IFERROR(IF(OR(S133=\"\",'Historical scenario - input'!$D118=\"\"),\"\",S133/'Historical scenario - input'!$D118),\"\")","v":""},{"$f":"IFERROR(IF(OR(T133=\"\",'Historical scenario - input'!$D118=\"\"),\"\",T133/'Historical scenario - input'!$D118),\"\")","v":""},{"$f":"IFERROR(IF(OR(U133=\"\",'Historical scenario - input'!$D118=\"\"),\"\",U133/'Historical scenario - input'!$D118),\"\")","v":""},{"$f":"IFERROR(IF(OR(V133=\"\",'Historical scenario - input'!$D118=\"\"),\"\",V133/'Historical scenario - input'!$D118),\"\")","v":""},{"$f":"IFERROR(IF(OR(W133=\"\",'Historical scenario - input'!$D118=\"\"),\"\",W133/'Historical scenario - input'!$D118),\"\")","v":""}]
[{"$f":"IFERROR('Historical scenario - input'!A119,\"\")","v":""},{"$f":"IFERROR('Historical scenario - input'!B119,\"\")","v":0},{"$f":"IFERROR('Historical scenario - input'!C119,\"\")","v":0},{"$f":"IFERROR(repcalc('Historical scenario - input'!$CV119:$GH119,'Historical scenario - input'!$G119,'Historical scenario - input'!$E119,'Historical scenario - input'!$F119,20,TRUE,TRUE),\"\")","v":""},"","","","","","","","","","","","","","","","","","","",{"$f":"IFERROR(IF(OR(D134=\"\",'Historical scenario - input'!$D119=\"\"),\"\",D134/'Historical scenario - input'!$D119),\"\")","v":""},{"$f":"IFERROR(IF(OR(E134=\"\",'Historical scenario - input'!$D119=\"\"),\"\",E134/'Historical scenario - input'!$D119),\"\")","v":""},{"$f":"IFERROR(IF(OR(F134=\"\",'Historical scenario - input'!$D119=\"\"),\"\",F134/'Historical scenario - input'!$D119),\"\")","v":""},{"$f":"IFERROR(IF(OR(G134=\"\",'Historical scenario - input'!$D119=\"\"),\"\",G134/'Historical scenario - input'!$D119),\"\")","v":""},{"$f":"IFERROR(IF(OR(H134=\"\",'Historical scenario - input'!$D119=\"\"),\"\",H134/'Historical scenario - input'!$D119),\"\")","v":""},{"$f":"IFERROR(IF(OR(I134=\"\",'Historical scenario - input'!$D119=\"\"),\"\",I134/'Historical scenario - input'!$D119),\"\")","v":""},{"$f":"IFERROR(IF(OR(J134=\"\",'Historical scenario - input'!$D119=\"\"),\"\",J134/'Historical scenario - input'!$D119),\"\")","v":""},{"$f":"IFERROR(IF(OR(K134=\"\",'Historical scenario - input'!$D119=\"\"),\"\",K134/'Historical scenario - input'!$D119),\"\")","v":""},{"$f":"IFERROR(IF(OR(L134=\"\",'Historical scenario - input'!$D119=\"\"),\"\",L134/'Historical scenario - input'!$D119),\"\")","v":""},{"$f":"IFERROR(IF(OR(M134=\"\",'Historical scenario - input'!$D119=\"\"),\"\",M134/'Historical scenario - input'!$D119),\"\")","v":""},{"$f":"IFERROR(IF(OR(N134=\"\",'Historical scenario - input'!$D119=\"\"),\"\",N134/'Historical scenario - input'!$D119),\"\")","v":""},{"$f":"IFERROR(IF(OR(O134=\"\",'Historical scenario - input'!$D119=\"\"),\"\",O134/'Historical scenario - input'!$D119),\"\")","v":""},{"$f":"IFERROR(IF(OR(P134=\"\",'Historical scenario - input'!$D119=\"\"),\"\",P134/'Historical scenario - input'!$D119),\"\")","v":""},{"$f":"IFERROR(IF(OR(Q134=\"\",'Historical scenario - input'!$D119=\"\"),\"\",Q134/'Historical scenario - input'!$D119),\"\")","v":""},{"$f":"IFERROR(IF(OR(R134=\"\",'Historical scenario - input'!$D119=\"\"),\"\",R134/'Historical scenario - input'!$D119),\"\")","v":""},{"$f":"IFERROR(IF(OR(S134=\"\",'Historical scenario - input'!$D119=\"\"),\"\",S134/'Historical scenario - input'!$D119),\"\")","v":""},{"$f":"IFERROR(IF(OR(T134=\"\",'Historical scenario - input'!$D119=\"\"),\"\",T134/'Historical scenario - input'!$D119),\"\")","v":""},{"$f":"IFERROR(IF(OR(U134=\"\",'Historical scenario - input'!$D119=\"\"),\"\",U134/'Historical scenario - input'!$D119),\"\")","v":""},{"$f":"IFERROR(IF(OR(V134=\"\",'Historical scenario - input'!$D119=\"\"),\"\",V134/'Historical scenario - input'!$D119),\"\")","v":""},{"$f":"IFERROR(IF(OR(W134=\"\",'Historical scenario - input'!$D119=\"\"),\"\",W134/'Historical scenario - input'!$D119),\"\")","v":""}]
[{"$f":"IFERROR('Historical scenario - input'!A120,\"\")","v":""},{"$f":"IFERROR('Historical scenario - input'!B120,\"\")","v":0},{"$f":"IFERROR('Historical scenario - input'!C120,\"\")","v":0},{"$f":"IFERROR(repcalc('Historical scenario - input'!$CV120:$GH120,'Historical scenario - input'!$G120,'Historical scenario - input'!$E120,'Historical scenario - input'!$F120,20,TRUE,TRUE),\"\")","v":""},"","","","","","","","","","","","","","","","","","","",{"$f":"IFERROR(IF(OR(D135=\"\",'Historical scenario - input'!$D120=\"\"),\"\",D135/'Historical scenario - input'!$D120),\"\")","v":""},{"$f":"IFERROR(IF(OR(E135=\"\",'Historical scenario - input'!$D120=\"\"),\"\",E135/'Historical scenario - input'!$D120),\"\")","v":""},{"$f":"IFERROR(IF(OR(F135=\"\",'Historical scenario - input'!$D120=\"\"),\"\",F135/'Historical scenario - input'!$D120),\"\")","v":""},{"$f":"IFERROR(IF(OR(G135=\"\",'Historical scenario - input'!$D120=\"\"),\"\",G135/'Historical scenario - input'!$D120),\"\")","v":""},{"$f":"IFERROR(IF(OR(H135=\"\",'Historical scenario - input'!$D120=\"\"),\"\",H135/'Historical scenario - input'!$D120),\"\")","v":""},{"$f":"IFERROR(IF(OR(I135=\"\",'Historical scenario - input'!$D120=\"\"),\"\",I135/'Historical scenario - input'!$D120),\"\")","v":""},{"$f":"IFERROR(IF(OR(J135=\"\",'Historical scenario - input'!$D120=\"\"),\"\",J135/'Historical scenario - input'!$D120),\"\")","v":""},{"$f":"IFERROR(IF(OR(K135=\"\",'Historical scenario - input'!$D120=\"\"),\"\",K135/'Historical scenario - input'!$D120),\"\")","v":""},{"$f":"IFERROR(IF(OR(L135=\"\",'Historical scenario - input'!$D120=\"\"),\"\",L135/'Historical scenario - input'!$D120),\"\")","v":""},{"$f":"IFERROR(IF(OR(M135=\"\",'Historical scenario - input'!$D120=\"\"),\"\",M135/'Historical scenario - input'!$D120),\"\")","v":""},{"$f":"IFERROR(IF(OR(N135=\"\",'Historical scenario - input'!$D120=\"\"),\"\",N135/'Historical scenario - input'!$D120),\"\")","v":""},{"$f":"IFERROR(IF(OR(O135=\"\",'Historical scenario - input'!$D120=\"\"),\"\",O135/'Historical scenario - input'!$D120),\"\")","v":""},{"$f":"IFERROR(IF(OR(P135=\"\",'Historical scenario - input'!$D120=\"\"),\"\",P135/'Historical scenario - input'!$D120),\"\")","v":""},{"$f":"IFERROR(IF(OR(Q135=\"\",'Historical scenario - input'!$D120=\"\"),\"\",Q135/'Historical scenario - input'!$D120),\"\")","v":""},{"$f":"IFERROR(IF(OR(R135=\"\",'Historical scenario - input'!$D120=\"\"),\"\",R135/'Historical scenario - input'!$D120),\"\")","v":""},{"$f":"IFERROR(IF(OR(S135=\"\",'Historical scenario - input'!$D120=\"\"),\"\",S135/'Historical scenario - input'!$D120),\"\")","v":""},{"$f":"IFERROR(IF(OR(T135=\"\",'Historical scenario - input'!$D120=\"\"),\"\",T135/'Historical scenario - input'!$D120),\"\")","v":""},{"$f":"IFERROR(IF(OR(U135=\"\",'Historical scenario - input'!$D120=\"\"),\"\",U135/'Historical scenario - input'!$D120),\"\")","v":""},{"$f":"IFERROR(IF(OR(V135=\"\",'Historical scenario - input'!$D120=\"\"),\"\",V135/'Historical scenario - input'!$D120),\"\")","v":""},{"$f":"IFERROR(IF(OR(W135=\"\",'Historical scenario - input'!$D120=\"\"),\"\",W135/'Historical scenario - input'!$D120),\"\")","v":""}]
[{"$f":"IFERROR('Historical scenario - input'!A121,\"\")","v":""},{"$f":"IFERROR('Historical scenario - input'!B121,\"\")","v":0},{"$f":"IFERROR('Historical scenario - input'!C121,\"\")","v":0},{"$f":"IFERROR(repcalc('Historical scenario - input'!$CV121:$GH121,'Historical scenario - input'!$G121,'Historical scenario - input'!$E121,'Historical scenario - input'!$F121,20,TRUE,TRUE),\"\")","v":""},"","","","","","","","","","","","","","","","","","","",{"$f":"IFERROR(IF(OR(D136=\"\",'Historical scenario - input'!$D121=\"\"),\"\",D136/'Historical scenario - input'!$D121),\"\")","v":""},{"$f":"IFERROR(IF(OR(E136=\"\",'Historical scenario - input'!$D121=\"\"),\"\",E136/'Historical scenario - input'!$D121),\"\")","v":""},{"$f":"IFERROR(IF(OR(F136=\"\",'Historical scenario - input'!$D121=\"\"),\"\",F136/'Historical scenario - input'!$D121),\"\")","v":""},{"$f":"IFERROR(IF(OR(G136=\"\",'Historical scenario - input'!$D121=\"\"),\"\",G136/'Historical scenario - input'!$D121),\"\")","v":""},{"$f":"IFERROR(IF(OR(H136=\"\",'Historical scenario - input'!$D121=\"\"),\"\",H136/'Historical scenario - input'!$D121),\"\")","v":""},{"$f":"IFERROR(IF(OR(I136=\"\",'Historical scenario - input'!$D121=\"\"),\"\",I136/'Historical scenario - input'!$D121),\"\")","v":""},{"$f":"IFERROR(IF(OR(J136=\"\",'Historical scenario - input'!$D121=\"\"),\"\",J136/'Historical scenario - input'!$D121),\"\")","v":""},{"$f":"IFERROR(IF(OR(K136=\"\",'Historical scenario - input'!$D121=\"\"),\"\",K136/'Historical scenario - input'!$D121),\"\")","v":""},{"$f":"IFERROR(IF(OR(L136=\"\",'Historical scenario - input'!$D121=\"\"),\"\",L136/'Historical scenario - input'!$D121),\"\")","v":""},{"$f":"IFERROR(IF(OR(M136=\"\",'Historical scenario - input'!$D121=\"\"),\"\",M136/'Historical scenario - input'!$D121),\"\")","v":""},{"$f":"IFERROR(IF(OR(N136=\"\",'Historical scenario - input'!$D121=\"\"),\"\",N136/'Historical scenario - input'!$D121),\"\")","v":""},{"$f":"IFERROR(IF(OR(O136=\"\",'Historical scenario - input'!$D121=\"\"),\"\",O136/'Historical scenario - input'!$D121),\"\")","v":""},{"$f":"IFERROR(IF(OR(P136=\"\",'Historical scenario - input'!$D121=\"\"),\"\",P136/'Historical scenario - input'!$D121),\"\")","v":""},{"$f":"IFERROR(IF(OR(Q136=\"\",'Historical scenario - input'!$D121=\"\"),\"\",Q136/'Historical scenario - input'!$D121),\"\")","v":""},{"$f":"IFERROR(IF(OR(R136=\"\",'Historical scenario - input'!$D121=\"\"),\"\",R136/'Historical scenario - input'!$D121),\"\")","v":""},{"$f":"IFERROR(IF(OR(S136=\"\",'Historical scenario - input'!$D121=\"\"),\"\",S136/'Historical scenario - input'!$D121),\"\")","v":""},{"$f":"IFERROR(IF(OR(T136=\"\",'Historical scenario - input'!$D121=\"\"),\"\",T136/'Historical scenario - input'!$D121),\"\")","v":""},{"$f":"IFERROR(IF(OR(U136=\"\",'Historical scenario - input'!$D121=\"\"),\"\",U136/'Historical scenario - input'!$D121),\"\")","v":""},{"$f":"IFERROR(IF(OR(V136=\"\",'Historical scenario - input'!$D121=\"\"),\"\",V136/'Historical scenario - input'!$D121),\"\")","v":""},{"$f":"IFERROR(IF(OR(W136=\"\",'Historical scenario - input'!$D121=\"\"),\"\",W136/'Historical scenario - input'!$D121),\"\")","v":""}]
[{"$f":"IFERROR('Historical scenario - input'!A122,\"\")","v":""},{"$f":"IFERROR('Historical scenario - input'!B122,\"\")","v":0},{"$f":"IFERROR('Historical scenario - input'!C122,\"\")","v":0},{"$f":"IFERROR(repcalc('Historical scenario - input'!$CV122:$GH122,'Historical scenario - input'!$G122,'Historical scenario - input'!$E122,'Historical scenario - input'!$F122,20,TRUE,TRUE),\"\")","v":""},"","","","","","","","","","","","","","","","","","","",{"$f":"IFERROR(IF(OR(D137=\"\",'Historical scenario - input'!$D122=\"\"),\"\",D137/'Historical scenario - input'!$D122),\"\")","v":""},{"$f":"IFERROR(IF(OR(E137=\"\",'Historical scenario - input'!$D122=\"\"),\"\",E137/'Historical scenario - input'!$D122),\"\")","v":""},{"$f":"IFERROR(IF(OR(F137=\"\",'Historical scenario - input'!$D122=\"\"),\"\",F137/'Historical scenario - input'!$D122),\"\")","v":""},{"$f":"IFERROR(IF(OR(G137=\"\",'Historical scenario - input'!$D122=\"\"),\"\",G137/'Historical scenario - input'!$D122),\"\")","v":""},{"$f":"IFERROR(IF(OR(H137=\"\",'Historical scenario - input'!$D122=\"\"),\"\",H137/'Historical scenario - input'!$D122),\"\")","v":""},{"$f":"IFERROR(IF(OR(I137=\"\",'Historical scenario - input'!$D122=\"\"),\"\",I137/'Historical scenario - input'!$D122),\"\")","v":""},{"$f":"IFERROR(IF(OR(J137=\"\",'Historical scenario - input'!$D122=\"\"),\"\",J137/'Historical scenario - input'!$D122),\"\")","v":""},{"$f":"IFERROR(IF(OR(K137=\"\",'Historical scenario - input'!$D122=\"\"),\"\",K137/'Historical scenario - input'!$D122),\"\")","v":""},{"$f":"IFERROR(IF(OR(L137=\"\",'Historical scenario - input'!$D122=\"\"),\"\",L137/'Historical scenario - input'!$D122),\"\")","v":""},{"$f":"IFERROR(IF(OR(M137=\"\",'Historical scenario - input'!$D122=\"\"),\"\",M137/'Historical scenario - input'!$D122),\"\")","v":""},{"$f":"IFERROR(IF(OR(N137=\"\",'Historical scenario - input'!$D122=\"\"),\"\",N137/'Historical scenario - input'!$D122),\"\")","v":""},{"$f":"IFERROR(IF(OR(O137=\"\",'Historical scenario - input'!$D122=\"\"),\"\",O137/'Historical scenario - input'!$D122),\"\")","v":""},{"$f":"IFERROR(IF(OR(P137=\"\",'Historical scenario - input'!$D122=\"\"),\"\",P137/'Historical scenario - input'!$D122),\"\")","v":""},{"$f":"IFERROR(IF(OR(Q137=\"\",'Historical scenario - input'!$D122=\"\"),\"\",Q137/'Historical scenario - input'!$D122),\"\")","v":""},{"$f":"IFERROR(IF(OR(R137=\"\",'Historical scenario - input'!$D122=\"\"),\"\",R137/'Historical scenario - input'!$D122),\"\")","v":""},{"$f":"IFERROR(IF(OR(S137=\"\",'Historical scenario - input'!$D122=\"\"),\"\",S137/'Historical scenario - input'!$D122),\"\")","v":""},{"$f":"IFERROR(IF(OR(T137=\"\",'Historical scenario - input'!$D122=\"\"),\"\",T137/'Historical scenario - input'!$D122),\"\")","v":""},{"$f":"IFERROR(IF(OR(U137=\"\",'Historical scenario - input'!$D122=\"\"),\"\",U137/'Historical scenario - input'!$D122),\"\")","v":""},{"$f":"IFERROR(IF(OR(V137=\"\",'Historical scenario - input'!$D122=\"\"),\"\",V137/'Historical scenario - input'!$D122),\"\")","v":""},{"$f":"IFERROR(IF(OR(W137=\"\",'Historical scenario - input'!$D122=\"\"),\"\",W137/'Historical scenario - input'!$D122),\"\")","v":""}]
[{"$f":"IFERROR('Historical scenario - input'!A123,\"\")","v":""},{"$f":"IFERROR('Historical scenario - input'!B123,\"\")","v":0},{"$f":"IFERROR('Historical scenario - input'!C123,\"\")","v":0},{"$f":"IFERROR(repcalc('Historical scenario - input'!$CV123:$GH123,'Historical scenario - input'!$G123,'Historical scenario - input'!$E123,'Historical scenario - input'!$F123,20,TRUE,TRUE),\"\")","v":""},"","","","","","","","","","","","","","","","","","","",{"$f":"IFERROR(IF(OR(D138=\"\",'Historical scenario - input'!$D123=\"\"),\"\",D138/'Historical scenario - input'!$D123),\"\")","v":""},{"$f":"IFERROR(IF(OR(E138=\"\",'Historical scenario - input'!$D123=\"\"),\"\",E138/'Historical scenario - input'!$D123),\"\")","v":""},{"$f":"IFERROR(IF(OR(F138=\"\",'Historical scenario - input'!$D123=\"\"),\"\",F138/'Historical scenario - input'!$D123),\"\")","v":""},{"$f":"IFERROR(IF(OR(G138=\"\",'Historical scenario - input'!$D123=\"\"),\"\",G138/'Historical scenario - input'!$D123),\"\")","v":""},{"$f":"IFERROR(IF(OR(H138=\"\",'Historical scenario - input'!$D123=\"\"),\"\",H138/'Historical scenario - input'!$D123),\"\")","v":""},{"$f":"IFERROR(IF(OR(I138=\"\",'Historical scenario - input'!$D123=\"\"),\"\",I138/'Historical scenario - input'!$D123),\"\")","v":""},{"$f":"IFERROR(IF(OR(J138=\"\",'Historical scenario - input'!$D123=\"\"),\"\",J138/'Historical scenario - input'!$D123),\"\")","v":""},{"$f":"IFERROR(IF(OR(K138=\"\",'Historical scenario - input'!$D123=\"\"),\"\",K138/'Historical scenario - input'!$D123),\"\")","v":""},{"$f":"IFERROR(IF(OR(L138=\"\",'Historical scenario - input'!$D123=\"\"),\"\",L138/'Historical scenario - input'!$D123),\"\")","v":""},{"$f":"IFERROR(IF(OR(M138=\"\",'Historical scenario - input'!$D123=\"\"),\"\",M138/'Historical scenario - input'!$D123),\"\")","v":""},{"$f":"IFERROR(IF(OR(N138=\"\",'Historical scenario - input'!$D123=\"\"),\"\",N138/'Historical scenario - input'!$D123),\"\")","v":""},{"$f":"IFERROR(IF(OR(O138=\"\",'Historical scenario - input'!$D123=\"\"),\"\",O138/'Historical scenario - input'!$D123),\"\")","v":""},{"$f":"IFERROR(IF(OR(P138=\"\",'Historical scenario - input'!$D123=\"\"),\"\",P138/'Historical scenario - input'!$D123),\"\")","v":""},{"$f":"IFERROR(IF(OR(Q138=\"\",'Historical scenario - input'!$D123=\"\"),\"\",Q138/'Historical scenario - input'!$D123),\"\")","v":""},{"$f":"IFERROR(IF(OR(R138=\"\",'Historical scenario - input'!$D123=\"\"),\"\",R138/'Historical scenario - input'!$D123),\"\")","v":""},{"$f":"IFERROR(IF(OR(S138=\"\",'Historical scenario - input'!$D123=\"\"),\"\",S138/'Historical scenario - input'!$D123),\"\")","v":""},{"$f":"IFERROR(IF(OR(T138=\"\",'Historical scenario - input'!$D123=\"\"),\"\",T138/'Historical scenario - input'!$D123),\"\")","v":""},{"$f":"IFERROR(IF(OR(U138=\"\",'Historical scenario - input'!$D123=\"\"),\"\",U138/'Historical scenario - input'!$D123),\"\")","v":""},{"$f":"IFERROR(IF(OR(V138=\"\",'Historical scenario - input'!$D123=\"\"),\"\",V138/'Historical scenario - input'!$D123),\"\")","v":""},{"$f":"IFERROR(IF(OR(W138=\"\",'Historical scenario - input'!$D123=\"\"),\"\",W138/'Historical scenario - input'!$D123),\"\")","v":""}]
[{"$f":"IFERROR('Historical scenario - input'!A124,\"\")","v":""},{"$f":"IFERROR('Historical scenario - input'!B124,\"\")","v":0},{"$f":"IFERROR('Historical scenario - input'!C124,\"\")","v":0},{"$f":"IFERROR(repcalc('Historical scenario - input'!$CV124:$GH124,'Historical scenario - input'!$G124,'Historical scenario - input'!$E124,'Historical scenario - input'!$F124,20,TRUE,TRUE),\"\")","v":""},"","","","","","","","","","","","","","","","","","","",{"$f":"IFERROR(IF(OR(D139=\"\",'Historical scenario - input'!$D124=\"\"),\"\",D139/'Historical scenario - input'!$D124),\"\")","v":""},{"$f":"IFERROR(IF(OR(E139=\"\",'Historical scenario - input'!$D124=\"\"),\"\",E139/'Historical scenario - input'!$D124),\"\")","v":""},{"$f":"IFERROR(IF(OR(F139=\"\",'Historical scenario - input'!$D124=\"\"),\"\",F139/'Historical scenario - input'!$D124),\"\")","v":""},{"$f":"IFERROR(IF(OR(G139=\"\",'Historical scenario - input'!$D124=\"\"),\"\",G139/'Historical scenario - input'!$D124),\"\")","v":""},{"$f":"IFERROR(IF(OR(H139=\"\",'Historical scenario - input'!$D124=\"\"),\"\",H139/'Historical scenario - input'!$D124),\"\")","v":""},{"$f":"IFERROR(IF(OR(I139=\"\",'Historical scenario - input'!$D124=\"\"),\"\",I139/'Historical scenario - input'!$D124),\"\")","v":""},{"$f":"IFERROR(IF(OR(J139=\"\",'Historical scenario - input'!$D124=\"\"),\"\",J139/'Historical scenario - input'!$D124),\"\")","v":""},{"$f":"IFERROR(IF(OR(K139=\"\",'Historical scenario - input'!$D124=\"\"),\"\",K139/'Historical scenario - input'!$D124),\"\")","v":""},{"$f":"IFERROR(IF(OR(L139=\"\",'Historical scenario - input'!$D124=\"\"),\"\",L139/'Historical scenario - input'!$D124),\"\")","v":""},{"$f":"IFERROR(IF(OR(M139=\"\",'Historical scenario - input'!$D124=\"\"),\"\",M139/'Historical scenario - input'!$D124),\"\")","v":""},{"$f":"IFERROR(IF(OR(N139=\"\",'Historical scenario - input'!$D124=\"\"),\"\",N139/'Historical scenario - input'!$D124),\"\")","v":""},{"$f":"IFERROR(IF(OR(O139=\"\",'Historical scenario - input'!$D124=\"\"),\"\",O139/'Historical scenario - input'!$D124),\"\")","v":""},{"$f":"IFERROR(IF(OR(P139=\"\",'Historical scenario - input'!$D124=\"\"),\"\",P139/'Historical scenario - input'!$D124),\"\")","v":""},{"$f":"IFERROR(IF(OR(Q139=\"\",'Historical scenario - input'!$D124=\"\"),\"\",Q139/'Historical scenario - input'!$D124),\"\")","v":""},{"$f":"IFERROR(IF(OR(R139=\"\",'Historical scenario - input'!$D124=\"\"),\"\",R139/'Historical scenario - input'!$D124),\"\")","v":""},{"$f":"IFERROR(IF(OR(S139=\"\",'Historical scenario - input'!$D124=\"\"),\"\",S139/'Historical scenario - input'!$D124),\"\")","v":""},{"$f":"IFERROR(IF(OR(T139=\"\",'Historical scenario - input'!$D124=\"\"),\"\",T139/'Historical scenario - input'!$D124),\"\")","v":""},{"$f":"IFERROR(IF(OR(U139=\"\",'Historical scenario - input'!$D124=\"\"),\"\",U139/'Historical scenario - input'!$D124),\"\")","v":""},{"$f":"IFERROR(IF(OR(V139=\"\",'Historical scenario - input'!$D124=\"\"),\"\",V139/'Historical scenario - input'!$D124),\"\")","v":""},{"$f":"IFERROR(IF(OR(W139=\"\",'Historical scenario - input'!$D124=\"\"),\"\",W139/'Historical scenario - input'!$D124),\"\")","v":""}]
[{"$f":"IFERROR('Historical scenario - input'!A125,\"\")","v":""},{"$f":"IFERROR('Historical scenario - input'!B125,\"\")","v":0},{"$f":"IFERROR('Historical scenario - input'!C125,\"\")","v":0},{"$f":"IFERROR(repcalc('Historical scenario - input'!$CV125:$GH125,'Historical scenario - input'!$G125,'Historical scenario - input'!$E125,'Historical scenario - input'!$F125,20,TRUE,TRUE),\"\")","v":""},"","","","","","","","","","","","","","","","","","","",{"$f":"IFERROR(IF(OR(D140=\"\",'Historical scenario - input'!$D125=\"\"),\"\",D140/'Historical scenario - input'!$D125),\"\")","v":""},{"$f":"IFERROR(IF(OR(E140=\"\",'Historical scenario - input'!$D125=\"\"),\"\",E140/'Historical scenario - input'!$D125),\"\")","v":""},{"$f":"IFERROR(IF(OR(F140=\"\",'Historical scenario - input'!$D125=\"\"),\"\",F140/'Historical scenario - input'!$D125),\"\")","v":""},{"$f":"IFERROR(IF(OR(G140=\"\",'Historical scenario - input'!$D125=\"\"),\"\",G140/'Historical scenario - input'!$D125),\"\")","v":""},{"$f":"IFERROR(IF(OR(H140=\"\",'Historical scenario - input'!$D125=\"\"),\"\",H140/'Historical scenario - input'!$D125),\"\")","v":""},{"$f":"IFERROR(IF(OR(I140=\"\",'Historical scenario - input'!$D125=\"\"),\"\",I140/'Historical scenario - input'!$D125),\"\")","v":""},{"$f":"IFERROR(IF(OR(J140=\"\",'Historical scenario - input'!$D125=\"\"),\"\",J140/'Historical scenario - input'!$D125),\"\")","v":""},{"$f":"IFERROR(IF(OR(K140=\"\",'Historical scenario - input'!$D125=\"\"),\"\",K140/'Historical scenario - input'!$D125),\"\")","v":""},{"$f":"IFERROR(IF(OR(L140=\"\",'Historical scenario - input'!$D125=\"\"),\"\",L140/'Historical scenario - input'!$D125),\"\")","v":""},{"$f":"IFERROR(IF(OR(M140=\"\",'Historical scenario - input'!$D125=\"\"),\"\",M140/'Historical scenario - input'!$D125),\"\")","v":""},{"$f":"IFERROR(IF(OR(N140=\"\",'Historical scenario - input'!$D125=\"\"),\"\",N140/'Historical scenario - input'!$D125),\"\")","v":""},{"$f":"IFERROR(IF(OR(O140=\"\",'Historical scenario - input'!$D125=\"\"),\"\",O140/'Historical scenario - input'!$D125),\"\")","v":""},{"$f":"IFERROR(IF(OR(P140=\"\",'Historical scenario - input'!$D125=\"\"),\"\",P140/'Historical scenario - input'!$D125),\"\")","v":""},{"$f":"IFERROR(IF(OR(Q140=\"\",'Historical scenario - input'!$D125=\"\"),\"\",Q140/'Historical scenario - input'!$D125),\"\")","v":""},{"$f":"IFERROR(IF(OR(R140=\"\",'Historical scenario - input'!$D125=\"\"),\"\",R140/'Historical scenario - input'!$D125),\"\")","v":""},{"$f":"IFERROR(IF(OR(S140=\"\",'Historical scenario - input'!$D125=\"\"),\"\",S140/'Historical scenario - input'!$D125),\"\")","v":""},{"$f":"IFERROR(IF(OR(T140=\"\",'Historical scenario - input'!$D125=\"\"),\"\",T140/'Historical scenario - input'!$D125),\"\")","v":""},{"$f":"IFERROR(IF(OR(U140=\"\",'Historical scenario - input'!$D125=\"\"),\"\",U140/'Historical scenario - input'!$D125),\"\")","v":""},{"$f":"IFERROR(IF(OR(V140=\"\",'Historical scenario - input'!$D125=\"\"),\"\",V140/'Historical scenario - input'!$D125),\"\")","v":""},{"$f":"IFERROR(IF(OR(W140=\"\",'Historical scenario - input'!$D125=\"\"),\"\",W140/'Historical scenario - input'!$D125),\"\")","v":""}]
[{"$f":"IFERROR('Historical scenario - input'!A126,\"\")","v":""},{"$f":"IFERROR('Historical scenario - input'!B126,\"\")","v":0},{"$f":"IFERROR('Historical scenario - input'!C126,\"\")","v":0},{"$f":"IFERROR(repcalc('Historical scenario - input'!$CV126:$GH126,'Historical scenario - input'!$G126,'Historical scenario - input'!$E126,'Historical scenario - input'!$F126,20,TRUE,TRUE),\"\")","v":""},"","","","","","","","","","","","","","","","","","","",{"$f":"IFERROR(IF(OR(D141=\"\",'Historical scenario - input'!$D126=\"\"),\"\",D141/'Historical scenario - input'!$D126),\"\")","v":""},{"$f":"IFERROR(IF(OR(E141=\"\",'Historical scenario - input'!$D126=\"\"),\"\",E141/'Historical scenario - input'!$D126),\"\")","v":""},{"$f":"IFERROR(IF(OR(F141=\"\",'Historical scenario - input'!$D126=\"\"),\"\",F141/'Historical scenario - input'!$D126),\"\")","v":""},{"$f":"IFERROR(IF(OR(G141=\"\",'Historical scenario - input'!$D126=\"\"),\"\",G141/'Historical scenario - input'!$D126),\"\")","v":""},{"$f":"IFERROR(IF(OR(H141=\"\",'Historical scenario - input'!$D126=\"\"),\"\",H141/'Historical scenario - input'!$D126),\"\")","v":""},{"$f":"IFERROR(IF(OR(I141=\"\",'Historical scenario - input'!$D126=\"\"),\"\",I141/'Historical scenario - input'!$D126),\"\")","v":""},{"$f":"IFERROR(IF(OR(J141=\"\",'Historical scenario - input'!$D126=\"\"),\"\",J141/'Historical scenario - input'!$D126),\"\")","v":""},{"$f":"IFERROR(IF(OR(K141=\"\",'Historical scenario - input'!$D126=\"\"),\"\",K141/'Historical scenario - input'!$D126),\"\")","v":""},{"$f":"IFERROR(IF(OR(L141=\"\",'Historical scenario - input'!$D126=\"\"),\"\",L141/'Historical scenario - input'!$D126),\"\")","v":""},{"$f":"IFERROR(IF(OR(M141=\"\",'Historical scenario - input'!$D126=\"\"),\"\",M141/'Historical scenario - input'!$D126),\"\")","v":""},{"$f":"IFERROR(IF(OR(N141=\"\",'Historical scenario - input'!$D126=\"\"),\"\",N141/'Historical scenario - input'!$D126),\"\")","v":""},{"$f":"IFERROR(IF(OR(O141=\"\",'Historical scenario - input'!$D126=\"\"),\"\",O141/'Historical scenario - input'!$D126),\"\")","v":""},{"$f":"IFERROR(IF(OR(P141=\"\",'Historical scenario - input'!$D126=\"\"),\"\",P141/'Historical scenario - input'!$D126),\"\")","v":""},{"$f":"IFERROR(IF(OR(Q141=\"\",'Historical scenario - input'!$D126=\"\"),\"\",Q141/'Historical scenario - input'!$D126),\"\")","v":""},{"$f":"IFERROR(IF(OR(R141=\"\",'Historical scenario - input'!$D126=\"\"),\"\",R141/'Historical scenario - input'!$D126),\"\")","v":""},{"$f":"IFERROR(IF(OR(S141=\"\",'Historical scenario - input'!$D126=\"\"),\"\",S141/'Historical scenario - input'!$D126),\"\")","v":""},{"$f":"IFERROR(IF(OR(T141=\"\",'Historical scenario - input'!$D126=\"\"),\"\",T141/'Historical scenario - input'!$D126),\"\")","v":""},{"$f":"IFERROR(IF(OR(U141=\"\",'Historical scenario - input'!$D126=\"\"),\"\",U141/'Historical scenario - input'!$D126),\"\")","v":""},{"$f":"IFERROR(IF(OR(V141=\"\",'Historical scenario - input'!$D126=\"\"),\"\",V141/'Historical scenario - input'!$D126),\"\")","v":""},{"$f":"IFERROR(IF(OR(W141=\"\",'Historical scenario - input'!$D126=\"\"),\"\",W141/'Historical scenario - input'!$D126),\"\")","v":""}]
[{"$f":"IFERROR('Historical scenario - input'!A127,\"\")","v":""},{"$f":"IFERROR('Historical scenario - input'!B127,\"\")","v":0},{"$f":"IFERROR('Historical scenario - input'!C127,\"\")","v":0},{"$f":"IFERROR(repcalc('Historical scenario - input'!$CV127:$GH127,'Historical scenario - input'!$G127,'Historical scenario - input'!$E127,'Historical scenario - input'!$F127,20,TRUE,TRUE),\"\")","v":""},"","","","","","","","","","","","","","","","","","","",{"$f":"IFERROR(IF(OR(D142=\"\",'Historical scenario - input'!$D127=\"\"),\"\",D142/'Historical scenario - input'!$D127),\"\")","v":""},{"$f":"IFERROR(IF(OR(E142=\"\",'Historical scenario - input'!$D127=\"\"),\"\",E142/'Historical scenario - input'!$D127),\"\")","v":""},{"$f":"IFERROR(IF(OR(F142=\"\",'Historical scenario - input'!$D127=\"\"),\"\",F142/'Historical scenario - input'!$D127),\"\")","v":""},{"$f":"IFERROR(IF(OR(G142=\"\",'Historical scenario - input'!$D127=\"\"),\"\",G142/'Historical scenario - input'!$D127),\"\")","v":""},{"$f":"IFERROR(IF(OR(H142=\"\",'Historical scenario - input'!$D127=\"\"),\"\",H142/'Historical scenario - input'!$D127),\"\")","v":""},{"$f":"IFERROR(IF(OR(I142=\"\",'Historical scenario - input'!$D127=\"\"),\"\",I142/'Historical scenario - input'!$D127),\"\")","v":""},{"$f":"IFERROR(IF(OR(J142=\"\",'Historical scenario - input'!$D127=\"\"),\"\",J142/'Historical scenario - input'!$D127),\"\")","v":""},{"$f":"IFERROR(IF(OR(K142=\"\",'Historical scenario - input'!$D127=\"\"),\"\",K142/'Historical scenario - input'!$D127),\"\")","v":""},{"$f":"IFERROR(IF(OR(L142=\"\",'Historical scenario - input'!$D127=\"\"),\"\",L142/'Historical scenario - input'!$D127),\"\")","v":""},{"$f":"IFERROR(IF(OR(M142=\"\",'Historical scenario - input'!$D127=\"\"),\"\",M142/'Historical scenario - input'!$D127),\"\")","v":""},{"$f":"IFERROR(IF(OR(N142=\"\",'Historical scenario - input'!$D127=\"\"),\"\",N142/'Historical scenario - input'!$D127),\"\")","v":""},{"$f":"IFERROR(IF(OR(O142=\"\",'Historical scenario - input'!$D127=\"\"),\"\",O142/'Historical scenario - input'!$D127),\"\")","v":""},{"$f":"IFERROR(IF(OR(P142=\"\",'Historical scenario - input'!$D127=\"\"),\"\",P142/'Historical scenario - input'!$D127),\"\")","v":""},{"$f":"IFERROR(IF(OR(Q142=\"\",'Historical scenario - input'!$D127=\"\"),\"\",Q142/'Historical scenario - input'!$D127),\"\")","v":""},{"$f":"IFERROR(IF(OR(R142=\"\",'Historical scenario - input'!$D127=\"\"),\"\",R142/'Historical scenario - input'!$D127),\"\")","v":""},{"$f":"IFERROR(IF(OR(S142=\"\",'Historical scenario - input'!$D127=\"\"),\"\",S142/'Historical scenario - input'!$D127),\"\")","v":""},{"$f":"IFERROR(IF(OR(T142=\"\",'Historical scenario - input'!$D127=\"\"),\"\",T142/'Historical scenario - input'!$D127),\"\")","v":""},{"$f":"IFERROR(IF(OR(U142=\"\",'Historical scenario - input'!$D127=\"\"),\"\",U142/'Historical scenario - input'!$D127),\"\")","v":""},{"$f":"IFERROR(IF(OR(V142=\"\",'Historical scenario - input'!$D127=\"\"),\"\",V142/'Historical scenario - input'!$D127),\"\")","v":""},{"$f":"IFERROR(IF(OR(W142=\"\",'Historical scenario - input'!$D127=\"\"),\"\",W142/'Historical scenario - input'!$D127),\"\")","v":""}]
[{"$f":"IFERROR('Historical scenario - input'!A128,\"\")","v":""},{"$f":"IFERROR('Historical scenario - input'!B128,\"\")","v":0},{"$f":"IFERROR('Historical scenario - input'!C128,\"\")","v":0},{"$f":"IFERROR(repcalc('Historical scenario - input'!$CV128:$GH128,'Historical scenario - input'!$G128,'Historical scenario - input'!$E128,'Historical scenario - input'!$F128,20,TRUE,TRUE),\"\")","v":""},"","","","","","","","","","","","","","","","","","","",{"$f":"IFERROR(IF(OR(D143=\"\",'Historical scenario - input'!$D128=\"\"),\"\",D143/'Historical scenario - input'!$D128),\"\")","v":""},{"$f":"IFERROR(IF(OR(E143=\"\",'Historical scenario - input'!$D128=\"\"),\"\",E143/'Historical scenario - input'!$D128),\"\")","v":""},{"$f":"IFERROR(IF(OR(F143=\"\",'Historical scenario - input'!$D128=\"\"),\"\",F143/'Historical scenario - input'!$D128),\"\")","v":""},{"$f":"IFERROR(IF(OR(G143=\"\",'Historical scenario - input'!$D128=\"\"),\"\",G143/'Historical scenario - input'!$D128),\"\")","v":""},{"$f":"IFERROR(IF(OR(H143=\"\",'Historical scenario - input'!$D128=\"\"),\"\",H143/'Historical scenario - input'!$D128),\"\")","v":""},{"$f":"IFERROR(IF(OR(I143=\"\",'Historical scenario - input'!$D128=\"\"),\"\",I143/'Historical scenario - input'!$D128),\"\")","v":""},{"$f":"IFERROR(IF(OR(J143=\"\",'Historical scenario - input'!$D128=\"\"),\"\",J143/'Historical scenario - input'!$D128),\"\")","v":""},{"$f":"IFERROR(IF(OR(K143=\"\",'Historical scenario - input'!$D128=\"\"),\"\",K143/'Historical scenario - input'!$D128),\"\")","v":""},{"$f":"IFERROR(IF(OR(L143=\"\",'Historical scenario - input'!$D128=\"\"),\"\",L143/'Historical scenario - input'!$D128),\"\")","v":""},{"$f":"IFERROR(IF(OR(M143=\"\",'Historical scenario - input'!$D128=\"\"),\"\",M143/'Historical scenario - input'!$D128),\"\")","v":""},{"$f":"IFERROR(IF(OR(N143=\"\",'Historical scenario - input'!$D128=\"\"),\"\",N143/'Historical scenario - input'!$D128),\"\")","v":""},{"$f":"IFERROR(IF(OR(O143=\"\",'Historical scenario - input'!$D128=\"\"),\"\",O143/'Historical scenario - input'!$D128),\"\")","v":""},{"$f":"IFERROR(IF(OR(P143=\"\",'Historical scenario - input'!$D128=\"\"),\"\",P143/'Historical scenario - input'!$D128),\"\")","v":""},{"$f":"IFERROR(IF(OR(Q143=\"\",'Historical scenario - input'!$D128=\"\"),\"\",Q143/'Historical scenario - input'!$D128),\"\")","v":""},{"$f":"IFERROR(IF(OR(R143=\"\",'Historical scenario - input'!$D128=\"\"),\"\",R143/'Historical scenario - input'!$D128),\"\")","v":""},{"$f":"IFERROR(IF(OR(S143=\"\",'Historical scenario - input'!$D128=\"\"),\"\",S143/'Historical scenario - input'!$D128),\"\")","v":""},{"$f":"IFERROR(IF(OR(T143=\"\",'Historical scenario - input'!$D128=\"\"),\"\",T143/'Historical scenario - input'!$D128),\"\")","v":""},{"$f":"IFERROR(IF(OR(U143=\"\",'Historical scenario - input'!$D128=\"\"),\"\",U143/'Historical scenario - input'!$D128),\"\")","v":""},{"$f":"IFERROR(IF(OR(V143=\"\",'Historical scenario - input'!$D128=\"\"),\"\",V143/'Historical scenario - input'!$D128),\"\")","v":""},{"$f":"IFERROR(IF(OR(W143=\"\",'Historical scenario - input'!$D128=\"\"),\"\",W143/'Historical scenario - input'!$D128),\"\")","v":""}]
[{"$f":"IFERROR('Historical scenario - input'!A129,\"\")","v":""},{"$f":"IFERROR('Historical scenario - input'!B129,\"\")","v":0},{"$f":"IFERROR('Historical scenario - input'!C129,\"\")","v":0},{"$f":"IFERROR(repcalc('Historical scenario - input'!$CV129:$GH129,'Historical scenario - input'!$G129,'Historical scenario - input'!$E129,'Historical scenario - input'!$F129,20,TRUE,TRUE),\"\")","v":""},"","","","","","","","","","","","","","","","","","","",{"$f":"IFERROR(IF(OR(D144=\"\",'Historical scenario - input'!$D129=\"\"),\"\",D144/'Historical scenario - input'!$D129),\"\")","v":""},{"$f":"IFERROR(IF(OR(E144=\"\",'Historical scenario - input'!$D129=\"\"),\"\",E144/'Historical scenario - input'!$D129),\"\")","v":""},{"$f":"IFERROR(IF(OR(F144=\"\",'Historical scenario - input'!$D129=\"\"),\"\",F144/'Historical scenario - input'!$D129),\"\")","v":""},{"$f":"IFERROR(IF(OR(G144=\"\",'Historical scenario - input'!$D129=\"\"),\"\",G144/'Historical scenario - input'!$D129),\"\")","v":""},{"$f":"IFERROR(IF(OR(H144=\"\",'Historical scenario - input'!$D129=\"\"),\"\",H144/'Historical scenario - input'!$D129),\"\")","v":""},{"$f":"IFERROR(IF(OR(I144=\"\",'Historical scenario - input'!$D129=\"\"),\"\",I144/'Historical scenario - input'!$D129),\"\")","v":""},{"$f":"IFERROR(IF(OR(J144=\"\",'Historical scenario - input'!$D129=\"\"),\"\",J144/'Historical scenario - input'!$D129),\"\")","v":""},{"$f":"IFERROR(IF(OR(K144=\"\",'Historical scenario - input'!$D129=\"\"),\"\",K144/'Historical scenario - input'!$D129),\"\")","v":""},{"$f":"IFERROR(IF(OR(L144=\"\",'Historical scenario - input'!$D129=\"\"),\"\",L144/'Historical scenario - input'!$D129),\"\")","v":""},{"$f":"IFERROR(IF(OR(M144=\"\",'Historical scenario - input'!$D129=\"\"),\"\",M144/'Historical scenario - input'!$D129),\"\")","v":""},{"$f":"IFERROR(IF(OR(N144=\"\",'Historical scenario - input'!$D129=\"\"),\"\",N144/'Historical scenario - input'!$D129),\"\")","v":""},{"$f":"IFERROR(IF(OR(O144=\"\",'Historical scenario - input'!$D129=\"\"),\"\",O144/'Historical scenario - input'!$D129),\"\")","v":""},{"$f":"IFERROR(IF(OR(P144=\"\",'Historical scenario - input'!$D129=\"\"),\"\",P144/'Historical scenario - input'!$D129),\"\")","v":""},{"$f":"IFERROR(IF(OR(Q144=\"\",'Historical scenario - input'!$D129=\"\"),\"\",Q144/'Historical scenario - input'!$D129),\"\")","v":""},{"$f":"IFERROR(IF(OR(R144=\"\",'Historical scenario - input'!$D129=\"\"),\"\",R144/'Historical scenario - input'!$D129),\"\")","v":""},{"$f":"IFERROR(IF(OR(S144=\"\",'Historical scenario - input'!$D129=\"\"),\"\",S144/'Historical scenario - input'!$D129),\"\")","v":""},{"$f":"IFERROR(IF(OR(T144=\"\",'Historical scenario - input'!$D129=\"\"),\"\",T144/'Historical scenario - input'!$D129),\"\")","v":""},{"$f":"IFERROR(IF(OR(U144=\"\",'Historical scenario - input'!$D129=\"\"),\"\",U144/'Historical scenario - input'!$D129),\"\")","v":""},{"$f":"IFERROR(IF(OR(V144=\"\",'Historical scenario - input'!$D129=\"\"),\"\",V144/'Historical scenario - input'!$D129),\"\")","v":""},{"$f":"IFERROR(IF(OR(W144=\"\",'Historical scenario - input'!$D129=\"\"),\"\",W144/'Historical scenario - input'!$D129),\"\")","v":""}]
[{"$f":"IFERROR('Historical scenario - input'!A130,\"\")","v":""},{"$f":"IFERROR('Historical scenario - input'!B130,\"\")","v":0},{"$f":"IFERROR('Historical scenario - input'!C130,\"\")","v":0},{"$f":"IFERROR(repcalc('Historical scenario - input'!$CV130:$GH130,'Historical scenario - input'!$G130,'Historical scenario - input'!$E130,'Historical scenario - input'!$F130,20,TRUE,TRUE),\"\")","v":""},"","","","","","","","","","","","","","","","","","","",{"$f":"IFERROR(IF(OR(D145=\"\",'Historical scenario - input'!$D130=\"\"),\"\",D145/'Historical scenario - input'!$D130),\"\")","v":""},{"$f":"IFERROR(IF(OR(E145=\"\",'Historical scenario - input'!$D130=\"\"),\"\",E145/'Historical scenario - input'!$D130),\"\")","v":""},{"$f":"IFERROR(IF(OR(F145=\"\",'Historical scenario - input'!$D130=\"\"),\"\",F145/'Historical scenario - input'!$D130),\"\")","v":""},{"$f":"IFERROR(IF(OR(G145=\"\",'Historical scenario - input'!$D130=\"\"),\"\",G145/'Historical scenario - input'!$D130),\"\")","v":""},{"$f":"IFERROR(IF(OR(H145=\"\",'Historical scenario - input'!$D130=\"\"),\"\",H145/'Historical scenario - input'!$D130),\"\")","v":""},{"$f":"IFERROR(IF(OR(I145=\"\",'Historical scenario - input'!$D130=\"\"),\"\",I145/'Historical scenario - input'!$D130),\"\")","v":""},{"$f":"IFERROR(IF(OR(J145=\"\",'Historical scenario - input'!$D130=\"\"),\"\",J145/'Historical scenario - input'!$D130),\"\")","v":""},{"$f":"IFERROR(IF(OR(K145=\"\",'Historical scenario - input'!$D130=\"\"),\"\",K145/'Historical scenario - input'!$D130),\"\")","v":""},{"$f":"IFERROR(IF(OR(L145=\"\",'Historical scenario - input'!$D130=\"\"),\"\",L145/'Historical scenario - input'!$D130),\"\")","v":""},{"$f":"IFERROR(IF(OR(M145=\"\",'Historical scenario - input'!$D130=\"\"),\"\",M145/'Historical scenario - input'!$D130),\"\")","v":""},{"$f":"IFERROR(IF(OR(N145=\"\",'Historical scenario - input'!$D130=\"\"),\"\",N145/'Historical scenario - input'!$D130),\"\")","v":""},{"$f":"IFERROR(IF(OR(O145=\"\",'Historical scenario - input'!$D130=\"\"),\"\",O145/'Historical scenario - input'!$D130),\"\")","v":""},{"$f":"IFERROR(IF(OR(P145=\"\",'Historical scenario - input'!$D130=\"\"),\"\",P145/'Historical scenario - input'!$D130),\"\")","v":""},{"$f":"IFERROR(IF(OR(Q145=\"\",'Historical scenario - input'!$D130=\"\"),\"\",Q145/'Historical scenario - input'!$D130),\"\")","v":""},{"$f":"IFERROR(IF(OR(R145=\"\",'Historical scenario - input'!$D130=\"\"),\"\",R145/'Historical scenario - input'!$D130),\"\")","v":""},{"$f":"IFERROR(IF(OR(S145=\"\",'Historical scenario - input'!$D130=\"\"),\"\",S145/'Historical scenario - input'!$D130),\"\")","v":""},{"$f":"IFERROR(IF(OR(T145=\"\",'Historical scenario - input'!$D130=\"\"),\"\",T145/'Historical scenario - input'!$D130),\"\")","v":""},{"$f":"IFERROR(IF(OR(U145=\"\",'Historical scenario - input'!$D130=\"\"),\"\",U145/'Historical scenario - input'!$D130),\"\")","v":""},{"$f":"IFERROR(IF(OR(V145=\"\",'Historical scenario - input'!$D130=\"\"),\"\",V145/'Historical scenario - input'!$D130),\"\")","v":""},{"$f":"IFERROR(IF(OR(W145=\"\",'Historical scenario - input'!$D130=\"\"),\"\",W145/'Historical scenario - input'!$D130),\"\")","v":""}]
[{"$f":"IFERROR('Historical scenario - input'!A131,\"\")","v":""},{"$f":"IFERROR('Historical scenario - input'!B131,\"\")","v":0},{"$f":"IFERROR('Historical scenario - input'!C131,\"\")","v":0},{"$f":"IFERROR(repcalc('Historical scenario - input'!$CV131:$GH131,'Historical scenario - input'!$G131,'Historical scenario - input'!$E131,'Historical scenario - input'!$F131,20,TRUE,TRUE),\"\")","v":""},"","","","","","","","","","","","","","","","","","","",{"$f":"IFERROR(IF(OR(D146=\"\",'Historical scenario - input'!$D131=\"\"),\"\",D146/'Historical scenario - input'!$D131),\"\")","v":""},{"$f":"IFERROR(IF(OR(E146=\"\",'Historical scenario - input'!$D131=\"\"),\"\",E146/'Historical scenario - input'!$D131),\"\")","v":""},{"$f":"IFERROR(IF(OR(F146=\"\",'Historical scenario - input'!$D131=\"\"),\"\",F146/'Historical scenario - input'!$D131),\"\")","v":""},{"$f":"IFERROR(IF(OR(G146=\"\",'Historical scenario - input'!$D131=\"\"),\"\",G146/'Historical scenario - input'!$D131),\"\")","v":""},{"$f":"IFERROR(IF(OR(H146=\"\",'Historical scenario - input'!$D131=\"\"),\"\",H146/'Historical scenario - input'!$D131),\"\")","v":""},{"$f":"IFERROR(IF(OR(I146=\"\",'Historical scenario - input'!$D131=\"\"),\"\",I146/'Historical scenario - input'!$D131),\"\")","v":""},{"$f":"IFERROR(IF(OR(J146=\"\",'Historical scenario - input'!$D131=\"\"),\"\",J146/'Historical scenario - input'!$D131),\"\")","v":""},{"$f":"IFERROR(IF(OR(K146=\"\",'Historical scenario - input'!$D131=\"\"),\"\",K146/'Historical scenario - input'!$D131),\"\")","v":""},{"$f":"IFERROR(IF(OR(L146=\"\",'Historical scenario - input'!$D131=\"\"),\"\",L146/'Historical scenario - input'!$D131),\"\")","v":""},{"$f":"IFERROR(IF(OR(M146=\"\",'Historical scenario - input'!$D131=\"\"),\"\",M146/'Historical scenario - input'!$D131),\"\")","v":""},{"$f":"IFERROR(IF(OR(N146=\"\",'Historical scenario - input'!$D131=\"\"),\"\",N146/'Historical scenario - input'!$D131),\"\")","v":""},{"$f":"IFERROR(IF(OR(O146=\"\",'Historical scenario - input'!$D131=\"\"),\"\",O146/'Historical scenario - input'!$D131),\"\")","v":""},{"$f":"IFERROR(IF(OR(P146=\"\",'Historical scenario - input'!$D131=\"\"),\"\",P146/'Historical scenario - input'!$D131),\"\")","v":""},{"$f":"IFERROR(IF(OR(Q146=\"\",'Historical scenario - input'!$D131=\"\"),\"\",Q146/'Historical scenario - input'!$D131),\"\")","v":""},{"$f":"IFERROR(IF(OR(R146=\"\",'Historical scenario - input'!$D131=\"\"),\"\",R146/'Historical scenario - input'!$D131),\"\")","v":""},{"$f":"IFERROR(IF(OR(S146=\"\",'Historical scenario - input'!$D131=\"\"),\"\",S146/'Historical scenario - input'!$D131),\"\")","v":""},{"$f":"IFERROR(IF(OR(T146=\"\",'Historical scenario - input'!$D131=\"\"),\"\",T146/'Historical scenario - input'!$D131),\"\")","v":""},{"$f":"IFERROR(IF(OR(U146=\"\",'Historical scenario - input'!$D131=\"\"),\"\",U146/'Historical scenario - input'!$D131),\"\")","v":""},{"$f":"IFERROR(IF(OR(V146=\"\",'Historical scenario - input'!$D131=\"\"),\"\",V146/'Historical scenario - input'!$D131),\"\")","v":""},{"$f":"IFERROR(IF(OR(W146=\"\",'Historical scenario - input'!$D131=\"\"),\"\",W146/'Historical scenario - input'!$D131),\"\")","v":""}]
[{"$f":"IFERROR('Historical scenario - input'!A132,\"\")","v":""},{"$f":"IFERROR('Historical scenario - input'!B132,\"\")","v":0},{"$f":"IFERROR('Historical scenario - input'!C132,\"\")","v":0},{"$f":"IFERROR(repcalc('Historical scenario - input'!$CV132:$GH132,'Historical scenario - input'!$G132,'Historical scenario - input'!$E132,'Historical scenario - input'!$F132,20,TRUE,TRUE),\"\")","v":""},"","","","","","","","","","","","","","","","","","","",{"$f":"IFERROR(IF(OR(D147=\"\",'Historical scenario - input'!$D132=\"\"),\"\",D147/'Historical scenario - input'!$D132),\"\")","v":""},{"$f":"IFERROR(IF(OR(E147=\"\",'Historical scenario - input'!$D132=\"\"),\"\",E147/'Historical scenario - input'!$D132),\"\")","v":""},{"$f":"IFERROR(IF(OR(F147=\"\",'Historical scenario - input'!$D132=\"\"),\"\",F147/'Historical scenario - input'!$D132),\"\")","v":""},{"$f":"IFERROR(IF(OR(G147=\"\",'Historical scenario - input'!$D132=\"\"),\"\",G147/'Historical scenario - input'!$D132),\"\")","v":""},{"$f":"IFERROR(IF(OR(H147=\"\",'Historical scenario - input'!$D132=\"\"),\"\",H147/'Historical scenario - input'!$D132),\"\")","v":""},{"$f":"IFERROR(IF(OR(I147=\"\",'Historical scenario - input'!$D132=\"\"),\"\",I147/'Historical scenario - input'!$D132),\"\")","v":""},{"$f":"IFERROR(IF(OR(J147=\"\",'Historical scenario - input'!$D132=\"\"),\"\",J147/'Historical scenario - input'!$D132),\"\")","v":""},{"$f":"IFERROR(IF(OR(K147=\"\",'Historical scenario - input'!$D132=\"\"),\"\",K147/'Historical scenario - input'!$D132),\"\")","v":""},{"$f":"IFERROR(IF(OR(L147=\"\",'Historical scenario - input'!$D132=\"\"),\"\",L147/'Historical scenario - input'!$D132),\"\")","v":""},{"$f":"IFERROR(IF(OR(M147=\"\",'Historical scenario - input'!$D132=\"\"),\"\",M147/'Historical scenario - input'!$D132),\"\")","v":""},{"$f":"IFERROR(IF(OR(N147=\"\",'Historical scenario - input'!$D132=\"\"),\"\",N147/'Historical scenario - input'!$D132),\"\")","v":""},{"$f":"IFERROR(IF(OR(O147=\"\",'Historical scenario - input'!$D132=\"\"),\"\",O147/'Historical scenario - input'!$D132),\"\")","v":""},{"$f":"IFERROR(IF(OR(P147=\"\",'Historical scenario - input'!$D132=\"\"),\"\",P147/'Historical scenario - input'!$D132),\"\")","v":""},{"$f":"IFERROR(IF(OR(Q147=\"\",'Historical scenario - input'!$D132=\"\"),\"\",Q147/'Historical scenario - input'!$D132),\"\")","v":""},{"$f":"IFERROR(IF(OR(R147=\"\",'Historical scenario - input'!$D132=\"\"),\"\",R147/'Historical scenario - input'!$D132),\"\")","v":""},{"$f":"IFERROR(IF(OR(S147=\"\",'Historical scenario - input'!$D132=\"\"),\"\",S147/'Historical scenario - input'!$D132),\"\")","v":""},{"$f":"IFERROR(IF(OR(T147=\"\",'Historical scenario - input'!$D132=\"\"),\"\",T147/'Historical scenario - input'!$D132),\"\")","v":""},{"$f":"IFERROR(IF(OR(U147=\"\",'Historical scenario - input'!$D132=\"\"),\"\",U147/'Historical scenario - input'!$D132),\"\")","v":""},{"$f":"IFERROR(IF(OR(V147=\"\",'Historical scenario - input'!$D132=\"\"),\"\",V147/'Historical scenario - input'!$D132),\"\")","v":""},{"$f":"IFERROR(IF(OR(W147=\"\",'Historical scenario - input'!$D132=\"\"),\"\",W147/'Historical scenario - input'!$D132),\"\")","v":""}]
[{"$f":"IFERROR('Historical scenario - input'!A133,\"\")","v":""},{"$f":"IFERROR('Historical scenario - input'!B133,\"\")","v":0},{"$f":"IFERROR('Historical scenario - input'!C133,\"\")","v":0},{"$f":"IFERROR(repcalc('Historical scenario - input'!$CV133:$GH133,'Historical scenario - input'!$G133,'Historical scenario - input'!$E133,'Historical scenario - input'!$F133,20,TRUE,TRUE),\"\")","v":""},"","","","","","","","","","","","","","","","","","","",{"$f":"IFERROR(IF(OR(D148=\"\",'Historical scenario - input'!$D133=\"\"),\"\",D148/'Historical scenario - input'!$D133),\"\")","v":""},{"$f":"IFERROR(IF(OR(E148=\"\",'Historical scenario - input'!$D133=\"\"),\"\",E148/'Historical scenario - input'!$D133),\"\")","v":""},{"$f":"IFERROR(IF(OR(F148=\"\",'Historical scenario - input'!$D133=\"\"),\"\",F148/'Historical scenario - input'!$D133),\"\")","v":""},{"$f":"IFERROR(IF(OR(G148=\"\",'Historical scenario - input'!$D133=\"\"),\"\",G148/'Historical scenario - input'!$D133),\"\")","v":""},{"$f":"IFERROR(IF(OR(H148=\"\",'Historical scenario - input'!$D133=\"\"),\"\",H148/'Historical scenario - input'!$D133),\"\")","v":""},{"$f":"IFERROR(IF(OR(I148=\"\",'Historical scenario - input'!$D133=\"\"),\"\",I148/'Historical scenario - input'!$D133),\"\")","v":""},{"$f":"IFERROR(IF(OR(J148=\"\",'Historical scenario - input'!$D133=\"\"),\"\",J148/'Historical scenario - input'!$D133),\"\")","v":""},{"$f":"IFERROR(IF(OR(K148=\"\",'Historical scenario - input'!$D133=\"\"),\"\",K148/'Historical scenario - input'!$D133),\"\")","v":""},{"$f":"IFERROR(IF(OR(L148=\"\",'Historical scenario - input'!$D133=\"\"),\"\",L148/'Historical scenario - input'!$D133),\"\")","v":""},{"$f":"IFERROR(IF(OR(M148=\"\",'Historical scenario - input'!$D133=\"\"),\"\",M148/'Historical scenario - input'!$D133),\"\")","v":""},{"$f":"IFERROR(IF(OR(N148=\"\",'Historical scenario - input'!$D133=\"\"),\"\",N148/'Historical scenario - input'!$D133),\"\")","v":""},{"$f":"IFERROR(IF(OR(O148=\"\",'Historical scenario - input'!$D133=\"\"),\"\",O148/'Historical scenario - input'!$D133),\"\")","v":""},{"$f":"IFERROR(IF(OR(P148=\"\",'Historical scenario - input'!$D133=\"\"),\"\",P148/'Historical scenario - input'!$D133),\"\")","v":""},{"$f":"IFERROR(IF(OR(Q148=\"\",'Historical scenario - input'!$D133=\"\"),\"\",Q148/'Historical scenario - input'!$D133),\"\")","v":""},{"$f":"IFERROR(IF(OR(R148=\"\",'Historical scenario - input'!$D133=\"\"),\"\",R148/'Historical scenario - input'!$D133),\"\")","v":""},{"$f":"IFERROR(IF(OR(S148=\"\",'Historical scenario - input'!$D133=\"\"),\"\",S148/'Historical scenario - input'!$D133),\"\")","v":""},{"$f":"IFERROR(IF(OR(T148=\"\",'Historical scenario - input'!$D133=\"\"),\"\",T148/'Historical scenario - input'!$D133),\"\")","v":""},{"$f":"IFERROR(IF(OR(U148=\"\",'Historical scenario - input'!$D133=\"\"),\"\",U148/'Historical scenario - input'!$D133),\"\")","v":""},{"$f":"IFERROR(IF(OR(V148=\"\",'Historical scenario - input'!$D133=\"\"),\"\",V148/'Historical scenario - input'!$D133),\"\")","v":""},{"$f":"IFERROR(IF(OR(W148=\"\",'Historical scenario - input'!$D133=\"\"),\"\",W148/'Historical scenario - input'!$D133),\"\")","v":""}]
[{"$f":"IFERROR('Historical scenario - input'!A134,\"\")","v":""},{"$f":"IFERROR('Historical scenario - input'!B134,\"\")","v":0},{"$f":"IFERROR('Historical scenario - input'!C134,\"\")","v":0},{"$f":"IFERROR(repcalc('Historical scenario - input'!$CV134:$GH134,'Historical scenario - input'!$G134,'Historical scenario - input'!$E134,'Historical scenario - input'!$F134,20,TRUE,TRUE),\"\")","v":""},"","","","","","","","","","","","","","","","","","","",{"$f":"IFERROR(IF(OR(D149=\"\",'Historical scenario - input'!$D134=\"\"),\"\",D149/'Historical scenario - input'!$D134),\"\")","v":""},{"$f":"IFERROR(IF(OR(E149=\"\",'Historical scenario - input'!$D134=\"\"),\"\",E149/'Historical scenario - input'!$D134),\"\")","v":""},{"$f":"IFERROR(IF(OR(F149=\"\",'Historical scenario - input'!$D134=\"\"),\"\",F149/'Historical scenario - input'!$D134),\"\")","v":""},{"$f":"IFERROR(IF(OR(G149=\"\",'Historical scenario - input'!$D134=\"\"),\"\",G149/'Historical scenario - input'!$D134),\"\")","v":""},{"$f":"IFERROR(IF(OR(H149=\"\",'Historical scenario - input'!$D134=\"\"),\"\",H149/'Historical scenario - input'!$D134),\"\")","v":""},{"$f":"IFERROR(IF(OR(I149=\"\",'Historical scenario - input'!$D134=\"\"),\"\",I149/'Historical scenario - input'!$D134),\"\")","v":""},{"$f":"IFERROR(IF(OR(J149=\"\",'Historical scenario - input'!$D134=\"\"),\"\",J149/'Historical scenario - input'!$D134),\"\")","v":""},{"$f":"IFERROR(IF(OR(K149=\"\",'Historical scenario - input'!$D134=\"\"),\"\",K149/'Historical scenario - input'!$D134),\"\")","v":""},{"$f":"IFERROR(IF(OR(L149=\"\",'Historical scenario - input'!$D134=\"\"),\"\",L149/'Historical scenario - input'!$D134),\"\")","v":""},{"$f":"IFERROR(IF(OR(M149=\"\",'Historical scenario - input'!$D134=\"\"),\"\",M149/'Historical scenario - input'!$D134),\"\")","v":""},{"$f":"IFERROR(IF(OR(N149=\"\",'Historical scenario - input'!$D134=\"\"),\"\",N149/'Historical scenario - input'!$D134),\"\")","v":""},{"$f":"IFERROR(IF(OR(O149=\"\",'Historical scenario - input'!$D134=\"\"),\"\",O149/'Historical scenario - input'!$D134),\"\")","v":""},{"$f":"IFERROR(IF(OR(P149=\"\",'Historical scenario - input'!$D134=\"\"),\"\",P149/'Historical scenario - input'!$D134),\"\")","v":""},{"$f":"IFERROR(IF(OR(Q149=\"\",'Historical scenario - input'!$D134=\"\"),\"\",Q149/'Historical scenario - input'!$D134),\"\")","v":""},{"$f":"IFERROR(IF(OR(R149=\"\",'Historical scenario - input'!$D134=\"\"),\"\",R149/'Historical scenario - input'!$D134),\"\")","v":""},{"$f":"IFERROR(IF(OR(S149=\"\",'Historical scenario - input'!$D134=\"\"),\"\",S149/'Historical scenario - input'!$D134),\"\")","v":""},{"$f":"IFERROR(IF(OR(T149=\"\",'Historical scenario - input'!$D134=\"\"),\"\",T149/'Historical scenario - input'!$D134),\"\")","v":""},{"$f":"IFERROR(IF(OR(U149=\"\",'Historical scenario - input'!$D134=\"\"),\"\",U149/'Historical scenario - input'!$D134),\"\")","v":""},{"$f":"IFERROR(IF(OR(V149=\"\",'Historical scenario - input'!$D134=\"\"),\"\",V149/'Historical scenario - input'!$D134),\"\")","v":""},{"$f":"IFERROR(IF(OR(W149=\"\",'Historical scenario - input'!$D134=\"\"),\"\",W149/'Historical scenario - input'!$D134),\"\")","v":""}]
[{"$f":"IFERROR('Historical scenario - input'!A135,\"\")","v":""},{"$f":"IFERROR('Historical scenario - input'!B135,\"\")","v":0},{"$f":"IFERROR('Historical scenario - input'!C135,\"\")","v":0},{"$f":"IFERROR(repcalc('Historical scenario - input'!$CV135:$GH135,'Historical scenario - input'!$G135,'Historical scenario - input'!$E135,'Historical scenario - input'!$F135,20,TRUE,TRUE),\"\")","v":""},"","","","","","","","","","","","","","","","","","","",{"$f":"IFERROR(IF(OR(D150=\"\",'Historical scenario - input'!$D135=\"\"),\"\",D150/'Historical scenario - input'!$D135),\"\")","v":""},{"$f":"IFERROR(IF(OR(E150=\"\",'Historical scenario - input'!$D135=\"\"),\"\",E150/'Historical scenario - input'!$D135),\"\")","v":""},{"$f":"IFERROR(IF(OR(F150=\"\",'Historical scenario - input'!$D135=\"\"),\"\",F150/'Historical scenario - input'!$D135),\"\")","v":""},{"$f":"IFERROR(IF(OR(G150=\"\",'Historical scenario - input'!$D135=\"\"),\"\",G150/'Historical scenario - input'!$D135),\"\")","v":""},{"$f":"IFERROR(IF(OR(H150=\"\",'Historical scenario - input'!$D135=\"\"),\"\",H150/'Historical scenario - input'!$D135),\"\")","v":""},{"$f":"IFERROR(IF(OR(I150=\"\",'Historical scenario - input'!$D135=\"\"),\"\",I150/'Historical scenario - input'!$D135),\"\")","v":""},{"$f":"IFERROR(IF(OR(J150=\"\",'Historical scenario - input'!$D135=\"\"),\"\",J150/'Historical scenario - input'!$D135),\"\")","v":""},{"$f":"IFERROR(IF(OR(K150=\"\",'Historical scenario - input'!$D135=\"\"),\"\",K150/'Historical scenario - input'!$D135),\"\")","v":""},{"$f":"IFERROR(IF(OR(L150=\"\",'Historical scenario - input'!$D135=\"\"),\"\",L150/'Historical scenario - input'!$D135),\"\")","v":""},{"$f":"IFERROR(IF(OR(M150=\"\",'Historical scenario - input'!$D135=\"\"),\"\",M150/'Historical scenario - input'!$D135),\"\")","v":""},{"$f":"IFERROR(IF(OR(N150=\"\",'Historical scenario - input'!$D135=\"\"),\"\",N150/'Historical scenario - input'!$D135),\"\")","v":""},{"$f":"IFERROR(IF(OR(O150=\"\",'Historical scenario - input'!$D135=\"\"),\"\",O150/'Historical scenario - input'!$D135),\"\")","v":""},{"$f":"IFERROR(IF(OR(P150=\"\",'Historical scenario - input'!$D135=\"\"),\"\",P150/'Historical scenario - input'!$D135),\"\")","v":""},{"$f":"IFERROR(IF(OR(Q150=\"\",'Historical scenario - input'!$D135=\"\"),\"\",Q150/'Historical scenario - input'!$D135),\"\")","v":""},{"$f":"IFERROR(IF(OR(R150=\"\",'Historical scenario - input'!$D135=\"\"),\"\",R150/'Historical scenario - input'!$D135),\"\")","v":""},{"$f":"IFERROR(IF(OR(S150=\"\",'Historical scenario - input'!$D135=\"\"),\"\",S150/'Historical scenario - input'!$D135),\"\")","v":""},{"$f":"IFERROR(IF(OR(T150=\"\",'Historical scenario - input'!$D135=\"\"),\"\",T150/'Historical scenario - input'!$D135),\"\")","v":""},{"$f":"IFERROR(IF(OR(U150=\"\",'Historical scenario - input'!$D135=\"\"),\"\",U150/'Historical scenario - input'!$D135),\"\")","v":""},{"$f":"IFERROR(IF(OR(V150=\"\",'Historical scenario - input'!$D135=\"\"),\"\",V150/'Historical scenario - input'!$D135),\"\")","v":""},{"$f":"IFERROR(IF(OR(W150=\"\",'Historical scenario - input'!$D135=\"\"),\"\",W150/'Historical scenario - input'!$D135),\"\")","v":""}]
[{"$f":"IFERROR('Historical scenario - input'!A136,\"\")","v":""},{"$f":"IFERROR('Historical scenario - input'!B136,\"\")","v":0},{"$f":"IFERROR('Historical scenario - input'!C136,\"\")","v":0},{"$f":"IFERROR(repcalc('Historical scenario - input'!$CV136:$GH136,'Historical scenario - input'!$G136,'Historical scenario - input'!$E136,'Historical scenario - input'!$F136,20,TRUE,TRUE),\"\")","v":""},"","","","","","","","","","","","","","","","","","","",{"$f":"IFERROR(IF(OR(D151=\"\",'Historical scenario - input'!$D136=\"\"),\"\",D151/'Historical scenario - input'!$D136),\"\")","v":""},{"$f":"IFERROR(IF(OR(E151=\"\",'Historical scenario - input'!$D136=\"\"),\"\",E151/'Historical scenario - input'!$D136),\"\")","v":""},{"$f":"IFERROR(IF(OR(F151=\"\",'Historical scenario - input'!$D136=\"\"),\"\",F151/'Historical scenario - input'!$D136),\"\")","v":""},{"$f":"IFERROR(IF(OR(G151=\"\",'Historical scenario - input'!$D136=\"\"),\"\",G151/'Historical scenario - input'!$D136),\"\")","v":""},{"$f":"IFERROR(IF(OR(H151=\"\",'Historical scenario - input'!$D136=\"\"),\"\",H151/'Historical scenario - input'!$D136),\"\")","v":""},{"$f":"IFERROR(IF(OR(I151=\"\",'Historical scenario - input'!$D136=\"\"),\"\",I151/'Historical scenario - input'!$D136),\"\")","v":""},{"$f":"IFERROR(IF(OR(J151=\"\",'Historical scenario - input'!$D136=\"\"),\"\",J151/'Historical scenario - input'!$D136),\"\")","v":""},{"$f":"IFERROR(IF(OR(K151=\"\",'Historical scenario - input'!$D136=\"\"),\"\",K151/'Historical scenario - input'!$D136),\"\")","v":""},{"$f":"IFERROR(IF(OR(L151=\"\",'Historical scenario - input'!$D136=\"\"),\"\",L151/'Historical scenario - input'!$D136),\"\")","v":""},{"$f":"IFERROR(IF(OR(M151=\"\",'Historical scenario - input'!$D136=\"\"),\"\",M151/'Historical scenario - input'!$D136),\"\")","v":""},{"$f":"IFERROR(IF(OR(N151=\"\",'Historical scenario - input'!$D136=\"\"),\"\",N151/'Historical scenario - input'!$D136),\"\")","v":""},{"$f":"IFERROR(IF(OR(O151=\"\",'Historical scenario - input'!$D136=\"\"),\"\",O151/'Historical scenario - input'!$D136),\"\")","v":""},{"$f":"IFERROR(IF(OR(P151=\"\",'Historical scenario - input'!$D136=\"\"),\"\",P151/'Historical scenario - input'!$D136),\"\")","v":""},{"$f":"IFERROR(IF(OR(Q151=\"\",'Historical scenario - input'!$D136=\"\"),\"\",Q151/'Historical scenario - input'!$D136),\"\")","v":""},{"$f":"IFERROR(IF(OR(R151=\"\",'Historical scenario - input'!$D136=\"\"),\"\",R151/'Historical scenario - input'!$D136),\"\")","v":""},{"$f":"IFERROR(IF(OR(S151=\"\",'Historical scenario - input'!$D136=\"\"),\"\",S151/'Historical scenario - input'!$D136),\"\")","v":""},{"$f":"IFERROR(IF(OR(T151=\"\",'Historical scenario - input'!$D136=\"\"),\"\",T151/'Historical scenario - input'!$D136),\"\")","v":""},{"$f":"IFERROR(IF(OR(U151=\"\",'Historical scenario - input'!$D136=\"\"),\"\",U151/'Historical scenario - input'!$D136),\"\")","v":""},{"$f":"IFERROR(IF(OR(V151=\"\",'Historical scenario - input'!$D136=\"\"),\"\",V151/'Historical scenario - input'!$D136),\"\")","v":""},{"$f":"IFERROR(IF(OR(W151=\"\",'Historical scenario - input'!$D136=\"\"),\"\",W151/'Historical scenario - input'!$D136),\"\")","v":""}]
[{"$f":"IFERROR('Historical scenario - input'!A137,\"\")","v":""},{"$f":"IFERROR('Historical scenario - input'!B137,\"\")","v":0},{"$f":"IFERROR('Historical scenario - input'!C137,\"\")","v":0},{"$f":"IFERROR(repcalc('Historical scenario - input'!$CV137:$GH137,'Historical scenario - input'!$G137,'Historical scenario - input'!$E137,'Historical scenario - input'!$F137,20,TRUE,TRUE),\"\")","v":""},"","","","","","","","","","","","","","","","","","","",{"$f":"IFERROR(IF(OR(D152=\"\",'Historical scenario - input'!$D137=\"\"),\"\",D152/'Historical scenario - input'!$D137),\"\")","v":""},{"$f":"IFERROR(IF(OR(E152=\"\",'Historical scenario - input'!$D137=\"\"),\"\",E152/'Historical scenario - input'!$D137),\"\")","v":""},{"$f":"IFERROR(IF(OR(F152=\"\",'Historical scenario - input'!$D137=\"\"),\"\",F152/'Historical scenario - input'!$D137),\"\")","v":""},{"$f":"IFERROR(IF(OR(G152=\"\",'Historical scenario - input'!$D137=\"\"),\"\",G152/'Historical scenario - input'!$D137),\"\")","v":""},{"$f":"IFERROR(IF(OR(H152=\"\",'Historical scenario - input'!$D137=\"\"),\"\",H152/'Historical scenario - input'!$D137),\"\")","v":""},{"$f":"IFERROR(IF(OR(I152=\"\",'Historical scenario - input'!$D137=\"\"),\"\",I152/'Historical scenario - input'!$D137),\"\")","v":""},{"$f":"IFERROR(IF(OR(J152=\"\",'Historical scenario - input'!$D137=\"\"),\"\",J152/'Historical scenario - input'!$D137),\"\")","v":""},{"$f":"IFERROR(IF(OR(K152=\"\",'Historical scenario - input'!$D137=\"\"),\"\",K152/'Historical scenario - input'!$D137),\"\")","v":""},{"$f":"IFERROR(IF(OR(L152=\"\",'Historical scenario - input'!$D137=\"\"),\"\",L152/'Historical scenario - input'!$D137),\"\")","v":""},{"$f":"IFERROR(IF(OR(M152=\"\",'Historical scenario - input'!$D137=\"\"),\"\",M152/'Historical scenario - input'!$D137),\"\")","v":""},{"$f":"IFERROR(IF(OR(N152=\"\",'Historical scenario - input'!$D137=\"\"),\"\",N152/'Historical scenario - input'!$D137),\"\")","v":""},{"$f":"IFERROR(IF(OR(O152=\"\",'Historical scenario - input'!$D137=\"\"),\"\",O152/'Historical scenario - input'!$D137),\"\")","v":""},{"$f":"IFERROR(IF(OR(P152=\"\",'Historical scenario - input'!$D137=\"\"),\"\",P152/'Historical scenario - input'!$D137),\"\")","v":""},{"$f":"IFERROR(IF(OR(Q152=\"\",'Historical scenario - input'!$D137=\"\"),\"\",Q152/'Historical scenario - input'!$D137),\"\")","v":""},{"$f":"IFERROR(IF(OR(R152=\"\",'Historical scenario - input'!$D137=\"\"),\"\",R152/'Historical scenario - input'!$D137),\"\")","v":""},{"$f":"IFERROR(IF(OR(S152=\"\",'Historical scenario - input'!$D137=\"\"),\"\",S152/'Historical scenario - input'!$D137),\"\")","v":""},{"$f":"IFERROR(IF(OR(T152=\"\",'Historical scenario - input'!$D137=\"\"),\"\",T152/'Historical scenario - input'!$D137),\"\")","v":""},{"$f":"IFERROR(IF(OR(U152=\"\",'Historical scenario - input'!$D137=\"\"),\"\",U152/'Historical scenario - input'!$D137),\"\")","v":""},{"$f":"IFERROR(IF(OR(V152=\"\",'Historical scenario - input'!$D137=\"\"),\"\",V152/'Historical scenario - input'!$D137),\"\")","v":""},{"$f":"IFERROR(IF(OR(W152=\"\",'Historical scenario - input'!$D137=\"\"),\"\",W152/'Historical scenario - input'!$D137),\"\")","v":""}]
[{"$f":"IFERROR('Historical scenario - input'!A138,\"\")","v":""},{"$f":"IFERROR('Historical scenario - input'!B138,\"\")","v":0},{"$f":"IFERROR('Historical scenario - input'!C138,\"\")","v":0},{"$f":"IFERROR(repcalc('Historical scenario - input'!$CV138:$GH138,'Historical scenario - input'!$G138,'Historical scenario - input'!$E138,'Historical scenario - input'!$F138,20,TRUE,TRUE),\"\")","v":""},"","","","","","","","","","","","","","","","","","","",{"$f":"IFERROR(IF(OR(D153=\"\",'Historical scenario - input'!$D138=\"\"),\"\",D153/'Historical scenario - input'!$D138),\"\")","v":""},{"$f":"IFERROR(IF(OR(E153=\"\",'Historical scenario - input'!$D138=\"\"),\"\",E153/'Historical scenario - input'!$D138),\"\")","v":""},{"$f":"IFERROR(IF(OR(F153=\"\",'Historical scenario - input'!$D138=\"\"),\"\",F153/'Historical scenario - input'!$D138),\"\")","v":""},{"$f":"IFERROR(IF(OR(G153=\"\",'Historical scenario - input'!$D138=\"\"),\"\",G153/'Historical scenario - input'!$D138),\"\")","v":""},{"$f":"IFERROR(IF(OR(H153=\"\",'Historical scenario - input'!$D138=\"\"),\"\",H153/'Historical scenario - input'!$D138),\"\")","v":""},{"$f":"IFERROR(IF(OR(I153=\"\",'Historical scenario - input'!$D138=\"\"),\"\",I153/'Historical scenario - input'!$D138),\"\")","v":""},{"$f":"IFERROR(IF(OR(J153=\"\",'Historical scenario - input'!$D138=\"\"),\"\",J153/'Historical scenario - input'!$D138),\"\")","v":""},{"$f":"IFERROR(IF(OR(K153=\"\",'Historical scenario - input'!$D138=\"\"),\"\",K153/'Historical scenario - input'!$D138),\"\")","v":""},{"$f":"IFERROR(IF(OR(L153=\"\",'Historical scenario - input'!$D138=\"\"),\"\",L153/'Historical scenario - input'!$D138),\"\")","v":""},{"$f":"IFERROR(IF(OR(M153=\"\",'Historical scenario - input'!$D138=\"\"),\"\",M153/'Historical scenario - input'!$D138),\"\")","v":""},{"$f":"IFERROR(IF(OR(N153=\"\",'Historical scenario - input'!$D138=\"\"),\"\",N153/'Historical scenario - input'!$D138),\"\")","v":""},{"$f":"IFERROR(IF(OR(O153=\"\",'Historical scenario - input'!$D138=\"\"),\"\",O153/'Historical scenario - input'!$D138),\"\")","v":""},{"$f":"IFERROR(IF(OR(P153=\"\",'Historical scenario - input'!$D138=\"\"),\"\",P153/'Historical scenario - input'!$D138),\"\")","v":""},{"$f":"IFERROR(IF(OR(Q153=\"\",'Historical scenario - input'!$D138=\"\"),\"\",Q153/'Historical scenario - input'!$D138),\"\")","v":""},{"$f":"IFERROR(IF(OR(R153=\"\",'Historical scenario - input'!$D138=\"\"),\"\",R153/'Historical scenario - input'!$D138),\"\")","v":""},{"$f":"IFERROR(IF(OR(S153=\"\",'Historical scenario - input'!$D138=\"\"),\"\",S153/'Historical scenario - input'!$D138),\"\")","v":""},{"$f":"IFERROR(IF(OR(T153=\"\",'Historical scenario - input'!$D138=\"\"),\"\",T153/'Historical scenario - input'!$D138),\"\")","v":""},{"$f":"IFERROR(IF(OR(U153=\"\",'Historical scenario - input'!$D138=\"\"),\"\",U153/'Historical scenario - input'!$D138),\"\")","v":""},{"$f":"IFERROR(IF(OR(V153=\"\",'Historical scenario - input'!$D138=\"\"),\"\",V153/'Historical scenario - input'!$D138),\"\")","v":""},{"$f":"IFERROR(IF(OR(W153=\"\",'Historical scenario - input'!$D138=\"\"),\"\",W153/'Historical scenario - input'!$D138),\"\")","v":""}]
[{"$f":"IFERROR('Historical scenario - input'!A139,\"\")","v":""},{"$f":"IFERROR('Historical scenario - input'!B139,\"\")","v":0},{"$f":"IFERROR('Historical scenario - input'!C139,\"\")","v":0},{"$f":"IFERROR(repcalc('Historical scenario - input'!$CV139:$GH139,'Historical scenario - input'!$G139,'Historical scenario - input'!$E139,'Historical scenario - input'!$F139,20,TRUE,TRUE),\"\")","v":""},"","","","","","","","","","","","","","","","","","","",{"$f":"IFERROR(IF(OR(D154=\"\",'Historical scenario - input'!$D139=\"\"),\"\",D154/'Historical scenario - input'!$D139),\"\")","v":""},{"$f":"IFERROR(IF(OR(E154=\"\",'Historical scenario - input'!$D139=\"\"),\"\",E154/'Historical scenario - input'!$D139),\"\")","v":""},{"$f":"IFERROR(IF(OR(F154=\"\",'Historical scenario - input'!$D139=\"\"),\"\",F154/'Historical scenario - input'!$D139),\"\")","v":""},{"$f":"IFERROR(IF(OR(G154=\"\",'Historical scenario - input'!$D139=\"\"),\"\",G154/'Historical scenario - input'!$D139),\"\")","v":""},{"$f":"IFERROR(IF(OR(H154=\"\",'Historical scenario - input'!$D139=\"\"),\"\",H154/'Historical scenario - input'!$D139),\"\")","v":""},{"$f":"IFERROR(IF(OR(I154=\"\",'Historical scenario - input'!$D139=\"\"),\"\",I154/'Historical scenario - input'!$D139),\"\")","v":""},{"$f":"IFERROR(IF(OR(J154=\"\",'Historical scenario - input'!$D139=\"\"),\"\",J154/'Historical scenario - input'!$D139),\"\")","v":""},{"$f":"IFERROR(IF(OR(K154=\"\",'Historical scenario - input'!$D139=\"\"),\"\",K154/'Historical scenario - input'!$D139),\"\")","v":""},{"$f":"IFERROR(IF(OR(L154=\"\",'Historical scenario - input'!$D139=\"\"),\"\",L154/'Historical scenario - input'!$D139),\"\")","v":""},{"$f":"IFERROR(IF(OR(M154=\"\",'Historical scenario - input'!$D139=\"\"),\"\",M154/'Historical scenario - input'!$D139),\"\")","v":""},{"$f":"IFERROR(IF(OR(N154=\"\",'Historical scenario - input'!$D139=\"\"),\"\",N154/'Historical scenario - input'!$D139),\"\")","v":""},{"$f":"IFERROR(IF(OR(O154=\"\",'Historical scenario - input'!$D139=\"\"),\"\",O154/'Historical scenario - input'!$D139),\"\")","v":""},{"$f":"IFERROR(IF(OR(P154=\"\",'Historical scenario - input'!$D139=\"\"),\"\",P154/'Historical scenario - input'!$D139),\"\")","v":""},{"$f":"IFERROR(IF(OR(Q154=\"\",'Historical scenario - input'!$D139=\"\"),\"\",Q154/'Historical scenario - input'!$D139),\"\")","v":""},{"$f":"IFERROR(IF(OR(R154=\"\",'Historical scenario - input'!$D139=\"\"),\"\",R154/'Historical scenario - input'!$D139),\"\")","v":""},{"$f":"IFERROR(IF(OR(S154=\"\",'Historical scenario - input'!$D139=\"\"),\"\",S154/'Historical scenario - input'!$D139),\"\")","v":""},{"$f":"IFERROR(IF(OR(T154=\"\",'Historical scenario - input'!$D139=\"\"),\"\",T154/'Historical scenario - input'!$D139),\"\")","v":""},{"$f":"IFERROR(IF(OR(U154=\"\",'Historical scenario - input'!$D139=\"\"),\"\",U154/'Historical scenario - input'!$D139),\"\")","v":""},{"$f":"IFERROR(IF(OR(V154=\"\",'Historical scenario - input'!$D139=\"\"),\"\",V154/'Historical scenario - input'!$D139),\"\")","v":""},{"$f":"IFERROR(IF(OR(W154=\"\",'Historical scenario - input'!$D139=\"\"),\"\",W154/'Historical scenario - input'!$D139),\"\")","v":""}]
[{"$f":"IFERROR('Historical scenario - input'!A140,\"\")","v":""},{"$f":"IFERROR('Historical scenario - input'!B140,\"\")","v":0},{"$f":"IFERROR('Historical scenario - input'!C140,\"\")","v":0},{"$f":"IFERROR(repcalc('Historical scenario - input'!$CV140:$GH140,'Historical scenario - input'!$G140,'Historical scenario - input'!$E140,'Historical scenario - input'!$F140,20,TRUE,TRUE),\"\")","v":""},"","","","","","","","","","","","","","","","","","","",{"$f":"IFERROR(IF(OR(D155=\"\",'Historical scenario - input'!$D140=\"\"),\"\",D155/'Historical scenario - input'!$D140),\"\")","v":""},{"$f":"IFERROR(IF(OR(E155=\"\",'Historical scenario - input'!$D140=\"\"),\"\",E155/'Historical scenario - input'!$D140),\"\")","v":""},{"$f":"IFERROR(IF(OR(F155=\"\",'Historical scenario - input'!$D140=\"\"),\"\",F155/'Historical scenario - input'!$D140),\"\")","v":""},{"$f":"IFERROR(IF(OR(G155=\"\",'Historical scenario - input'!$D140=\"\"),\"\",G155/'Historical scenario - input'!$D140),\"\")","v":""},{"$f":"IFERROR(IF(OR(H155=\"\",'Historical scenario - input'!$D140=\"\"),\"\",H155/'Historical scenario - input'!$D140),\"\")","v":""},{"$f":"IFERROR(IF(OR(I155=\"\",'Historical scenario - input'!$D140=\"\"),\"\",I155/'Historical scenario - input'!$D140),\"\")","v":""},{"$f":"IFERROR(IF(OR(J155=\"\",'Historical scenario - input'!$D140=\"\"),\"\",J155/'Historical scenario - input'!$D140),\"\")","v":""},{"$f":"IFERROR(IF(OR(K155=\"\",'Historical scenario - input'!$D140=\"\"),\"\",K155/'Historical scenario - input'!$D140),\"\")","v":""},{"$f":"IFERROR(IF(OR(L155=\"\",'Historical scenario - input'!$D140=\"\"),\"\",L155/'Historical scenario - input'!$D140),\"\")","v":""},{"$f":"IFERROR(IF(OR(M155=\"\",'Historical scenario - input'!$D140=\"\"),\"\",M155/'Historical scenario - input'!$D140),\"\")","v":""},{"$f":"IFERROR(IF(OR(N155=\"\",'Historical scenario - input'!$D140=\"\"),\"\",N155/'Historical scenario - input'!$D140),\"\")","v":""},{"$f":"IFERROR(IF(OR(O155=\"\",'Historical scenario - input'!$D140=\"\"),\"\",O155/'Historical scenario - input'!$D140),\"\")","v":""},{"$f":"IFERROR(IF(OR(P155=\"\",'Historical scenario - input'!$D140=\"\"),\"\",P155/'Historical scenario - input'!$D140),\"\")","v":""},{"$f":"IFERROR(IF(OR(Q155=\"\",'Historical scenario - input'!$D140=\"\"),\"\",Q155/'Historical scenario - input'!$D140),\"\")","v":""},{"$f":"IFERROR(IF(OR(R155=\"\",'Historical scenario - input'!$D140=\"\"),\"\",R155/'Historical scenario - input'!$D140),\"\")","v":""},{"$f":"IFERROR(IF(OR(S155=\"\",'Historical scenario - input'!$D140=\"\"),\"\",S155/'Historical scenario - input'!$D140),\"\")","v":""},{"$f":"IFERROR(IF(OR(T155=\"\",'Historical scenario - input'!$D140=\"\"),\"\",T155/'Historical scenario - input'!$D140),\"\")","v":""},{"$f":"IFERROR(IF(OR(U155=\"\",'Historical scenario - input'!$D140=\"\"),\"\",U155/'Historical scenario - input'!$D140),\"\")","v":""},{"$f":"IFERROR(IF(OR(V155=\"\",'Historical scenario - input'!$D140=\"\"),\"\",V155/'Historical scenario - input'!$D140),\"\")","v":""},{"$f":"IFERROR(IF(OR(W155=\"\",'Historical scenario - input'!$D140=\"\"),\"\",W155/'Historical scenario - input'!$D140),\"\")","v":""}]
[{"$f":"IFERROR('Historical scenario - input'!A141,\"\")","v":""},{"$f":"IFERROR('Historical scenario - input'!B141,\"\")","v":0},{"$f":"IFERROR('Historical scenario - input'!C141,\"\")","v":0},{"$f":"IFERROR(repcalc('Historical scenario - input'!$CV141:$GH141,'Historical scenario - input'!$G141,'Historical scenario - input'!$E141,'Historical scenario - input'!$F141,20,TRUE,TRUE),\"\")","v":""},"","","","","","","","","","","","","","","","","","","",{"$f":"IFERROR(IF(OR(D156=\"\",'Historical scenario - input'!$D141=\"\"),\"\",D156/'Historical scenario - input'!$D141),\"\")","v":""},{"$f":"IFERROR(IF(OR(E156=\"\",'Historical scenario - input'!$D141=\"\"),\"\",E156/'Historical scenario - input'!$D141),\"\")","v":""},{"$f":"IFERROR(IF(OR(F156=\"\",'Historical scenario - input'!$D141=\"\"),\"\",F156/'Historical scenario - input'!$D141),\"\")","v":""},{"$f":"IFERROR(IF(OR(G156=\"\",'Historical scenario - input'!$D141=\"\"),\"\",G156/'Historical scenario - input'!$D141),\"\")","v":""},{"$f":"IFERROR(IF(OR(H156=\"\",'Historical scenario - input'!$D141=\"\"),\"\",H156/'Historical scenario - input'!$D141),\"\")","v":""},{"$f":"IFERROR(IF(OR(I156=\"\",'Historical scenario - input'!$D141=\"\"),\"\",I156/'Historical scenario - input'!$D141),\"\")","v":""},{"$f":"IFERROR(IF(OR(J156=\"\",'Historical scenario - input'!$D141=\"\"),\"\",J156/'Historical scenario - input'!$D141),\"\")","v":""},{"$f":"IFERROR(IF(OR(K156=\"\",'Historical scenario - input'!$D141=\"\"),\"\",K156/'Historical scenario - input'!$D141),\"\")","v":""},{"$f":"IFERROR(IF(OR(L156=\"\",'Historical scenario - input'!$D141=\"\"),\"\",L156/'Historical scenario - input'!$D141),\"\")","v":""},{"$f":"IFERROR(IF(OR(M156=\"\",'Historical scenario - input'!$D141=\"\"),\"\",M156/'Historical scenario - input'!$D141),\"\")","v":""},{"$f":"IFERROR(IF(OR(N156=\"\",'Historical scenario - input'!$D141=\"\"),\"\",N156/'Historical scenario - input'!$D141),\"\")","v":""},{"$f":"IFERROR(IF(OR(O156=\"\",'Historical scenario - input'!$D141=\"\"),\"\",O156/'Historical scenario - input'!$D141),\"\")","v":""},{"$f":"IFERROR(IF(OR(P156=\"\",'Historical scenario - input'!$D141=\"\"),\"\",P156/'Historical scenario - input'!$D141),\"\")","v":""},{"$f":"IFERROR(IF(OR(Q156=\"\",'Historical scenario - input'!$D141=\"\"),\"\",Q156/'Historical scenario - input'!$D141),\"\")","v":""},{"$f":"IFERROR(IF(OR(R156=\"\",'Historical scenario - input'!$D141=\"\"),\"\",R156/'Historical scenario - input'!$D141),\"\")","v":""},{"$f":"IFERROR(IF(OR(S156=\"\",'Historical scenario - input'!$D141=\"\"),\"\",S156/'Historical scenario - input'!$D141),\"\")","v":""},{"$f":"IFERROR(IF(OR(T156=\"\",'Historical scenario - input'!$D141=\"\"),\"\",T156/'Historical scenario - input'!$D141),\"\")","v":""},{"$f":"IFERROR(IF(OR(U156=\"\",'Historical scenario - input'!$D141=\"\"),\"\",U156/'Historical scenario - input'!$D141),\"\")","v":""},{"$f":"IFERROR(IF(OR(V156=\"\",'Historical scenario - input'!$D141=\"\"),\"\",V156/'Historical scenario - input'!$D141),\"\")","v":""},{"$f":"IFERROR(IF(OR(W156=\"\",'Historical scenario - input'!$D141=\"\"),\"\",W156/'Historical scenario - input'!$D141),\"\")","v":""}]
[{"$f":"IFERROR('Historical scenario - input'!A142,\"\")","v":""},{"$f":"IFERROR('Historical scenario - input'!B142,\"\")","v":0},{"$f":"IFERROR('Historical scenario - input'!C142,\"\")","v":0},{"$f":"IFERROR(repcalc('Historical scenario - input'!$CV142:$GH142,'Historical scenario - input'!$G142,'Historical scenario - input'!$E142,'Historical scenario - input'!$F142,20,TRUE,TRUE),\"\")","v":""},"","","","","","","","","","","","","","","","","","","",{"$f":"IFERROR(IF(OR(D157=\"\",'Historical scenario - input'!$D142=\"\"),\"\",D157/'Historical scenario - input'!$D142),\"\")","v":""},{"$f":"IFERROR(IF(OR(E157=\"\",'Historical scenario - input'!$D142=\"\"),\"\",E157/'Historical scenario - input'!$D142),\"\")","v":""},{"$f":"IFERROR(IF(OR(F157=\"\",'Historical scenario - input'!$D142=\"\"),\"\",F157/'Historical scenario - input'!$D142),\"\")","v":""},{"$f":"IFERROR(IF(OR(G157=\"\",'Historical scenario - input'!$D142=\"\"),\"\",G157/'Historical scenario - input'!$D142),\"\")","v":""},{"$f":"IFERROR(IF(OR(H157=\"\",'Historical scenario - input'!$D142=\"\"),\"\",H157/'Historical scenario - input'!$D142),\"\")","v":""},{"$f":"IFERROR(IF(OR(I157=\"\",'Historical scenario - input'!$D142=\"\"),\"\",I157/'Historical scenario - input'!$D142),\"\")","v":""},{"$f":"IFERROR(IF(OR(J157=\"\",'Historical scenario - input'!$D142=\"\"),\"\",J157/'Historical scenario - input'!$D142),\"\")","v":""},{"$f":"IFERROR(IF(OR(K157=\"\",'Historical scenario - input'!$D142=\"\"),\"\",K157/'Historical scenario - input'!$D142),\"\")","v":""},{"$f":"IFERROR(IF(OR(L157=\"\",'Historical scenario - input'!$D142=\"\"),\"\",L157/'Historical scenario - input'!$D142),\"\")","v":""},{"$f":"IFERROR(IF(OR(M157=\"\",'Historical scenario - input'!$D142=\"\"),\"\",M157/'Historical scenario - input'!$D142),\"\")","v":""},{"$f":"IFERROR(IF(OR(N157=\"\",'Historical scenario - input'!$D142=\"\"),\"\",N157/'Historical scenario - input'!$D142),\"\")","v":""},{"$f":"IFERROR(IF(OR(O157=\"\",'Historical scenario - input'!$D142=\"\"),\"\",O157/'Historical scenario - input'!$D142),\"\")","v":""},{"$f":"IFERROR(IF(OR(P157=\"\",'Historical scenario - input'!$D142=\"\"),\"\",P157/'Historical scenario - input'!$D142),\"\")","v":""},{"$f":"IFERROR(IF(OR(Q157=\"\",'Historical scenario - input'!$D142=\"\"),\"\",Q157/'Historical scenario - input'!$D142),\"\")","v":""},{"$f":"IFERROR(IF(OR(R157=\"\",'Historical scenario - input'!$D142=\"\"),\"\",R157/'Historical scenario - input'!$D142),\"\")","v":""},{"$f":"IFERROR(IF(OR(S157=\"\",'Historical scenario - input'!$D142=\"\"),\"\",S157/'Historical scenario - input'!$D142),\"\")","v":""},{"$f":"IFERROR(IF(OR(T157=\"\",'Historical scenario - input'!$D142=\"\"),\"\",T157/'Historical scenario - input'!$D142),\"\")","v":""},{"$f":"IFERROR(IF(OR(U157=\"\",'Historical scenario - input'!$D142=\"\"),\"\",U157/'Historical scenario - input'!$D142),\"\")","v":""},{"$f":"IFERROR(IF(OR(V157=\"\",'Historical scenario - input'!$D142=\"\"),\"\",V157/'Historical scenario - input'!$D142),\"\")","v":""},{"$f":"IFERROR(IF(OR(W157=\"\",'Historical scenario - input'!$D142=\"\"),\"\",W157/'Historical scenario - input'!$D142),\"\")","v":""}]
[{"$f":"IFERROR('Historical scenario - input'!A143,\"\")","v":""},{"$f":"IFERROR('Historical scenario - input'!B143,\"\")","v":0},{"$f":"IFERROR('Historical scenario - input'!C143,\"\")","v":0},{"$f":"IFERROR(repcalc('Historical scenario - input'!$CV143:$GH143,'Historical scenario - input'!$G143,'Historical scenario - input'!$E143,'Historical scenario - input'!$F143,20,TRUE,TRUE),\"\")","v":""},"","","","","","","","","","","","","","","","","","","",{"$f":"IFERROR(IF(OR(D158=\"\",'Historical scenario - input'!$D143=\"\"),\"\",D158/'Historical scenario - input'!$D143),\"\")","v":""},{"$f":"IFERROR(IF(OR(E158=\"\",'Historical scenario - input'!$D143=\"\"),\"\",E158/'Historical scenario - input'!$D143),\"\")","v":""},{"$f":"IFERROR(IF(OR(F158=\"\",'Historical scenario - input'!$D143=\"\"),\"\",F158/'Historical scenario - input'!$D143),\"\")","v":""},{"$f":"IFERROR(IF(OR(G158=\"\",'Historical scenario - input'!$D143=\"\"),\"\",G158/'Historical scenario - input'!$D143),\"\")","v":""},{"$f":"IFERROR(IF(OR(H158=\"\",'Historical scenario - input'!$D143=\"\"),\"\",H158/'Historical scenario - input'!$D143),\"\")","v":""},{"$f":"IFERROR(IF(OR(I158=\"\",'Historical scenario - input'!$D143=\"\"),\"\",I158/'Historical scenario - input'!$D143),\"\")","v":""},{"$f":"IFERROR(IF(OR(J158=\"\",'Historical scenario - input'!$D143=\"\"),\"\",J158/'Historical scenario - input'!$D143),\"\")","v":""},{"$f":"IFERROR(IF(OR(K158=\"\",'Historical scenario - input'!$D143=\"\"),\"\",K158/'Historical scenario - input'!$D143),\"\")","v":""},{"$f":"IFERROR(IF(OR(L158=\"\",'Historical scenario - input'!$D143=\"\"),\"\",L158/'Historical scenario - input'!$D143),\"\")","v":""},{"$f":"IFERROR(IF(OR(M158=\"\",'Historical scenario - input'!$D143=\"\"),\"\",M158/'Historical scenario - input'!$D143),\"\")","v":""},{"$f":"IFERROR(IF(OR(N158=\"\",'Historical scenario - input'!$D143=\"\"),\"\",N158/'Historical scenario - input'!$D143),\"\")","v":""},{"$f":"IFERROR(IF(OR(O158=\"\",'Historical scenario - input'!$D143=\"\"),\"\",O158/'Historical scenario - input'!$D143),\"\")","v":""},{"$f":"IFERROR(IF(OR(P158=\"\",'Historical scenario - input'!$D143=\"\"),\"\",P158/'Historical scenario - input'!$D143),\"\")","v":""},{"$f":"IFERROR(IF(OR(Q158=\"\",'Historical scenario - input'!$D143=\"\"),\"\",Q158/'Historical scenario - input'!$D143),\"\")","v":""},{"$f":"IFERROR(IF(OR(R158=\"\",'Historical scenario - input'!$D143=\"\"),\"\",R158/'Historical scenario - input'!$D143),\"\")","v":""},{"$f":"IFERROR(IF(OR(S158=\"\",'Historical scenario - input'!$D143=\"\"),\"\",S158/'Historical scenario - input'!$D143),\"\")","v":""},{"$f":"IFERROR(IF(OR(T158=\"\",'Historical scenario - input'!$D143=\"\"),\"\",T158/'Historical scenario - input'!$D143),\"\")","v":""},{"$f":"IFERROR(IF(OR(U158=\"\",'Historical scenario - input'!$D143=\"\"),\"\",U158/'Historical scenario - input'!$D143),\"\")","v":""},{"$f":"IFERROR(IF(OR(V158=\"\",'Historical scenario - input'!$D143=\"\"),\"\",V158/'Historical scenario - input'!$D143),\"\")","v":""},{"$f":"IFERROR(IF(OR(W158=\"\",'Historical scenario - input'!$D143=\"\"),\"\",W158/'Historical scenario - input'!$D143),\"\")","v":""}]
[{"$f":"IFERROR('Historical scenario - input'!A144,\"\")","v":""},{"$f":"IFERROR('Historical scenario - input'!B144,\"\")","v":0},{"$f":"IFERROR('Historical scenario - input'!C144,\"\")","v":0},{"$f":"IFERROR(repcalc('Historical scenario - input'!$CV144:$GH144,'Historical scenario - input'!$G144,'Historical scenario - input'!$E144,'Historical scenario - input'!$F144,20,TRUE,TRUE),\"\")","v":""},"","","","","","","","","","","","","","","","","","","",{"$f":"IFERROR(IF(OR(D159=\"\",'Historical scenario - input'!$D144=\"\"),\"\",D159/'Historical scenario - input'!$D144),\"\")","v":""},{"$f":"IFERROR(IF(OR(E159=\"\",'Historical scenario - input'!$D144=\"\"),\"\",E159/'Historical scenario - input'!$D144),\"\")","v":""},{"$f":"IFERROR(IF(OR(F159=\"\",'Historical scenario - input'!$D144=\"\"),\"\",F159/'Historical scenario - input'!$D144),\"\")","v":""},{"$f":"IFERROR(IF(OR(G159=\"\",'Historical scenario - input'!$D144=\"\"),\"\",G159/'Historical scenario - input'!$D144),\"\")","v":""},{"$f":"IFERROR(IF(OR(H159=\"\",'Historical scenario - input'!$D144=\"\"),\"\",H159/'Historical scenario - input'!$D144),\"\")","v":""},{"$f":"IFERROR(IF(OR(I159=\"\",'Historical scenario - input'!$D144=\"\"),\"\",I159/'Historical scenario - input'!$D144),\"\")","v":""},{"$f":"IFERROR(IF(OR(J159=\"\",'Historical scenario - input'!$D144=\"\"),\"\",J159/'Historical scenario - input'!$D144),\"\")","v":""},{"$f":"IFERROR(IF(OR(K159=\"\",'Historical scenario - input'!$D144=\"\"),\"\",K159/'Historical scenario - input'!$D144),\"\")","v":""},{"$f":"IFERROR(IF(OR(L159=\"\",'Historical scenario - input'!$D144=\"\"),\"\",L159/'Historical scenario - input'!$D144),\"\")","v":""},{"$f":"IFERROR(IF(OR(M159=\"\",'Historical scenario - input'!$D144=\"\"),\"\",M159/'Historical scenario - input'!$D144),\"\")","v":""},{"$f":"IFERROR(IF(OR(N159=\"\",'Historical scenario - input'!$D144=\"\"),\"\",N159/'Historical scenario - input'!$D144),\"\")","v":""},{"$f":"IFERROR(IF(OR(O159=\"\",'Historical scenario - input'!$D144=\"\"),\"\",O159/'Historical scenario - input'!$D144),\"\")","v":""},{"$f":"IFERROR(IF(OR(P159=\"\",'Historical scenario - input'!$D144=\"\"),\"\",P159/'Historical scenario - input'!$D144),\"\")","v":""},{"$f":"IFERROR(IF(OR(Q159=\"\",'Historical scenario - input'!$D144=\"\"),\"\",Q159/'Historical scenario - input'!$D144),\"\")","v":""},{"$f":"IFERROR(IF(OR(R159=\"\",'Historical scenario - input'!$D144=\"\"),\"\",R159/'Historical scenario - input'!$D144),\"\")","v":""},{"$f":"IFERROR(IF(OR(S159=\"\",'Historical scenario - input'!$D144=\"\"),\"\",S159/'Historical scenario - input'!$D144),\"\")","v":""},{"$f":"IFERROR(IF(OR(T159=\"\",'Historical scenario - input'!$D144=\"\"),\"\",T159/'Historical scenario - input'!$D144),\"\")","v":""},{"$f":"IFERROR(IF(OR(U159=\"\",'Historical scenario - input'!$D144=\"\"),\"\",U159/'Historical scenario - input'!$D144),\"\")","v":""},{"$f":"IFERROR(IF(OR(V159=\"\",'Historical scenario - input'!$D144=\"\"),\"\",V159/'Historical scenario - input'!$D144),\"\")","v":""},{"$f":"IFERROR(IF(OR(W159=\"\",'Historical scenario - input'!$D144=\"\"),\"\",W159/'Historical scenario - input'!$D144),\"\")","v":""}]
[{"$f":"IFERROR('Historical scenario - input'!A145,\"\")","v":""},{"$f":"IFERROR('Historical scenario - input'!B145,\"\")","v":0},{"$f":"IFERROR('Historical scenario - input'!C145,\"\")","v":0},{"$f":"IFERROR(repcalc('Historical scenario - input'!$CV145:$GH145,'Historical scenario - input'!$G145,'Historical scenario - input'!$E145,'Historical scenario - input'!$F145,20,TRUE,TRUE),\"\")","v":""},"","","","","","","","","","","","","","","","","","","",{"$f":"IFERROR(IF(OR(D160=\"\",'Historical scenario - input'!$D145=\"\"),\"\",D160/'Historical scenario - input'!$D145),\"\")","v":""},{"$f":"IFERROR(IF(OR(E160=\"\",'Historical scenario - input'!$D145=\"\"),\"\",E160/'Historical scenario - input'!$D145),\"\")","v":""},{"$f":"IFERROR(IF(OR(F160=\"\",'Historical scenario - input'!$D145=\"\"),\"\",F160/'Historical scenario - input'!$D145),\"\")","v":""},{"$f":"IFERROR(IF(OR(G160=\"\",'Historical scenario - input'!$D145=\"\"),\"\",G160/'Historical scenario - input'!$D145),\"\")","v":""},{"$f":"IFERROR(IF(OR(H160=\"\",'Historical scenario - input'!$D145=\"\"),\"\",H160/'Historical scenario - input'!$D145),\"\")","v":""},{"$f":"IFERROR(IF(OR(I160=\"\",'Historical scenario - input'!$D145=\"\"),\"\",I160/'Historical scenario - input'!$D145),\"\")","v":""},{"$f":"IFERROR(IF(OR(J160=\"\",'Historical scenario - input'!$D145=\"\"),\"\",J160/'Historical scenario - input'!$D145),\"\")","v":""},{"$f":"IFERROR(IF(OR(K160=\"\",'Historical scenario - input'!$D145=\"\"),\"\",K160/'Historical scenario - input'!$D145),\"\")","v":""},{"$f":"IFERROR(IF(OR(L160=\"\",'Historical scenario - input'!$D145=\"\"),\"\",L160/'Historical scenario - input'!$D145),\"\")","v":""},{"$f":"IFERROR(IF(OR(M160=\"\",'Historical scenario - input'!$D145=\"\"),\"\",M160/'Historical scenario - input'!$D145),\"\")","v":""},{"$f":"IFERROR(IF(OR(N160=\"\",'Historical scenario - input'!$D145=\"\"),\"\",N160/'Historical scenario - input'!$D145),\"\")","v":""},{"$f":"IFERROR(IF(OR(O160=\"\",'Historical scenario - input'!$D145=\"\"),\"\",O160/'Historical scenario - input'!$D145),\"\")","v":""},{"$f":"IFERROR(IF(OR(P160=\"\",'Historical scenario - input'!$D145=\"\"),\"\",P160/'Historical scenario - input'!$D145),\"\")","v":""},{"$f":"IFERROR(IF(OR(Q160=\"\",'Historical scenario - input'!$D145=\"\"),\"\",Q160/'Historical scenario - input'!$D145),\"\")","v":""},{"$f":"IFERROR(IF(OR(R160=\"\",'Historical scenario - input'!$D145=\"\"),\"\",R160/'Historical scenario - input'!$D145),\"\")","v":""},{"$f":"IFERROR(IF(OR(S160=\"\",'Historical scenario - input'!$D145=\"\"),\"\",S160/'Historical scenario - input'!$D145),\"\")","v":""},{"$f":"IFERROR(IF(OR(T160=\"\",'Historical scenario - input'!$D145=\"\"),\"\",T160/'Historical scenario - input'!$D145),\"\")","v":""},{"$f":"IFERROR(IF(OR(U160=\"\",'Historical scenario - input'!$D145=\"\"),\"\",U160/'Historical scenario - input'!$D145),\"\")","v":""},{"$f":"IFERROR(IF(OR(V160=\"\",'Historical scenario - input'!$D145=\"\"),\"\",V160/'Historical scenario - input'!$D145),\"\")","v":""},{"$f":"IFERROR(IF(OR(W160=\"\",'Historical scenario - input'!$D145=\"\"),\"\",W160/'Historical scenario - input'!$D145),\"\")","v":""}]
[{"$f":"IFERROR('Historical scenario - input'!A146,\"\")","v":""},{"$f":"IFERROR('Historical scenario - input'!B146,\"\")","v":0},{"$f":"IFERROR('Historical scenario - input'!C146,\"\")","v":0},{"$f":"IFERROR(repcalc('Historical scenario - input'!$CV146:$GH146,'Historical scenario - input'!$G146,'Historical scenario - input'!$E146,'Historical scenario - input'!$F146,20,TRUE,TRUE),\"\")","v":""},"","","","","","","","","","","","","","","","","","","",{"$f":"IFERROR(IF(OR(D161=\"\",'Historical scenario - input'!$D146=\"\"),\"\",D161/'Historical scenario - input'!$D146),\"\")","v":""},{"$f":"IFERROR(IF(OR(E161=\"\",'Historical scenario - input'!$D146=\"\"),\"\",E161/'Historical scenario - input'!$D146),\"\")","v":""},{"$f":"IFERROR(IF(OR(F161=\"\",'Historical scenario - input'!$D146=\"\"),\"\",F161/'Historical scenario - input'!$D146),\"\")","v":""},{"$f":"IFERROR(IF(OR(G161=\"\",'Historical scenario - input'!$D146=\"\"),\"\",G161/'Historical scenario - input'!$D146),\"\")","v":""},{"$f":"IFERROR(IF(OR(H161=\"\",'Historical scenario - input'!$D146=\"\"),\"\",H161/'Historical scenario - input'!$D146),\"\")","v":""},{"$f":"IFERROR(IF(OR(I161=\"\",'Historical scenario - input'!$D146=\"\"),\"\",I161/'Historical scenario - input'!$D146),\"\")","v":""},{"$f":"IFERROR(IF(OR(J161=\"\",'Historical scenario - input'!$D146=\"\"),\"\",J161/'Historical scenario - input'!$D146),\"\")","v":""},{"$f":"IFERROR(IF(OR(K161=\"\",'Historical scenario - input'!$D146=\"\"),\"\",K161/'Historical scenario - input'!$D146),\"\")","v":""},{"$f":"IFERROR(IF(OR(L161=\"\",'Historical scenario - input'!$D146=\"\"),\"\",L161/'Historical scenario - input'!$D146),\"\")","v":""},{"$f":"IFERROR(IF(OR(M161=\"\",'Historical scenario - input'!$D146=\"\"),\"\",M161/'Historical scenario - input'!$D146),\"\")","v":""},{"$f":"IFERROR(IF(OR(N161=\"\",'Historical scenario - input'!$D146=\"\"),\"\",N161/'Historical scenario - input'!$D146),\"\")","v":""},{"$f":"IFERROR(IF(OR(O161=\"\",'Historical scenario - input'!$D146=\"\"),\"\",O161/'Historical scenario - input'!$D146),\"\")","v":""},{"$f":"IFERROR(IF(OR(P161=\"\",'Historical scenario - input'!$D146=\"\"),\"\",P161/'Historical scenario - input'!$D146),\"\")","v":""},{"$f":"IFERROR(IF(OR(Q161=\"\",'Historical scenario - input'!$D146=\"\"),\"\",Q161/'Historical scenario - input'!$D146),\"\")","v":""},{"$f":"IFERROR(IF(OR(R161=\"\",'Historical scenario - input'!$D146=\"\"),\"\",R161/'Historical scenario - input'!$D146),\"\")","v":""},{"$f":"IFERROR(IF(OR(S161=\"\",'Historical scenario - input'!$D146=\"\"),\"\",S161/'Historical scenario - input'!$D146),\"\")","v":""},{"$f":"IFERROR(IF(OR(T161=\"\",'Historical scenario - input'!$D146=\"\"),\"\",T161/'Historical scenario - input'!$D146),\"\")","v":""},{"$f":"IFERROR(IF(OR(U161=\"\",'Historical scenario - input'!$D146=\"\"),\"\",U161/'Historical scenario - input'!$D146),\"\")","v":""},{"$f":"IFERROR(IF(OR(V161=\"\",'Historical scenario - input'!$D146=\"\"),\"\",V161/'Historical scenario - input'!$D146),\"\")","v":""},{"$f":"IFERROR(IF(OR(W161=\"\",'Historical scenario - input'!$D146=\"\"),\"\",W161/'Historical scenario - input'!$D146),\"\")","v":""}]
[{"$f":"IFERROR('Historical scenario - input'!A147,\"\")","v":""},{"$f":"IFERROR('Historical scenario - input'!B147,\"\")","v":0},{"$f":"IFERROR('Historical scenario - input'!C147,\"\")","v":0},{"$f":"IFERROR(repcalc('Historical scenario - input'!$CV147:$GH147,'Historical scenario - input'!$G147,'Historical scenario - input'!$E147,'Historical scenario - input'!$F147,20,TRUE,TRUE),\"\")","v":""},"","","","","","","","","","","","","","","","","","","",{"$f":"IFERROR(IF(OR(D162=\"\",'Historical scenario - input'!$D147=\"\"),\"\",D162/'Historical scenario - input'!$D147),\"\")","v":""},{"$f":"IFERROR(IF(OR(E162=\"\",'Historical scenario - input'!$D147=\"\"),\"\",E162/'Historical scenario - input'!$D147),\"\")","v":""},{"$f":"IFERROR(IF(OR(F162=\"\",'Historical scenario - input'!$D147=\"\"),\"\",F162/'Historical scenario - input'!$D147),\"\")","v":""},{"$f":"IFERROR(IF(OR(G162=\"\",'Historical scenario - input'!$D147=\"\"),\"\",G162/'Historical scenario - input'!$D147),\"\")","v":""},{"$f":"IFERROR(IF(OR(H162=\"\",'Historical scenario - input'!$D147=\"\"),\"\",H162/'Historical scenario - input'!$D147),\"\")","v":""},{"$f":"IFERROR(IF(OR(I162=\"\",'Historical scenario - input'!$D147=\"\"),\"\",I162/'Historical scenario - input'!$D147),\"\")","v":""},{"$f":"IFERROR(IF(OR(J162=\"\",'Historical scenario - input'!$D147=\"\"),\"\",J162/'Historical scenario - input'!$D147),\"\")","v":""},{"$f":"IFERROR(IF(OR(K162=\"\",'Historical scenario - input'!$D147=\"\"),\"\",K162/'Historical scenario - input'!$D147),\"\")","v":""},{"$f":"IFERROR(IF(OR(L162=\"\",'Historical scenario - input'!$D147=\"\"),\"\",L162/'Historical scenario - input'!$D147),\"\")","v":""},{"$f":"IFERROR(IF(OR(M162=\"\",'Historical scenario - input'!$D147=\"\"),\"\",M162/'Historical scenario - input'!$D147),\"\")","v":""},{"$f":"IFERROR(IF(OR(N162=\"\",'Historical scenario - input'!$D147=\"\"),\"\",N162/'Historical scenario - input'!$D147),\"\")","v":""},{"$f":"IFERROR(IF(OR(O162=\"\",'Historical scenario - input'!$D147=\"\"),\"\",O162/'Historical scenario - input'!$D147),\"\")","v":""},{"$f":"IFERROR(IF(OR(P162=\"\",'Historical scenario - input'!$D147=\"\"),\"\",P162/'Historical scenario - input'!$D147),\"\")","v":""},{"$f":"IFERROR(IF(OR(Q162=\"\",'Historical scenario - input'!$D147=\"\"),\"\",Q162/'Historical scenario - input'!$D147),\"\")","v":""},{"$f":"IFERROR(IF(OR(R162=\"\",'Historical scenario - input'!$D147=\"\"),\"\",R162/'Historical scenario - input'!$D147),\"\")","v":""},{"$f":"IFERROR(IF(OR(S162=\"\",'Historical scenario - input'!$D147=\"\"),\"\",S162/'Historical scenario - input'!$D147),\"\")","v":""},{"$f":"IFERROR(IF(OR(T162=\"\",'Historical scenario - input'!$D147=\"\"),\"\",T162/'Historical scenario - input'!$D147),\"\")","v":""},{"$f":"IFERROR(IF(OR(U162=\"\",'Historical scenario - input'!$D147=\"\"),\"\",U162/'Historical scenario - input'!$D147),\"\")","v":""},{"$f":"IFERROR(IF(OR(V162=\"\",'Historical scenario - input'!$D147=\"\"),\"\",V162/'Historical scenario - input'!$D147),\"\")","v":""},{"$f":"IFERROR(IF(OR(W162=\"\",'Historical scenario - input'!$D147=\"\"),\"\",W162/'Historical scenario - input'!$D147),\"\")","v":""}]
[{"$f":"IFERROR('Historical scenario - input'!A148,\"\")","v":""},{"$f":"IFERROR('Historical scenario - input'!B148,\"\")","v":0},{"$f":"IFERROR('Historical scenario - input'!C148,\"\")","v":0},{"$f":"IFERROR(repcalc('Historical scenario - input'!$CV148:$GH148,'Historical scenario - input'!$G148,'Historical scenario - input'!$E148,'Historical scenario - input'!$F148,20,TRUE,TRUE),\"\")","v":""},"","","","","","","","","","","","","","","","","","","",{"$f":"IFERROR(IF(OR(D163=\"\",'Historical scenario - input'!$D148=\"\"),\"\",D163/'Historical scenario - input'!$D148),\"\")","v":""},{"$f":"IFERROR(IF(OR(E163=\"\",'Historical scenario - input'!$D148=\"\"),\"\",E163/'Historical scenario - input'!$D148),\"\")","v":""},{"$f":"IFERROR(IF(OR(F163=\"\",'Historical scenario - input'!$D148=\"\"),\"\",F163/'Historical scenario - input'!$D148),\"\")","v":""},{"$f":"IFERROR(IF(OR(G163=\"\",'Historical scenario - input'!$D148=\"\"),\"\",G163/'Historical scenario - input'!$D148),\"\")","v":""},{"$f":"IFERROR(IF(OR(H163=\"\",'Historical scenario - input'!$D148=\"\"),\"\",H163/'Historical scenario - input'!$D148),\"\")","v":""},{"$f":"IFERROR(IF(OR(I163=\"\",'Historical scenario - input'!$D148=\"\"),\"\",I163/'Historical scenario - input'!$D148),\"\")","v":""},{"$f":"IFERROR(IF(OR(J163=\"\",'Historical scenario - input'!$D148=\"\"),\"\",J163/'Historical scenario - input'!$D148),\"\")","v":""},{"$f":"IFERROR(IF(OR(K163=\"\",'Historical scenario - input'!$D148=\"\"),\"\",K163/'Historical scenario - input'!$D148),\"\")","v":""},{"$f":"IFERROR(IF(OR(L163=\"\",'Historical scenario - input'!$D148=\"\"),\"\",L163/'Historical scenario - input'!$D148),\"\")","v":""},{"$f":"IFERROR(IF(OR(M163=\"\",'Historical scenario - input'!$D148=\"\"),\"\",M163/'Historical scenario - input'!$D148),\"\")","v":""},{"$f":"IFERROR(IF(OR(N163=\"\",'Historical scenario - input'!$D148=\"\"),\"\",N163/'Historical scenario - input'!$D148),\"\")","v":""},{"$f":"IFERROR(IF(OR(O163=\"\",'Historical scenario - input'!$D148=\"\"),\"\",O163/'Historical scenario - input'!$D148),\"\")","v":""},{"$f":"IFERROR(IF(OR(P163=\"\",'Historical scenario - input'!$D148=\"\"),\"\",P163/'Historical scenario - input'!$D148),\"\")","v":""},{"$f":"IFERROR(IF(OR(Q163=\"\",'Historical scenario - input'!$D148=\"\"),\"\",Q163/'Historical scenario - input'!$D148),\"\")","v":""},{"$f":"IFERROR(IF(OR(R163=\"\",'Historical scenario - input'!$D148=\"\"),\"\",R163/'Historical scenario - input'!$D148),\"\")","v":""},{"$f":"IFERROR(IF(OR(S163=\"\",'Historical scenario - input'!$D148=\"\"),\"\",S163/'Historical scenario - input'!$D148),\"\")","v":""},{"$f":"IFERROR(IF(OR(T163=\"\",'Historical scenario - input'!$D148=\"\"),\"\",T163/'Historical scenario - input'!$D148),\"\")","v":""},{"$f":"IFERROR(IF(OR(U163=\"\",'Historical scenario - input'!$D148=\"\"),\"\",U163/'Historical scenario - input'!$D148),\"\")","v":""},{"$f":"IFERROR(IF(OR(V163=\"\",'Historical scenario - input'!$D148=\"\"),\"\",V163/'Historical scenario - input'!$D148),\"\")","v":""},{"$f":"IFERROR(IF(OR(W163=\"\",'Historical scenario - input'!$D148=\"\"),\"\",W163/'Historical scenario - input'!$D148),\"\")","v":""}]
[{"$f":"IFERROR('Historical scenario - input'!A149,\"\")","v":""},{"$f":"IFERROR('Historical scenario - input'!B149,\"\")","v":0},{"$f":"IFERROR('Historical scenario - input'!C149,\"\")","v":0},{"$f":"IFERROR(repcalc('Historical scenario - input'!$CV149:$GH149,'Historical scenario - input'!$G149,'Historical scenario - input'!$E149,'Historical scenario - input'!$F149,20,TRUE,TRUE),\"\")","v":""},"","","","","","","","","","","","","","","","","","","",{"$f":"IFERROR(IF(OR(D164=\"\",'Historical scenario - input'!$D149=\"\"),\"\",D164/'Historical scenario - input'!$D149),\"\")","v":""},{"$f":"IFERROR(IF(OR(E164=\"\",'Historical scenario - input'!$D149=\"\"),\"\",E164/'Historical scenario - input'!$D149),\"\")","v":""},{"$f":"IFERROR(IF(OR(F164=\"\",'Historical scenario - input'!$D149=\"\"),\"\",F164/'Historical scenario - input'!$D149),\"\")","v":""},{"$f":"IFERROR(IF(OR(G164=\"\",'Historical scenario - input'!$D149=\"\"),\"\",G164/'Historical scenario - input'!$D149),\"\")","v":""},{"$f":"IFERROR(IF(OR(H164=\"\",'Historical scenario - input'!$D149=\"\"),\"\",H164/'Historical scenario - input'!$D149),\"\")","v":""},{"$f":"IFERROR(IF(OR(I164=\"\",'Historical scenario - input'!$D149=\"\"),\"\",I164/'Historical scenario - input'!$D149),\"\")","v":""},{"$f":"IFERROR(IF(OR(J164=\"\",'Historical scenario - input'!$D149=\"\"),\"\",J164/'Historical scenario - input'!$D149),\"\")","v":""},{"$f":"IFERROR(IF(OR(K164=\"\",'Historical scenario - input'!$D149=\"\"),\"\",K164/'Historical scenario - input'!$D149),\"\")","v":""},{"$f":"IFERROR(IF(OR(L164=\"\",'Historical scenario - input'!$D149=\"\"),\"\",L164/'Historical scenario - input'!$D149),\"\")","v":""},{"$f":"IFERROR(IF(OR(M164=\"\",'Historical scenario - input'!$D149=\"\"),\"\",M164/'Historical scenario - input'!$D149),\"\")","v":""},{"$f":"IFERROR(IF(OR(N164=\"\",'Historical scenario - input'!$D149=\"\"),\"\",N164/'Historical scenario - input'!$D149),\"\")","v":""},{"$f":"IFERROR(IF(OR(O164=\"\",'Historical scenario - input'!$D149=\"\"),\"\",O164/'Historical scenario - input'!$D149),\"\")","v":""},{"$f":"IFERROR(IF(OR(P164=\"\",'Historical scenario - input'!$D149=\"\"),\"\",P164/'Historical scenario - input'!$D149),\"\")","v":""},{"$f":"IFERROR(IF(OR(Q164=\"\",'Historical scenario - input'!$D149=\"\"),\"\",Q164/'Historical scenario - input'!$D149),\"\")","v":""},{"$f":"IFERROR(IF(OR(R164=\"\",'Historical scenario - input'!$D149=\"\"),\"\",R164/'Historical scenario - input'!$D149),\"\")","v":""},{"$f":"IFERROR(IF(OR(S164=\"\",'Historical scenario - input'!$D149=\"\"),\"\",S164/'Historical scenario - input'!$D149),\"\")","v":""},{"$f":"IFERROR(IF(OR(T164=\"\",'Historical scenario - input'!$D149=\"\"),\"\",T164/'Historical scenario - input'!$D149),\"\")","v":""},{"$f":"IFERROR(IF(OR(U164=\"\",'Historical scenario - input'!$D149=\"\"),\"\",U164/'Historical scenario - input'!$D149),\"\")","v":""},{"$f":"IFERROR(IF(OR(V164=\"\",'Historical scenario - input'!$D149=\"\"),\"\",V164/'Historical scenario - input'!$D149),\"\")","v":""},{"$f":"IFERROR(IF(OR(W164=\"\",'Historical scenario - input'!$D149=\"\"),\"\",W164/'Historical scenario - input'!$D149),\"\")","v":""}]
[{"$f":"IFERROR('Historical scenario - input'!A150,\"\")","v":""},{"$f":"IFERROR('Historical scenario - input'!B150,\"\")","v":0},{"$f":"IFERROR('Historical scenario - input'!C150,\"\")","v":0},{"$f":"IFERROR(repcalc('Historical scenario - input'!$CV150:$GH150,'Historical scenario - input'!$G150,'Historical scenario - input'!$E150,'Historical scenario - input'!$F150,20,TRUE,TRUE),\"\")","v":""},"","","","","","","","","","","","","","","","","","","",{"$f":"IFERROR(IF(OR(D165=\"\",'Historical scenario - input'!$D150=\"\"),\"\",D165/'Historical scenario - input'!$D150),\"\")","v":""},{"$f":"IFERROR(IF(OR(E165=\"\",'Historical scenario - input'!$D150=\"\"),\"\",E165/'Historical scenario - input'!$D150),\"\")","v":""},{"$f":"IFERROR(IF(OR(F165=\"\",'Historical scenario - input'!$D150=\"\"),\"\",F165/'Historical scenario - input'!$D150),\"\")","v":""},{"$f":"IFERROR(IF(OR(G165=\"\",'Historical scenario - input'!$D150=\"\"),\"\",G165/'Historical scenario - input'!$D150),\"\")","v":""},{"$f":"IFERROR(IF(OR(H165=\"\",'Historical scenario - input'!$D150=\"\"),\"\",H165/'Historical scenario - input'!$D150),\"\")","v":""},{"$f":"IFERROR(IF(OR(I165=\"\",'Historical scenario - input'!$D150=\"\"),\"\",I165/'Historical scenario - input'!$D150),\"\")","v":""},{"$f":"IFERROR(IF(OR(J165=\"\",'Historical scenario - input'!$D150=\"\"),\"\",J165/'Historical scenario - input'!$D150),\"\")","v":""},{"$f":"IFERROR(IF(OR(K165=\"\",'Historical scenario - input'!$D150=\"\"),\"\",K165/'Historical scenario - input'!$D150),\"\")","v":""},{"$f":"IFERROR(IF(OR(L165=\"\",'Historical scenario - input'!$D150=\"\"),\"\",L165/'Historical scenario - input'!$D150),\"\")","v":""},{"$f":"IFERROR(IF(OR(M165=\"\",'Historical scenario - input'!$D150=\"\"),\"\",M165/'Historical scenario - input'!$D150),\"\")","v":""},{"$f":"IFERROR(IF(OR(N165=\"\",'Historical scenario - input'!$D150=\"\"),\"\",N165/'Historical scenario - input'!$D150),\"\")","v":""},{"$f":"IFERROR(IF(OR(O165=\"\",'Historical scenario - input'!$D150=\"\"),\"\",O165/'Historical scenario - input'!$D150),\"\")","v":""},{"$f":"IFERROR(IF(OR(P165=\"\",'Historical scenario - input'!$D150=\"\"),\"\",P165/'Historical scenario - input'!$D150),\"\")","v":""},{"$f":"IFERROR(IF(OR(Q165=\"\",'Historical scenario - input'!$D150=\"\"),\"\",Q165/'Historical scenario - input'!$D150),\"\")","v":""},{"$f":"IFERROR(IF(OR(R165=\"\",'Historical scenario - input'!$D150=\"\"),\"\",R165/'Historical scenario - input'!$D150),\"\")","v":""},{"$f":"IFERROR(IF(OR(S165=\"\",'Historical scenario - input'!$D150=\"\"),\"\",S165/'Historical scenario - input'!$D150),\"\")","v":""},{"$f":"IFERROR(IF(OR(T165=\"\",'Historical scenario - input'!$D150=\"\"),\"\",T165/'Historical scenario - input'!$D150),\"\")","v":""},{"$f":"IFERROR(IF(OR(U165=\"\",'Historical scenario - input'!$D150=\"\"),\"\",U165/'Historical scenario - input'!$D150),\"\")","v":""},{"$f":"IFERROR(IF(OR(V165=\"\",'Historical scenario - input'!$D150=\"\"),\"\",V165/'Historical scenario - input'!$D150),\"\")","v":""},{"$f":"IFERROR(IF(OR(W165=\"\",'Historical scenario - input'!$D150=\"\"),\"\",W165/'Historical scenario - input'!$D150),\"\")","v":""}]
[{"$f":"IFERROR('Historical scenario - input'!A151,\"\")","v":""},{"$f":"IFERROR('Historical scenario - input'!B151,\"\")","v":0},{"$f":"IFERROR('Historical scenario - input'!C151,\"\")","v":0},{"$f":"IFERROR(repcalc('Historical scenario - input'!$CV151:$GH151,'Historical scenario - input'!$G151,'Historical scenario - input'!$E151,'Historical scenario - input'!$F151,20,TRUE,TRUE),\"\")","v":""},"","","","","","","","","","","","","","","","","","","",{"$f":"IFERROR(IF(OR(D166=\"\",'Historical scenario - input'!$D151=\"\"),\"\",D166/'Historical scenario - input'!$D151),\"\")","v":""},{"$f":"IFERROR(IF(OR(E166=\"\",'Historical scenario - input'!$D151=\"\"),\"\",E166/'Historical scenario - input'!$D151),\"\")","v":""},{"$f":"IFERROR(IF(OR(F166=\"\",'Historical scenario - input'!$D151=\"\"),\"\",F166/'Historical scenario - input'!$D151),\"\")","v":""},{"$f":"IFERROR(IF(OR(G166=\"\",'Historical scenario - input'!$D151=\"\"),\"\",G166/'Historical scenario - input'!$D151),\"\")","v":""},{"$f":"IFERROR(IF(OR(H166=\"\",'Historical scenario - input'!$D151=\"\"),\"\",H166/'Historical scenario - input'!$D151),\"\")","v":""},{"$f":"IFERROR(IF(OR(I166=\"\",'Historical scenario - input'!$D151=\"\"),\"\",I166/'Historical scenario - input'!$D151),\"\")","v":""},{"$f":"IFERROR(IF(OR(J166=\"\",'Historical scenario - input'!$D151=\"\"),\"\",J166/'Historical scenario - input'!$D151),\"\")","v":""},{"$f":"IFERROR(IF(OR(K166=\"\",'Historical scenario - input'!$D151=\"\"),\"\",K166/'Historical scenario - input'!$D151),\"\")","v":""},{"$f":"IFERROR(IF(OR(L166=\"\",'Historical scenario - input'!$D151=\"\"),\"\",L166/'Historical scenario - input'!$D151),\"\")","v":""},{"$f":"IFERROR(IF(OR(M166=\"\",'Historical scenario - input'!$D151=\"\"),\"\",M166/'Historical scenario - input'!$D151),\"\")","v":""},{"$f":"IFERROR(IF(OR(N166=\"\",'Historical scenario - input'!$D151=\"\"),\"\",N166/'Historical scenario - input'!$D151),\"\")","v":""},{"$f":"IFERROR(IF(OR(O166=\"\",'Historical scenario - input'!$D151=\"\"),\"\",O166/'Historical scenario - input'!$D151),\"\")","v":""},{"$f":"IFERROR(IF(OR(P166=\"\",'Historical scenario - input'!$D151=\"\"),\"\",P166/'Historical scenario - input'!$D151),\"\")","v":""},{"$f":"IFERROR(IF(OR(Q166=\"\",'Historical scenario - input'!$D151=\"\"),\"\",Q166/'Historical scenario - input'!$D151),\"\")","v":""},{"$f":"IFERROR(IF(OR(R166=\"\",'Historical scenario - input'!$D151=\"\"),\"\",R166/'Historical scenario - input'!$D151),\"\")","v":""},{"$f":"IFERROR(IF(OR(S166=\"\",'Historical scenario - input'!$D151=\"\"),\"\",S166/'Historical scenario - input'!$D151),\"\")","v":""},{"$f":"IFERROR(IF(OR(T166=\"\",'Historical scenario - input'!$D151=\"\"),\"\",T166/'Historical scenario - input'!$D151),\"\")","v":""},{"$f":"IFERROR(IF(OR(U166=\"\",'Historical scenario - input'!$D151=\"\"),\"\",U166/'Historical scenario - input'!$D151),\"\")","v":""},{"$f":"IFERROR(IF(OR(V166=\"\",'Historical scenario - input'!$D151=\"\"),\"\",V166/'Historical scenario - input'!$D151),\"\")","v":""},{"$f":"IFERROR(IF(OR(W166=\"\",'Historical scenario - input'!$D151=\"\"),\"\",W166/'Historical scenario - input'!$D151),\"\")","v":""}]
[{"$f":"IFERROR('Historical scenario - input'!A152,\"\")","v":""},{"$f":"IFERROR('Historical scenario - input'!B152,\"\")","v":0},{"$f":"IFERROR('Historical scenario - input'!C152,\"\")","v":0},{"$f":"IFERROR(repcalc('Historical scenario - input'!$CV152:$GH152,'Historical scenario - input'!$G152,'Historical scenario - input'!$E152,'Historical scenario - input'!$F152,20,TRUE,TRUE),\"\")","v":""},"","","","","","","","","","","","","","","","","","","",{"$f":"IFERROR(IF(OR(D167=\"\",'Historical scenario - input'!$D152=\"\"),\"\",D167/'Historical scenario - input'!$D152),\"\")","v":""},{"$f":"IFERROR(IF(OR(E167=\"\",'Historical scenario - input'!$D152=\"\"),\"\",E167/'Historical scenario - input'!$D152),\"\")","v":""},{"$f":"IFERROR(IF(OR(F167=\"\",'Historical scenario - input'!$D152=\"\"),\"\",F167/'Historical scenario - input'!$D152),\"\")","v":""},{"$f":"IFERROR(IF(OR(G167=\"\",'Historical scenario - input'!$D152=\"\"),\"\",G167/'Historical scenario - input'!$D152),\"\")","v":""},{"$f":"IFERROR(IF(OR(H167=\"\",'Historical scenario - input'!$D152=\"\"),\"\",H167/'Historical scenario - input'!$D152),\"\")","v":""},{"$f":"IFERROR(IF(OR(I167=\"\",'Historical scenario - input'!$D152=\"\"),\"\",I167/'Historical scenario - input'!$D152),\"\")","v":""},{"$f":"IFERROR(IF(OR(J167=\"\",'Historical scenario - input'!$D152=\"\"),\"\",J167/'Historical scenario - input'!$D152),\"\")","v":""},{"$f":"IFERROR(IF(OR(K167=\"\",'Historical scenario - input'!$D152=\"\"),\"\",K167/'Historical scenario - input'!$D152),\"\")","v":""},{"$f":"IFERROR(IF(OR(L167=\"\",'Historical scenario - input'!$D152=\"\"),\"\",L167/'Historical scenario - input'!$D152),\"\")","v":""},{"$f":"IFERROR(IF(OR(M167=\"\",'Historical scenario - input'!$D152=\"\"),\"\",M167/'Historical scenario - input'!$D152),\"\")","v":""},{"$f":"IFERROR(IF(OR(N167=\"\",'Historical scenario - input'!$D152=\"\"),\"\",N167/'Historical scenario - input'!$D152),\"\")","v":""},{"$f":"IFERROR(IF(OR(O167=\"\",'Historical scenario - input'!$D152=\"\"),\"\",O167/'Historical scenario - input'!$D152),\"\")","v":""},{"$f":"IFERROR(IF(OR(P167=\"\",'Historical scenario - input'!$D152=\"\"),\"\",P167/'Historical scenario - input'!$D152),\"\")","v":""},{"$f":"IFERROR(IF(OR(Q167=\"\",'Historical scenario - input'!$D152=\"\"),\"\",Q167/'Historical scenario - input'!$D152),\"\")","v":""},{"$f":"IFERROR(IF(OR(R167=\"\",'Historical scenario - input'!$D152=\"\"),\"\",R167/'Historical scenario - input'!$D152),\"\")","v":""},{"$f":"IFERROR(IF(OR(S167=\"\",'Historical scenario - input'!$D152=\"\"),\"\",S167/'Historical scenario - input'!$D152),\"\")","v":""},{"$f":"IFERROR(IF(OR(T167=\"\",'Historical scenario - input'!$D152=\"\"),\"\",T167/'Historical scenario - input'!$D152),\"\")","v":""},{"$f":"IFERROR(IF(OR(U167=\"\",'Historical scenario - input'!$D152=\"\"),\"\",U167/'Historical scenario - input'!$D152),\"\")","v":""},{"$f":"IFERROR(IF(OR(V167=\"\",'Historical scenario - input'!$D152=\"\"),\"\",V167/'Historical scenario - input'!$D152),\"\")","v":""},{"$f":"IFERROR(IF(OR(W167=\"\",'Historical scenario - input'!$D152=\"\"),\"\",W167/'Historical scenario - input'!$D152),\"\")","v":""}]
[{"$f":"IFERROR('Historical scenario - input'!A153,\"\")","v":""},{"$f":"IFERROR('Historical scenario - input'!B153,\"\")","v":0},{"$f":"IFERROR('Historical scenario - input'!C153,\"\")","v":0},{"$f":"IFERROR(repcalc('Historical scenario - input'!$CV153:$GH153,'Historical scenario - input'!$G153,'Historical scenario - input'!$E153,'Historical scenario - input'!$F153,20,TRUE,TRUE),\"\")","v":""},"","","","","","","","","","","","","","","","","","","",{"$f":"IFERROR(IF(OR(D168=\"\",'Historical scenario - input'!$D153=\"\"),\"\",D168/'Historical scenario - input'!$D153),\"\")","v":""},{"$f":"IFERROR(IF(OR(E168=\"\",'Historical scenario - input'!$D153=\"\"),\"\",E168/'Historical scenario - input'!$D153),\"\")","v":""},{"$f":"IFERROR(IF(OR(F168=\"\",'Historical scenario - input'!$D153=\"\"),\"\",F168/'Historical scenario - input'!$D153),\"\")","v":""},{"$f":"IFERROR(IF(OR(G168=\"\",'Historical scenario - input'!$D153=\"\"),\"\",G168/'Historical scenario - input'!$D153),\"\")","v":""},{"$f":"IFERROR(IF(OR(H168=\"\",'Historical scenario - input'!$D153=\"\"),\"\",H168/'Historical scenario - input'!$D153),\"\")","v":""},{"$f":"IFERROR(IF(OR(I168=\"\",'Historical scenario - input'!$D153=\"\"),\"\",I168/'Historical scenario - input'!$D153),\"\")","v":""},{"$f":"IFERROR(IF(OR(J168=\"\",'Historical scenario - input'!$D153=\"\"),\"\",J168/'Historical scenario - input'!$D153),\"\")","v":""},{"$f":"IFERROR(IF(OR(K168=\"\",'Historical scenario - input'!$D153=\"\"),\"\",K168/'Historical scenario - input'!$D153),\"\")","v":""},{"$f":"IFERROR(IF(OR(L168=\"\",'Historical scenario - input'!$D153=\"\"),\"\",L168/'Historical scenario - input'!$D153),\"\")","v":""},{"$f":"IFERROR(IF(OR(M168=\"\",'Historical scenario - input'!$D153=\"\"),\"\",M168/'Historical scenario - input'!$D153),\"\")","v":""},{"$f":"IFERROR(IF(OR(N168=\"\",'Historical scenario - input'!$D153=\"\"),\"\",N168/'Historical scenario - input'!$D153),\"\")","v":""},{"$f":"IFERROR(IF(OR(O168=\"\",'Historical scenario - input'!$D153=\"\"),\"\",O168/'Historical scenario - input'!$D153),\"\")","v":""},{"$f":"IFERROR(IF(OR(P168=\"\",'Historical scenario - input'!$D153=\"\"),\"\",P168/'Historical scenario - input'!$D153),\"\")","v":""},{"$f":"IFERROR(IF(OR(Q168=\"\",'Historical scenario - input'!$D153=\"\"),\"\",Q168/'Historical scenario - input'!$D153),\"\")","v":""},{"$f":"IFERROR(IF(OR(R168=\"\",'Historical scenario - input'!$D153=\"\"),\"\",R168/'Historical scenario - input'!$D153),\"\")","v":""},{"$f":"IFERROR(IF(OR(S168=\"\",'Historical scenario - input'!$D153=\"\"),\"\",S168/'Historical scenario - input'!$D153),\"\")","v":""},{"$f":"IFERROR(IF(OR(T168=\"\",'Historical scenario - input'!$D153=\"\"),\"\",T168/'Historical scenario - input'!$D153),\"\")","v":""},{"$f":"IFERROR(IF(OR(U168=\"\",'Historical scenario - input'!$D153=\"\"),\"\",U168/'Historical scenario - input'!$D153),\"\")","v":""},{"$f":"IFERROR(IF(OR(V168=\"\",'Historical scenario - input'!$D153=\"\"),\"\",V168/'Historical scenario - input'!$D153),\"\")","v":""},{"$f":"IFERROR(IF(OR(W168=\"\",'Historical scenario - input'!$D153=\"\"),\"\",W168/'Historical scenario - input'!$D153),\"\")","v":""}]
[{"$f":"IFERROR('Historical scenario - input'!A154,\"\")","v":""},{"$f":"IFERROR('Historical scenario - input'!B154,\"\")","v":0},{"$f":"IFERROR('Historical scenario - input'!C154,\"\")","v":0},{"$f":"IFERROR(repcalc('Historical scenario - input'!$CV154:$GH154,'Historical scenario - input'!$G154,'Historical scenario - input'!$E154,'Historical scenario - input'!$F154,20,TRUE,TRUE),\"\")","v":""},"","","","","","","","","","","","","","","","","","","",{"$f":"IFERROR(IF(OR(D169=\"\",'Historical scenario - input'!$D154=\"\"),\"\",D169/'Historical scenario - input'!$D154),\"\")","v":""},{"$f":"IFERROR(IF(OR(E169=\"\",'Historical scenario - input'!$D154=\"\"),\"\",E169/'Historical scenario - input'!$D154),\"\")","v":""},{"$f":"IFERROR(IF(OR(F169=\"\",'Historical scenario - input'!$D154=\"\"),\"\",F169/'Historical scenario - input'!$D154),\"\")","v":""},{"$f":"IFERROR(IF(OR(G169=\"\",'Historical scenario - input'!$D154=\"\"),\"\",G169/'Historical scenario - input'!$D154),\"\")","v":""},{"$f":"IFERROR(IF(OR(H169=\"\",'Historical scenario - input'!$D154=\"\"),\"\",H169/'Historical scenario - input'!$D154),\"\")","v":""},{"$f":"IFERROR(IF(OR(I169=\"\",'Historical scenario - input'!$D154=\"\"),\"\",I169/'Historical scenario - input'!$D154),\"\")","v":""},{"$f":"IFERROR(IF(OR(J169=\"\",'Historical scenario - input'!$D154=\"\"),\"\",J169/'Historical scenario - input'!$D154),\"\")","v":""},{"$f":"IFERROR(IF(OR(K169=\"\",'Historical scenario - input'!$D154=\"\"),\"\",K169/'Historical scenario - input'!$D154),\"\")","v":""},{"$f":"IFERROR(IF(OR(L169=\"\",'Historical scenario - input'!$D154=\"\"),\"\",L169/'Historical scenario - input'!$D154),\"\")","v":""},{"$f":"IFERROR(IF(OR(M169=\"\",'Historical scenario - input'!$D154=\"\"),\"\",M169/'Historical scenario - input'!$D154),\"\")","v":""},{"$f":"IFERROR(IF(OR(N169=\"\",'Historical scenario - input'!$D154=\"\"),\"\",N169/'Historical scenario - input'!$D154),\"\")","v":""},{"$f":"IFERROR(IF(OR(O169=\"\",'Historical scenario - input'!$D154=\"\"),\"\",O169/'Historical scenario - input'!$D154),\"\")","v":""},{"$f":"IFERROR(IF(OR(P169=\"\",'Historical scenario - input'!$D154=\"\"),\"\",P169/'Historical scenario - input'!$D154),\"\")","v":""},{"$f":"IFERROR(IF(OR(Q169=\"\",'Historical scenario - input'!$D154=\"\"),\"\",Q169/'Historical scenario - input'!$D154),\"\")","v":""},{"$f":"IFERROR(IF(OR(R169=\"\",'Historical scenario - input'!$D154=\"\"),\"\",R169/'Historical scenario - input'!$D154),\"\")","v":""},{"$f":"IFERROR(IF(OR(S169=\"\",'Historical scenario - input'!$D154=\"\"),\"\",S169/'Historical scenario - input'!$D154),\"\")","v":""},{"$f":"IFERROR(IF(OR(T169=\"\",'Historical scenario - input'!$D154=\"\"),\"\",T169/'Historical scenario - input'!$D154),\"\")","v":""},{"$f":"IFERROR(IF(OR(U169=\"\",'Historical scenario - input'!$D154=\"\"),\"\",U169/'Historical scenario - input'!$D154),\"\")","v":""},{"$f":"IFERROR(IF(OR(V169=\"\",'Historical scenario - input'!$D154=\"\"),\"\",V169/'Historical scenario - input'!$D154),\"\")","v":""},{"$f":"IFERROR(IF(OR(W169=\"\",'Historical scenario - input'!$D154=\"\"),\"\",W169/'Historical scenario - input'!$D154),\"\")","v":""}]
[{"$f":"IFERROR('Historical scenario - input'!A155,\"\")","v":""},{"$f":"IFERROR('Historical scenario - input'!B155,\"\")","v":0},{"$f":"IFERROR('Historical scenario - input'!C155,\"\")","v":0},{"$f":"IFERROR(repcalc('Historical scenario - input'!$CV155:$GH155,'Historical scenario - input'!$G155,'Historical scenario - input'!$E155,'Historical scenario - input'!$F155,20,TRUE,TRUE),\"\")","v":""},"","","","","","","","","","","","","","","","","","","",{"$f":"IFERROR(IF(OR(D170=\"\",'Historical scenario - input'!$D155=\"\"),\"\",D170/'Historical scenario - input'!$D155),\"\")","v":""},{"$f":"IFERROR(IF(OR(E170=\"\",'Historical scenario - input'!$D155=\"\"),\"\",E170/'Historical scenario - input'!$D155),\"\")","v":""},{"$f":"IFERROR(IF(OR(F170=\"\",'Historical scenario - input'!$D155=\"\"),\"\",F170/'Historical scenario - input'!$D155),\"\")","v":""},{"$f":"IFERROR(IF(OR(G170=\"\",'Historical scenario - input'!$D155=\"\"),\"\",G170/'Historical scenario - input'!$D155),\"\")","v":""},{"$f":"IFERROR(IF(OR(H170=\"\",'Historical scenario - input'!$D155=\"\"),\"\",H170/'Historical scenario - input'!$D155),\"\")","v":""},{"$f":"IFERROR(IF(OR(I170=\"\",'Historical scenario - input'!$D155=\"\"),\"\",I170/'Historical scenario - input'!$D155),\"\")","v":""},{"$f":"IFERROR(IF(OR(J170=\"\",'Historical scenario - input'!$D155=\"\"),\"\",J170/'Historical scenario - input'!$D155),\"\")","v":""},{"$f":"IFERROR(IF(OR(K170=\"\",'Historical scenario - input'!$D155=\"\"),\"\",K170/'Historical scenario - input'!$D155),\"\")","v":""},{"$f":"IFERROR(IF(OR(L170=\"\",'Historical scenario - input'!$D155=\"\"),\"\",L170/'Historical scenario - input'!$D155),\"\")","v":""},{"$f":"IFERROR(IF(OR(M170=\"\",'Historical scenario - input'!$D155=\"\"),\"\",M170/'Historical scenario - input'!$D155),\"\")","v":""},{"$f":"IFERROR(IF(OR(N170=\"\",'Historical scenario - input'!$D155=\"\"),\"\",N170/'Historical scenario - input'!$D155),\"\")","v":""},{"$f":"IFERROR(IF(OR(O170=\"\",'Historical scenario - input'!$D155=\"\"),\"\",O170/'Historical scenario - input'!$D155),\"\")","v":""},{"$f":"IFERROR(IF(OR(P170=\"\",'Historical scenario - input'!$D155=\"\"),\"\",P170/'Historical scenario - input'!$D155),\"\")","v":""},{"$f":"IFERROR(IF(OR(Q170=\"\",'Historical scenario - input'!$D155=\"\"),\"\",Q170/'Historical scenario - input'!$D155),\"\")","v":""},{"$f":"IFERROR(IF(OR(R170=\"\",'Historical scenario - input'!$D155=\"\"),\"\",R170/'Historical scenario - input'!$D155),\"\")","v":""},{"$f":"IFERROR(IF(OR(S170=\"\",'Historical scenario - input'!$D155=\"\"),\"\",S170/'Historical scenario - input'!$D155),\"\")","v":""},{"$f":"IFERROR(IF(OR(T170=\"\",'Historical scenario - input'!$D155=\"\"),\"\",T170/'Historical scenario - input'!$D155),\"\")","v":""},{"$f":"IFERROR(IF(OR(U170=\"\",'Historical scenario - input'!$D155=\"\"),\"\",U170/'Historical scenario - input'!$D155),\"\")","v":""},{"$f":"IFERROR(IF(OR(V170=\"\",'Historical scenario - input'!$D155=\"\"),\"\",V170/'Historical scenario - input'!$D155),\"\")","v":""},{"$f":"IFERROR(IF(OR(W170=\"\",'Historical scenario - input'!$D155=\"\"),\"\",W170/'Historical scenario - input'!$D155),\"\")","v":""}]
[{"$f":"IFERROR('Historical scenario - input'!A156,\"\")","v":""},{"$f":"IFERROR('Historical scenario - input'!B156,\"\")","v":0},{"$f":"IFERROR('Historical scenario - input'!C156,\"\")","v":0},{"$f":"IFERROR(repcalc('Historical scenario - input'!$CV156:$GH156,'Historical scenario - input'!$G156,'Historical scenario - input'!$E156,'Historical scenario - input'!$F156,20,TRUE,TRUE),\"\")","v":""},"","","","","","","","","","","","","","","","","","","",{"$f":"IFERROR(IF(OR(D171=\"\",'Historical scenario - input'!$D156=\"\"),\"\",D171/'Historical scenario - input'!$D156),\"\")","v":""},{"$f":"IFERROR(IF(OR(E171=\"\",'Historical scenario - input'!$D156=\"\"),\"\",E171/'Historical scenario - input'!$D156),\"\")","v":""},{"$f":"IFERROR(IF(OR(F171=\"\",'Historical scenario - input'!$D156=\"\"),\"\",F171/'Historical scenario - input'!$D156),\"\")","v":""},{"$f":"IFERROR(IF(OR(G171=\"\",'Historical scenario - input'!$D156=\"\"),\"\",G171/'Historical scenario - input'!$D156),\"\")","v":""},{"$f":"IFERROR(IF(OR(H171=\"\",'Historical scenario - input'!$D156=\"\"),\"\",H171/'Historical scenario - input'!$D156),\"\")","v":""},{"$f":"IFERROR(IF(OR(I171=\"\",'Historical scenario - input'!$D156=\"\"),\"\",I171/'Historical scenario - input'!$D156),\"\")","v":""},{"$f":"IFERROR(IF(OR(J171=\"\",'Historical scenario - input'!$D156=\"\"),\"\",J171/'Historical scenario - input'!$D156),\"\")","v":""},{"$f":"IFERROR(IF(OR(K171=\"\",'Historical scenario - input'!$D156=\"\"),\"\",K171/'Historical scenario - input'!$D156),\"\")","v":""},{"$f":"IFERROR(IF(OR(L171=\"\",'Historical scenario - input'!$D156=\"\"),\"\",L171/'Historical scenario - input'!$D156),\"\")","v":""},{"$f":"IFERROR(IF(OR(M171=\"\",'Historical scenario - input'!$D156=\"\"),\"\",M171/'Historical scenario - input'!$D156),\"\")","v":""},{"$f":"IFERROR(IF(OR(N171=\"\",'Historical scenario - input'!$D156=\"\"),\"\",N171/'Historical scenario - input'!$D156),\"\")","v":""},{"$f":"IFERROR(IF(OR(O171=\"\",'Historical scenario - input'!$D156=\"\"),\"\",O171/'Historical scenario - input'!$D156),\"\")","v":""},{"$f":"IFERROR(IF(OR(P171=\"\",'Historical scenario - input'!$D156=\"\"),\"\",P171/'Historical scenario - input'!$D156),\"\")","v":""},{"$f":"IFERROR(IF(OR(Q171=\"\",'Historical scenario - input'!$D156=\"\"),\"\",Q171/'Historical scenario - input'!$D156),\"\")","v":""},{"$f":"IFERROR(IF(OR(R171=\"\",'Historical scenario - input'!$D156=\"\"),\"\",R171/'Historical scenario - input'!$D156),\"\")","v":""},{"$f":"IFERROR(IF(OR(S171=\"\",'Historical scenario - input'!$D156=\"\"),\"\",S171/'Historical scenario - input'!$D156),\"\")","v":""},{"$f":"IFERROR(IF(OR(T171=\"\",'Historical scenario - input'!$D156=\"\"),\"\",T171/'Historical scenario - input'!$D156),\"\")","v":""},{"$f":"IFERROR(IF(OR(U171=\"\",'Historical scenario - input'!$D156=\"\"),\"\",U171/'Historical scenario - input'!$D156),\"\")","v":""},{"$f":"IFERROR(IF(OR(V171=\"\",'Historical scenario - input'!$D156=\"\"),\"\",V171/'Historical scenario - input'!$D156),\"\")","v":""},{"$f":"IFERROR(IF(OR(W171=\"\",'Historical scenario - input'!$D156=\"\"),\"\",W171/'Historical scenario - input'!$D156),\"\")","v":""}]
[{"$f":"IFERROR('Historical scenario - input'!A157,\"\")","v":""},{"$f":"IFERROR('Historical scenario - input'!B157,\"\")","v":0},{"$f":"IFERROR('Historical scenario - input'!C157,\"\")","v":0},{"$f":"IFERROR(repcalc('Historical scenario - input'!$CV157:$GH157,'Historical scenario - input'!$G157,'Historical scenario - input'!$E157,'Historical scenario - input'!$F157,20,TRUE,TRUE),\"\")","v":""},"","","","","","","","","","","","","","","","","","","",{"$f":"IFERROR(IF(OR(D172=\"\",'Historical scenario - input'!$D157=\"\"),\"\",D172/'Historical scenario - input'!$D157),\"\")","v":""},{"$f":"IFERROR(IF(OR(E172=\"\",'Historical scenario - input'!$D157=\"\"),\"\",E172/'Historical scenario - input'!$D157),\"\")","v":""},{"$f":"IFERROR(IF(OR(F172=\"\",'Historical scenario - input'!$D157=\"\"),\"\",F172/'Historical scenario - input'!$D157),\"\")","v":""},{"$f":"IFERROR(IF(OR(G172=\"\",'Historical scenario - input'!$D157=\"\"),\"\",G172/'Historical scenario - input'!$D157),\"\")","v":""},{"$f":"IFERROR(IF(OR(H172=\"\",'Historical scenario - input'!$D157=\"\"),\"\",H172/'Historical scenario - input'!$D157),\"\")","v":""},{"$f":"IFERROR(IF(OR(I172=\"\",'Historical scenario - input'!$D157=\"\"),\"\",I172/'Historical scenario - input'!$D157),\"\")","v":""},{"$f":"IFERROR(IF(OR(J172=\"\",'Historical scenario - input'!$D157=\"\"),\"\",J172/'Historical scenario - input'!$D157),\"\")","v":""},{"$f":"IFERROR(IF(OR(K172=\"\",'Historical scenario - input'!$D157=\"\"),\"\",K172/'Historical scenario - input'!$D157),\"\")","v":""},{"$f":"IFERROR(IF(OR(L172=\"\",'Historical scenario - input'!$D157=\"\"),\"\",L172/'Historical scenario - input'!$D157),\"\")","v":""},{"$f":"IFERROR(IF(OR(M172=\"\",'Historical scenario - input'!$D157=\"\"),\"\",M172/'Historical scenario - input'!$D157),\"\")","v":""},{"$f":"IFERROR(IF(OR(N172=\"\",'Historical scenario - input'!$D157=\"\"),\"\",N172/'Historical scenario - input'!$D157),\"\")","v":""},{"$f":"IFERROR(IF(OR(O172=\"\",'Historical scenario - input'!$D157=\"\"),\"\",O172/'Historical scenario - input'!$D157),\"\")","v":""},{"$f":"IFERROR(IF(OR(P172=\"\",'Historical scenario - input'!$D157=\"\"),\"\",P172/'Historical scenario - input'!$D157),\"\")","v":""},{"$f":"IFERROR(IF(OR(Q172=\"\",'Historical scenario - input'!$D157=\"\"),\"\",Q172/'Historical scenario - input'!$D157),\"\")","v":""},{"$f":"IFERROR(IF(OR(R172=\"\",'Historical scenario - input'!$D157=\"\"),\"\",R172/'Historical scenario - input'!$D157),\"\")","v":""},{"$f":"IFERROR(IF(OR(S172=\"\",'Historical scenario - input'!$D157=\"\"),\"\",S172/'Historical scenario - input'!$D157),\"\")","v":""},{"$f":"IFERROR(IF(OR(T172=\"\",'Historical scenario - input'!$D157=\"\"),\"\",T172/'Historical scenario - input'!$D157),\"\")","v":""},{"$f":"IFERROR(IF(OR(U172=\"\",'Historical scenario - input'!$D157=\"\"),\"\",U172/'Historical scenario - input'!$D157),\"\")","v":""},{"$f":"IFERROR(IF(OR(V172=\"\",'Historical scenario - input'!$D157=\"\"),\"\",V172/'Historical scenario - input'!$D157),\"\")","v":""},{"$f":"IFERROR(IF(OR(W172=\"\",'Historical scenario - input'!$D157=\"\"),\"\",W172/'Historical scenario - input'!$D157),\"\")","v":""}]
[{"$f":"IFERROR('Historical scenario - input'!A158,\"\")","v":""},{"$f":"IFERROR('Historical scenario - input'!B158,\"\")","v":0},{"$f":"IFERROR('Historical scenario - input'!C158,\"\")","v":0},{"$f":"IFERROR(repcalc('Historical scenario - input'!$CV158:$GH158,'Historical scenario - input'!$G158,'Historical scenario - input'!$E158,'Historical scenario - input'!$F158,20,TRUE,TRUE),\"\")","v":""},"","","","","","","","","","","","","","","","","","","",{"$f":"IFERROR(IF(OR(D173=\"\",'Historical scenario - input'!$D158=\"\"),\"\",D173/'Historical scenario - input'!$D158),\"\")","v":""},{"$f":"IFERROR(IF(OR(E173=\"\",'Historical scenario - input'!$D158=\"\"),\"\",E173/'Historical scenario - input'!$D158),\"\")","v":""},{"$f":"IFERROR(IF(OR(F173=\"\",'Historical scenario - input'!$D158=\"\"),\"\",F173/'Historical scenario - input'!$D158),\"\")","v":""},{"$f":"IFERROR(IF(OR(G173=\"\",'Historical scenario - input'!$D158=\"\"),\"\",G173/'Historical scenario - input'!$D158),\"\")","v":""},{"$f":"IFERROR(IF(OR(H173=\"\",'Historical scenario - input'!$D158=\"\"),\"\",H173/'Historical scenario - input'!$D158),\"\")","v":""},{"$f":"IFERROR(IF(OR(I173=\"\",'Historical scenario - input'!$D158=\"\"),\"\",I173/'Historical scenario - input'!$D158),\"\")","v":""},{"$f":"IFERROR(IF(OR(J173=\"\",'Historical scenario - input'!$D158=\"\"),\"\",J173/'Historical scenario - input'!$D158),\"\")","v":""},{"$f":"IFERROR(IF(OR(K173=\"\",'Historical scenario - input'!$D158=\"\"),\"\",K173/'Historical scenario - input'!$D158),\"\")","v":""},{"$f":"IFERROR(IF(OR(L173=\"\",'Historical scenario - input'!$D158=\"\"),\"\",L173/'Historical scenario - input'!$D158),\"\")","v":""},{"$f":"IFERROR(IF(OR(M173=\"\",'Historical scenario - input'!$D158=\"\"),\"\",M173/'Historical scenario - input'!$D158),\"\")","v":""},{"$f":"IFERROR(IF(OR(N173=\"\",'Historical scenario - input'!$D158=\"\"),\"\",N173/'Historical scenario - input'!$D158),\"\")","v":""},{"$f":"IFERROR(IF(OR(O173=\"\",'Historical scenario - input'!$D158=\"\"),\"\",O173/'Historical scenario - input'!$D158),\"\")","v":""},{"$f":"IFERROR(IF(OR(P173=\"\",'Historical scenario - input'!$D158=\"\"),\"\",P173/'Historical scenario - input'!$D158),\"\")","v":""},{"$f":"IFERROR(IF(OR(Q173=\"\",'Historical scenario - input'!$D158=\"\"),\"\",Q173/'Historical scenario - input'!$D158),\"\")","v":""},{"$f":"IFERROR(IF(OR(R173=\"\",'Historical scenario - input'!$D158=\"\"),\"\",R173/'Historical scenario - input'!$D158),\"\")","v":""},{"$f":"IFERROR(IF(OR(S173=\"\",'Historical scenario - input'!$D158=\"\"),\"\",S173/'Historical scenario - input'!$D158),\"\")","v":""},{"$f":"IFERROR(IF(OR(T173=\"\",'Historical scenario - input'!$D158=\"\"),\"\",T173/'Historical scenario - input'!$D158),\"\")","v":""},{"$f":"IFERROR(IF(OR(U173=\"\",'Historical scenario - input'!$D158=\"\"),\"\",U173/'Historical scenario - input'!$D158),\"\")","v":""},{"$f":"IFERROR(IF(OR(V173=\"\",'Historical scenario - input'!$D158=\"\"),\"\",V173/'Historical scenario - input'!$D158),\"\")","v":""},{"$f":"IFERROR(IF(OR(W173=\"\",'Historical scenario - input'!$D158=\"\"),\"\",W173/'Historical scenario - input'!$D158),\"\")","v":""}]
[{"$f":"IFERROR('Historical scenario - input'!A159,\"\")","v":""},{"$f":"IFERROR('Historical scenario - input'!B159,\"\")","v":0},{"$f":"IFERROR('Historical scenario - input'!C159,\"\")","v":0},{"$f":"IFERROR(repcalc('Historical scenario - input'!$CV159:$GH159,'Historical scenario - input'!$G159,'Historical scenario - input'!$E159,'Historical scenario - input'!$F159,20,TRUE,TRUE),\"\")","v":""},"","","","","","","","","","","","","","","","","","","",{"$f":"IFERROR(IF(OR(D174=\"\",'Historical scenario - input'!$D159=\"\"),\"\",D174/'Historical scenario - input'!$D159),\"\")","v":""},{"$f":"IFERROR(IF(OR(E174=\"\",'Historical scenario - input'!$D159=\"\"),\"\",E174/'Historical scenario - input'!$D159),\"\")","v":""},{"$f":"IFERROR(IF(OR(F174=\"\",'Historical scenario - input'!$D159=\"\"),\"\",F174/'Historical scenario - input'!$D159),\"\")","v":""},{"$f":"IFERROR(IF(OR(G174=\"\",'Historical scenario - input'!$D159=\"\"),\"\",G174/'Historical scenario - input'!$D159),\"\")","v":""},{"$f":"IFERROR(IF(OR(H174=\"\",'Historical scenario - input'!$D159=\"\"),\"\",H174/'Historical scenario - input'!$D159),\"\")","v":""},{"$f":"IFERROR(IF(OR(I174=\"\",'Historical scenario - input'!$D159=\"\"),\"\",I174/'Historical scenario - input'!$D159),\"\")","v":""},{"$f":"IFERROR(IF(OR(J174=\"\",'Historical scenario - input'!$D159=\"\"),\"\",J174/'Historical scenario - input'!$D159),\"\")","v":""},{"$f":"IFERROR(IF(OR(K174=\"\",'Historical scenario - input'!$D159=\"\"),\"\",K174/'Historical scenario - input'!$D159),\"\")","v":""},{"$f":"IFERROR(IF(OR(L174=\"\",'Historical scenario - input'!$D159=\"\"),\"\",L174/'Historical scenario - input'!$D159),\"\")","v":""},{"$f":"IFERROR(IF(OR(M174=\"\",'Historical scenario - input'!$D159=\"\"),\"\",M174/'Historical scenario - input'!$D159),\"\")","v":""},{"$f":"IFERROR(IF(OR(N174=\"\",'Historical scenario - input'!$D159=\"\"),\"\",N174/'Historical scenario - input'!$D159),\"\")","v":""},{"$f":"IFERROR(IF(OR(O174=\"\",'Historical scenario - input'!$D159=\"\"),\"\",O174/'Historical scenario - input'!$D159),\"\")","v":""},{"$f":"IFERROR(IF(OR(P174=\"\",'Historical scenario - input'!$D159=\"\"),\"\",P174/'Historical scenario - input'!$D159),\"\")","v":""},{"$f":"IFERROR(IF(OR(Q174=\"\",'Historical scenario - input'!$D159=\"\"),\"\",Q174/'Historical scenario - input'!$D159),\"\")","v":""},{"$f":"IFERROR(IF(OR(R174=\"\",'Historical scenario - input'!$D159=\"\"),\"\",R174/'Historical scenario - input'!$D159),\"\")","v":""},{"$f":"IFERROR(IF(OR(S174=\"\",'Historical scenario - input'!$D159=\"\"),\"\",S174/'Historical scenario - input'!$D159),\"\")","v":""},{"$f":"IFERROR(IF(OR(T174=\"\",'Historical scenario - input'!$D159=\"\"),\"\",T174/'Historical scenario - input'!$D159),\"\")","v":""},{"$f":"IFERROR(IF(OR(U174=\"\",'Historical scenario - input'!$D159=\"\"),\"\",U174/'Historical scenario - input'!$D159),\"\")","v":""},{"$f":"IFERROR(IF(OR(V174=\"\",'Historical scenario - input'!$D159=\"\"),\"\",V174/'Historical scenario - input'!$D159),\"\")","v":""},{"$f":"IFERROR(IF(OR(W174=\"\",'Historical scenario - input'!$D159=\"\"),\"\",W174/'Historical scenario - input'!$D159),\"\")","v":""}]
[{"$f":"IFERROR('Historical scenario - input'!A160,\"\")","v":""},{"$f":"IFERROR('Historical scenario - input'!B160,\"\")","v":0},{"$f":"IFERROR('Historical scenario - input'!C160,\"\")","v":0},{"$f":"IFERROR(repcalc('Historical scenario - input'!$CV160:$GH160,'Historical scenario - input'!$G160,'Historical scenario - input'!$E160,'Historical scenario - input'!$F160,20,TRUE,TRUE),\"\")","v":""},"","","","","","","","","","","","","","","","","","","",{"$f":"IFERROR(IF(OR(D175=\"\",'Historical scenario - input'!$D160=\"\"),\"\",D175/'Historical scenario - input'!$D160),\"\")","v":""},{"$f":"IFERROR(IF(OR(E175=\"\",'Historical scenario - input'!$D160=\"\"),\"\",E175/'Historical scenario - input'!$D160),\"\")","v":""},{"$f":"IFERROR(IF(OR(F175=\"\",'Historical scenario - input'!$D160=\"\"),\"\",F175/'Historical scenario - input'!$D160),\"\")","v":""},{"$f":"IFERROR(IF(OR(G175=\"\",'Historical scenario - input'!$D160=\"\"),\"\",G175/'Historical scenario - input'!$D160),\"\")","v":""},{"$f":"IFERROR(IF(OR(H175=\"\",'Historical scenario - input'!$D160=\"\"),\"\",H175/'Historical scenario - input'!$D160),\"\")","v":""},{"$f":"IFERROR(IF(OR(I175=\"\",'Historical scenario - input'!$D160=\"\"),\"\",I175/'Historical scenario - input'!$D160),\"\")","v":""},{"$f":"IFERROR(IF(OR(J175=\"\",'Historical scenario - input'!$D160=\"\"),\"\",J175/'Historical scenario - input'!$D160),\"\")","v":""},{"$f":"IFERROR(IF(OR(K175=\"\",'Historical scenario - input'!$D160=\"\"),\"\",K175/'Historical scenario - input'!$D160),\"\")","v":""},{"$f":"IFERROR(IF(OR(L175=\"\",'Historical scenario - input'!$D160=\"\"),\"\",L175/'Historical scenario - input'!$D160),\"\")","v":""},{"$f":"IFERROR(IF(OR(M175=\"\",'Historical scenario - input'!$D160=\"\"),\"\",M175/'Historical scenario - input'!$D160),\"\")","v":""},{"$f":"IFERROR(IF(OR(N175=\"\",'Historical scenario - input'!$D160=\"\"),\"\",N175/'Historical scenario - input'!$D160),\"\")","v":""},{"$f":"IFERROR(IF(OR(O175=\"\",'Historical scenario - input'!$D160=\"\"),\"\",O175/'Historical scenario - input'!$D160),\"\")","v":""},{"$f":"IFERROR(IF(OR(P175=\"\",'Historical scenario - input'!$D160=\"\"),\"\",P175/'Historical scenario - input'!$D160),\"\")","v":""},{"$f":"IFERROR(IF(OR(Q175=\"\",'Historical scenario - input'!$D160=\"\"),\"\",Q175/'Historical scenario - input'!$D160),\"\")","v":""},{"$f":"IFERROR(IF(OR(R175=\"\",'Historical scenario - input'!$D160=\"\"),\"\",R175/'Historical scenario - input'!$D160),\"\")","v":""},{"$f":"IFERROR(IF(OR(S175=\"\",'Historical scenario - input'!$D160=\"\"),\"\",S175/'Historical scenario - input'!$D160),\"\")","v":""},{"$f":"IFERROR(IF(OR(T175=\"\",'Historical scenario - input'!$D160=\"\"),\"\",T175/'Historical scenario - input'!$D160),\"\")","v":""},{"$f":"IFERROR(IF(OR(U175=\"\",'Historical scenario - input'!$D160=\"\"),\"\",U175/'Historical scenario - input'!$D160),\"\")","v":""},{"$f":"IFERROR(IF(OR(V175=\"\",'Historical scenario - input'!$D160=\"\"),\"\",V175/'Historical scenario - input'!$D160),\"\")","v":""},{"$f":"IFERROR(IF(OR(W175=\"\",'Historical scenario - input'!$D160=\"\"),\"\",W175/'Historical scenario - input'!$D160),\"\")","v":""}]

{"sheet":"Cost scenario - input","index":2,"n_rows":190,"n_cols":193,"rows_kept":190,"cut":false,"hidden":false,"merged":[[2,6,3,6],[2,7,3,8],[2,9,3,9],[1,3,1,5],[2,3,3,3],[2,4,3,4],[2,5,3,5]]}
[null,"Unit cost - comparative"]
[null,"Replacement lives - calibrated",null,"Unit cost"]
[null,null,null,"Historical","NEM median","Forecast","Unit cost","Replacement \nlife",null,"Method","Volume",null,null,null,null,null,null,null,null,null,null,null,null,null,null,null,null,null,null,null,null,null,null,null,null,null,null,null,null,null,null,null,null,null,null,null,null,null,null,null,null,null,null,null,null,null,null,null,null,null,null,null,null,null,null,null,null,null,null,null,null,null,null,null,null,null,null,null,null,null,null,null,null,null,null,null,null,null,null,null,null,null,null,null,null,null,null,null,null,null,null,null,"Replacement Cost (NOT depreciated)"]
[null,null,null,null,null,null,null,null,null,null,"Installation date",null,null,null,null,null,null,null,null,null,null,null,null,null,null,null,null,null,null,null,null,null,null,null,null,null,null,null,null,null,null,null,null,null,null,null,null,null,null,null,null,null,null,null,null,null,null,null,null,null,null,null,null,null,null,null,null,null,null,null,null,null,null,null,null,null,null,null,null,null,null,null,null,null,null,null,null,null,null,null,null,null,null,null,null,null,null,null,null,null,null,null,"Installation date"]
["ID","Asset group","Asset category","$ ('000)","$ ('000)","$ ('000)","$ ('000)","μ","σ","#",2018,2017,2016,2015,2014,2013,2012,2011,2010,2009,2008,2007,2006,2005,2004,2003,2002,2001,2000,1999,1998,1997,1996,1995,1994,1993,1992,1991,1990,1989,1988,1987,1986,1985,1984,1983,1982,1981,1980,1979,1978,1977,1976,1975,1974,1973,1972,1971,1970,1969,1968,1967,1966,1965,1964,1963,1962,1961,1960,1959,1958,1957,1956,1955,1954,1953,1952,1951,1950,1949,1948,1947,1946,1945,1944,1943,1942,1941,1940,1939,1938,1937,1936,1935,1934,1933,1932,1931,1930,1929,1928,null,{"$f":"K5","v":2018},{"$f":"L5","v":2017},2016,2015,2014,2013,2012,2011,2010,2009,2008,2007,2006,2005,2004,2003,2002,2001,2000,1999,1998,1997,1996,1995,1994,1993,1992,1991,1990,1989,1988,1987,1986,1985,1984,1983,1982,1981,1980,1979,1978,1977,1976,1975,1974,1973,1972,1971,1970,1969,1968,1967,1966,1965,1964,1963,1962,1961,1960,1959,1958,1957,1956,1955,1954,{"$f":"BX5","v":1953},1952,1951,1950,1949,1948,1947,1946,1945,1944,1943,1942,1941,1940,1939,1938,1937,1936,1935,1934,1933,1932,1931,1930,1929,1928]
[1,"OVERHEAD CONDUCTORS","˂ = 1 kv",13.844894660452509,64.200942874105252,54.32646545382147,13.844894660452509,87.627628413139561,9.3609630067178209,2,22.332000000000001,30.999999999999499,17.8999999999997,226.67109266,285.29613724400002,23.338952415999699,36.068089755999701,28.857641623999601,32.6349999999996,29.669439999999799,265.74188128517102,97.470044988303897,245.667229707936,186.51051793392199,103.615163046905,164.792572608011,136.79786164957,187.12222668378899,428.42187065671698,26.660031159361399,178.765765342691,7.9546813828140799,426.05702850284598,229.28323236444899,239.26062450650301,9.77702059189523,518.18188392629395,734.11148811928695,534.73514234506797,637.32003933421504,321.847698350744,581.007684805856,555.23921989947996,550.97471579960904,843.40319137601205,676.40475592280995,522.82959292684302,662.84828697813998,847.81609808906296,472.72756081170002,594.61614338615402,1056.5962722720001,782.20725126437605,1425.21507202514,1208.7647617596299,1871.1357881670799,582.79113153284095,1656.42654228526,2099.67137100339,1065.7374017055699,2775.3765050286302,1075.16107673397,2884.42949335511,3205.9850393852498,3843.2033722930601,3922.9900039016402,3563.8218550729798,4616.9805518397998,3247.2064818537501,2866.9083482636001,2865.46721609003,2752.7762641883101,981.31968558062704,4621.6831806369601,2728.9475274132301,1242.41106230933,528.40579060514801,18.060457085170999,88.308232786375399,9.4399496452301097,20.262335438612201,94.0943257050982,97.529992355650805,123.808605176074,52.381536432816297,46.342717391579903,97.321730759198601,116.74682440360699,800.510323606832,277.207908118121,252.95496729852599,269.29025543702897,243.93408072428201,322.435045569164,82.526208316857904,22.4007178174312,10.122738544044999,1.38429912025125,3.5514360763720001,0,0,null,{"$f":"IFERROR($G6*K6,\"\")","v":309.18418755722541},{"$f":"IFERROR($G6*L6,\"\")","v":429.19173447402085},247.82361442209574,3138.23740044737,3949.894967177182,323.12533768482939,499.35890327556206,399.53100843336415,451.8281372438621,410.77027143461328,3679.1683532636689,1349.4625054126345,3401.2369168315631,2582.2184738615883,1434.5410176100111,2281.5358085828839,1893.9519843134526,{"$f":"IFERROR($G6*AB6,\"\")","v":2590.6875170663743},5931.4556694762559,369.10532304574014,2474.9931900647289,110.13172580252363,5898.7146789673143,3174.4021994938516,3312.5381426866161,135.36182018786451,7174.1735979143687,10163.696222039562,7403.3517170095438,8823.6288095776563,4455.9474803751455,8043.9901930504702,7687.2285108601263,{"$f":"IFERROR($G6*AR6,\"\")","v":7628.1869008183457},11676.828340890355,9364.7525935803933,7238.5206394394072,9177.0647090737421,11737.924569478948,6544.863282530644,8232.3978685858274,14628.464088232638,10829.576996397394,19731.952540677299,16735.220795829049,25905.677882576001,8068.6818251181057,22933.050990717009,29069.728953109832,{"$f":"IFERROR($G6*BH6,\"\")","v":14755.022062317976},38424.795355216229,14885.491850400513,39934.622491003895,44386.52515327547,53208.745848093262,54313.383358026382,49340.738172103855,63921.60938957992,44957.231682003759,39692.044082881439,39672.091759746574,38111.897401481139,13586.267675092158,63986.716789903818,37781.991050938508,{"$f":"IFERROR($G6*BX6,\"\")","v":17201.05028265357},7315.7225089014,250.04512586381563,1222.6181805780859,130.69510843818691,280.52989972233968,1302.7260275333933,1350.2924703987237,1714.1170967202997,725.21685406499694,641.61004056554418,1347.4091105340253,1616.3474858102852,11082.981104941338,3837.9142869397829,3502.1348760863016,{"$f":"IFERROR($G6*CN6,\"\")","v":3728.2952196120145},3377.2416517220031,4464.07924074328,1142.5666608734575,310.13557850085658,140.14824881760541,19.165475498435637,49.169258370701115,0,0]
[1,"OVERHEAD CONDUCTORS","˃ 11 kv & < = 22 kv ; swer",2.5301122843053863,34.335767316914769,272.02655531273052,2.5301122843053863,83.430025425270983,9.1340038003753303,2,7.7279999999999998,2.04,1.48,30.341360000000002,18.369289999999999,1.4898499999999999,15.70435,37.140860000000004,13.614990000000001,18.352329999999998,18.623790159839199,10.4681049023254,18.257482355723699,29.8792802484815,11.748592366079899,18.961273505593802,10.7461475127102,88.704572520674603,74.068143662129501,1.98400932296077,78.999587901252099,1.15328905443673,83.3060081989493,67.914409314376002,89.348508817920802,4.5209863093909899,129.254203734736,79.230094896938795,227.95799203536899,104.655020760036,112.601086209374,183.81354390542501,168.24704634423799,96.103745932712201,102.155422434264,146.52553650505999,200.945940672516,111.28694355557801,263.23149534592699,120.40529262132701,191.21842339501799,418.17203822903701,847.34288470669003,824.84375527096904,878.36138218868302,598.852096103956,330.45234430708001,760.24864565647204,1951.2130054971601,1074.95258915762,3079.7390586394599,747.52634965556695,1962.88447208496,1927.7250925430201,1975.5622956679999,1905.9755906084199,1770.34288523081,1402.4262416031399,1109.62058026248,974.29288765953197,724.97504124280499,225.385522169692,130.78471388951601,313.60625488695803,110.736805684369,33.722192666396403,8.9477105291149108,3.1013323658471701,6.1322559243044399,0,9.7089330917092695,2.0189653225900899,0,1.6861531341193601,0.77976218906442396,7.7239191074258198,3.0884117645825802,2.6775777849392299,1.2540141200352699,2.0988617910761702,2.01312378665203,0,0,7.0319146027641102,0,0,0,0,0.66533437161119602,0,0,null,{"$f":"IFERROR($G7*K7,\"\")","v":19.552707733112026},5.1614290599829884,3.7445661807719715,76.767047658532078,46.476366282968087,3.7694877867723795,39.733768852031289,93.970546135666552,34.44745344969499,46.433455578626265,47.120280263734934,26.48548080677093,46.193480388705375,75.597934002886333,29.725257868715236,47.974151022577132,27.188959830865848,224.43252860861682,187.40072015524999,5.0197663601994567,199.87782780402111,2.9179508039853141,210.77355470060684,171.83108128764687,226.06175974458955,11.438602998566616,327.02764866736669,200.46103638542635,576.75931595427653,264.7889536392023,284.893391444467,465.0689054568233,425.68391875365415,243.15326815211893,258.46468920933739,370.72605987588958,508.4157929768341,281.56846297276803,666.00523999080599,304.63890995660415,483.8040820172435,1058.0222108763082,2143.872641615159,2086.9473178436647,2222.3529231350453,1515.1630448346489,836.08153570885622,1923.5144375019727,4936.787994504798,2719.7507508735753,7792.085624718804,1891.3256001055133,4966.3181154944505,4877.3609374068328,4998.3944326801566,4822.3322553845774,4479.1662813551129,3548.2958617123381,2807.4646610401714,2465.0704035787494,1834.2682576632249,570.25067834612173,330.90001121122975,793.4590379244986,280.17655238676053,85.320933918962552,22.638712326122285,7.8467191165438113,15.515296044587144,0,24.564690882832696,5.108208964271773,0,4.2661567578554207,1.9728858933887581,19.542382616679163,7.8140285445636604,6.7745724458579515,3.1727965297936458,5.3103560006610238,5.0934292224356765,0,0,17.791533518639906,0,0,0,0,1.683370666784092,0,0]
[1,"OVERHEAD CONDUCTORS","> 1 kv & < = 11 kv",13.844894660452509,58.413195656046035,21.046289437544196,13.844894660452509,87.627628413139561,9.3609630067178209,2,39.75,21.049999999999901,27.351781211999999,78.742303191999994,106.636177413,150.95188570299999,147.45984603799999,268.55314579100002,211.60499602300001,101.811568459,227.02028695577201,51.418110512016703,215.93577493312301,47.3962538400094,41.912219858373902,257.56187594046202,299.46550751937701,197.52652287665001,260.73935197520802,13.7554984715931,321.59194739275398,204.65201693461501,492.117714673514,137.84750812012999,222.43143350638101,231.53252241393,573.89634966439098,420.72389147802801,589.83497942667202,885.28712398201299,503.47397084365099,693.41627145713903,424.495486990882,360.36746486627902,641.06936172862402,479.66971349000102,689.24173400485495,642.27366949536599,936.82686999693794,818.00662128820397,430.93997914322802,828.31976602033399,890.52324466759205,1371.0055920518901,953.06598091818205,1434.36580103912,1277.43532510978,1316.34713214411,1959.7553117817899,1929.5213651271999,2610.2729029018501,1629.76064877251,2009.4232690254601,2383.5418170170301,2050.4843478374701,2222.9127026975998,1830.56040029067,2275.06780748851,1305.98745877074,826.053136100708,1110.68279100994,1265.9133551396901,1443.11494296206,2577.1149730882198,951.27699278299804,495.625202695805,122.867502332958,8.1282130520775908,45.8137323182453,1.20304684016978,394.85739900556399,73.360878669510697,22.457176441261801,36.882950639973799,13.3178343797974,15.7275758482635,26.133348225841601,118.567660707147,111.93469625505,35.047151797936898,41.298627450582202,39.872825531904098,34.3274432435501,52.228580226843199,14.4161796939655,5.1131454854174399,4.0575456766025502,0.19457776751141401,1.7532479852223,0,0,null,550.33456275298727,291.43503260252396,378.68252965588403,1090.1788930146533,1476.36664327631,2089.9129563547021,2041.5660350426551,3718.0900142095402,2929.648879563907,1409.570440530304,3143.0719586883642,711.87832367837711,2989.6080573722693,656.19614171499791,580.27026892491244,3565.917040944234,4146.0684060447238,2734.7339018726821,3609.9088619314048,190.44342734122196,4452.4066353024637,2833.3856165088878,6813.3179201974253,1908.4842291290715,3079.5397660692915,3205.5433832897202,7945.5345071217125,5824.8779586489509,8166.203157212447,12256.70697578593,6970.5440906100857,9600.2752341678315,5877.0953012262498,4989.2495901279535,8875.5377831763253,6640.9766550784998,9542.4792028848442,8892.2112973456315,12970.269330189043,11325.215503287853,5966.3186162155935,11467.999905722194,12329.200515107188,18981.428000849744,13195.098110273071,19858.643419942196,17685.957511685807,18224.68738112396,27132.605851881144,26714.020045278605,36138.953375709694,22563.864504006138,27820.253487919617,32999.88537538435,28388.739798716433,30775.992208230055,25343.915911620104,31498.07414006507,18081.258794552959,11436.618653250742,15377.286242710008,17526.437051169018,19979.774368234652,35679.885330281308,13170.329757992649,6861.878722388843,1701.0876269927064,112.53425348372943,634.28629794827486,16.65605677374085,5466.7590951322982,1015.673637377613,310.91724220046535,510.64056637710672,184.38401409364786,217.74663088348518,361.81345331170041,1641.5567726267243,1549.7240785009151,485.2241247913251,571.77514667458297,552.03506930381354,475.25983566961332,723.0991915056369,199.59048926910683,70.790960629172758,56.176292472536808,2.6939086944615456,24.273533669053339,0,0]
[1,"OVERHEAD CONDUCTORS","> 22 kv & < = 66 kv",70.482331679962556,94.516679710734522,"",70.482331679962556,91.538010510785426,9.5675498697830381,2,16.524999999999999,9.0399999999999991,1.425,13.1381,68.475304382000004,9.9575700000000005,14.532470203000001,37.696199999999997,63.3626,70.595359999999999,76.856417656225204,53.773775147962603,30.051298234392299,30.629590055004002,42.046853735330501,37.524702328565098,71.781341362184705,24.1093685289636,100.374765023569,15.366940844010999,261.970652694698,2.7714737032883501,44.206321890142299,39.991937571001401,102.490763907519,0,123.136801666875,221.099694680146,197.49996628775901,259.92969518982397,84.612698523244603,200.028539653514,188.92870848820101,210.51826960693199,72.459195836326401,95.994442583745098,27.4756801539815,159.19529669483001,192.39569766442099,54.925198177347099,43.993027454997403,347.54514351893602,656.41036413824895,188.27681089574099,102.724236492806,468.892787180217,163.89205383546101,196.23487818385601,636.65400131567696,255.304553054346,656.59220509989404,538.08591837749998,1186.88010585912,1127.5680647510901,952.58176094143096,814.16882188244995,463.49532696309097,624.41569692338601,551.63719865954602,306.05575286384402,115.704390178094,469.27355580281102,277.48396765366198,719.745437114796,260.79514682483898,175.99403703525601,66.895188345373697,60.003229957848198,56.724761283139102,11.126611466770401,4.73437646912146,22.429318326271801,3.5967487441969301,54.311469791779302,0,125.065442145855,110.98989306137,34.521264862740203,37.244030919750301,17.112959207127101,14.522004740354699,20.569828467409401,0.73597929349173297,9.4417850789041804,4.0470199430424803,0.37915241935044702,0,0,0,0,0,null,1164.7205310113811,637.16027838686148,100.43732264394664,926.00392184451607,4826.2991153385174,701.83275146644473,1024.2823849770189,2656.9160714742043,4465.9437893047952,4975.7255785863617,5417.0195209797948,3790.1010556624278,2118.0855695699111,2158.8449254780744,2963.5602910724369,2644.8285157137884,5059.3163103221177,1699.2845092528635,7074.6474806894948,1083.0978214739471,18464.302433643981,195.33992879746361,3115.7646418121985,2818.7250084036768,7223.7880158624894,0,8678.9688970944499,15583.622014784503,13920.258130675253,18320.450989840741,5963.7002816520044,14098.477877317517,13316.135895532341,14837.818503127561,5107.0930741993188,6765.9121416206435,1936.5500017454888,11220.455703535055,13560.497376581518,3871.2560355234532,3100.7311526888261,24495.792079261839,46265.33300335706,13270.188633199205,7240.2437080568661,33048.65694837815,11551.494098141242,13831.091771331588,44872.858486106859,17994.460187781013,46278.149578328732,37925.550171400209,83654.077285511565,79473.62633151983,67140.183626956743,57384.516947403194,32668.23136712527,44010.27425672907,38880.676002927517,21571.523085910103,8155.1152053602236,33075.494408729144,19557.717044037403,50729.336623864685,18381.450039032836,12404.470092014528,4714.9288527521949,4229.167555758122,3998.0934392249087,784.22951987498607,333.68989259442873,1580.8706536277516,253.50723795797683,3827.9990278904556,0,8814.9039750253196,7822.8264558750552,2433.1392400674922,2625.0461403846216,1206.1612668624014,1023.5447547676685,1449.8094726398854,51.873536673468827,665.47902758224586,285.24340194094327,26.723546577918459,0,0,0,0,0]
[3,"SERVICE LINES","˂ = 11 kv ; commercial and industrial ; complex type",0.57094513285954573,"",0.56635828245418085,0.56635828245418085,52.124454400114971,7.2197267538401322,2,2658,2087,2160,1958,1709,901,864,844,831,868,891,909,956,922,1349,1740,2211,2454,2137,2025,1860,2012,2191,2126,1954,1909,1980,2048,2354,2413,2354,2505,2251,1849,1836,1854,1736,1608,1305,1070,1020,1111,1213,1197,1320,1181,1402,933,943,937,1043,1045,1175,1173,416,416,517,341,95,94,47,47,17,17,7,7,6,6,4,4,2,2,1,1,0,0,2,2,0,0,0,0,0,0,0,0,0,0,0,0,0,null,1505.3803147632127,1181.9897354818754,1223.3338901010306,1108.929517045286,967.90630471419502,510.28881249121696,489.33355604041225,478.00639039132864,470.64373271942429,491.598989170229,504.62522966667512,514.81967875085036,541.4385180261969,522.1823364227547,764.01732303069002,985.46341147027465,1252.2181625061939,1389.8432251425597,1210.3076496045844,1146.8755219697161,1053.4264053647764,1139.5128642978118,1240.8909968571102,1204.0777084975884,1106.6640839154693,1081.1779612050314,1121.389399259278,1159.9017624661624,1333.2073968971417,1366.6225355619383,1333.2073968971417,1418.727497547723,1274.8724938043611,1047.1964642577805,1039.8338065858761,1050.0282556700513,983.19797834045801,910.70411818632283,739.09755860270604,606.00336222597355,577.68544810326443,629.22405180659496,686.99259661692133,677.93086409765442,747.59293283951877,668.86913157838762,794.03431200076159,528.41227752975078,534.07586035429256,530.67771065956742,590.71168859971067,591.84440516461893,665.47098188366249,664.33826531875411,235.60504550093924,235.60504550093924,292.80723202881148,193.12817431687566,53.80403683314718,53.237678550692998,26.618839275346499,26.618839275346499,9.6280908017210738,9.6280908017210738,3.9645079771792657,3.9645079771792657,3.3981496947250851,3.3981496947250851,2.2654331298167234,2.2654331298167234,1.1327165649083617,1.1327165649083617,0.56635828245418085,0.56635828245418085,0,0,1.1327165649083617,1.1327165649083617,0,0,0,0,0,0,0,0,0,0,0,0,0]
[3,"SERVICE LINES","˂ = 11 kv ; residential ; simple type",0.54416672791877152,0.75740966228147066,0.53594620664388382,0.53594620664388382,54.359765525336428,7.3729075353849671,2,22773,18846,18759,13148,13315,5803,6454,7928,8539,8756,8607,8302,8357,8631,9607,11477,13145,14986,14238,11711,10625,10196,11618,14504,15997,16273,16491,15826,15392,15612,16043,16566,16276,16247,15054,12707,11648,10039,7843,6923,7564,11936,15690,15583,17652,14908,15049,10068,8741,8708,9871,9873,9841,9840,4820,4822,12148,9819,1886,1883,938,938,216,216,76,76,64,64,38,38,17,17,5,5,2,2,8,8,0,0,0,0,0,0,0,0,0,0,0,0,0,null,12205.102963901167,10100.442210410634,10053.814890432617,7046.6207249537847,7136.1237414633133,3110.095837154458,3458.996817679626,4248.9815262727107,4576.4446585321239,4692.7449853738462,4612.8890005839085,4449.4254075575236,4478.9024489229369,4625.7517095433614,5148.8352072277921,6151.0546136518542,7045.0128863338532,8031.6898527652429,7630.8020901956179,6276.466026006523,5694.4284455912657,5464.5075229410395,6226.6230287886419,7773.3637811628905,8573.531467682209,8721.4526207159215,8838.2888937642874,8481.8846663461045,8249.2840126626597,8367.1921781243145,8598.1849931878278,8878.4848592625785,8723.060459335853,8707.5180193431806,8068.1341948170266,6810.2684478238316,6242.7014149879587,5380.3639684979498,4203.4260987079806,3710.3555885956075,4053.8971070543371,6397.0539225013972,8408.9959822425371,8351.6497381316422,9460.5224396778376,7989.8860486470203,8065.4544637838071,5395.9064084906222,4684.7057922741888,4667.0195674549404,5290.3250057817768,5291.3968981950648,5274.2466195824609,5273.7106733758164,2583.2607160235202,2584.3326084368077,6510.674518309901,5262.455803036295,1010.7945457303649,1009.1867071104332,502.71754183196305,502.71754183196305,115.76438063507891,115.76438063507891,40.731911704935172,40.731911704935172,34.300557225208564,34.300557225208564,20.365955852467586,20.365955852467586,9.1110855129460244,9.1110855129460244,2.6797310332194191,2.6797310332194191,1.0718924132877676,1.0718924132877676,4.2875696531510705,4.2875696531510705,0,0,0,0,0,0,0,0,0,0,0,0,0]
[4,"SWITCHGEAR","˂ = 11 kv ; circuit breaker",88.553473331039839,81.121325034048596,68.359876094163141,68.359876094163141,56.075737230263741,7.4883734702713474,2,76,14,40,54,54,130,270,70,40,64,24,64,26,28,34,60,62,20,8,64,22,20,0,0,12,8,18,40,56,0,52,0,62,0,0,6,0,0,0,0,0,4,22,0,0,0,76,84,88,72,24,160,126,4,152,38,32,30,0,0,60,2,20,0,0,2,0,0,0,0,0,0,0,0,0,0,0,0,0,0,0,0,0,0,0,0,0,0,0,0,0,null,5195.3505831563989,957.03826531828395,2734.3950437665258,3691.4333090848095,3691.4333090848095,8886.7838922412084,18457.166545424046,4785.19132659142,2734.3950437665258,4375.032070026441,1640.6370262599153,4375.032070026441,1777.3567784482416,1914.0765306365679,2324.2357872015468,4101.5925656497884,4238.3123178381147,1367.1975218832629,546.87900875330513,4375.032070026441,1503.9172740715892,1367.1975218832629,0,0,820.31851312995764,546.87900875330513,1230.4777696949366,2734.3950437665258,3828.1530612731358,0,3554.7135568964832,0,4238.3123178381147,0,0,410.15925656497882,0,0,0,0,0,273.43950437665256,1503.9172740715892,0,0,0,5195.3505831563989,5742.2295919097041,6015.6690962863568,4921.9110787797463,1640.6370262599153,10937.580175066103,8613.3443878645558,273.43950437665256,10390.701166312798,2597.6752915781994,2187.5160350132205,2050.7962828248942,0,0,4101.5925656497884,136.71975218832628,1367.1975218832629,0,0,136.71975218832628,0,0,0,0,0,0,0,0,0,0,0,0,0,0,0,0,0,0,0,0,0,0,0,0,0]
[4,"SWITCHGEAR","˂ = 11 kv ; switch",68.190555362534511,13.145759880363528,20.917656176720477,13.145759880363528,76.636479141448234,8.7542263588193929,2,8,14,11,0,21,40,17,5,9,18,13,4,2,2,2,0,3,0,0,1,0,2,12,0,0,0,6,15,1,9,5,15,0,8,29,20,11,28,23,3,44,27,27,6,9,72,34,107,143,87,81,108,144,34,41,11,9,0,3,5,55,3,37,0,0,3,0,3,0,0,0,0,0,0,0,0,8,0,0,0,0,0,0,0,0,0,0,0,0,0,0,null,105.16607904290822,184.04063832508939,144.60335868399881,0,276.06095748763408,525.83039521454111,223.47791796617997,65.728799401817639,118.31183892327175,236.6236778465435,170.89487844472586,52.583039521454111,26.291519760727056,26.291519760727056,26.291519760727056,0,39.437279641090583,0,0,13.145759880363528,0,26.291519760727056,157.74911856436233,0,0,0,78.874559282181167,197.18639820545292,13.145759880363528,118.31183892327175,65.728799401817639,197.18639820545292,0,105.16607904290822,381.22703653054231,262.91519760727056,144.60335868399881,368.08127665017878,302.35247724836114,39.437279641090583,578.41343473599522,354.93551676981525,354.93551676981525,78.874559282181167,118.31183892327175,946.494711386174,446.95583593235995,1406.5963071988974,1879.8436628919844,1143.6811095916269,1064.8065503094458,1419.742067079261,1892.989422772348,446.95583593235995,538.9761550949047,144.60335868399881,118.31183892327175,0,39.437279641090583,65.728799401817639,723.01679341999397,39.437279641090583,486.39311557345053,0,0,39.437279641090583,0,39.437279641090583,0,0,0,0,0,0,0,0,105.16607904290822,0,0,0,0,0,0,0,0,0,0,0,0,0,0]
[4,"SWITCHGEAR","> 11 kv & < = 22 kv ; switch",45.391229992880596,14.172401188258965,40.124733902570505,14.172401188258965,46.016140032954489,6.7835197377876399,2,332,123,259,257,301,256,399,378,450,454,417,335,553,377,289,278,153,52,25,115,84,422,0,4,0,1,457,13,39,50,25,23,265,2,1,0,1,115,1,0,0,0,100,0,2,4,4,5,4,7,10,18,10,10,10,10,7,9,9,10,9,10,3,4,0,0,0,0,0,0,0,0,0,0,0,0,0,0,0,0,0,0,0,0,0,0,0,0,0,0,0,null,4705.2371945019759,1743.2053461558526,3670.6519077590719,3642.3071053825538,4265.892757665948,3628.134704194295,5654.7880741153267,5357.1676491618882,6377.5805347165342,6434.2701394695696,5909.8912955039887,4747.7543980667533,7837.3378571072071,5342.9952479736294,4095.823943406841,3939.9275303359923,2168.3773818036216,736.96486178946611,354.3100297064741,1629.8261366497809,1190.481699813753,5980.7533014452829,0,56.689604753035859,0,14.172401188258965,6476.787343034347,184.24121544736653,552.72364634209964,708.62005941294819,354.3100297064741,325.96522732995618,3755.6863148886255,28.344802376517929,14.172401188258965,0,14.172401188258965,1629.8261366497809,14.172401188258965,0,0,0,1417.2401188258964,0,28.344802376517929,56.689604753035859,56.689604753035859,70.862005941294825,56.689604753035859,99.206808317812758,141.72401188258965,255.10322138866135,141.72401188258965,141.72401188258965,141.72401188258965,141.72401188258965,99.206808317812758,127.55161069433068,127.55161069433068,141.72401188258965,127.55161069433068,141.72401188258965,42.517203564776892,56.689604753035859,0,0,0,0,0,0,0,0,0,0,0,0,0,0,0,0,0,0,0,0,0,0,0,0,0,0,0]
[4,"SWITCHGEAR","> 22 kv & < = 33 kv ; circuit breaker",249.55159763028806,249.55159763028806,237.37608332999409,237.37608332999409,67.399669997994536,8.2097302025093697,2,6,0,22,2,22,42,40,28,18,6,10,14,14,22,14,14,2,0,6,0,0,0,0,0,0,0,0,0,4,4,0,0,0,0,0,0,0,0,0,0,0,0,0,0,0,0,0,0,0,0,40,38,0,10,2,4,0,18,0,6,52,0,0,0,32,0,0,6,0,0,0,6,0,0,0,0,0,0,0,0,0,0,0,0,0,0,0,0,0,0,0,null,1424.2564999799645,0,5222.2738332598701,474.75216665998818,5222.2738332598701,9969.7954998597525,9495.0433331997629,6646.5303332398344,4272.7694999398936,1424.2564999799645,2373.7608332999407,3323.2651666199172,3323.2651666199172,5222.2738332598701,3323.2651666199172,3323.2651666199172,474.75216665998818,0,1424.2564999799645,0,0,0,0,0,0,0,0,0,949.50433331997635,949.50433331997635,0,0,0,0,0,0,0,0,0,0,0,0,0,0,0,0,0,0,0,0,9495.0433331997629,9020.2911665397751,0,2373.7608332999407,474.75216665998818,949.50433331997635,0,4272.7694999398936,0,1424.2564999799645,12343.556333159693,0,0,0,7596.0346665598108,0,0,1424.2564999799645,0,0,0,1424.2564999799645,0,0,0,0,0,0,0,0,0,0,0,0,0,0,0,0,0,0,0]
[4,"SWITCHGEAR","> 22 kv & < = 33 kv ; switch",82.109610166288832,21.395336984941075,7.8275348681993062,7.8275348681993062,72.083772494700796,8.4902162807964316,2,4,14,12,7,60,45,33,32,39,10,5,14,20,20,17,6,7,9,4,0,0,0,8,0,0,3,30,16,4,5,0,10,3,3,11,4,3,11,22,13,4,5,9,2,16,45,10,6,20,79,38,69,70,30,16,4,3,0,0,7,21,23,34,8,1,1,0,1,0,0,0,0,0,0,0,0,4,4,0,0,0,0,0,0,0,0,0,0,0,0,0,null,31.310139472797225,109.58548815479028,93.930418418391668,54.792744077395142,469.65209209195837,352.23906906896877,258.30865065057708,250.4811157823778,305.27385985977293,78.275348681993066,39.137674340996533,109.58548815479028,156.55069736398613,156.55069736398613,133.06809275938821,46.965209209195834,54.792744077395142,70.447813813793758,31.310139472797225,0,0,0,62.62027894559445,0,0,23.482604604597917,234.82604604597918,125.2405578911889,31.310139472797225,39.137674340996533,0,78.275348681993066,23.482604604597917,23.482604604597917,86.102883550192374,31.310139472797225,23.482604604597917,86.102883550192374,172.20576710038475,101.75795328659098,31.310139472797225,39.137674340996533,70.447813813793758,15.655069736398612,125.2405578911889,352.23906906896877,78.275348681993066,46.965209209195834,156.55069736398613,618.37525458774519,297.44632499157365,540.09990590575217,547.92744077395139,234.82604604597918,125.2405578911889,31.310139472797225,23.482604604597917,0,0,54.792744077395142,164.37823223218544,180.03330196858406,266.13618551877641,62.62027894559445,7.8275348681993062,7.8275348681993062,0,7.8275348681993062,0,0,0,0,0,0,0,0,31.310139472797225,31.310139472797225,0,0,0,0,0,0,0,0,0,0,0,0,0]
[4,"SWITCHGEAR","> 33 kv & < = 66 kv ; circuit breaker",242.97303409859092,153.98774832184276,210.5965140104623,153.98774832184276,68.18895459208386,8.2576603582421484,2,4,8,9,10,11,14,40,40,30,15,24,16,19,11,2,13,11,8,7,2,7,1,1,1,0,0,2,8,0,13,6,4,2,12,11,0,10,0,0,0,0,0,0,0,0,2,8,11,24,6,6,3,0,15,11,0,0,0,0,2,6,0,0,3,8,0,7,0,0,0,1,0,0,0,0,0,0,0,0,0,0,0,0,0,0,0,0,0,0,0,0,null,615.95099328737103,1231.9019865747421,1385.8897348965847,1539.8774832184276,1693.8652315402703,2155.8284765057988,6159.5099328737106,6159.5099328737106,4619.6324496552825,2309.8162248276412,3695.705959724226,2463.8039731494841,2925.7672181150124,1693.8652315402703,307.97549664368552,2001.8407281839559,1693.8652315402703,1231.9019865747421,1077.9142382528994,307.97549664368552,1077.9142382528994,153.98774832184276,153.98774832184276,153.98774832184276,0,0,307.97549664368552,1231.9019865747421,0,2001.8407281839559,923.92648993105649,615.95099328737103,307.97549664368552,1847.852979862113,1693.8652315402703,0,1539.8774832184276,0,0,0,0,0,0,0,0,307.97549664368552,1231.9019865747421,1693.8652315402703,3695.705959724226,923.92648993105649,923.92648993105649,461.96324496552825,0,2309.8162248276412,1693.8652315402703,0,0,0,0,307.97549664368552,923.92648993105649,0,0,461.96324496552825,1231.9019865747421,0,1077.9142382528994,0,0,0,153.98774832184276,0,0,0,0,0,0,0,0,0,0,0,0,0,0,0,0,0,0,0,0]
[4,"SWITCHGEAR","> 33 kv & < = 66 kv ; switch",58.196617794914637,28.573651092407154,22.170793333333336,22.170793333333336,80.251469868239553,8.9583184732537582,2,2,1,17,35,58,71,73,83,63,21,24,18,22,12,7,20,20,13,3,2,9,1,12,0,0,0,17,12,0,2,25,9,4,21,1,5,0,0,7,4,10,18,6,3,0,12,14,86,75,38,49,31,74,34,65,22,25,4,0,30,33,0,39,14,10,13,0,0,0,0,0,0,0,0,0,0,0,8,0,0,6,15,0,0,0,6,0,0,0,0,0,null,44.341586666666672,22.170793333333336,376.90348666666671,775.97776666666675,1285.9060133333335,1574.126326666667,1618.4679133333334,1840.175846666667,1396.7599800000003,465.58666000000005,532.09904000000006,399.07428000000004,487.75745333333339,266.04952000000003,155.19555333333335,443.41586666666672,443.41586666666672,288.22031333333337,66.512380000000007,44.341586666666672,199.53714000000002,22.170793333333336,266.04952000000003,0,0,0,376.90348666666671,266.04952000000003,0,44.341586666666672,554.26983333333339,199.53714000000002,88.683173333333343,465.58666000000005,22.170793333333336,110.85396666666668,0,0,155.19555333333335,88.683173333333343,221.70793333333336,399.07428000000004,133.02476000000001,66.512380000000007,0,266.04952000000003,310.3911066666667,1906.6882266666669,1662.8095000000003,842.49014666666676,1086.3688733333333,687.29459333333341,1640.6387066666668,753.80697333333342,1441.1015666666667,487.75745333333339,554.26983333333339,88.683173333333343,0,665.12380000000007,731.63618000000008,0,864.6609400000001,310.3911066666667,221.70793333333336,288.22031333333337,0,0,0,0,0,0,0,0,0,0,0,177.36634666666669,0,0,133.02476000000001,332.56190000000004,0,0,0,133.02476000000001,0,0,0,0,0]
[5,"TRANSFORMERS","ground outdoor / indoor chamber mounted ; ˂ 22 kv ; > 600 kva ; multiple phase",47.318051969262044,74.60643097605147,219.07898700000038,47.318051969262044,62.913593182200934,7.9318089476613673,2,0,0,0,0,0,0,0,0,0,0,0,3,0,0,0,0,1,0,2,0,0,0,0,0,0,0,2,0,0,4,2,0,8,0,4,1,2,1,2,2,4,0,2,2,1,0,10,4,1,1,5,2,2,5,1,1,1,0,0,0,0,0,0,0,0,0,0,0,0,0,0,0,0,0,0,0,0,0,0,0,0,0,0,0,0,0,0,0,0,0,0,null,0,0,0,0,0,0,0,0,0,0,0,141.95415590778612,0,0,0,0,47.318051969262044,0,94.636103938524087,0,0,0,0,0,0,0,94.636103938524087,0,0,189.27220787704817,94.636103938524087,0,378.54441575409635,0,189.27220787704817,47.318051969262044,94.636103938524087,47.318051969262044,94.636103938524087,94.636103938524087,189.27220787704817,0,94.636103938524087,94.636103938524087,47.318051969262044,0,473.18051969262046,189.27220787704817,47.318051969262044,47.318051969262044,236.59025984631023,94.636103938524087,94.636103938524087,236.59025984631023,47.318051969262044,47.318051969262044,47.318051969262044,0,0,0,0,0,0,0,0,0,0,0,0,0,0,0,0,0,0,0,0,0,0,0,0,0,0,0,0,0,0,0,0,0,0]
[5,"TRANSFORMERS","ground outdoor / indoor chamber mounted ; > = 22 kv & < = 33 kv ; < = 15 mva",165.20980982882355,193.75534560443614,305.24283922822463,165.20980982882355,64.10872915526916,8.0067926884158283,2,6,8,5,6,2,8,11,6,7,4,3,4,2,2,5.9563416108396723,5.9126832216793401,9.9126832216793392,9.9126832216793392,1.9563416108396718,1.9563416108396718,3.9126832216793401,1.9126832216793399,5.82536644335869,4.7817080541983596,4.82536644335869,2.86902483251902,16.86902483251902,3.9126832216793401,7.7817080541983596,4.7817080541983596,28.825366443358689,7.6507328867173703,13.694391275877699,5.7380496650380302,15.694391275877699,22.60707449755704,8.6070744975570399,7.6507328867173703,7.6943912758776998,5.8690248325190204,2.86902483251902,9.8253664433586891,11.694391275877699,17.694391275877699,4.7817080541983596,5.8690248325190204,0.95634161083967195,7.7817080541983596,24.73804966503803,5.82536644335869,5.7817080541983596,16.825366443358689,9.9126832216793392,0,5,14.694391275877699,11.650732886717371,3.9126832216793401,1.9126832216793399,3,3,7.9126832216793401,7.9126832216793401,2,2,0.95634161083967195,4.9563416108396723,1.9126832216793399,1.9126832216793399,0,0,0,0,0,0,0,0,0,0,0,0,0,0,0,0,0,0,0,0,0,0,null,991.25885897294131,1321.6784786305884,826.04904914411782,991.25885897294131,330.4196196576471,1321.6784786305884,1817.307908117059,991.25885897294131,1156.4686688017648,660.83923931529421,495.62942948647066,660.83923931529421,330.4196196576471,330.4196196576471,984.04606480233076,976.83327063171953,1637.6725099470136,1637.6725099470136,323.2068254870365,323.2068254870365,646.41365097407243,315.99403131642532,962.40768229049945,789.98507829106495,797.19787246167584,473.99104697463963,2786.9283845781692,646.41365097407243,1285.6145077775357,789.98507829106495,4762.2333083534413,1263.9761252657029,2262.4477784092551,947.98209394927767,2592.8673980669018,3734.9104785274453,1421.9731409239155,1263.9761252657029,1271.1889194363139,969.62047646111034,473.99104697463963,1623.2469216057934,1932.0281587516079,2923.2870177245491,789.98507829106495,969.62047646111034,157.99701565821297,1285.6145077775357,4086.9684806969253,962.40768229049945,955.19488811988845,2779.7155904075585,1637.6725099470136,0,826.04904914411782,2427.6575882380785,1924.8153645809973,646.41365097407243,315.99403131642532,495.62942948647066,495.62942948647066,1307.2528902893666,1307.2528902893666,330.4196196576471,330.4196196576471,157.99701565821297,818.83625497350727,315.99403131642532,315.99403131642532,0,0,0,0,0,0,0,0,0,0,0,0,0,0,0,0,0,0,0,0,0,0]
[5,"TRANSFORMERS","ground outdoor / indoor chamber mounted ; > 33 kv & < = 66 kv ; < = 15 mva",93.458684802040068,379.96118037708118,469.92921912144703,93.458684802040068,72.39580942679261,8.5085727020924384,2,6,8,7,6,3,9,11,10,10,4,7,4.9563416108396696,2.9563416108396701,2,6.9563416108396696,4.9563416108396696,8.9563416108396705,18.781708054198401,6.7817080541983596,3.9126832216793401,3.9126832216793401,2.86902483251902,4.8690248325190204,1.9126832216793399,1.9563416108396701,0.95634161083967195,19.912683221679302,4.9126832216793401,6.9126832216793401,11.5197577192364,38.476099330076103,8.8253664433586891,8.9126832216793392,0.95634161083967195,19.912683221679302,16.869024832518999,1.9126832216793399,4.82536644335869,4.82536644335869,8,6.9126832216793401,7.9126832216793401,6.9126832216793401,15.9126832216793,1.9126832216793399,3.9563416108396701,3.9563416108396718,4.9126832216793401,30.912683221679298,10.912683221679341,6.9563416108396705,20.956341610839701,14.912683221679339,5.9563416108396723,24.912683221679341,14.912683221679339,18.956341610839669,7.9563416108396705,0.95634161083967195,6.9126832216793401,8.9563416108396705,7.9126832216793401,9.912683221679341,6,4,0.95634161083967195,6.9563416108396696,1.9563416108396718,0.95634161083967195,0,0,0,0,0,0,1,0,0,0,0,0,0,0,0,0,0,0,0,0,0,0,null,560.75210881224041,747.66947841632054,654.21079361428042,560.75210881224041,280.3760544061202,841.12816321836067,1028.0455328224407,934.58684802040068,934.58684802040068,373.83473920816027,654.21079361428042,463.21316837870023,276.29579877462015,186.91736960408014,650.13053798278031,463.21316837870023,{"$f":"IFERROR($G21*AA21,\"\")","v":837.04790758686056},1755.3137330812656,633.8095154567809,365.67422794516011,365.67422794516011,268.1352875116209,455.05265711570104,178.75685834107995,182.83711397258006,89.378429170540173,1861.0131847777977,459.13291274720018,646.05028235128032,1076.6214056779827,3595.9256397015674,824.80714069236114,{"$f":"IFERROR($G21*AQ21,\"\")","v":832.96765195536034},89.378429170540173,1861.0131847777977,1576.5568747401799,178.75685834107995,450.97240148420093,450.97240148420093,747.66947841632054,646.05028235128032,739.50896715332044,646.05028235128032,1487.1784455696372,178.75685834107995,369.75448357666022,369.75448357666033,459.13291274720018,{"$f":"IFERROR($G21*BG21,\"\")","v":2889.0587176002382},1019.8850215594407,650.13053798278042,1958.5521252113442,1393.7197607676007,556.67185318074053,2328.3066087880015,1393.7197607676007,1771.634755607261,743.58922278482055,89.378429170540173,646.05028235128032,837.04790758686056,739.50896715332044,926.42633675740058,560.75210881224041,{"$f":"IFERROR($G21*BW21,\"\")","v":373.83473920816027},89.378429170540173,650.13053798278031,182.83711397258023,89.378429170540173,0,0,0,0,0,0,93.458684802040068,0,0,0,0,{"$f":"IFERROR($G21*CM21,\"\")","v":0},0,0,0,0,0,0,0,0,0,0]
[5,"TRANSFORMERS","ground outdoor / indoor chamber mounted ; > 33 kv & < = 66 kv ; > 15 mva and < = 40 mva",75.606371346702744,454.6893571817273,470.48046125523018,75.606371346702744,50.451831229180847,7.1029452503296717,2,3,0,1,3,6,1,8,4,4,4,2,4,3,5,2,5,5,4,0,1,0,0,2,0,3,0,1,5,1,3,1,1,4,0,2,4,2,0,4,1,4,0,0,0,0,1,4,0,4,6,4,2,0,0,0,0,0,0,0,0,0,2,3,0,0,0,0,0,0,0,0,0,0,0,0,0,0,0,0,0,0,0,0,0,0,0,0,0,0,0,0,null,226.81911404010822,0,75.606371346702744,226.81911404010822,453.63822808021644,75.606371346702744,604.85097077362195,302.42548538681098,302.42548538681098,302.42548538681098,151.21274269340549,302.42548538681098,226.81911404010822,378.03185673351373,151.21274269340549,378.03185673351373,378.03185673351373,302.42548538681098,0,75.606371346702744,0,0,151.21274269340549,0,226.81911404010822,0,75.606371346702744,378.03185673351373,75.606371346702744,226.81911404010822,75.606371346702744,75.606371346702744,302.42548538681098,0,151.21274269340549,302.42548538681098,151.21274269340549,0,302.42548538681098,75.606371346702744,302.42548538681098,0,0,0,0,75.606371346702744,302.42548538681098,0,302.42548538681098,453.63822808021644,302.42548538681098,151.21274269340549,0,0,0,0,0,0,0,0,0,151.21274269340549,226.81911404010822,0,0,0,0,0,0,0,0,0,0,0,0,0,0,0,0,0,0,0,0,0,0,0,0,0,0,0,0]
[5,"TRANSFORMERS","kiosk mounted ; < = 22 kv ; < = 60 kva ; multiple phase",45.064381484648131,45.064381484648131,43.800834667490079,43.800834667490079,56.807772981058406,7.537093138674777,2,0,0.95634161083967195,4.7817080541983596,2.86902483251902,5.7380496650380302,0,0,0,0,0,0,0,0,0,0,0,0,0,0,0,0,0,0,0,0,0,0,0,0,0,0.95634161083967195,0,0,0,0,0,0,0,0,0,0,0,0,0,0,0,0,0,0,0,0,0,0,0,0,0.95634161083967195,0.95634161083967195,0.95634161083967195,0.95634161083967195,0,0,0.95634161083967195,0.95634161083967195,0,0,0,0,0,0,0,0,0,0,0,0,0,0,0,0,0,0,0,0,0,0,0,0,0,0,0,0,null,0,41.888560782029607,209.44280391014803,125.66568234608901,251.3313646921776,0,0,0,0,0,0,0,0,0,0,0,0,0,0,0,0,0,0,0,0,0,0,0,0,0,41.888560782029607,0,0,0,0,0,0,0,0,0,0,0,0,0,0,0,0,0,0,0,0,0,0,0,0,41.888560782029607,41.888560782029607,41.888560782029607,41.888560782029607,0,0,41.888560782029607,41.888560782029607,0,0,0,0,0,0,0,0,0,0,0,0,0,0,0,0,0,0,0,0,0,0,0,0,0,0,0,0]
[5,"TRANSFORMERS","kiosk mounted ; < = 22 kv ; < = 60 kva ; single phase",10.964518010934404,12.569748603220706,10.667804713528884,10.667804713528884,71.604618519837842,8.4619512241467003,2,3.82536644335869,2.86902483251902,0.95634161083967195,3.82536644335869,0,0.95634161083967195,1.9126832216793399,1.9126832216793399,0.95634161083967195,3.82536644335869,7.6507328867173703,8.6070744975570399,9.5634161083967193,6.6943912758776998,5.7380496650380302,7.6507328867173703,4.7817080541983596,2.86902483251902,6.6943912758776998,7.6507328867173703,7.6507328867173703,8.6070744975570399,8.6070744975570399,9.5634161083967193,11.476099330076099,13.3887825517554,15.3014657734347,16.2578073842744,13.3887825517554,18.170490605953798,29.646589936029802,23.9085402709918,7.6507328867173703,2.86902483251902,1.9126832216793399,0.95634161083967195,0.95634161083967195,0.95634161083967195,0.95634161083967195,0.95634161083967195,0.95634161083967195,0,0,0,0.95634161083967195,0.95634161083967195,0,1.9126832216793399,1.9126832216793399,0,0,0,0.95634161083967195,0.95634161083967195,1.9126832216793399,1.9126832216793399,0.95634161083967195,1.9126832216793399,1.9126832216793399,0,0,1.9126832216793399,2.86902483251902,1.9126832216793399,0.95634161083967195,0,0,0,0,0,0,0,0,0,0,0,0,0,0,0,0,0,0,0,0,0,0,0,0,0,0,null,40.808262175437058,30.60619663157782,10.202065543859259,40.808262175437058,0,10.202065543859259,20.404131087718476,20.404131087718476,10.202065543859259,40.808262175437058,81.616524350874016,91.81858989473325,102.02065543859258,71.414458807014768,61.212393263155533,81.616524350874016,51.010327719296292,30.60619663157782,71.414458807014768,81.616524350874016,81.616524350874016,91.81858989473325,91.81858989473325,102.02065543859258,122.42478652631148,142.82891761402954,163.23304870174758,173.43511424560714,142.82891761402954,193.83924533332623,316.2640318596367,255.05163859648147,81.616524350874016,30.60619663157782,20.404131087718476,10.202065543859259,10.202065543859259,10.202065543859259,10.202065543859259,10.202065543859259,10.202065543859259,0,0,0,10.202065543859259,10.202065543859259,0,20.404131087718476,20.404131087718476,0,0,0,10.202065543859259,10.202065543859259,20.404131087718476,20.404131087718476,10.202065543859259,20.404131087718476,20.404131087718476,0,0,20.404131087718476,30.60619663157782,20.404131087718476,10.202065543859259,0,0,0,0,0,0,0,0,0,0,0,0,0,0,0,0,0,0,0,0,0,0,0,0,0,0]
[5,"TRANSFORMERS","kiosk mounted ; < = 22 kv ; > 60 kva and < = 600 kva ; multiple phase",25.209274172343161,51.488117327447078,22.703022608971313,22.703022608971313,55.034704921227451,7.4185379234204536,2,147.27660806930899,152.05831612350801,228.56564499068199,201.78807988717099,184.57393089205701,78.420012088853099,153.97099934518701,225.69662015816201,166.40344028610301,43.991714098624897,20.0831738276331,28.690248325190201,21.039515438472801,15.3014657734347,2.86902483251902,6.6943912758776998,6.6943912758776998,1.9126832216793399,0.95634161083967195,1.9126832216793399,21.995857049312399,21.995857049312399,26.777565103510799,49.729763763662902,44.948055709464597,53.555130207021598,58.336838261220002,37.297322822747198,27.7339067143505,30.602931546869499,30.602931546869499,41.122689266105901,45.904397320304199,39.2100060444265,20.0831738276331,25.821223492671098,24.864881881831501,21.039515438472801,22.952198660152099,17.214148995114101,19.1268322167934,21.039515438472801,23.9085402709918,19.1268322167934,14.3451241625951,7.6507328867173703,2.86902483251902,10.5197577192364,6.6943912758776998,1.9126832216793399,3.82536644335869,6.6943912758776998,13.3887825517554,14.3451241625951,2.86902483251902,5.7380496650380302,5.7380496650380302,14.3451241625951,15.3014657734347,1.9126832216793399,4.7817080541983596,10.5197577192364,21.039515438472801,13.3887825517554,0.95634161083967195,0.95634161083967195,0.95634161083967195,0.95634161083967195,0.95634161083967195,0,0,0,0,0,0,0,0,0,0,0,0,0,0,0,0,0,0,0,0,0,0,null,3343.6241627701288,3452.1833888341093,5189.1310058575637,4581.1993398993527,4190.3861260690792,1780.3713074490356,3495.6070792596879,5123.9954702191626,3777.8610670260045,998.7448797884831,455.94874946865519,651.35535638379451,477.66059468144897,347.3895234046887,65.135535638379451,151.98291648955174,151.98291648955174,43.423690425586145,21.711845212793119,43.423690425586145,499.37243989424042,499.37243989424042,607.93166595820696,1129.0159510652411,1020.4567250012768,1215.8633319164139,1324.4225579803804,846.76196329893139,629.64351117100068,694.77904680937968,694.77904680937968,933.60934415010422,1042.1685702140685,890.18565372451667,455.94874946865519,586.21982074541313,564.50797553262169,477.66059468144897,521.08428510703425,390.81321383027625,434.23690425586148,477.66059468144897,542.79613031982797,434.23690425586148,325.67767819189726,173.69476170234481,65.135535638379451,238.83029734072448,151.98291648955174,43.423690425586145,86.847380851172517,151.98291648955174,303.96583297910348,325.67767819189726,65.135535638379451,130.27107127675868,130.27107127675868,325.67767819189726,347.3895234046887,43.423690425586145,108.55922606396558,238.83029734072448,477.66059468144897,303.96583297910348,21.711845212793119,21.711845212793119,21.711845212793119,21.711845212793119,21.711845212793119,0,0,0,0,0,0,0,0,0,0,0,0,0,0,0,0,0,0,0,0,0,0]
[5,"TRANSFORMERS","kiosk mounted ; < = 22 kv ; > 60 kva and < = 600 kva ; single phase",39.589306837455013,39.589306837455013,38.453293234310891,38.453293234310891,74.606030417180222,8.6374782440930193,2,0,0,0,0,0,12.432440940915701,25.821223492671098,39.2100060444265,128.149775852516,251.51784365083401,230.47832821236099,200.83173827633101,241.954427542437,251.51784365083401,227.609303379842,208.48247116304799,164.490757064424,146.32026645847,159.70904901022499,163.53441545358399,136.75685035007299,109.979285246562,155.88368256686601,219.00222888228501,222.82759532564401,190.31198055709501,232.39101143404,306.98565707953497,331.850538961366,291.68419130609999,264.906626202589,326.11248929632802,357.67176245403698,290.72784969525998,181.70490605953799,154.927340956027,151.10197451266799,126.237092630837,128.149775852516,192.22466377877399,256.299551705032,219.958570493124,179.79222283785799,142.494900015111,82.245378532211802,45.904397320304199,41.122689266105901,36.340981211907497,20.0831738276331,5.7380496650380302,16.2578073842744,28.690248325190201,75.550987256333997,76.507328867173698,30.602931546869499,29.646589936029802,21.039515438472801,65.987571147937402,60.249521482899297,8.6070744975570399,15.3014657734347,47.8170805419836,99.459527527325804,60.249521482899297,3.82536644335869,5.7380496650380302,1.9126832216793399,4.7817080541983596,2.86902483251902,0,0,0,0,0,0,0,0,0,0,0,0,0,0,0,0,0,0,0,0,0,0,null,0,0,0,0,0,478.06829711928344,992.91107863235902,1507.7538601454346,4927.7809087680107,9671.6893955670803,8862.6507389036651,7722.6417226961348,9303.944551629158,9671.6893955670803,8752.3272857222928,8016.8375978464483,6325.2113157320919,5626.4961122500517,6141.3388937631107,6288.4368313382874,5258.7512683121286,4229.0657052859706,5994.2409561879358,8421.3569261781759,8568.4548637533517,7318.1223943644472,8936.1997076912357,11804.609490406965,12760.746084645518,11216.217740106298,10186.53217708014,12540.099178282773,13753.657163277872,11179.443255712495,6987.1520348203285,5957.4664717941696,5810.3685342189929,4854.2319399804419,4927.7809087680107,7391.6713631520151,9855.5618175360214,8458.1314105719412,6913.6030660327206,5479.398174674875,3162.6056578660382,1765.1752509019725,1581.3028289330191,1397.4304069640618,772.26417226961348,220.64690636274676,625.16623469444846,1103.2345318137357,2905.1842671094964,2941.9587515032886,1176.7835006013163,1140.0090162075242,809.03865666340573,2537.4394231715901,2316.7925168088404,330.97035954411996,588.39175030065621,1838.724219689557,3824.5463769542753,2316.7925168088404,147.09793757516462,220.64690636274676,73.548968787582126,183.87242196895568,110.32345318137357,0,0,0,0,0,0,0,0,0,0,0,0,0,0,0,0,0,0,0,0,0,0]
[5,"TRANSFORMERS","kiosk mounted ; < = 22 kv ; > 600 kva ; multiple phase",50.785324314236576,55.925977387526373,49.326623574779966,49.326623574779966,54.185278686855504,7.3610650511223916,2,58.336838261220002,58.336838261220002,57.380496650380302,56.424155039540601,36.340981211907497,21.995857049312399,31.5592731577092,39.2100060444265,25.821223492671098,5.7380496650380302,5.7380496650380302,6.6943912758776998,1.9126832216793399,0,0,1.9126832216793399,1.9126832216793399,0.95634161083967195,0.95634161083967195,0,4.7817080541983596,4.7817080541983596,2.86902483251902,5.7380496650380302,4.7817080541983596,3.82536644335869,3.82536644335869,3.82536644335869,2.86902483251902,0,1.9126832216793399,1.9126832216793399,2.86902483251902,1.9126832216793399,0.95634161083967195,0.95634161083967195,3.82536644335869,3.82536644335869,2.86902483251902,0,0.95634161083967195,1.9126832216793399,0,0,0,1.9126832216793399,1.9126832216793399,0.95634161083967195,0.95634161083967195,0,1.9126832216793399,1.9126832216793399,1.9126832216793399,2.86902483251902,0.95634161083967195,3.82536644335869,3.82536644335869,1.9126832216793399,1.9126832216793399,0,0,2.86902483251902,3.82536644335869,0,0,0,0,0,0,0,0,0,0,0,0,0,0,0,0,0,0,0,0,0,0,0,0,0,0,0,0,null,2877.5592614540205,2877.5592614540205,2830.3861588072318,2783.2130561604431,1792.5779005779123,1084.9813608761031,1556.7123873439791,1934.0972085182732,1273.6737714632525,283.03861588072317,283.03861588072317,330.2117185275103,94.346205293574229,0,0,94.346205293574229,94.346205293574229,47.173102646787207,47.173102646787207,0,235.86551323393604,235.86551323393604,141.51930794036184,283.03861588072317,235.86551323393604,188.69241058714894,188.69241058714894,188.69241058714894,141.51930794036184,0,94.346205293574229,94.346205293574229,141.51930794036184,94.346205293574229,47.173102646787207,47.173102646787207,188.69241058714894,188.69241058714894,141.51930794036184,0,47.173102646787207,94.346205293574229,0,0,0,94.346205293574229,94.346205293574229,47.173102646787207,47.173102646787207,0,94.346205293574229,94.346205293574229,94.346205293574229,141.51930794036184,47.173102646787207,188.69241058714894,188.69241058714894,94.346205293574229,94.346205293574229,0,0,141.51930794036184,188.69241058714894,0,0,0,0,0,0,0,0,0,0,0,0,0,0,0,0,0,0,0,0,0,0,0,0,0,0,0,0]
["","TRANSFORMERS","kiosk mounted ; < = 22 kv ; > 600 kva ; single phase",39.589306837455077,"",38.453293510187969,"",75.117759606337231,8.6670502252114137,2,0,0,0,0,0,1.9126832216793399,0.95634161083967195,0,10.5197577192364,31.5592731577092,37.297322822747198,38.253664433586898,50.686105374502603,57.380496650380302,58.336838261220002,47.8170805419836,36.340981211907497,38.253664433586898,45.904397320304199,50.686105374502603,34.428297990228202,19.1268322167934,21.995857049312399,25.821223492671098,29.646589936029802,23.9085402709918,17.214148995114101,26.777565103510799,33.471956379388502,32.515614768548801,25.821223492671098,25.821223492671098,26.777565103510799,14.3451241625951,9.5634161083967193,16.2578073842744,13.3887825517554,8.6070744975570399,9.5634161083967193,16.2578073842744,21.039515438472801,10.5197577192364,2.86902483251902,7.6507328867173703,8.6070744975570399,16.2578073842744,16.2578073842744,6.6943912758776998,4.7817080541983596,4.7817080541983596,3.82536644335869,6.6943912758776998,11.476099330076099,7.6507328867173703,4.7817080541983596,21.995857049312399,21.995857049312399,14.3451241625951,16.2578073842744,3.82536644335869,4.7817080541983596,20.0831738276331,31.5592731577092,11.476099330076099,0.95634161083967195,1.9126832216793399,0.95634161083967195,5.7380496650380302,5.7380496650380302,0,0,0,0,0,0,0,0,0.95634161083967195,0.95634161083967195,0,0,0,0,0,0,0,0,0,0,0,0,null,"","","","","","","","","","","","","","","","","","","","","","","","","","","","","","","","","","","","","","","","","","","","","","","","","","","","","","","","","","","","","","","","","","","","","","","","","","","","","","","","","","","","","","","","","","",""]
["","TRANSFORMERS","kiosk mounted ; > 22 kv ; > 60 kva and < ≈ 600 kva",13.270402072124419,"",49.285500251909404,"",49.780249984797862,7.0555120285347019,2,1.9126832216793399,2.86902483251902,3.82536644335869,2.86902483251902,2.86902483251902,0.95634161083967195,0.95634161083967195,0.95634161083967195,1.9126832216793399,2.86902483251902,3.82536644335869,3.82536644335869,2.86902483251902,1.9126832216793399,1.9126832216793399,0.95634161083967195,0.95634161083967195,0.95634161083967195,1.9126832216793399,1.9126832216793399,2.86902483251902,1.9126832216793399,0,0,0,0,0,0,0,0.95634161083967195,1.9126832216793399,0.95634161083967195,0,0,0,0,0,0,0,0,0,0,0,0,0,0.95634161083967195,1.9126832216793399,0.95634161083967195,0,0,0,0,0,0,0,0,0,0,0,0,0,0,0,0,0,0,0,0,0,0,0,0,0,0,0,0,0,0,0,0,0,0,0,0,0,0,0,0,0,0,0,null,"","","","","","","","","","","","","","","","","","","","","","","","","","","","","","","","","","","","","","","","","","","","","","","","","","","","","","","","","","","","","","","","","","","","","","","","","","","","","","","","","","","","","","","","","","",""]
[5,"TRANSFORMERS","pole mounted ; < = 22 kv ; < = 60 kva ; multiple phase",16.506957427308222,10.718627548983903,15.253210619203612,10.718627548983903,57.240687754560795,7.565757579684985,2,56.424155039540601,176.923198005339,131.975142295875,167.35978189694299,57.380496650380302,21.995857049312399,26.777565103510799,24.864881881831501,21.995857049312399,11.476099330076099,1.9126832216793399,1.9126832216793399,1.9126832216793399,0,0.95634161083967195,0,0,1.9126832216793399,1.9126832216793399,6.6943912758776998,33.471956379388502,34.428297990228202,42.079030876945602,65.987571147937402,60.249521482899297,58.336838261220002,65.987571147937402,75.550987256333997,93.721477862287799,79.3763536996928,57.380496650380302,59.293179872059603,63.1185463154183,63.1185463154183,55.467813428701,70.769279202135706,80.332695310532401,68.856595980456405,65.987571147937402,49.729763763662902,51.642446985342303,52.598788596181898,47.8170805419836,44.948055709464597,49.729763763662902,45.904397320304199,35.384639601067903,40.1663476552662,25.821223492671098,34.428297990228202,32.515614768548801,33.471956379388502,35.384639601067903,28.690248325190201,19.1268322167934,25.821223492671098,19.1268322167934,19.1268322167934,13.3887825517554,8.6070744975570399,9.5634161083967193,25.821223492671098,53.555130207021598,29.646589936029802,0,0,0,0,0,0,0,0,0,0,0,0,0,0,0,0,0,0,0,0,0,0,0,0,0,0,0,null,604.78950263495881,1896.3738641943605,1414.5923959936365,1793.8671688325107,615.04017217114483,235.76539933227167,287.01874701320088,266.51740794082986,235.76539933227167,123.0080344342294,20.501339072371458,20.501339072371458,20.501339072371458,0,10.25066953618575,0,0,20.501339072371458,20.501339072371458,71.75468675330022,358.77343376650111,369.02410330268714,451.02945959217345,707.29619799681723,645.79218077970188,625.29084170733097,707.29619799681723,809.80289335867337,1004.5656145462031,850.80557150341758,615.04017217114483,635.54151124351597,676.54418938825904,676.54418938825904,594.53883309877381,758.54954567774541,861.05624103960258,738.04820660537428,707.29619799681723,533.03481588165857,553.53615495403074,563.78682449021562,512.53347680928755,481.78146820073044,533.03481588165857,492.03213773691544,379.27477283887322,430.52812051980129,276.7680774770148,369.02410330268714,348.52276423031503,358.77343376650111,379.27477283887322,307.52008608557298,205.01339072371459,276.7680774770148,205.01339072371459,205.01339072371459,143.50937350660044,92.256025825671671,102.50669536185751,276.7680774770148,574.03749402640176,317.77075562175798,0,0,0,0,0,0,0,0,0,0,0,0,0,0,0,0,0,0,0,0,0,0,0,0,0,0,0]
[5,"TRANSFORMERS","pole mounted ; < = 22 kv ; < = 60 kva ; single phase",15.511227938999138,11.548998518744352,14.592818244079139,11.548998518744352,64.182807236003271,8.0114173050717614,2,755.50987256333997,530.769594016018,443.742507429608,513.55544502090402,285.94614164106201,197.96271344381199,296.46589936029801,329.937855739687,347.15200473480098,363.40981211907501,385.40566916838799,417.92128393693599,435.135432932051,418.87762554777601,398.794451720143,440.87348259708898,483.90885508487401,564.24155039540597,626.40375509998501,552.76545106533001,523.11886112929994,558.50350073036805,691.43498463708295,964.94868533722899,961.12331889386996,785.15646249937004,909.480871908528,1173.4311565002799,1092.1421195789001,869.31452425326199,881.74696519417705,914.26257996272602,985.98820077570099,992.68259205157904,978.33746788898395,1029.0235732634901,1037.6306477610401,933.38941217952004,832.01720143051398,724.90694101647102,647.44327053845802,656.05034503601496,885.57233163753597,813.84671082455998,572.84862489296302,547.98374301113199,616.84033899158806,907.56818868684798,878.87794036165803,557.54715911952906,484.86519669571402,616.84033899158806,792.80719538608798,668.48278597693002,467.65104770059901,484.86519669571402,448.52421548380602,544.15837656777296,493.47227119327101,483.90885508487401,389.23103561174599,138.669533571752,300.29126580365698,193.181005389614,15.3014657734347,8.6070744975570399,2.86902483251902,3.82536644335869,1.9126832216793399,0.95634161083967195,0.95634161083967195,0,0,0,0,0,0,0,0.95634161083967195,0.95634161083967195,0,0,0,0,0,0,0,0,0,0,0,null,8725.3823991307472,6129.8572550855324,5124.7815610084472,5931.0510738395169,3302.3915662532877,2286.271084329197,3423.8842325702935,3810.4518072153328,4009.2579884613488,4197.0193818603602,4451.0495023413887,4826.5722891394116,5025.378470385439,4837.6170769864166,4605.6765321993971,5091.6471974674441,5588.6626505824852,6516.4248297305603,7234.3360397856268,6383.88737556655,6041.4989523095173,6450.1561026485551,7985.3816133816945,11144.190937623967,11100.011786235958,9067.7708223877798,10503.593242497911,13551.954688270205,12613.147721275034,10039.712152923874,10183.294394934877,10558.817181732913,11387.17627025798,11464.48978518699,11298.817967481975,11884.191723373067,11983.594813995995,10779.712938672938,9608.9654268908271,8371.9491880267233,7477.3213724196503,7576.7244630426576,10227.473546322884,9399.1144577978066,6615.8279203535685,6328.6634363315488,7123.8881613156145,10481.503666803901,10150.160031393874,6439.111314801562,5599.7074384294901,7123.8881613156145,9156.129125163794,7720.306705053662,5400.9012571834619,5599.7074384294901,5180.0055002434483,6284.4842849435408,5699.1105290524974,5588.6626505824852,4495.2286537293849,1601.4942378151341,3468.0633839583011,2231.0471450941968,176.71660555201473,99.403090623008538,33.134363541002919,44.179151388003859,22.089575694001869,11.044787847000958,11.044787847000958,0,0,0,0,0,0,0,11.044787847000958,11.044787847000958,0,0,0,0,0,0,{"$f":"IFERROR($G31*CS31,\"\")","v":0},0,0,0,0]
[5,"TRANSFORMERS","pole mounted ; < = 22 kv ; > 60 kva and < = 600 kva ; multiple phase",16.690864981711293,19.794248256465004,15.628849935035282,15.628849935035282,53.130744475190006,7.2890839256514264,2,743.07743162242502,436.09177454288999,329.937855739687,350.02102956732,210.39515438472799,179.79222283785799,256.299551705032,318.46175640961098,262.99394298090999,94.677819473127499,12.432440940915701,18.170490605953798,16.2578073842744,1.9126832216793399,0.95634161083967195,5.7380496650380302,4.7817080541983596,0,0,8.6070744975570399,32.515614768548801,30.602931546869499,42.079030876945602,52.598788596181898,40.1663476552662,43.035372487785203,47.8170805419836,60.249521482899297,51.642446985342303,55.467813428701,69.812937591296006,62.162204704578599,54.511471817861299,54.511471817861299,52.598788596181898,50.686105374502603,50.686105374502603,44.948055709464597,43.035372487785203,60.249521482899297,63.1185463154183,48.773422152823201,43.035372487785203,38.253664433586898,26.777565103510799,30.602931546869499,27.7339067143505,19.1268322167934,20.0831738276331,14.3451241625951,13.3887825517554,16.2578073842744,36.340981211907497,36.340981211907497,17.214148995114101,6.6943912758776998,6.6943912758776998,33.471956379388502,25.821223492671098,3.82536644335869,7.6507328867173703,29.646589936029802,72.681962423814994,37.297322822747198,0,0,0,0,0,0,0,0,0,0,0,0,0,0,0,0,0,0,0,0,0,0,0,0,0,0,0,null,11613.445668938322,6815.6129022340674,5156.5492352428873,5470.4261452141918,3288.2342949374943,2809.9456702193056,4005.6672320147613,4977.1910009735702,4110.2928686718678,1479.7054327218709,194.30475379176033,283.9838709264202,254.09083188153309,29.893039044886226,14.946519522443143,89.679117134658838,74.732597612215713,0,0,134.51867570198817,508.18166376306618,478.28862471818053,657.64685898749894,822.05857373437198,627.7538199426117,672.59337850994098,747.32597612215727,941.63072991391755,807.11205421193006,866.89813230170273,1091.0959251383488,971.52376895880309,851.95161277925911,851.95161277925911,822.05857373437198,792.16553468948644,792.16553468948644,702.48641755482799,672.59337850994098,941.63072991391755,986.47028848124671,762.2724956445993,672.59337850994098,597.86078089772604,418.5025466284078,478.28862471818053,433.44906615085137,298.93039044886228,313.87690997130585,224.19779283664749,209.2512733142039,254.09083188153309,567.96774185283891,567.96774185283891,269.03735140397669,104.62563665710195,104.62563665710195,523.12818328550975,403.55602710596418,59.786078089772609,119.57215617954506,463.34210519573702,1135.9354837056778,582.91426137528242,0,0,0,0,0,0,0,0,0,0,0,0,0,0,0,0,0,0,0,0,0,0,0,0,0,0,0]
[5,"TRANSFORMERS","pole mounted ; < = 22 kv ; > 60 kva and < = 600 kva ; single phase",20.096723927470528,20.098966669438997,22.161555938996756,20.096723927470528,72.600444257005279,8.5205894313131463,2,19.388782551755401,14.5634161083967,9.5634161083967193,8.6070744975570399,17.214148995114101,65.293179872059596,126.022943635723,123.67367652244,169.490757064424,333.02517251800703,428.44104165617301,448.69884904044699,459.13128998136301,456.174948370523,424.70299199113498,321.37443963128999,439.91714098624902,460.61153226212701,233.34735304488001,197.00637183297201,167.35978189694299,131.01880068503499,134.84416712839399,175.96685639450001,189.355638946255,164.490757064424,167.35978189694299,219.958570493124,246.73613559663499,218.045887271445,215.17686243892601,205.613446330529,219.958570493124,238.129061099078,234.30369465571999,281.16443358686303,263.95028459174898,206.56978794136899,182.66124767037701,268.73199264594803,273.51370070014599,140.582216793432,142.494900015111,158.752707399386,137.71319196091301,123.36806779831799,153.014657734347,146.32026645847,115.71733491160001,110.935626857402,134.84416712839399,146.32026645847,173.097831561981,149.18929129098899,74.594645645494396,61.205863093738998,47.8170805419836,135.80050873923301,125.280751019997,34.428297990228202,53.555130207021598,96.590502694806801,280.20809197602398,209.438812773888,8.6070744975570399,13.3887825517554,6.6943912758776998,13.3887825517554,13.3887825517554,0,0,0,0,0,0,0,0,0,0,0,0,0,0,0,0,0,0,0,0,0,0,null,389.65101023238583,292.67695297132565,192.19333333397344,172.97400000057593,345.94800000115231,1312.1790102354571,2532.6483067743038,2485.4357341667701,3406.2089529817044,6692.7149529926319,8610.2613333620102,9017.3768957396369,9227.0347812188666,9167.622000030522,8535.1387812165667,6458.5733906155783,8840.8933333627756,9256.7828016811509,4689.5173333489529,3959.1826666798443,3363.3833333445432,2633.0486666754346,2709.9260000090303,3536.3573333451186,3805.4280000126728,3305.7253333443514,3363.3833333445432,4420.4466666813778,4958.5880000165071,4382.0080000145899,4324.3500000143986,4132.1566666804192,4420.4466666813778,4785.6140000159321,4708.7366666823564,5650.4840000188087,5304.536000017657,4151.3760000138227,3670.8926666788857,5400.632666684658,5496.7293333516363,2825.2420000094139,2863.6806666762018,3190.4093333439682,2767.5840000092226,2479.2940000082635,3075.0933333435646,2940.5580000097975,2325.5393333410725,2229.4426666740928,2709.9260000090303,2940.5580000097975,3478.6993333449268,2998.2160000099889,1499.1080000049924,1230.0373333374298,960.96666666986721,2729.1453333424147,2517.7326666750514,691.89600000230462,1076.2826666702506,1941.1526666731304,5631.2646666854234,4209.034000014015,172.97400000057593,269.07066666756265,134.53533333378132,269.07066666756265,269.07066666756265,0,0,0,0,0,0,0,0,0,0,0,0,0,0,0,0,0,0,0,0,0,0]
[5,"TRANSFORMERS","pole mounted ; < = 22 kv ; > 600 kva ; multiple phase",14.68349099920388,15.41687399353124,14.233557051513067,14.233557051513067,61.502410037953304,7.842347227581377,2,0,0.95634161083967195,0,0,0,0,0,0.95634161083967195,0.95634161083967195,0,0,0,0,0,0,0.95634161083967195,0.95634161083967195,0.95634161083967195,0,0,0,0,0,0,0,0,0,0,0,0,0,0,0,0,0,0,0.95634161083967195,0.95634161083967195,0,0,0,0.95634161083967195,0.95634161083967195,0.95634161083967195,0,0,0,0.95634161083967195,3.82536644335869,0,0,0,0,0,0.95634161083967195,1.9126832216793399,0.95634161083967195,0.95634161083967195,0.95634161083967195,0,0,0.95634161083967195,1.9126832216793399,0.95634161083967195,0,0,0,0,0,0,0,0,0,0,0,0,0,0,0,0,0,0,0,0,0,0,0,0,0,0,0,null,0,13.612142878622379,0,0,0,0,0,13.612142878622379,13.612142878622379,0,0,0,0,0,0,13.612142878622379,13.612142878622379,13.612142878622379,0,0,0,0,0,0,0,0,0,0,0,0,0,0,0,0,0,0,13.612142878622379,13.612142878622379,0,0,0,13.612142878622379,13.612142878622379,13.612142878622379,0,0,0,13.612142878622379,54.448571514489544,0,0,0,0,0,13.612142878622379,27.224285757244701,13.612142878622379,13.612142878622379,13.612142878622379,0,0,13.612142878622379,27.224285757244701,13.612142878622379,0,0,0,0,0,0,0,0,0,0,0,0,0,0,0,0,0,0,0,0,0,0,0,0,0,0,0]
["","TRANSFORMERS","pole mounted ; > = 22 kv & < = 33 kv ; < = 60kva",10.751390144062118,"",10.64661037174511,"",62.739863481009799,7.920849921631504,2,36.340981211907497,42.079030876945602,14.3451241625951,27.7339067143505,22.952198660152099,5.7380496650380302,12.432440940915701,16.2578073842744,10.5197577192364,7.6507328867173703,8.6070744975570399,11.476099330076099,14.3451241625951,11.476099330076099,9.5634161083967193,11.476099330076099,12.432440940915701,11.476099330076099,14.3451241625951,16.2578073842744,18.170490605953798,18.170490605953798,30.602931546869499,27.7339067143505,21.995857049312399,24.864881881831501,21.995857049312399,28.690248325190201,30.602931546869499,25.821223492671098,32.515614768548801,25.821223492671098,16.2578073842744,9.5634161083967193,6.6943912758776998,8.6070744975570399,10.5197577192364,9.5634161083967193,11.476099330076099,17.214148995114101,13.3887825517554,10.5197577192364,14.3451241625951,12.432440940915701,16.2578073842744,17.214148995114101,23.9085402709918,24.864881881831501,20.0831738276331,22.952198660152099,21.039515438472801,18.170490605953798,17.214148995114101,13.3887825517554,21.039515438472801,15.3014657734347,5.7380496650380302,8.6070744975570399,6.6943912758776998,4.7817080541983596,9.5634161083967193,7.6507328867173703,3.82536644335869,2.86902483251902,0.95634161083967195,0,0,0,0,0,0,0,0,0,0,0,0,0,0,0,0,0,0,0,0,0,0,0,0,0,0,null,"","","","","","","","","","","","","","","","","","","","","","","","","","","","","","","","","","","","","","","","","","","","","","","","","","","","","","","","","","","","","","","","","","","","","","","","","","","","","","","","","","","","","","","","","","",""]
["","TRANSFORMERS","pole mounted ; > = 22 kv & < = 33 kv ; > 60 kva and < = 600 kva",28.678111962514709,"",27.019211144471125,"",55.791231355436913,7.4693528069998747,2,48.773422152823201,19.1268322167934,21.995857049312399,32.515614768548801,13.3887825517554,9.5634161083967193,20.0831738276331,23.9085402709918,16.2578073842744,13.3887825517554,14.3451241625951,12.432440940915701,10.5197577192364,12.432440940915701,16.2578073842744,13.3887825517554,7.6507328867173703,9.5634161083967193,10.5197577192364,6.6943912758776998,10.5197577192364,13.3887825517554,15.3014657734347,18.170490605953798,15.3014657734347,14.3451241625951,10.5197577192364,8.6070744975570399,14.3451241625951,19.1268322167934,17.214148995114101,9.5634161083967193,9.5634161083967193,10.5197577192364,8.6070744975570399,3.82536644335869,7.6507328867173703,6.6943912758776998,4.7817080541983596,7.6507328867173703,7.6507328867173703,4.7817080541983596,3.82536644335869,2.86902483251902,4.7817080541983596,6.6943912758776998,8.6070744975570399,15.3014657734347,12.432440940915701,15.3014657734347,12.432440940915701,8.6070744975570399,8.6070744975570399,12.432440940915701,7.6507328867173703,3.82536644335869,0.95634161083967195,1.9126832216793399,1.9126832216793399,4.7817080541983596,1.9126832216793399,0.95634161083967195,1.9126832216793399,0,0,0,0,0,0,0,0,0,0,0,0,0,0,0,0,0,0,0,0,0,0,0,0,0,0,0,0,null,"","","","","","","","","","","","","","","","","","","","","","","","","","","","","","","","","","","","","","","","","","","","","","","","","","","","","","","","","","","","","","","","","","","","","","","","","","","","","","","","","","","","","","","","","","",""]
[6,"UNDERGROUND CABLES","˂ = 1 kv",339.69307055669742,278.52834646415965,310.25387441942001,278.52834646415965,73.835472052890452,8.5927569529744332,2,6.9449999999999203,0,5.0638802852158999,38.176053884144899,184.869537619536,190.14056196452299,258.87676369563002,323.73998834483803,459.37545133937198,495.42600178615601,452.23741364497499,496.87486538462002,457.05399573856602,503.819599379588,473.22162121436202,403.50741861308302,444.55707304131602,308.37462533661397,236.96685814867001,256.27781741342,220.66680947208201,241.733871248003,196.483769977458,333.39632232044499,503.45822927977298,453.621740155775,329.18762252252401,468.24631923532797,398.61324506725902,402.32852747559002,272.78109725778103,341.51453091681901,461.938976551228,437.62641862279702,278.42709284682098,151.90897577036799,157.719107780933,127.495639514416,103.08761727336,161.03201161436499,262.36899417323201,278.70200341166901,263.01349361977901,182.16516538262999,119.526428377515,63.448961951597298,53.383500089564698,38.623439260452201,388.85568850565198,0.21256059585466999,0.93381423826797005,0,3.9368136081122003E-2,0,0.12931339143313,0,0,0.46585627695994503,0,0,0,0.31653416705850101,41.042426684499297,0,0,0,0,0,0,0,0,0,0,0,0,0,0,0,0,0,0,0,0,0,0,0,0,0,0,0,0,null,{"$f":"IFERROR($G37*K37,\"\")","v":1934.3793661935665},0,1410.4342025336418,10633.113162877538,51491.40662476312,52959.536319744679,72104.51693013683,90170.763638014047,127949.08486778231,137990.18507284785,125960.93903176308,138393.73465518013,127302.49367789987,140328.03993143199,131805.63566792515,112388.25409232349,123821.7464631444,85891.074486511847,66001.98716695614,71380.636719603688,61461.961561780765,67329.735443086334,54726.29955886567,92860.326373145552,140227.38811506893,126346.5132057827,91688.084177666577,130419.87303454493,111025.0880272965,112059.89949313631,{"$f":"IFERROR($G37*AO37,\"\")","v":75977.267965888866},95121.477589744725,128663.09930615975,121891.36274803978,77549.837781448106,42310.955834384687,43929.242296025848,35511.149655340865,28712.823580079101,44851.979922746432,73077.202110535058,77626.408166500754,73256.713475678858,50738.162297394112,33291.49845475606,17672.334457245775,{"$f":"IFERROR($G37*BE37,\"\")","v":14868.818008415774},10757.722671972657,108307.33193266157,59.204151286837742,260.09373568946648,0,10.965141846050933,0,36.017445091542328,0,0,129.75417851160307,0,0,0,88.163738150214357,{"$f":"IFERROR($G37*BU37,\"\")","v":11431.479239310092},0,0,0,0,0,0,0,0,0,0,0,0,0,0,0,{"$f":"IFERROR($G37*CK37,\"\")","v":0},0,0,0,0,0,0,0,0,0,0,0,0]
[6,"UNDERGROUND CABLES","> 1 kv & < = 11 kv",771.2375885489206,535.46278381524667,638.77583394658063,535.46278381524667,69.852062096318278,8.3577546085248446,2,3.5310000000000001,0,1.5246754179156401,16.430059145253701,65.797589567215795,91.135754847733807,111.99860596770399,127.430335189773,155.693022088909,162.27545656979001,161.85771095220801,137.50584703219701,127.265374696324,120.594597271891,104.517742658521,113.212586583107,108.607476386371,77.063058815472203,80.936154876435296,79.314006802160606,75.341103691001805,65.325102345811899,46.583292052966797,103.379613910952,115.285812808966,97.031210552876402,87.994003381539997,126.994905027016,114.209763165327,120.434116781846,90.402291230186705,120.940862499112,167.13776139198001,134.804542632997,81.920896249964997,42.820225193395501,57.2075420785959,34.498293822519798,34.240992396790602,47.428948350913402,56.889625542695399,85.338237219181707,80.887254769242205,41.735662015975699,54.2909439515728,19.123905750190499,16.4200482840522,24.244165544732301,60.023428395397602,0.54940453512984,0.57169333288184698,1.59960293780956,1.06116302648649,0.43321954810105301,0.79254644103030403,0,0.31021424808787401,0.262579916526888,29.7939701071647,0,0,0,0,0,0,0,0,0,0,0,0,0,0,0,0,0,0,0,0,0,0,0,0,0,0,0,0,0,0,0,0,null,1890.7190896516361,0,816.40694369178323,8797.6852081666984,35232.160477994403,48799.804995871404,59971.08533489368,68234.202023225836,83367.8190283359,86892.467719749911,86668.780488432836,73629.263642733684,68145.871818184096,64573.918768285308,55965.361442017216,60621.126774715114,{"$f":"IFERROR($G38*AA38,\"\")","v":58155.261648994885},41264.400002650829,43338.298801437995,42469.698877826326,40342.357118096981,34979.161155104339,24943.619241960259,55355.935854503761,61731.262261092357,51956.602119606541,47117.514009727638,68001.045376118855,61155.077723386014,64487.987438337776,48407.06252539243,64759.330910791483,89496.050995598067,72182.81566920568,43865.591158646261,22928.636985651316,30632.509736632823,18472.552447082777,18334.77710938219,25396.436717409644,30462.277263298642,45695.450067268932,43312.114613911515,22347.893767446596,29070.779984266701,10240.139810417408,8792.3247645593547,12981.848373860044,32140.312062734723,294.18568182134561,306.12050351353025,856.52784207855382,568.21330824426821,231.97294522937301,424.37912361695282,0,166.10818486028657,140.60177307746255,15953.562174490653,0,0,0,0,0,0,0,0,0,0,0,0,0,0,0,0,0,0,0,0,0,0,0,0,0,0,0,0,0,0,0,0]
["","","","","","","","","","","","","","","","","","","","","","","","","","","","","","","","","","","","","","","","","","","","","","","","","","","","","","","","","","","","","","","","","","","","","","","","","","","","","","","","","","","","","","","","","","","","","","","","","","","","","",null,"","","","","","","","","","","","","","","","","","","","","","","","","","","","","","","","","","","","","","","","","","","","","","","","","","","","","","","","","","","","","","","","","","","","","","","","","","","","","","","","","","","","","","","","","","",""]
["","","","","","","","","","","","","","","","","","","","","","","","","","","","","","","","","","","","","","","","","","","","","","","","","","","","","","","","","","","","","","","","","","","","","","","","","","","","","","","","","","","","","","","","","","","","","","","","","","","","","",null,"","","","","","","","","","","","","","","","","","","","","","","","","","","","","","","","","","","","","","","","","","","","","","","","","","","","","","","","","","","","","","","","","","","","","","","","","","","","","","","","","","","","","","","","","","",""]
["","","","","","","","","","","","","","","","","","","","","","","","","","","","","","","","","","","","","","","","","","","","","","","","","","","","","","","","","","","","","","","","","","","","","","","","","","","","","","","","","","","","","","","","","","","","","","","","","","","","","",null,"","","","","","","","","","","","","","","","","","","","","","","","","","","","","","","","","","","","","","","","","","","","","","","","","","","","","","","","","","","","","","","","","","","","","","","","","","","","","","","","","","","","","","","","","","",""]
["","","","","","","","","","","","","","","","","","","","","","","","","","","","","","","","","","","","","","","","","","","","","","","","","","","","","","","","","","","","","","","","","","","","","","","","","","","","","","","","","","","","","","","","","","","","","","","","","","","","","",null,"","","","","","","","","","","","","","","","","","","","","","","","","","","","","","","","","","","","","","","","","","","","","","","","","","","","","","","","","","","","","","","","","","","","","","","","","","","","","","","","","","","","","","","","","","",""]
["","","","","","","","","","","","","","","","","","","","","","","","","","","","","","","","","","","","","","","","","","","","","","","","","","","","","","","","","","","","","","","","","","","","","","","","","","","","","","","","","","","","","","","","","","","","","","","","","","","","","",null,"","","","","","","","","","","","","","","","","","","","","","","","","","","","","","","","","","","","","","","","","","","","","","","","","","","","","","","","","","","","","","","","","","","","","","","","","","","","","","","","","","","","","","","","","","",""]
["","","","","","","","","","","","","","","","","","","","","","","","","","","","","","","","","","","","","","","","","","","","","","","","","","","","","","","","","","","","","","","","","","","","","","","","","","","","","","","","","","","","","","","","","","","","","","","","","","","","","",null,"","","","","","","","","","","","","","","","","","","","","","","","","","","","","","","","","","","","","","","","","","","","","","","","","","","","","","","","","","","","","","","","","","","","","","","","","","","","","","","","","","","","","","","","","","",""]
["","","","","","","","","","","","","","","","","","","","","","","","","","","","","","","","","","","","","","","","","","","","","","","","","","","","","","","","","","","","","","","","","","","","","","","","","","","","","","","","","","","","","","","","","","","","","","","","","","","","","",null,"","","","","","","","","","","","","","","","","","","","","","","","","","","","","","","","","","","","","","","","","","","","","","","","","","","","","","","","","","","","","","","","","","","","","","","","","","","","","","","","","","","","","","","","","","",""]
["","","","","","","","","","","","","","","","","","","","","","","","","","","","","","","","","","","","","","","","","","","","","","","","","","","","","","","","","","","","","","","","","","","","","","","","","","","","","","","","","","","","","","","","","","","","","","","","","","","","","",null,"","","","","","","","","","","","","","","","","","","","","","","","","","","","","","","","","","","","","","","","","","","","","","","","","","","","","","","","","","","","","","","","","","","","","","","","","","","","","","","","","","","","","","","","","","",""]
["","","","","","","","","","","","","","","","","","","","","","","","","","","","","","","","","","","","","","","","","","","","","","","","","","","","","","","","","","","","","","","","","","","","","","","","","","","","","","","","","","","","","","","","","","","","","","","","","","","","","",null,"","","","","","","","","","","","","","","","","","","","","","","","","","","","","","","","","","","","","","","","","","","","","","","","","","","","","","","","","","","","","","","","","","","","","","","","","","","","","","","","","","","","","","","","","","",""]
["","","","","","","","","","","","","","","","","","","","","","","","","","","","","","","","","","","","","","","","","","","","","","","","","","","","","","","","","","","","","","","","","","","","","","","","","","","","","","","","","","","","","","","","","","","","","","","","","","","","","",null,"","","","","","","","","","","","","","","","","","","","","","","","","","","","","","","","","","","","","","","","","","","","","","","","","","","","","","","","","","","","","","","","","","","","","","","","","","","","","","","","","","","","","","","","","","",""]
["","","","","","","","","","","","","","","","","","","","","","","","","","","","","","","","","","","","","","","","","","","","","","","","","","","","","","","","","","","","","","","","","","","","","","","","","","","","","","","","","","","","","","","","","","","","","","","","","","","","","",null,"","","","","","","","","","","","","","","","","","","","","","","","","","","","","","","","","","","","","","","","","","","","","","","","","","","","","","","","","","","","","","","","","","","","","","","","","","","","","","","","","","","","","","","","","","",""]
["","","","","","","","","","","","","","","","","","","","","","","","","","","","","","","","","","","","","","","","","","","","","","","","","","","","","","","","","","","","","","","","","","","","","","","","","","","","","","","","","","","","","","","","","","","","","","","","","","","","","",null,"","","","","","","","","","","","","","","","","","","","","","","","","","","","","","","","","","","","","","","","","","","","","","","","","","","","","","","","","","","","","","","","","","","","","","","","","","","","","","","","","","","","","","","","","","",""]
["","","","","","","","","","","","","","","","","","","","","","","","","","","","","","","","","","","","","","","","","","","","","","","","","","","","","","","","","","","","","","","","","","","","","","","","","","","","","","","","","","","","","","","","","","","","","","","","","","","","","",null,"","","","","","","","","","","","","","","","","","","","","","","","","","","","","","","","","","","","","","","","","","","","","","","","","","","","","","","","","","","","","","","","","","","","","","","","","","","","","","","","","","","","","","","","","","",""]
["","","","","","","","","","","","","","","","","","","","","","","","","","","","","","","","","","","","","","","","","","","","","","","","","","","","","","","","","","","","","","","","","","","","","","","","","","","","","","","","","","","","","","","","","","","","","","","","","","","","","",null,"","","","","","","","","","","","","","","",{"$f":"IFERROR($G52*Z52,\"\")","v":""},"","","","","","","","","","","","","","","","","","","","","","","","","","","","","","","","","","","","","","","","","","","","","","","","","","","","","","","","","","","","","","","","","","","","","","","","","","",""]
["","","","","","","","","","","","","","","","","","","","","","","","","","","","","","","","","","","","","","","","","","","","","","","","","","","","","","","","","","","","","","","","","","","","","","","","","","","","","","","","","","","","","","","","","","","","","","","","","","","","","",null,{"$f":"IFERROR($G53*K53,\"\")","v":""},"","","","","","","","","","","","","","","","","","","","","","","","","","","","","","","","","","","","","","","","","","",{"$f":"IFERROR($G53*BB53,\"\")","v":""},"","","","","","","","","","","","","","","",{"$f":"IFERROR($G53*BR53,\"\")","v":""},"","","","","","","","","","","","","","","",{"$f":"IFERROR($G53*CH53,\"\")","v":""},"","","","","","","","","","","","","","",""]
["","","","","","","","","","","","","","","","","","","","","","","","","","","","","","","","","","","","","","","","","","","","","","","","","","","","","","","","","","","","","","","","","","","","","","","","","","","","","","","","","","","","","","","","","","","","","","","","","","","","","",null,"","","","","","","","","","","","","","","","","","","","","","","","","","","","","","","","",{"$f":"IFERROR($G54*AQ54,\"\")","v":""},"","","","","","","","","","","","","","","","","","","","","","","","","","","","","","","","","","","","","","","","","","","","","","","","","","","","","","","","","",""]
["","","","","","","","","","","","","","","","","","","","","","","","","","","","","","","","","","","","","","","","","","","","","","","","","","","","","","","","","","","","","","","","","","","","","","","","","","","","","","","","","","","","","","","","","","","","","","","","","","","","","",null,"","","","","","","","","","","","","","","","","","","","","","","","","","","","","","","",{"$f":"IFERROR($G55*AP55,\"\")","v":""},"","","","","","","","","","","","","","","","","","","","","","","","","","","","","","","","","","","","","","","","","","","","","","","","","","","","","","","","","","",""]
["","","","","","","","","","","","","","","","","","","","","","","","","","","","","","","","","","","","","","","","","","","","","","","","","","","","","","","","","","","","","","","","","","","","","","","","","","","","","","","","","","","","","","","","","","","","","","","","","","","","","",null,"","","","","","","","","","","","","","","","","","","","","","","","","","","","","","","","","","","","","","","","","","","","","","","","","","","","","","","","","","","","","","","","","","","","","","","","","","","","","","","","","","","","","","","","","","",""]
["","","","","","","","","","","","","","","","","","","","","","","","","","","","","","","","","","","","","","","","","","","","","","","","","","","","","","","","","","","","","","","","","","","","","","","","","","","","","","","","","","","","","","","","","","","","","","","","","","","","","",null,"","","","","","","","","","","","","","","","","","","","","","","","","","","","","","","","","","","","","","","","","","","","","","","","","","","","","","","","","","","","","","","","","","","","","","","","","","","","","","","","","","","","","","","","","","",""]
["","","","","","","","","","","","","","","","","","","","","","","","","","","","","","","","","","","","","","","","","","","","","","","","","","","","","","","","","","","","","","","","","","","","","","","","","","","","","","","","","","","","","","","","","","","","","","","","","","","","","",null,"","","","","","","","","","","","","","","","","","","","","","","","","","","","","","","","","","","","","","","","","","","","","","","","","","","","","","","","","","","","","","","","","","","","","","","","","","","","","","","","","","","","","","","","","","",""]
["","","","","","","","","","","","","","","","","","","","","","","","","","","","","","","","","","","","","","","","","","","","","","","","","","","","","","","","","","","","","","","","","","","","","","","","","","","","","","","","","","","","","","","","","","","","","","","","","","","","","",null,"","","","","","","","","","","","","","","","","","","","","","","","","","","","","","","","","","","","","","","","","","","","","","","","","","","","","","","","","","","","","","","","","","","","","","","","","","","","","","","","","","","","","","","","","","",""]
["","","","","","","","","","","","","","","","","","","","","","","","","","","","","","","","","","","","","","","","","","","","","","","","","","","","","","","","","","","","","","","","","","","","","","","","","","","","","","","","","","","","","","","","","","","","","","","","","","","","","",null,"","","","","","","","","","","","","","","","","","","","","","","","","","","","","","","","","","","","","","","","","","","","","","","","","","","","","","","","","","","","","","","","","","","","","","","","","","","","","","","","","","","","","","","","","","",""]
["","","","","","","","","","","","","","","","","","","","","","","","","","","","","","","","","","","","","","","","","","","","","","","","","","","","","","","","","","","","","","","","","","","","","","","","","","","","","","","","","","","","","","","","","","","","","","","","","","","","","",null,"","","","","","","","","","","","","","","","","","","","","","","","","","","","","","","","","","","","","","","","","","","","","","","","","","","","","","","","","","","","","","","","","","","","","","","","","","","","","","","","","","","","","","","","","","",""]
["","","","","","","","","","","","","","","","","","","","","","","","","","","","","","","","","","","","","","","","","","","","","","","","","","","","","","","","","","","","","","","","","","","","","","","","","","","","","","","","","","","","","","","","","","","","","","","","","","","","","",null,"","","","","","","","","","","","","","","","","","","","","","","","","","","","","","","","","","","","","","","","","","","","","","","","","","","","","","","","","","","","","","","","","","","","","","","","","","","","","","","","","","","","","","","","","","",""]
["","","","","","","","","","","","","","","","","","","","","","","","","","","","","","","","","","","","","","","","","","","","","","","","","","","","","","","","","","","","","","","","","","","","","","","","","","","","","","","","","","","","","","","","","","","","","","","","","","","","","",null,"","","","","","","","","","","","","","","","","","","","","","","","","","","","","","","","","","","","","","","","","","","","","","","","","","","","","","","","","","","","","","","","","","","","","","","","","","","","","","","","","","","","","","","","","","",""]
["","","","","","","","","","","","","","","","","","","","","","","","","","","","","","","","","","","","","","","","","","","","","","","","","","","","","","","","","","","","","","","","","","","","","","","","","","","","","","","","","","","","","","","","","","","","","","","","","","","","","",null,"","","","","","","","","","","","","","","","","","","","","","","","","","","","","","","","","","","","","","","","","","","","","","","","","","","","","","","","","","","","","","","","","","","","","","","","","","","","","","","","","","","","","","","","","","",""]
["","","","","","","","","","","","","","","","","","","","","","","","","","","","","","","","","","","","","","","","","","","","","","","","","","","","","","","","","","","","","","","","","","","","","","","","","","","","","","","","","","","","","","","","","","","","","","","","","","","","","",null,"","","","","","","","","","","","","","","","","","","","","","","","","","","","","","","","","","","","","","","","","","","","","","","","","","","","","","","","","","","","","","","","","","","","","","","","","","","","","","","","","","","","","","","","","","",""]
["","","","","","","","","","","","","","","","","","","","","","","","","","","","","","","","","","","","","","","","","","","","","","","","","","","","","","","","","","","","","","","","","","","","","","","","","","","","","","","","","","","","","","","","","","","","","","","","","","","","","",null,{"$f":"IFERROR($G66*K66,\"\")","v":""},"","","","","","","","","","","","","","","",{"$f":"IFERROR($G66*AA66,\"\")","v":""},"","","","","","","","","","","","","","","",{"$f":"IFERROR($G66*AQ66,\"\")","v":""},"","","","","","","","","","","","","","","",{"$f":"IFERROR($G66*BG66,\"\")","v":""},"","","","","","","","","","","","","","","",{"$f":"IFERROR($G66*BW66,\"\")","v":""},"","","","","","","","","","","","","",{"$f":"IFERROR($G66*CK66,\"\")","v":""},{"$f":"IFERROR($G66*CL66,\"\")","v":""},"","","","","","","","","","",""]
["","","","","","","","","","","","","","","","","","","","","","","","","","","","","","","","","","","","","","","","","","","","","","","","","","","","","","","","","","","","","","","","","","","","","","","","","","","","","","","","","","","","","","","","","","","","","","","","","","","","","",null,"","","","","","","","","","","","","","","","","","","","","","","","","","","","","","","","","","","","","","","","","","","","","","","","","","","","","","","","","","","","","","","","","","","","","","","","","","","","","","","","","","","","","","","","","","",""]
["","","","","","","","","","","","","","","","","","","","","","","","","","","","","","","","","","","","","","","","","","","","","","","","","","","","","","","","","","","","","","","","","","","","","","","","","","","","","","","","","","","","","","","","","","","","","","","","","","","","","",null,"","","","","","","","","","","","","","","","","","","","","","","","","","","","","","","","","","","","","","","","","","","","","","","","","","","","","","","","","","","","","","","","","","","","","","","","","","","","","","","","","","","","","","","","","","",""]
["","","","","","","","","","","","","","","","","","","","","","","","","","","","","","","","","","","","","","","","","","","","","","","","","","","","","","","","","","","","","","","","","","","","","","","","","","","","","","","","","","","","","","","","","","","","","","","","","","","","","",null,"","","","","","","","","","","","","","","","","","","","","","","","","","","","","","","","","","","","","","","","","","","","","","","","","","","","","","","","","","","","","","","","","","","","","","","","","","","","","","","","","","","","","","","","","","",""]
["","","","","","","","","","","","","","","","","","","","","","","","","","","","","","","","","","","","","","","","","","","","","","","","","","","","","","","","","","","","","","","","","","","","","","","","","","","","","","","","","","","","","","","","","","","","","","","","","","","","","",null,"","","","","","","","","","","","","","","","","","","","","","","","","","","","","","","","","","","","","","","","","","","","","","","","","","","","","","","","","","","","","","","","","","","","","","","","","","","","","","","","","","","","","","","","","","",""]
["","","","","","","","","","","","","","","","","","","","","","","","","","","","","","","","","","","","","","","","","","","","","","","","","","","","","","","","","","","","","","","","","","","","","","","","","","","","","","","","","","","","","","","","","","","","","","","","","","","","","",null,"","","","","","","","","","","","","","","","","","","","","","","","","","","","","","","","","","","","","","","","","","","","","","","","","","","","","","","","","","","","","","","","","","","","","","","","","","","","","","","","","","","","","","","","","","",""]
["","","","","","","","","","","","","","","","","","","","","","","","","","","","","","","","","","","","","","","","","","","","","","","","","","","","","","","","","","","","","","","","","","","","","","","","","","","","","","","","","","","","","","","","","","","","","","","","","","","","","",null,"","","","","","","","","","","","","","","","","","","","","","","","","","","","","","","","","","","","","","","","","","","","","","","","","","","","","","","","","","","","","","","","","","","","","","","","","","","","","","","","","","","","","","","","","","",""]
["","","","","","","","","","","","","","","","","","","","","","","","","","","","","","","","","","","","","","","","","","","","","","","","","","","","","","","","","","","","","","","","","","","","","","","","","","","","","","","","","","","","","","","","","","","","","","","","","","","","","",null,"","","","","","","","","","","","","","","","","","","","","","","","","","","","","","","","","","","","","","","","","","","","","","","","","","","","","","","","","","","","","","","","","","","","","","","","","","","","","","","","","","","","","","","","","","",""]
["","","","","","","","","","","","","","","","","","","","","","","","","","","","","","","","","","","","","","","","","","","","","","","","","","","","","","","","","","","","","","","","","","","","","","","","","","","","","","","","","","","","","","","","","","","","","","","","","","","","","",null,"","","","","","","","","","","","","","","","","","","","","","","","","","","","","","","","","","","","","","","","","","","","","","","","","","","","","","","","","","","","","","","","","","","","","","","","","","","","","","","","","","","","","","","","","","",""]
["","","","","","","","","","","","","","","","","","","","","","","","","","","","","","","","","","","","","","","","","","","","","","","","","","","","","","","","","","","","","","","","","","","","","","","","","","","","","","","","","","","","","","","","","","","","","","","","","","","","","",null,"","","","","","","","","","","","","","","","","","","","","","","","","","","","","","","","","","","","","","","","","","","","","","","","","","","","","","","","","","","","","","","","","","","","","","","","","","","","","","","","","","","","","","","","","","",""]
["","","","","","","","","","","","","","","","","","","","","","","","","","","","","","","","","","","","","","","","","","","","","","","","","","","","","","","","","","","","","","","","","","","","","","","","","","","","","","","","","","","","","","","","","","","","","","","","","","","","","",null,"","","","","","","","","","","","","","","","","","","","","","","","","","","","","","","","","","","","","","","","","","","","","","","","","","","","","","","","","","","","","","","","","","","","","","","","","","","","","","","","","","","","","","","","","","",""]
["","","","","","","","","","","","","","","","","","","","","","","","","","","","","","","","","","","","","","","","","","","","","","","","","","","","","","","","","","","","","","","","","","","","","","","","","","","","","","","","","","","","","","","","","","","","","","","","","","","","","",null,"","","","","","","","","","","","","","","","","","","","","","","","","","","","","","","","","","","","","","","","","","","","","","","","","","","","","","","","","","","","","","","","","","","","","","","","","","","","","","","","","","","","","","","","","","",""]
["","","","","","","","","","","","","","","","","","","","","","","","","","","","","","","","","","","","","","","","","","","","","","","","","","","","","","","","","","","","","","","","","","","","","","","","","","","","","","","","","","","","","","","","","","","","","","","","","","","","","",null,"","","","","","","","","","","","","","","","","","","","","","","","","","","","","","","","","","","","","","","","","","","","","","","","","","","","","","","","","","","","","","","","","","","","","","","","","","","","","","","","","","","","","","","","","","",""]
["","","","","","","","","","","","","","","","","","","","","","","","","","","","","","","","","","","","","","","","","","","","","","","","","","","","","","","","","","","","","","","","","","","","","","","","","","","","","","","","","","","","","","","","","","","","","","","","","","","","","",null,"","","","","","","","","","","","","","","","","","","","","","","","","","","","","","","","","","","","","","","","","","","","","","","","","","","","","","","","","","","","","","","","","","","","","","","","","","","","","","","","","","","","","","","","","","",""]
["","","","","","","","","","","","","","","","","","","","","","","","","","","","","","","","","","","","","","","","","","","","","","","","","","","","","","","","","","","","","","","","","","","","","","","","","","","","","","","","","","","","","","","","","","","","","","","","","","","","","",null,"","","","","","","","","","","","","","","","","","","","","","","","","","","","","","","","","","","","","","","","","","","","","","","","","","","","","","","","","","","","","","","","","","","","","","","","","","","","","","","","","","","","","","","","","","",""]
["","","","","","","","","","","","","","","","","","","","","","","","","","","","","","","","","","","","","","","","","","","","","","","","","","","","","","","","","","","","","","","","","","","","","","","","","","","","","","","","","","","","","","","","","","","","","","","","","","","","","",null,"","","","","","","","","","","","","","","",{"$f":"IFERROR($G81*Z81,\"\")","v":""},"","","","","","","","","","","","","","","","","","","","","","","","","","","","","","","",{"$f":"IFERROR($G81*BF81,\"\")","v":""},"","","","","","","","","","","","","","","","","","","","","","","","","","","","","","","","","","","","","","","","","","",""]
["","","","","","","","","","","","","","","","","","","","","","","","","","","","","","","","","","","","","","","","","","","","","","","","","","","","","","","","","","","","","","","","","","","","","","","","","","","","","","","","","","","","","","","","","","","","","","","","","","","","","",null,{"$f":"IFERROR($G82*K82,\"\")","v":""},"","","","","","","","","","","","","","","","","","","","","","","","","","","","","","","",{"$f":"IFERROR($G82*AQ82,\"\")","v":""},"","","","","","","","","","","","","","","","","","","","","","","","","","","","","","","","","","","","","","","","","","","","","","","","","","","","","","","","","",""]
["","","","","","","","","","","","","","","","","","","","","","","","","","","","","","","","","","","","","","","","","","","","","","","","","","","","","","","","","","","","","","","","","","","","","","","","","","","","","","","","","","","","","","","","","","","","","","","","","","","","","",null,"","","","","","","","","","","","","","","","","","","","","","","","","","","","","","","","","","","","","","","","","","","","","","","","","","","","","","","","","","","","","","","","","","","","","","","","","","","","","","","","","","","","","","","","","","",""]
["","","","","","","","","","","","","","","","","","","","","","","","","","","","","","","","","","","","","","","","","","","","","","","","","","","","","","","","","","","","","","","","","","","","","","","","","","","","","","","","","","","","","","","","","","","","","","","","","","","","","",null,"","","","","","","","","","","","","","","","","","","","","","","","","","","","","","","","","","","","","","","","","","","","","","","","","","","","","","","","","","","",{"$f":"IFERROR($G84*BR84,\"\")","v":""},"","","","","","","","","","","","","","","","","","","","","","","","","","","","","","",""]
["","","","","","","","","","","","","","","","","","","","","","","","","","","","","","","","","","","","","","","","","","","","","","","","","","","","","","","","","","","","","","","","","","","","","","","","","","","","","","","","","","","","","","","","","","","","","","","","","","","","","",null,"","","","","","","","","","","","","","","","","","","","","","","","","","","","","","","","","","","","","","","","","","","","","","","","","","","","","","","","","","","","","","","","","","","","","","","","","","","",{"$f":"IFERROR($G85*CH85,\"\")","v":""},"","","","","","","","","","","","","","",""]
["","","","","","","","","","","","","","","","","","","","","","","","","","","","","","","","","","","","","","","","","","","","","","","","","","","","","","","","","","","","","","","","","","","","","","","","","","","","","","","","","","","","","","","","","","","","","","","","","","","","","",null,{"$f":"IFERROR($G86*K86,\"\")","v":""},{"$f":"IFERROR($G86*L86,\"\")","v":""},"","","","","","","","","","","","","","",{"$f":"IFERROR($G86*AA86,\"\")","v":""},"","","","","","","","","",{"$f":"IFERROR($G86*AK86,\"\")","v":""},"","","","","","","","","","","","","","","","","","","","",{"$f":"IFERROR($G86*BF86,\"\")","v":""},{"$f":"IFERROR($G86*BG86,\"\")","v":""},"","","","","","","","","","","","","","","",{"$f":"IFERROR($G86*BW86,\"\")","v":""},"",{"$f":"IFERROR($G86*BY86,\"\")","v":""},"","","","",{"$f":"IFERROR($G86*CD86,\"\")","v":""},"","","","","","","","","","","","",{"$f":"IFERROR($G86*CQ86,\"\")","v":""},"","","","","",""]
["","","","","","","","","","","","","","","","","","","","","","","","","","","","","","","","","","","","","","","","","","","","","","","","","","","","","","","","","","","","","","","","","","","","","","","","","","","","","","","","","","","","","","","","","","","","","","","","","","","","","",null,{"$f":"IFERROR($G87*K87,\"\")","v":""},"","","","","","","","","","","","","","","","","","","","","","","","","","","","","","","","","","","","","","","","","","","","","","","","","","","","","","","","","","","","","","","","","","","","","","","","","","","","","","","","","","","","","","","","","",""]
["","","","","","","","","","","","","","","","","","","","","","","","","","","","","","","","","","","","","","","","","","","","","","","","","","","","","","","","","","","","","","","","","","","","","","","","","","","","","","","","","","","","","","","","","","","","","","","","","","","","","",null,"","","","","","","","","","","","","","","","","","","","","","","","","","","","","","","","","","","","","","","","","","","","","","","","","","","","","","","","","","","","","","","","","","","","","","","","","","","","","","","","","","","","","","","","","","",""]
["","","","","","","","","","","","","","","","","","","","","","","","","","","","","","","","","","","","","","","","","","","","","","","","","","","","","","","","","","","","","","","","","","","","","","","","","","","","","","","","","","","","","","","","","","","","","","","","","","","","","",null,"","","","","","","","","","","","","","","","","","","","","","","","","","","","","","","","","","","","","","","","","","",{"$f":"IFERROR($G89*BA89,\"\")","v":""},"","","","","","","","","","","","","","","","","","","","","","","","","","","","","","","","","","","","","","","","","","","","","","","",""]
["","","","","","","","","","","","","","","","","","","","","","","","","","","","","","","","","","","","","","","","","","","","","","","","","","","","","","","","","","","","","","","","","","","","","","","","","","","","","","","","","","","","","","","","","","","","","","","","","","","","","",null,"","","","","","","","","","","","","","","","","","","","","","","","","","","","","","","","","","","","","","","","","","","","","","","","","","","","","","","","","","","","","","","","","","","","","","","","","","","","","","","","","","","","","","","","","","",""]
["","","","","","","","","","","","","","","","","","","","","","","","","","","","","","","","","","","","","","","","","","","","","","","","","","","","","","","","","","","","","","","","","","","","","","","","","","","","","","","","","","","","","","","","","","","","","","","","","","","","","",null,"","","","","","","","","","","","","","","","","","","","","","","","","","","","","","","","","","","","","","","","","","","","","","","","","","","","","","","","","","","","","","","","","","","","","","","","","","","","","","","","","","","","","","","","","","",""]
["","","","","","","","","","","","","","","","","","","","","","","","","","","","","","","","","","","","","","","","","","","","","","","","","","","","","","","","","","","","","","","","","","","","","","","","","","","","","","","","","","","","","","","","","","","","","","","","","","","","","",null,"","","","","","","","","","","","","","","","","","","","","","","","","","","","","","","","","","","","","","","","","","","","","","","","","","","","","","","","","","","","","","","","","","","","","","","","","","","","","","","","","","","","","","","","","","",""]
["","","","","","","","","","","","","","","","","","","","","","","","","","","","","","","","","","","","","","","","","","","","","","","","","","","","","","","","","","","","","","","","","","","","","","","","","","","","","","","","","","","","","","","","","","","","","","","","","","","","","",null,"","","","","","","","","","","","","","","","","","","","","","","","","","","","","","","","","","","","","","","","","","","","","","","","","","","","","","","","","","","","","","","","","","","","","","","","","","","","","","","","","","","","","","","","","","",""]
["","","","","","","","","","","","","","","","","","","","","","","","","","","","","","","","","","","","","","","","","","","","","","","","","","","","","","","","","","","","","","","","","","","","","","","","","","","","","","","","","","","","","","","","","","","","","","","","","","","","","",null,"","","","","","","","","","","","","","","","","","","","","","","","","","","","","","","","","","","","","","","","","","","","","","","","","","","","","","","","","","","","","","","",{"$f":"IFERROR($G94*BV94,\"\")","v":""},"","","","","","","","","","","","","","","","","","","","","","","","","","",""]
["","","","","","","","","","","","","","","","","","","","","","","","","","","","","","","","","","","","","","","","","","","","","","","","","","","","","","","","","","","","","","","","","","","","","","","","","","","","","","","","","","","","","","","","","","","","","","","","","","","","","",null,"","","","","","","","","","","","","","","","","","","","","","","","","","","","","","","","","","","","","","","","","","","","","","","","","","","","","","","","","","","","","","","","","","","","","","","","","","","","","","","","","","","","","","","","","","",""]
["","","","","","","","","","","","","","","","","","","","","","","","","","","","","","","","","","","","","","","","","","","","","","","","","","","","","","","","","","","","","","","","","","","","","","","","","","","","","","","","","","","","","","","","","","","","","","","","","","","","","",null,"","","","","","","","","","","","","","","","","","","","","","","","","","","","","","","","","","","","","","","","","","","","","","","","","","","","","","","","","","","","","","","","","","","","","","","","","","","","","","","","","","","","","","","","","","",""]
["","","","","","","","","","","","","","","","","","","","","","","","","","","","","","","","","","","","","","","","","","","","","","","","","","","","","","","","","","","","","","","","","","","","","","","","","","","","","","","","","","","","","","","","","","","","","","","","","","","","","",null,"","","","","","","","","","","","","","","","","","","","","",{"$f":"IFERROR($G97*AF97,\"\")","v":""},"","","","","","","","","","","","","","","","","","","","","","","","","","","","","","","","","","","","","","","","","","","","","","","","","","","","","","","","","","","","","","","","","","","","",""]
["","","","","","","","","","","","","","","","","","","","","","","","","","","","","","","","","","","","","","","","","","","","","","","","","","","","","","","","","","","","","","","","","","","","","","","","","","","","","","","","","","","","","","","","","","","","","","","","","","","","","",null,"","","","","","","","","","","","","","","","","",{"$f":"IFERROR($G98*AB98,\"\")","v":""},"","","","","","","","","","","","","","","","","","","","","","","","","","","","","","","","","","","","","","","","","","","","","","","","","","","","","","","","","","","","","","","","","","","","","","","","",""]
["","","","","","","","","","","","","","","","","","","","","","","","","","","","","","","","","","","","","","","","","","","","","","","","","","","","","","","","","","","","","","","","","","","","","","","","","","","","","","","","","","","","","","","","","","","","","","","","","","","","","",null,"","","","","","","","","","","","","","","","","","","","","","","","","","","","","","","","","","","","","","","","","","","","","","","","","","","","","","","","","","","","","","","","","","","","","","","","","","","","","","","","","","","","","","","","","","",""]
["","","","","","","","","","","","","","","","","","","","","","","","","","","","","","","","","","","","","","","","","","","","","","","","","","","","","","","","","","","","","","","","","","","","","","","","","","","","","","","","","","","","","","","","","","","","","","","","","","","","","",null,"","","","","","","","","","","","","","","","","","","","","","","","","","","","","","","","","","","","","",{"$f":"IFERROR($G100*AV100,\"\")","v":""},"","","","","","","","","","","","","","","","","","","","","","","","","","","","","","","","","","","","","","","","","","","","","","","","","","","","",""]
["","","","","","","","","","","","","","","","","","","","","","","","","","","","","","","","","","","","","","","","","","","","","","","","","","","","","","","","","","","","","","","","","","","","","","","","","","","","","","","","","","","","","","","","","","","","","","","","","","","","","",null,"","","","","","","","","","","","","","","","","","","","","","","","","","","","","","","","","","","","","","","","","","","","","","","","","","","","","","","","","","","","","","","","","","","","","","","","","","","","","","","","","","","","","","","","","","",""]
["","","","","","","","","","","","","","","","","","","","","","","","","","","","","","","","","","","","","","","","","","","","","","","","","","","","","","","","","","","","","","","","","","","","","","","","","","","","","","","","","","","","","","","","","","","","","","","","","","","","","",null,"","","","","","","","","","","","",{"$f":"IFERROR($G102*W102,\"\")","v":""},"","","","","","","","","","","","","","","","","","","","","","","","","","","","","","","","","","","","","","","","","","","","","","","","","","","","","","","","","","","","","","","","","","","","","","","","","","","","","",""]
["","","","","","","","","","","","","","","","","","","","","","","","","","","","","","","","","","","","","","","","","","","","","","","","","","","","","","","","","","","","","","","","","","","","","","","","","","","","","","","","","","","","","","","","","","","","","","","","","","","","","",null,"","","","","","","","","","","","","","","","","","","","","","","","","","","","","","","","","","","","","","","","","","","","","","","","","","","","","","","","","","","","","","","","","","","","","","","","","","","","","","","","","","","","","","","","","","",""]
["","","","","","","","","","","","","","","","","","","","","","","","","","","","","","","","","","","","","","","","","","","","","","","","","","","","","","","","","","","","","","","","","","","","","","","","","","","","","","","","","","","","","","","","","","","","","","","","","","","","","",null,"","","","","","","","","","","","","","","","","","","","","","","","","","","","","","","","","","","","","","","","","","","","","","","","","","","","","","","","","","","","","","","","","","","","","","","","","","","","","","","","","","","","","","","","","","",""]
["","","","","","","","","","","","","","","","","","","","","","","","","","","","","","","","","","","","","","","","","","","","","","","","","","","","","","","","","","","","","","","","","","","","","","","","","","","","","","","","","","","","","","","","","","","","","","","","","","","","","",null,"","","","","","","","","","","","","","","","","","","","","","","","","","","","","","","","","","","","","","","","","","","","","","","","","","","","","","","","","","","","","","","","","","","","","","","","","","","","","","","","","","","","","","","","","","",""]
["","","","","","","","","","","","","","","","","","","","","","","","","","","","","","","","","","","","","","","","","","","","","","","","","","","","","","","","","","","","","","","","","","","","","","","","","","","","","","","","","","","","","","","","","","","","","","","","","","","","","",null,"","","","","","","","","","","","","","","","","","","","","","","","","","","","","","","","","","","","","","","","","","","","","","","","","","","","","","","","","","","","","","","","","","","","","","","","","","","","","","","","","","","","","","","","","","",""]
["","","","","","","","","","","","","","","","","","","","","","","","","","","","","","","","","","","","","","","","","","","","","","","","","","","","","","","","","","","","","","","","","","","","","","","","","","","","","","","","","","","","","","","","","","","","","","","","","","","","","",null,"","","","","","","","","","","","","","","","","","","","","","","","","","","","","","","","","","","","","","","","","","","","","","","","","","","","","","","","","","","","","","","","","","","","","","","","","","","","","","","","","","","","","","","","","","",""]
["","","","","","","","","","","","","","","","","","","","","","","","","","","","","","","","","","","","","","","","","","","","","","","","","","","","","","","","","","","","","","","","","","","","","","","","","","","","","","","","","","","","","","","","","","","","","","","","","","","","","",null,"","","","","","","","","","","","","","","","","","","","","","","","","","","","","","","","","","","","","","","","","","","","","","","","","","","","","","","","","","","","","","","","","","","","","","","","","","","","","","","","","","","","","","","","","","",""]
["","","","","","","","","","","","","","","","","","","","","","","","","","","","","","","","","","","","","","","","","","","","","","","","","","","","","","","","","","","","","","","","","","","","","","","","","","","","","","","","","","","","","","","","","","","","","","","","","","","","","",null,"","","","","","","","","","","","","","","","","","","","","","","","","","","","","","","","","","","","","","","","","","","","","","","","","","","","","","","","","",{"$f":"IFERROR($G109*BP109,\"\")","v":""},"","","","","","","","","","","","","","","","","","","","","","","","","","","","","","","","",""]
["","","","","","","","","","","","","","","","","","","","","","","","","","","","","","","","","","","","","","","","","","","","","","","","","","","","","","","","","","","","","","","","","","","","","","","","","","","","","","","","","","","","","","","","","","","","","","","","","","","","","",null,"","","","","","","","","","","","","","","","","","","","","","","","","","","","","","","","","","","","","","","","","","","","","","","","","","","","","","","","","","","","","","","","","","","","","","","","","","","","","","","","","","","","","","","","","","",""]
["","","","","","","","","","","","","","","","","","","","","","","","","","","","","","","","","","","","","","","","","","","","","","","","","","","","","","","","","","","","","","","","","","","","","","","","","","","","","","","","","","","","","","","","","","","","","","","","","","","","","",null,"","","","","","","","","","","","","","","","","","","","","","","","","","","","","","","","","","","","","","","","","","","","","","","","","","","","","","","","","","","","","","","","","","","","","","","","","","","","","","","","","","","","","","","","","","",""]
["","","","","","","","","","","","","","","","","","","","","","","","","","","","","","","","","","","","","","","","","","","","","","","","","","","","","","","","","","","","","","","","","","","","","","","","","","","","","","","","","","","","","","","","","","","","","","","","","","","","","",null,"","","","","","","","","","","","","","","","","","","","","","","","","","","","","","","","","","","","","","","","","","","","","","","","","","","","","","","","","","","","","","","","","","","","","","","","","","","","","","","","","","","","","","","","","","",""]
["","","","","","","","","","","","","","","","","","","","","","","","","","","","","","","","","","","","","","","","","","","","","","","","","","","","","","","","","","","","","","","","","","","","","","","","","","","","","","","","","","","","","","","","","","","","","","","","","","","","","",null,"","","","","","","","","","","","","","","","","","","","","","","","","","","","","","","","","","","","","","","","","","","","","","","","","","","","","","","","","","","","","","","","","","","","","","","","","","","","","","",{"$f":"IFERROR($G113*CK113,\"\")","v":""},"","","","","","","","","","","",""]
["","","","","","","","","","","","","","","","","","","","","","","","","","","","","","","","","","","","","","","","","","","","","","","","","","","","","","","","","","","","","","","","","","","","","","","","","","","","","","","","","","","","","","","","","","","","","","","","","","","","","",null,"","","","","","","","","","","","","","","","","","","","","","","","","","","","","","","","","","","","","","","","","","","","","","","","","","","","","","","","","","","","","","","","","","","","","","","","","","","","","","","","","","","","","","","","","","",""]
["","","","","","","","","","","","","","","","","","","","","","","","","","","","","","","","","","","","","","","","","","","","","","","","","","","","","","","","","","","","","","","","","","","","","","","","","","","","","","","","","","","","","","","","","","","","","","","","","","","","","",null,"","","","","","","","","","","","","","","","","","","","","","","","","","","","","","","","","",{"$f":"IFERROR($G115*AR115,\"\")","v":""},"","","","","","","","","","","","","","","","","","","","","","","","","","","","","","","","","","","","","","","","","","","","","","","","","","","","","","",{"$f":"IFERROR($G115*CU115,\"\")","v":""},"",""]
["","","","","","","","","","","","","","","","","","","","","","","","","","","","","","","","","","","","","","","","","","","","","","","","","","","","","","","","","","","","","","","","","","","","","","","","","","","","","","","","","","","","","","","","","","","","","","","","","","","","","",null,"","","","","","","","","","","","","","","","","","","","","","","","","","","","","","","","","","","","","","","","","","","","","","","","","","","","","","","","","","","","","","","","","","","","","","","","","","","","","","","","","","","","","","","","","","",""]
["","","","","","","","","","","","","","","","","","","","","","","","","","","","","","","","","","","","","","","","","","","","","","","","","","","","","","","","","","","","","","","","","","","","","","","","","","","","","","","","","","","","","","","","","","","","","","","","","","","","","",null,"","","","","","","","","","","","","","","","","","","","","","","","","","","","","","","","","","","","","","","","","","","","","","","","","","","","","","","","","","","","","","","","","","","","","","","","","","","","","","","","","","","","","","","","","","",""]
["","","","","","","","","","","","","","","","","","","","","","","","","","","","","","","","","","","","","","","","","","","","","","","","","","","","","","","","","","","","","","","","","","","","","","","","","","","","","","","","","","","","","","","","","","","","","","","","","","","","","",null,"","","","","","","","","","","","","","","","","","","","","","","","","","","","","","","","","","","","","","","","","","","","","","","","","","","","","","","","","","","","","","","","","","","","","","","","","","","","","","","","","","","","","","","","","","",""]
["","","","","","","","","","","","","","","","","","","","","","","","","","","","","","","","","","","","","","","","","","","","","","","","","","","","","","","","","","","","","","","","","","","","","","","","","","","","","","","","","","","","","","","","","","","","","","","","","","","","","",null,"","","","","","","","","","","","","","","","","","","","","","","","","","","","","","","","","","","","","","","","","","","","","","","","","","","","","","","","","","","","","","","","","","","","","","","","","","","","","","","","","","","","","","","","","","",""]
["","","","","","","","","","","","","","","","","","","","","","","","","","","","","","","","","","","","","","","","","","","","","","","","","","","","","","","","","","","","","","","","","","","","","","","","","","","","","","","","","","","","","","","","","","","","","","","","","","","","","",null,"","","","","","","","","","","","","","","","","","","","","","","","","","","","","","","","","","","","","","","","","","","","","","","","","","","","","",{"$f":"IFERROR($G120*BL120,\"\")","v":""},"","","","","","","","","","","","","","","","","","","","","","","","","","","","","","","","","","","","",""]
["","","","","","","","","","","","","","","","","","","","","","","","","","","","","","","","","","","","","","","","","","","","","","","","","","","","","","","","","","","","","","","","","","","","","","","","","","","","","","","","","","","","","","","","","","","","","","","","","","","","","",null,"","","","","","","","","","","","","","","","","","","","","","","","","","","","","","","","","","","","","","","","","","","","","","","","","","","","","","","","","","","","","","","","","","","","","","","","","","","","","","","","","","","","","","","","","","",""]
["","","","","","","","","","","","","","","","","","","","","","","","","","","","","","","","","","","","","","","","","","","","","","","","","","","","","","","","","","","","","","","","","","","","","","","","","","","","","","","","","","","","","","","","","","","","","","","","","","","","","",null,"","","","","","","","","","","",{"$f":"IFERROR($G122*V122,\"\")","v":""},"","","","","","","","","","","","","","","","","","","","","","","","","","","","","","","","","","","","","","","","","","","","","","","","","","","","","","","","","","","","","","","","","","","","","","","","","","","","","","",""]
["","","","","","","","","","","","","","","","","","","","","","","","","","","","","","","","","","","","","","","","","","","","","","","","","","","","","","","","","","","","","","","","","","","","","","","","","","","","","","","","","","","","","","","","","","","","","","","","","","","","","",null,{"$f":"IFERROR($G123*K123,\"\")","v":""},"","","","","","","","","","","","","","","","","","","","","","","","","","","","","","","","","","","","","","","","","","","","","","","","","","","","","","","","","","","","","","","","","","","","","","","","","","","","","","","","","","","","","","","","","",""]
["","","","","","","","","","","","","","","","","","","","","","","","","","","","","","","","","","","","","","","","","","","","","","","","","","","","","","","","","","","","","","","","","","","","","","","","","","","","","","","","","","","","","","","","","","","","","","","","","","","","","",null,"","","","","","","","","","","","","","","","","","","","","","","","","","","","","","","","","","","","","","","","","","","","","","","","","","","","","","","","","","","","","","","","","","","","","","","","","","","","",{"$f":"IFERROR($G124*CI124,\"\")","v":""},"","","","","","","","","","","","","",""]
["","","","","","","","","","","","","","","","","","","","","","","","","","","","","","","","","","","","","","","","","","","","","","","","","","","","","","","","","","","","","","","","","","","","","","","","","","","","","","","","","","","","","","","","","","","","","","","","","","","","","",null,"","","","","","","","","","","","","","","","","","","","","","","","","","","","","","","","","","","","","","","","","","","","","","","","","","","","","","","","","","","","","","","","","","","","","","","","","","","","","","","","","","","","","","","","","","",""]
["","","","","","","","","","","","","","","","","","","","","","","","","","","","","","","","","","","","","","","","","","","","","","","","","","","","","","","","","","","","","","","","","","","","","","","","","","","","","","","","","","","","","","","","","","","","","","","","","","","","","",null,"","","","","","","","","","","","","","","","","","","","","","","","","","","","",{"$f":"IFERROR($G126*AM126,\"\")","v":""},"","","","","","","","","","","","","","","","","","","","","","","","","","","","","","","","","","","","","","","","","","","","","","","","","","","","","","","","","","","","","",""]
["","","","","","","","","","","","","","","","","","","","","","","","","","","","","","","","","","","","","","","","","","","","","","","","","","","","","","","","","","","","","","","","","","","","","","","","","","","","","","","","","","","","","","","","","","","","","","","","","","","","","",null,"","","","","","","","","","","","","","","","","","","","","","","","","","","","","","","","","","","","","","","","","","","","","","","","","","","","","","","","","","","","","","","","","","","","","","","","","","","","","","","","","","","","","","","","","","",""]
["","","","","","","","","","","","","","","","","","","","","","","","","","","","","","","","","","","","","","","","","","","","","","","","","","","","","","","","","","","","","","","","","","","","","","","","","","","","","","","","","","","","","","","","","","","","","","","","","","","","","",null,"","","","","","","","","","","","","","","","","","","","","","","","","","","","","","","","","","","","","","","","","","","","","","","","","","","","","","","","","","","","","","","","","","","","","","","","","","","","","","","","","","","","","","","","","","",""]
["","","","","","","","","","","","","","","","","","","","","","","","","","","","","","","","","","","","","","","","","","","","","","","","","","","","","","","","","","","","","","","","","","","","","","","","","","","","","","","","","","","","","","","","","","","","","","","","","","","","","",null,"","","","","","","","","","","","","","","","","","","","","","","","","","","","","","","","","","","","","","","","","","","","","","","","",{"$f":"IFERROR($G129*BG129,\"\")","v":""},"","","","","","","","","","","","","","","","","","","","","","","","","","","","","","","","","","","","","","","","","",""]
["","","","","","","","","","","","","","","","","","","","","","","","","","","","","","","","","","","","","","","","","","","","","","","","","","","","","","","","","","","","","","","","","","","","","","","","","","","","","","","","","","","","","","","","","","","","","","","","","","","","","",null,"","","","","","","","","","","","","","","","","","","","","","","","","","","","","","","","","","","","","","","","","","","","","","","","","","","","","","","","","","","","","","","","","","","","","","","",{"$f":"IFERROR($G130*CD130,\"\")","v":""},"","","","","","","","","","","","","","","","","","",""]
["","","","","","","","","","","","","","","","","","","","","","","","","","","","","","","","","","","","","","","","","","","","","","","","","","","","","","","","","","","","","","","","","","","","","","","","","","","","","","","","","","","","","","","","","","","","","","","","","","","","","",null,"","","","","","","","","","","","","","","","","","","","","","","","","","","","","","","","","","","","","","","","","","","","","","","","","","","","","","","","","","","","","","","","","","","","","","","","","","","","","","","","","","","","","","","","","","",""]
["","","","","","","","","","","","","","","","","","","","","","","","","","","","","","","","","","","","","","","","","","","","","","","","","","","","","","","","","","","","","","","","","","","","","","","","","","","","","","","","","","","","","","","","","","","","","","","","","","","","","",null,"","","","","","","","","","","","","","","","","","","","","","","","","","","","","","","","","","","","","","","","","","","","","","","","","","","","","","","","","","","","","","","","","","","","","","","","","","","","","","","","","","","","","","","","","","",""]
["","","","","","","","","","","","","","","","","","","","","","","","","","","","","","","","","","","","","","","","","","","","","","","","","","","","","","","","","","","","","","","","","","","","","","","","","","","","","","","","","","","","","","","","","","","","","","","","","","","","","",null,"","","","","","","","","","","","","","","","","","","","","","","","","","","","","","","","","","","","","","","","","","","","","","","","","","","","","","","","","","","","","","","","","","","","","","","","","","","","","","","","","","","","","","","","","","",""]
["","","","","","","","","","","","","","","","","","","","","","","","","","","","","","","","","","","","","","","","","","","","","","","","","","","","","","","","","","","","","","","","","","","","","","","","","","","","","","","","","","","","","","","","","","","","","","","","","","","","","",null,"","","","","","","","","","","","","","","","","","","","","","","","","","","","","","","","","","","","","","","","","","","","","","","","","","","","","","","","","","","","","","","","","","","","","","","","","","","","","","","","","","","","","","","","","","",""]
["","","","","","","","","","","","","","","","","","","","","","","","","","","","","","","","","","","","","","","","","","","","","","","","","","","","","","","","","","","","","","","","","","","","","","","","","","","","","","","","","","","","","","","","","","","","","","","","","","","","","",null,"","","","","","","","","","","","","","",{"$f":"IFERROR($G135*Y135,\"\")","v":""},"","","","","","","","","","","","","","","","","","","","","","","","","","","","","","","","","","","","","","","","","","","","","","","","","","","","","","","","","","","","","","","","","","","","","","","","","","","",""]
["","","","","","","","","","","","","","","","","","","","","","","","","","","","","","","","","","","","","","","","","","","","","","","","","","","","","","","","","","","","","","","","","","","","","","","","","","","","","","","","","","","","","","","","","","","","","","","","","","","","","",null,"","","","","","","","","","","","","","","","","","","","","","","","","","","","","","","","","","","","","","","","","","","","","","","","","","","","","","","","","","","","","","","","","","","","","","","","","","","","","","","","","","","","","","","","","","",""]
["","","","","","","","","","","","","","","","","","","","","","","","","","","","","","","","","","","","","","","","","","","","","","","","","","","","","","","","","","","","","","","","","","","","","","","","","","","","","","","","","","","","","","","","","","","","","","","","","","","","","",null,"","","","","","","","","","","","","","","","","","","","","","","","","","","","","","","","","","","","","","","","","","","","","","","","","","","","","","","","","","","","","","","","","","","","","","","","","","","","","","","","","","","","","","","","","","",""]
["","","","","","","","","","","","","","","","","","","","","","","","","","","","","","","","","","","","","","","","","","","","","","","","","","","","","","","","","","","","","","","","","","","","","","","","","","","","","","","","","","","","","","","","","","","","","","","","","","","","","",null,"","","","","","","","","","","","","","","","","","","","","","","","","","","","","","","","","","","","","","","","","","","","","","","","","","","","","","","","","","","","","","","","","","","","","","","","","","","","","","","","","","","","","","","","","","",""]
["","","","","","","","","","","","","","","","","","","","","","","","","","","","","","","","","","","","","","","","","","","","","","","","","","","","","","","","","","","","","","","","","","","","","","","","","","","","","","","","","","","","","","","","","","","","","","","","","","","","","",null,"","","","","","","","","","","","","","","","","","","","","","","","","","","","","","","","","","","","","","","","","","","","","","","","","","","","","","","","","","","","","","","","","","","","","","","","","","","","","","","","","","","","","",{"$f":"IFERROR($G139*CR139,\"\")","v":""},"","","","",""]
["","","","","","","","","","","","","","","","","","","","","","","","","","","","","","","","","","","","","","","","","","","","","","","","","","","","","","","","","","","","","","","","","","","","","","","","","","","","","","","","","","","","","","","","","","","","","","","","","","","","","",null,"","","","","","","","","","","","","","","","","","","","","","","","","","","","","","","","","","","","","","","","","","","","","","","","","","","","","","","","","","","","","","","","","","","","","","","","","","","","","","","","","","","","","","","","","","",""]
["","","","","","","","","","","","","","","","","","","","","","","","","","","","","","","","","","","","","","","","","","","","","","","","","","","","","","","","","","","","","","","","","","","","","","","","","","","","","","","","","","","","","","","","","","","","","","","","","","","","","",null,"","","","","","","","","","","","","","","","","","","","","","","","","","","","","","","","","","","","","","","","","","","","","","","","","","","","","","","","","","","","","","","","","","","","","","","","","","","","","","","","","","","","","","","","","","",""]
["","","","","","","","","","","","","","","","","","","","","","","","","","","","","","","","","","","","","","","","","","","","","","","","","","","","","","","","","","","","","","","","","","","","","","","","","","","","","","","","","","","","","","","","","","","","","","","","","","","","","",null,"","","","","","","","","","","","","","","","","","","","","","","","","","","","","","","","","","","","","","","","","","","","","","","","","","","","","","","","","","","","","","","","","","","","","","","","","","","","","","","","","","","","","","","","","","",""]
["","","","","","","","","","","","","","","","","","","","","","","","","","","","","","","","","","","","","","","","","","","","","","","","","","","","","","","","","","","","","","","","","","","","","","","","","","","","","","","","","","","","","","","","","","","","","","","","","","","","","",null,"","","","","","","","","","","","","","","","","","","","","","","","","","","","","","","","","","","","","","","","","","","","",{"$f":"IFERROR($G143*BC143,\"\")","v":""},"","","","","","","","","","","","","","","","","","","","","","","","","","","","","","","","","","","","","","","","","","","","","",""]
["","","","","","","","","","","","","","","","","","","","","","","","","","","","","","","","","","","","","","","","","","","","","","","","","","","","","","","","","","","","","","","","","","","","","","","","","","","","","","","","","","","","","","","","","","","","","","","","","","","","","",null,"","","","","","","","","","","","","","","","","","","","","","","","","","","","","","","","","","","","","","","","","","","","","","","","","","","","","","","","","","","","","","","","","","","","","","","","","","","","","","","","","","","","","","","","","","",""]
["","","","","","","","","","","","","","","","","","","","","","","","","","","","","","","","","","","","","","","","","","","","","","","","","","","","","","","","","","","","","","","","","","","","","","","","","","","","","","","","","","","","","","","","","","","","","","","","","","","","","",null,"","","","","","","","","","","","","","","","","","","","","","","","","","","","","","","","","","","","","","","","","","","","","","","","","","","","","","","","","","","","","","","","","","","","","","","","","","","","","","","","","","","","","","","","","","",""]
["","","","","","","","","","","","","","","","","","","","","","","","","","","","","","","","","","","","","","","","","","","","","","","","","","","","","","","","","","","","","","","","","","","","","","","","","","","","","","","","","","","","","","","","","","","","","","","","","","","","","",null,"","",{"$f":"IFERROR($G146*M146,\"\")","v":""},"","","","","","","","","","","","","","","","","","","","","","","","","","","","","","","","","","","","","","","","","","","","","","","","","","","","","","","","","","","","","","","","","","","","","","","","","","","","","","","","","","","","","","","",""]
["","","","","","","","","","","","","","","","","","","","","","","","","","","","","","","","","","","","","","","","","","","","","","","","","","","","","","","","","","","","","","","","","","","","","","","","","","","","","","","","","","","","","","","","","","","","","","","","","","","","","",null,{"$f":"IFERROR($G147*K147,\"\")","v":""},"","","","","","","","","","","","","","","","","","","","","","","","","","","","","","","","","","","","","","","","","","","","","","","","","","","","","","","","","","","","","","","","","","","","","","","","","","","","","","","","","","","","","","","","","",""]
["","","","","","","","","","","","","","","","","","","","","","","","","","","","","","","","","","","","","","","","","","","","","","","","","","","","","","","","","","","","","","","","","","","","","","","","","","","","","","","","","","","","","","","","","","","","","","","","","","","","","",null,"","","","","","","","","","","","","","","","","","","","","","","","","","","","","","","","","","","","","","","","","","","","","","","","","","","","","","","","","","","","","","","","","","","","","","","","","","","","","","","","","","","","","","","","","","",""]
["","","","","","","","","","","","","","","","","","","","","","","","","","","","","","","","","","","","","","","","","","","","","","","","","","","","","","","","","","","","","","","","","","","","","","","","","","","","","","","","","","","","","","","","","","","","","","","","","","","","","",null,"","","","","","","","","","","","","","","","","","","","","","","","","","","","","","","","","","","","","","","","","","","","","","","","","","","","","","","","","","","","","","","","","","","","","","","","","","","","","","","","","","","","","","","","","","",""]
["","","","","","","","","","","","","","","","","","","","","","","","","","","","","","","","","","","","","","","","","","","","","","","","","","","","","","","","","","","","","","","","","","","","","","","","","","","","","","","","","","","","","","","","","","","","","","","","","","","","","",null,"","","","","","","","","","","","","","","","","","","","","","","","","","","","","","","","","","","","","","","","","","","","","","","","","","","","","","","","","","","","","","","","","","","","","","","","","","","","","","","","","","","","","","","","","","",""]
["","","","","","","","","","","","","","","","","","","","","","","","","","","","","","","","","","","","","","","","","","","","","","","","","","","","","","","","","","","","","","","","","","","","","","","","","","","","","","","","","","","","","","","","","","","","","","","","","","","","","",null,"","","","","","","","","","","","","","","","","","","","","","","","","","","","","","","","","","","","","","","","","","","","","","","","","","","","","","","","","","","","",{"$f":"IFERROR($G151*BS151,\"\")","v":""},"","","","","","","","","","","","","","","","","","","","","","","","","","","","","",""]
["","","","","","","","","","","","","","","","","","","","","","","","","","","","","","","","","","","","","","","","","","","","","","","","","","","","","","","","","","","","","","","","","","","","","","","","","","","","","","","","","","","","","","","","","","","","","","","","","","","","","",null,"","","","","","","","","","","","","","","","","","","","","","","","","","","","","","","","","","","","","","","","","","","","","","","","","","","","","","","","","","","","","","","","","","","","","","","","","","","","","","","","","","","","","","","","","","",""]
["","","","","","","","","","","","","","","","","","","","","","","","","","","","","","","","","","","","","","","","","","","","","","","","","","","","","","","","","","","","","","","","","","","","","","","","","","","","","","","","","","","","","","","","","","","","","","","","","","","","","",null,"","","","","","","","","","","","","","","","","",{"$f":"IFERROR($G153*AB153,\"\")","v":""},"","","","","","","","","","","","","","","","","","","","",{"$f":"IFERROR($G153*AW153,\"\")","v":""},"","","","","","","","","","","","","","","","","","","","","","","","","","","","","","","","","","","","","","","","","","","","","","","","","","","",""]
["","","","","","","","","","","","","","","","","","","","","","","","","","","","","","","","","","","","","","","","","","","","","","","","","","","","","","","","","","","","","","","","","","","","","","","","","","","","","","","","","","","","","","","","","","","","","","","","","","","","","",null,"","","","","","","","","","","","","","","","","","","","","","","","","","","","","","","","","",{"$f":"IFERROR($G154*AR154,\"\")","v":""},"","","","","","","","","","","","","","","","","","","","","","","","","","","","","","","","","","","","","","","","","","","","","","","","","","","","","","","","",""]
["","","","","","","","","","","","","","","","","","","","","","","","","","","","","","","","","","","","","","","","","","","","","","","","","","","","","","","","","","","","","","","","","","","","","","","","","","","","","","","","","","","","","","","","","","","","","","","","","","","","","",null,"","","","","","","","","","","","","","","","","","","","","","","","","","","","","","","","","","","","","","","","","","","","","","","","","","","","","","","","","","","","","","","","","","","","","","","","","","","","","","","","","","","","","","","","","","",""]
["","","","","","","","","","","","","","","","","","","","","","","","","","","","","","","","","","","","","","","","","","","","","","","","","","","","","","","","","","","","","","","","","","","","","","","","","","","","","","","","","","","","","","","","","","","","","","","","","","","","","",null,"","","","","","","","","","","","","","","","","","","","","","","","","","","","","","","","","","","","","","","","","","","","","","","","","","","","","","","","","","","","","","","","","","","","","","","","","","","","","","","","","","","","","","","","","","",""]
["","","","","","","","","","","","","","","","","","","","","","","","","","","","","","","","","","","","","","","","","","","","","","","","","","","","","","","","","","","","","","","","","","","","","","","","","","","","","","","","","","","","","","","","","","","","","","","","","","","","","",null,"","","","","","","","","","","","","","","","","","","","","","","","","","","","","","","","","","","","","","","","","","","","","","","","","","","","","","","","","","","","","","","","","","","","","","","","","","","","","","","","","","","","","","","","","","",""]
["","","","","","","","","","","","","","","","","","","","","","","","","","","","","","","","","","","","","","","","","","","","","","","","","","","","","","","","","","","","","","","","","","","","","","","","","","","","","","","","","","","","","","","","","","","","","","","","","","","","","",null,"","","","","","","","","","","","","","","","","","","","","","","","","","","","","","","","","","","","","","","","","","","","","","","","","","","","","","","","","","","","","","","","","","","","","","","","","","","","","","","","","","","","","","","","","","",""]
["","","","","","","","","","","","","","","","","","","","","","","","","","","","","","","","","","","","","","","","","","","","","","","","","","","","","","","","","","","","","","","","","","","","","","","","","","","","","","","","","","","","","","","","","","","","","","","","","","","","","",null,"","","","","","","","","","","","","","","","","","","","","","","","","","","","","","","","","","","","","","","","","","","","","","","","","","","","","","","","","","","","","","","","","","","","","","","","","","","","","","","","","","","","","","","","","","",""]
["","","","","","","","","","","","","","","","","","","","","","","","","","","","","","","","","","","","","","","","","","","","","","","","","","","","","","","","","","","","","","","","","","","","","","","","","","","","","","","","","","","","","","","","","","","","","","","","","","","","","",null,"","","","","","","","","","","","","","","","","","","","","","","","","","","","","","","","","","","","","","","","","","","","","","","","","","","","","","","","","","","","","","","","","","","","","","","","","","","","","","","","","","","","","","","","","","",""]
["","","","","","","","","","","","","","","","","","","","","","","","","","","","","","","","","","","","","","","","","","","","","","","","","","","","","","","","","","","","","","","","","","","","","","","","","","","","","","","","","","","","","","","","","","","","","","","","","","","","","",null,"","","","","","","","","","","","","","","","","","","","","","","","","","","","","","","","","","","","","","","","","","","","","","","","","","","","","","","","","","","","","","","","","","","","","","","","","","","","","","","","","","","","","","","","","","",""]
["","","","","","","","","","","","","","","","","","","","","","","","","","","","","","","","","","","","","","","","","","","","","","","","","","","","","","","","","","","","","","","","","","","","","","","","","","","","","","","","","","","","","","","","","","","","","","","","","","","","","",null,"","","","","","","","","","","","","","","","","","","","","","","","","","","","","","","","","","","","","","","","","","","","","","","","","","","","","","","","","","","","","","","","","","","","","","","","","","","","","","","","","","","","","","","","","","",""]
["","","","","","","","","","","","","","","","","","","","","","","","","","","","","","","","","","","","","","","","","","","","","","","","","","","","","","","","","","","","","","","","","","","","","","","","","","","","","","","","","","","","","","","","","","","","","","","","","","","","","",null,"","","","","","","","","","","","","","","","","","","","","","","","","","","","","","","","","","","","","","","","","","","","","","","","","","","","","","","","","","","","","","","","","","","","","","","","","","","","","","","","","","","","","","","","","","",""]
["","","","","","","","","","","","","","","","","","","","","","","","","","","","","","","","","","","","","","","","","","","","","","","","","","","","","","","","","","","","","","","","","","","","","","","","","","","","","","","","","","","","","","","","","","","","","","","","","","","","","",null,"","","","","","","","","","","","","","","","","","","","","","","","","","","","","","","","","","","","","","","","","","","","","","","","","","","","","","","","","","","","","","","","","","","","","","","","","","","","","","","","","","","",{"$f":"IFERROR($G164*CP164,\"\")","v":""},"","","","","","",""]
["","","","","","","","","","","","","","","","","","","","","","","","","","","","","","","","","","","","","","","","","","","","","","","","","","","","","","","","","","","","","","","","","","","","","","","","","","","","","","","","","","","","","","","","","","","","","","","","","","","","","",null,"","","","","","","","","","","","","","","","","","","","","","","","","","","","","","","","","","","","","","","","","","","","","","","","","","","","","","","","","","","","","","","","","","","","","","","","","","","","","","","","","","","","","","","","","","",""]
["","","","","","","","","","","","","","","","","","","","","","","","","","","","","","","","","","","","","","","","","","","","","","","","","","","","","","","","","","","","","","","","","","","","","","","","","","","","","","","","","","","","","","","","","","","","","","","","","","","","","",null,"","","","","","","","","","","","","","","","","","","","","","","","","","","","","","","","","","","","","","","","","","","","","","","","","","","","","","","","","","","","","","","","","","","","","","","","","","","","","","","","","","","","","","","","","","",""]
["","","","","","","","","","","","","","","","","","","","","","","","","","","","","","","","","","","","","","","","","","","","","","","","","","","","","","","","","","","","","","","","","","","","","","","","","","","","","","","","","","","","","","","","","","","","","","","","","","","","","",null,"","","","","","","","","","","","","","","","","","","","","","","","","","","","","","","","","","","","","","","","","","","","","","","","","","","","","","","","","","","","","","","","","","","","","","","","","","","","","","","","","","","","","","","","","","",""]
["","","","","","","","","","","","","","","","","","","","","","","","","","","","","","","","","","","","","","","","","","","","","","","","","","","","","","","","","","","","","","","","","","","","","","","","","","","","","","","","","","","","","","","","","","","","","","","","","","","","","",null,"","","","","","","","","","","","","","","","","","","","","","","","","","","","","","","","","","","","","","","","","","","","","","","","","","","","","","","","","","","","","","","","","","","","","","","","","","","","","","","","","","","","","","","","","","",""]
["","","","","","","","","","","","","","","","","","","","","","","","","","","","","","","","","","","","","","","","","","","","","","","","","","","","","","","","","","","","","","","","","","","","","","","","","","","","","","","","","","","","","","","","","","","","","","","","","","","","","",null,"","","","","","","","","","","","","","","","","","","","","",{"$f":"IFERROR($G169*AF169,\"\")","v":""},"","","","","","","","","","","","","","","","","","","","","","","","","","","","","","","","","","","","","","","","","","","","","","","","","","","","","","","","","","","","","","","","","","","","",""]
["","","","","","","","","","","","","","","","","","","","","","","","","","","","","","","","","","","","","","","","","","","","","","","","","","","","","","","","","","","","","","","","","","","","","","","","","","","","","","","","","","","","","","","","","","","","","","","","","","","","","",null,"","","","","","","","","","","","","","","","","","","","","","","","","","","","","","","","","","","","","","","","","","","","","","","","","","","","","","",{"$f":"IFERROR($G170*BM170,\"\")","v":""},"","","","","","","","","","","","","","","","","","","","","","","","","","","","","","","","","","","",""]
["","","","","","","","","","","","","","","","","","","","","","","","","","","","","","","","","","","","","","","","","","","","","","","","","","","","","","","","","","","","","","","","","","","","","","","","","","","","","","","","","","","","","","","","","","","","","","","","","","","","","",null,"","","","","","","","","","","","","","","","","","","","","","","","","","","","","","","","","","","","","","","","","","","","","","","","","","","","","","","","","","","","","","","","","","","","","","","","","","","","","","","",{"$f":"IFERROR($G171*CL171,\"\")","v":""},"","","","","","","","","","",""]
["","","","","","","","","","","","","","","","","","","","","","","","","","","","","","","","","","","","","","","","","","","","","","","","","","","","","","","","","","","","","","","","","","","","","","","","","","","","","","","","","","","","","","","","","","","","","","","","","","","","","",null,"","","","","","","","","","","","","","","","","","","","","","","","","","","","","","","","","","","","","","","","","","","","","","","","","","","","","","","","","","","","","","","","","","","","","","","","","","","","",{"$f":"IFERROR($G172*CI172,\"\")","v":""},"","","","","","","","","","","","","",""]
["","","","","","","","","","","","","","","","","","","","","","","","","","","","","","","","","","","","","","","","","","","","","","","","","","","","","","","","","","","","","","","","","","","","","","","","","","","","","","","","","","","","","","","","","","","","","","","","","","","","","",null,"","","","","","","","","","","","","","","","","","","","","","","","","","","","","","","","","","","","","","","","","","","","","","","","","","","","","","","","","","","","","","","","","","","","","","","","","","","","","","","","","","","","","","","","","","",""]
["","","","","","","","","","","","","","","","","","","","","","","","","","","","","","","","","","","","","","","","","","","","","","","","","","","","","","","","","","","","","","","","","","","","","","","","","","","","","","","","","","","","","","","","","","","","","","","","","","","","","",null,"","","","","",{"$f":"IFERROR($G174*P174,\"\")","v":""},"","","","","","","","","","","","","","","","","","","","","","","","","","","","","","","","","","","","","","","","","","","","","","","","","","","","","","","","","","","","","","","","","","","","","","","","","","","","","","","","","","","","",""]
["","","","","","","","","","","","","","","","","","","","","","","","","","","","","","","","","","","","","","","","","","","","","","","","","","","","","","","","","","","","","","","","","","","","","","","","","","","","","","","","","","","","","","","","","","","","","","","","","","","","","",null,"","","","","","","","","","","","","","","","","","","","","","","","","","","","","","","","","","","","","","","","","","","","","","","","","","","","","","","","","","","","","","","","","","","","","","","","","","","","","","","","","","","","","","","","","","",""]
["","","","","","","","","","","","","","","","","","","","","","","","","","","","","","","","","","","","","","","","","","","","","","","","","","","","","","","","","","","","","","","","","","","","","","","","","","","","","","","","","","","","","","","","","","","","","","","","","","","","","",null,"","","","","","","","","","","","","","","","","","","","","","","","","","","","","","","","","","","","","","","","","","","","","","","","","","","","","","","","","","","","","","","","","","","","","","","","","","","","","","","","","","","","","","","","","","",""]
["","","","","","","","","","","","","","","","","","","","","","","","","","","","","","","","","","","","","","","","","","","","","","","","","","","","","","","","","","","","","","","","","","","","","","","","","","","","","","","","","","","","","","","","","","","","","","","","","","","","","",null,"","","","","","","","","","","","","","","","","","","","","","","","","","","","","","","","","","","","","","","","","","","","","","","","","","","","","","","","","","","","","","","","","","","","","","",{"$f":"IFERROR($G177*CC177,\"\")","v":""},"","","","","","","","","","","","","","","","","","","",""]
["","","","","","","","","","","","","","","","","","","","","","","","","","","","","","","","","","","","","","","","","","","","","","","","","","","","","","","","","","","","","","","","","","","","","","","","","","","","","","","","","","","","","","","","","","","","","","","","","","","","","",null,"","","","","","","","","","","","","","","","","","","","","","","","","","","","","","","","","","","","","","","","","","","","","","","","","","","",{"$f":"IFERROR($G178*BJ178,\"\")","v":""},"","","","","","","","","","","","","","","","","","","","","","","","","","","","","","","","","","","","","","",""]
["","","","","","","","","","","","","","","","","","","","","","","","","","","","","","","","","","","","","","","","","","","","","","","","","","","","","","","","","","","","","","","","","","","","","","","","","","","","","","","","","","","","","","","","","","","","","","","","","","","","","",null,"","","","","","","","","","","","",{"$f":"IFERROR($G179*W179,\"\")","v":""},"","","","","","","","","","","","","","","","","","","","","","","","","","","","","","","","","","","","","","","","","","","","","","","","","","","","","","","","","","","","","","","","","","","","","","","","","","","","","",""]
["","","","","","","","","","","","","","","","","","","","","","","","","","","","","","","","","","","","","","","","","","","","","","","","","","","","","","","","","","","","","","","","","","","","","","","","","","","","","","","","","","","","","","","","","","","","","","","","","","","","","",null,"","","","","","","","","","","","","","","","","","","","","","","","","","","","","","","","","","","","","","","","","","","","","","","","","","","","","","","","","","","","","","","","","","","","","","","","","","","","","","","","","","","","","","","","","","",""]
["","","","","","","","","","","","","","","","","","","","","","","","","","","","","","","","","","","","","","","","","","","","","","","","","","","","","","","","","","","","","","","","","","","","","","","","","","","","","","","","","","","","","","","","","","","","","","","","","","","","","",null,"","","","","","","","","","","","","","","","","","","","","","","","","","","","","","","","","","","","","","","","","","","","","","","","","","","","","","","","","","","","","","","","","","","","","","","","","","","","","","","","","","","","","","","","","","",""]
["","","","","","","","","","","","","","","","","","","","","","","","","","","","","","","","","","","","","","","","","","","","","","","","","","","","","","","","","","","","","","","","","","","","","","","","","","","","","","","","","","","","","","","","","","","","","","","","","","","","","",null,"","","","","","","","","","","","","","","","","","","","","","","","","","","","","","","","","","","","","","","","","","","","","","","","","","","","","","","","","","","","","","","","","","","","","","","","","","","","","","","","","","","","","","","","","","",""]
["","","","","","","","","","","","","","","","","","","","","","","","","","","","","","","","","","","","","","","","","","","","","","","","","","","","","","","","","","","","","","","","","","","","","","","","","","","","","","","","","","","","","","","","","","","","","","","","","","","","","",null,"","","","","","","","","","","","","","","","","","","","","","","","","","","","","","","","","","","","","","","","","","","","","","","","","","","","","","","","","","","","","","","","","","","","","","","","","","","","","","","","","","","","","","","","","","",""]
["","","","","","","","","","","","","","","","","","","","","","","","","","","","","","","","","","","","","","","","","","","","","","","","","","","","","","","","","","","","","","","","","","","","","","","","","","","","","","","","","","","","","","","","","","","","","","","","","","","","","",null,"","","","","","","","","","","","","","","","","","","","","","","","","","","","","","","","","","","","","","","","","","","","","","","","","","","","","","","","","","","","","","","","","","","","","","","","","","","","","","","","","","","","","","","","","","",""]
["","","","","","","","","","","","","","","","","","","","","","","","","","","","","","","","","","","","","","","","","","","","","","","","","","","","","","","","","","","","","","","","","","","","","","","","","","","","","","","","","","","","","","","","","","","","","","","","","","","","","",null,"","","","","","","","","","","","","","","","","","","","","","","","","","","","","","","","","","","","","","","","","","","","","","","","","","","","","","","","","","","","","","","","","","","","","","","","","","","","","","","","","","","","","","","","","","",""]
["","","","","","","","","","","","","","","","","","","","","","","","","","","","","","","","","","","","","","","","","","","","","","","","","","","","","","","","","","","","","","","","","","","","","","","","","","","","","","","","","","","","","","","","","","","","","","","","","","","","","",null,"","","","","","","","","","","","","","","","","","","","","","","","","","","","","","","","","","","","","","","","","","","","","","","","","","","","","","","","","","","","","","","","","","","","","","","","","","","","","","","","","","","","","","","","","","",""]
["","","","","","","","","","","","","","","","","","","","","","","","","","","","","","","","","","","","","","","","","","","","","","","","","","","","","","","","","","","","","","","","","","","","","","","","","","","","","","","","","","","","","","","","","","","","","","","","","","","","","",null,"","","","","","","","","","","","","","","","","","","","","","","","","","","","","","","","","","","","","","","","","","","","","","","","","","","","","","","","","","","","","","","","","","","","","","","","","","","","","","","","","","","","","","","","","","",""]
["","","","","","","","","","","","","","","","","","","","","","","","","","","","","","","","","","","","","","","","","","","","","","","","","","","","","","","","","","","","","","","","","","","","","","","","","","","","","","","","","","","","","","","","","","","","","","","","","","","","","",null,"","","","","","","","","","","","","","","","","","","","","","","","","","","","","","","","","","","","","","","","","","","","","","","","","","","","","","","","","","","","","","","","","","","","","","","","","","","","","","","","","","","","","","","","","","",""]
["","","","","","","","","","","","","","","","","","","","","","","","","","","","","","","","","","","","","","","","","","","","","","","","","","","","","","","","","","","","","","","","","","","","","","","","","","","","","","","","","","","","","","","","","","","","","","","","","","","","","",null,"","","","","","","","","","","","","","","","","","","","","","","","","","","","","","","","","","","","","","","","","","","","","","","","","","","","","","","","","","","","","","","","","","","","","","","","","","","","","","","","","","","","","","","","","","",""]
["","","","","","","","","","","","","","","","","","","","","","","","","","","","","","","","","","","","","","","","","","","","","","","","","","","","","","","","","","","","","","","","","","","","","","","","","","","","","","","","","","","","","","","","","","","","","","","","","","","","","",null,"","","","","","","","","","","","","","","","","","","","","","","","",{"$f":"IFERROR($G190*AI190,\"\")","v":""},"","","","","","","","","","","","","","","","","","","","","","","","","","","","","","","","","","",{"$f":"IFERROR($G190*BR190,\"\")","v":""},"","","","","","","","","","","","","","","","","","","","","","","","","","","","","","",""]

{"sheet":"Cost scenario - output","index":3,"n_rows":175,"n_cols":43,"rows_kept":175,"cut":false,"hidden":false,"merged":[]}
[null,null,null,"Replacement expenditure forecast ($,000)",null,null,null,null,null,null,null,null,null,null,null,null,null,null,null,null,null,null,null,"Replacement quantity forecast (#)"]
[null,null,null,1,2,3,4,5,6,7,8,9,10,11,12,13,14,15,16,17,18,19,20,1,2,3,4,5,6,7,8,9,10,11,12,13,14,15,16,17,18,19,20]
[]
[]
["ID","Asset group",null,2019,2020,2021,2022,2023,2024,2025,2026,2027,2028,2029,2030,2031,2032,2033,2034,2035,2036,2037,2038,2019,2020,2021,2022,2023,2024,2025,2026,2027,2028,2029,2030,2031,2032,2033,2034,2035,2036,2037,2038]
[{"$f":"IFERROR(IF('Historical scenario - output'!A6=\"\",\"\",'Historical scenario - output'!A6),\"\")","v":1},{"$f":"IFERROR(IF('Historical scenario - output'!B6=\"\",\"\",'Historical scenario - output'!B6),\"\")","v":"OVERHEAD CONDUCTORS"},null,{"$f":"IFERROR(IF($A6=\"\",\"\",SUMIFS(D$21:D$175,$A$21:$A$175,$A6)),\"\")","v":3270.938522092506},{"$f":"IFERROR(IF($A6=\"\",\"\",SUMIFS(E$21:E$175,$A$21:$A$175,$A6)),\"\")","v":3770.1875107033998},4338.3371321425366,4986.2899752320072,5726.6573906903104,6573.730107054027,7543.3313630189723,8652.5339133284506,9919.2287180642215,11361.541699175996,12997.105215644367,14842.202225077883,16910.812643101774,19213.602247899049,21756.903640499586,24541.745358935921,27562.98850829983,{"$f":"IFERROR(IF($A6=\"\",\"\",SUMIFS(U$21:U$175,$A$21:$A$175,$A6)),\"\")","v":30808.629697937129},34259.324457683491,37888.176751933766,{"$f":"IFERROR(IF($A6=\"\",\"\",SUMIFS(X$21:X$175,$A$21:$A$175,$A6)),\"\")","v":212.70498952587414},{"$f":"IFERROR(IF($A6=\"\",\"\",SUMIFS(Y$21:Y$175,$A$21:$A$175,$A6)),\"\")","v":245.40724514447643},282.95400178659827,326.19246398220855,376.09717445909678,433.76207549332167,500.38238786772808,577.22509594763812,665.58745916941018,766.74376935046939,881.8814955267884,1012.0289406391623,1157.9774996044744,1320.2024695708035,1498.7870328025667,1693.3544306153728,1903.0134094290127,{"$f":"IFERROR(IF($A6=\"\",\"\",SUMIFS(AO$21:AO$175,$A$21:$A$175,$A6)),\"\")","v":2126.3217079715987},2361.2716588626554,2605.3009226693275]
[{"$f":"IFERROR(IF('Historical scenario - output'!A7=\"\",\"\",'Historical scenario - output'!A7),\"\")","v":2},{"$f":"IFERROR(IF('Historical scenario - output'!B7=\"\",\"\",'Historical scenario - output'!B7),\"\")","v":"POLES"},null,{"$f":"IFERROR(IF($A7=\"\",\"\",SUMIFS(D$21:D$175,$A$21:$A$175,$A7)),\"\")","v":0},0,0,0,0,0,0,0,0,0,0,0,0,0,0,0,0,0,0,0,0,0,0,0,0,0,0,0,0,0,0,0,0,0,0,0,0,0,0,0]
[{"$f":"IFERROR(IF('Historical scenario - output'!A8=\"\",\"\",'Historical scenario - output'!A8),\"\")","v":3},{"$f":"IFERROR(IF('Historical scenario - output'!B8=\"\",\"\",'Historical scenario - output'!B8),\"\")","v":"SERVICE LINES"},null,7614.7408815204008,7835.0314915446288,8010.949598359337,8144.6211492620469,8239.6259573368825,8300.68700003921,8333.3442154297372,8343.6340921933152,8337.7876226592762,8321.9514066240954,8301.9316272342257,8282.9591514584245,8269.475973843837,8264.9475209798256,8271.7102582743209,8290.86774747866,8322.2492948431536,8364.4428248513505,8414.9077276370954,8470.1651217885174,14127.624107137613,14536.811698995351,14863.580734596409,15111.846543706421,15288.21865536672,15401.427261820521,15461.721318103395,15480.27749972184,15468.642981058119,15438.220536786883,15399.795101076468,15363.098284033736,15336.411130344613,15326.213547782067,15336.898141130681,15370.573214078675,15426.981643878906,15503.557724408178,15595.633117403564,15696.787538412729]
[{"$f":"IFERROR(IF('Historical scenario - output'!A9=\"\",\"\",'Historical scenario - output'!A9),\"\")","v":4},{"$f":"IFERROR(IF('Historical scenario - output'!B9=\"\",\"\",'Historical scenario - output'!B9),\"\")","v":"SWITCHGEAR"},null,7943.248539581693,8130.6978341422791,8274.4132609324261,8368.7910133390051,8410.6208695381483,8399.2937443083829,8336.8008608134824,8227.5363753203073,8077.9328778571225,7895.9733020037729,7690.6318599582155,7471.2996619564019,7247.2474180253439,7027.1686245146011,6818.8332426516436,6628.8659771447074,6462.647024553532,6324.3187012276512,6216.8704641533277,6142.2687436949254,144.66337093775601,142.94199425563454,142.00877902069374,141.71020655914003,141.92209189561882,142.55828790028224,143.57357688308321,144.96151904309284,146.74841759893636,148.98479013658701,151.73580081857281,155.07201382270583,159.06159100873026,163.76470480630394,169.2305105887244,175.49657009172921,182.59019231827673,190.53081441043,199.33233056039694,209.00422991168452]
[{"$f":"IFERROR(IF('Historical scenario - output'!A10=\"\",\"\",'Historical scenario - output'!A10),\"\")","v":5},{"$f":"IFERROR(IF('Historical scenario - output'!B10=\"\",\"\",'Historical scenario - output'!B10),\"\")","v":"TRANSFORMERS"},null,8097.6040753481948,8580.0818485558848,9086.9938339322962,9615.687791343913,10162.44389886707,10722.758570197984,11291.670666544651,11864.101990007797,12435.186336287337,13000.56500170877,13556.630841802875,14100.707380060248,14631.153919756011,15147.392132077664,15649.854244424161,16139.857747844862,16619.416378072063,17091.001754688077,17557.274120007391,18020.803666055213,487.33571716726351,519.66280336879811,553.2028805090971,587.71295978337582,622.89970684834282,658.44010636491851,694.00379652756203,729.27494209576264,763.97176003212883,797.86220141187721,830.77476038662564,862.60386722675958,893.30978366278373,922.91332667604058,951.48608728391491,979.13707923438733,1005.9969494018271,1032.2010085782986,1057.8723982799052,1083.1066939088698]
[{"$f":"IFERROR(IF('Historical scenario - output'!A11=\"\",\"\",'Historical scenario - output'!A11),\"\")","v":6},{"$f":"IFERROR(IF('Historical scenario - output'!B11=\"\",\"\",'Historical scenario - output'!B11),\"\")","v":"UNDERGROUND CABLES"},null,929.85912349577563,1145.6622255058414,1404.5714974519233,1714.6928910709953,2085.6957584398097,2529.0099889592084,3057.972190147595,3687.8906934497581,4435.9997178756203,5321.2773943988514,6364.1107674068189,7585.8030005035562,9007.9328516788628,10651.592494564302,12536.544965685744,14680.354751105097,17097.552270828022,19798.893743699249,22790.771383406616,26074.815364012422,2.4011817329392788,2.9592147581938661,3.6310288657660261,4.4391875601108932,5.4108789959416148,6.5785313550557998,7.980288793424906,9.6602602837338623,11.668453768179774,14.060318744160456,16.895842642124748,20.238179518345561,24.151831356018498,28.700448653105983,33.944362640195472,39.938000348748091,46.727359864299189,54.347731501315465,62.821838302446579,72.158535804259856]
[{"$f":"IFERROR(IF('Historical scenario - output'!A12=\"\",\"\",'Historical scenario - output'!A12),\"\")","v":""},{"$f":"IFERROR(IF('Historical scenario - output'!B12=\"\",\"\",'Historical scenario - output'!B12),\"\")","v":""},null,"","","","","","","","","","","","","","","","","","","","","","","","","","","","","","","","","","","","","","","",""]
[{"$f":"IFERROR(IF('Historical scenario - output'!A13=\"\",\"\",'Historical scenario - output'!A13),\"\")","v":""},{"$f":"IFERROR(IF('Historical scenario - output'!B13=\"\",\"\",'Historical scenario - output'!B13),\"\")","v":""},null,"","","","","","","","","","","","","","","","","","","","","","","","","","","","","","","","","","","","","","","",""]
[{"$f":"IFERROR(IF('Historical scenario - output'!A14=\"\",\"\",'Historical scenario - output'!A14),\"\")","v":""},{"$f":"IFERROR(IF('Historical scenario - output'!B14=\"\",\"\",'Historical scenario - output'!B14),\"\")","v":""},null,"","","","","","","","","","","","","","","","","","","","","","","","","","","","","","","","","","","","","","","",""]
[{"$f":"IFERROR(IF('Historical scenario - output'!A15=\"\",\"\",'Historical scenario - output'!A15),\"\")","v":""},{"$f":"IFERROR(IF('Historical scenario - output'!B15=\"\",\"\",'Historical scenario - output'!B15),\"\")","v":""},null,"","","","","","","","","","","","","","","","","","","","","","","","","","","","","","","","","","","","","","","",""]
[{"$f":"IFERROR(IF('Historical scenario - output'!A16=\"\",\"\",'Historical scenario - output'!A16),\"\")","v":""},{"$f":"IFERROR(IF('Historical scenario - output'!B16=\"\",\"\",'Historical scenario - output'!B16),\"\")","v":""},null,"","","","","","","","","","","","","","","","","","","","","","","","","","","","","","","","","","","","","","","",""]
[{"$f":"IFERROR(IF('Historical scenario - output'!A17=\"\",\"\",'Historical scenario - output'!A17),\"\")","v":""},{"$f":"IFERROR(IF('Historical scenario - output'!B17=\"\",\"\",'Historical scenario - output'!B17),\"\")","v":""},null,"","","","","","","","","","","","","","","","","","","","","","","","","","","","","","","","","","","","","","","",""]
[null,null,"Total",{"$f":"IFERROR(SUM(D$6:D$17),\"\")","v":27856.391142038567},{"$f":"IFERROR(SUM(E$6:E$17),\"\")","v":29461.660910452036},31115.265322818515,32830.082820247968,34625.043874872223,36525.479410558815,38563.119295954435,40775.697064299624,43206.135272743573,45901.308803911481,48910.410312046501,52282.971419056514,56066.622806405823,60304.703020035435,65033.84635153546,70281.691582509244,76064.853476596603,82387.286722403456,89239.148152887909,96596.229647484841]
[]
["ID","Asset group","Asset category"]
[{"$f":"IFERROR('Cost scenario - input'!A6,\"\")","v":1},{"$f":"IFERROR('Cost scenario - input'!B6,\"\")","v":"OVERHEAD CONDUCTORS"},{"$f":"IFERROR('Cost scenario - input'!C6,\"\")","v":"˂ = 1 kv"},{"$f":"IFERROR(repcalc('Cost scenario - input'!$CY6:$GK6,'Cost scenario - input'!$J6,'Cost scenario - input'!$H6,'Cost scenario - input'!$I6,20,TRUE,TRUE),\"\")","v":2034.2947287756906},2294.8210800517536,2583.3330190825454,2904.4080821768362,3263.5468406169889,3667.1402180917153,4122.3577743632331,4636.9476296417952,5218.9442380824967,5876.2870064479202,6616.3603481421742,7445.4735784208369,8368.3064154576787,9387.352042601724,10502.394033776296,11710.055377655994,13003.456960565531,14372.019011178038,15801.432257179584,17273.816245012349,{"$f":"IFERROR(IF(OR(D21=\"\",'Cost scenario - input'!$G6=\"\"),\"\",D21/'Cost scenario - input'!$G6),\"\")","v":146.93464837884159},{"$f":"IFERROR(IF(OR(E21=\"\",'Cost scenario - input'!$G6=\"\"),\"\",E21/'Cost scenario - input'!$G6),\"\")","v":165.75215170158248},{"$f":"IFERROR(IF(OR(F21=\"\",'Cost scenario - input'!$G6=\"\"),\"\",F21/'Cost scenario - input'!$G6),\"\")","v":186.59102018751736},{"$f":"IFERROR(IF(OR(G21=\"\",'Cost scenario - input'!$G6=\"\"),\"\",G21/'Cost scenario - input'!$G6),\"\")","v":209.78188374904602},{"$f":"IFERROR(IF(OR(H21=\"\",'Cost scenario - input'!$G6=\"\"),\"\",H21/'Cost scenario - input'!$G6),\"\")","v":235.72204199857183},{"$f":"IFERROR(IF(OR(I21=\"\",'Cost scenario - input'!$G6=\"\"),\"\",I21/'Cost scenario - input'!$G6),\"\")","v":264.8731036261895},{"$f":"IFERROR(IF(OR(J21=\"\",'Cost scenario - input'!$G6=\"\"),\"\",J21/'Cost scenario - input'!$G6),\"\")","v":297.75291726405214},{"$f":"IFERROR(IF(OR(K21=\"\",'Cost scenario - input'!$G6=\"\"),\"\",K21/'Cost scenario - input'!$G6),\"\")","v":334.92112026587569},{"$f":"IFERROR(IF(OR(L21=\"\",'Cost scenario - input'!$G6=\"\"),\"\",L21/'Cost scenario - input'!$G6),\"\")","v":376.95803153997559},{"$f":"IFERROR(IF(OR(M21=\"\",'Cost scenario - input'!$G6=\"\"),\"\",M21/'Cost scenario - input'!$G6),\"\")","v":424.43710483643787},{"$f":"IFERROR(IF(OR(N21=\"\",'Cost scenario - input'!$G6=\"\"),\"\",N21/'Cost scenario - input'!$G6),\"\")","v":477.89170740616703},{"$f":"IFERROR(IF(OR(O21=\"\",'Cost scenario - input'!$G6=\"\"),\"\",O21/'Cost scenario - input'!$G6),\"\")","v":537.77755346081392},{"$f":"IFERROR(IF(OR(P21=\"\",'Cost scenario - input'!$G6=\"\"),\"\",P21/'Cost scenario - input'!$G6),\"\")","v":604.43265338532865},{"$f":"IFERROR(IF(OR(Q21=\"\",'Cost scenario - input'!$G6=\"\"),\"\",Q21/'Cost scenario - input'!$G6),\"\")","v":678.03708679823978},{"$f":"IFERROR(IF(OR(R21=\"\",'Cost scenario - input'!$G6=\"\"),\"\",R21/'Cost scenario - input'!$G6),\"\")","v":758.57522150573254},{"$f":"IFERROR(IF(OR(S21=\"\",'Cost scenario - input'!$G6=\"\"),\"\",S21/'Cost scenario - input'!$G6),\"\")","v":845.80314006327444},{"$f":"IFERROR(IF(OR(T21=\"\",'Cost scenario - input'!$G6=\"\"),\"\",T21/'Cost scenario - input'!$G6),\"\")","v":939.22397240836233},{"$f":"IFERROR(IF(OR(U21=\"\",'Cost scenario - input'!$G6=\"\"),\"\",U21/'Cost scenario - input'!$G6),\"\")","v":1038.0735544511756},{"$f":"IFERROR(IF(OR(V21=\"\",'Cost scenario - input'!$G6=\"\"),\"\",V21/'Cost scenario - input'!$G6),\"\")","v":1141.3183447553315},{"$f":"IFERROR(IF(OR(W21=\"\",'Cost scenario - input'!$G6=\"\"),\"\",W21/'Cost scenario - input'!$G6),\"\")","v":1247.6668597814935}]
[{"$f":"IFERROR('Cost scenario - input'!A7,\"\")","v":1},{"$f":"IFERROR('Cost scenario - input'!B7,\"\")","v":"OVERHEAD CONDUCTORS"},{"$f":"IFERROR('Cost scenario - input'!C7,\"\")","v":"˃ 11 kv & < = 22 kv ; swer"},{"$f":"IFERROR(repcalc('Cost scenario - input'!$CY7:$GK7,'Cost scenario - input'!$J7,'Cost scenario - input'!$H7,'Cost scenario - input'!$I7,20,TRUE,TRUE),\"\")","v":39.088739418702993},50.507410014588679,64.959963261866633,83.082394261097988,105.58398043282554,133.23792360959663,166.86590646922389,207.31589697179072,255.43286267863857,312.02249840876539,377.8086117815069,453.38542399757682,539.16668589500432,635.33412774519127,741.78829262871488,858.10518157809861,983.50230179323796,1116.8176064226163,1256.5044140689542,1400.6446922932917,{"$f":"IFERROR(IF(OR(D22=\"\",'Cost scenario - input'!$G7=\"\"),\"\",D22/'Cost scenario - input'!$G7),\"\")","v":15.449408969386655},{"$f":"IFERROR(IF(OR(E22=\"\",'Cost scenario - input'!$G7=\"\"),\"\",E22/'Cost scenario - input'!$G7),\"\")","v":19.962517208383467},{"$f":"IFERROR(IF(OR(F22=\"\",'Cost scenario - input'!$G7=\"\"),\"\",F22/'Cost scenario - input'!$G7),\"\")","v":25.674735332823641},{"$f":"IFERROR(IF(OR(G22=\"\",'Cost scenario - input'!$G7=\"\"),\"\",G22/'Cost scenario - input'!$G7),\"\")","v":32.837433649276683},{"$f":"IFERROR(IF(OR(H22=\"\",'Cost scenario - input'!$G7=\"\"),\"\",H22/'Cost scenario - input'!$G7),\"\")","v":41.73094652272021},{"$f":"IFERROR(IF(OR(I22=\"\",'Cost scenario - input'!$G7=\"\"),\"\",I22/'Cost scenario - input'!$G7),\"\")","v":52.660873762832075},{"$f":"IFERROR(IF(OR(J22=\"\",'Cost scenario - input'!$G7=\"\"),\"\",J22/'Cost scenario - input'!$G7),\"\")","v":65.95197671831194},{"$f":"IFERROR(IF(OR(K22=\"\",'Cost scenario - input'!$G7=\"\"),\"\",K22/'Cost scenario - input'!$G7),\"\")","v":81.939405716417426},{"$f":"IFERROR(IF(OR(L22=\"\",'Cost scenario - input'!$G7=\"\"),\"\",L22/'Cost scenario - input'!$G7),\"\")","v":100.95712520868013},{"$f":"IFERROR(IF(OR(M22=\"\",'Cost scenario - input'!$G7=\"\"),\"\",M22/'Cost scenario - input'!$G7),\"\")","v":123.32357751246113},{"$f":"IFERROR(IF(OR(N22=\"\",'Cost scenario - input'!$G7=\"\"),\"\",N22/'Cost scenario - input'!$G7),\"\")","v":149.32483989943947},{"$f":"IFERROR(IF(OR(O22=\"\",'Cost scenario - input'!$G7=\"\"),\"\",O22/'Cost scenario - input'!$G7),\"\")","v":179.19577198608349},{"$f":"IFERROR(IF(OR(P22=\"\",'Cost scenario - input'!$G7=\"\"),\"\",P22/'Cost scenario - input'!$G7),\"\")","v":213.09990439536023},{"$f":"IFERROR(IF(OR(Q22=\"\",'Cost scenario - input'!$G7=\"\"),\"\",Q22/'Cost scenario - input'!$G7),\"\")","v":251.10906408630598},{"$f":"IFERROR(IF(OR(R22=\"\",'Cost scenario - input'!$G7=\"\"),\"\",R22/'Cost scenario - input'!$G7),\"\")","v":293.18394176816719},{"$f":"IFERROR(IF(OR(S22=\"\",'Cost scenario - input'!$G7=\"\"),\"\",S22/'Cost scenario - input'!$G7),\"\")","v":339.1569563536907},{"$f":"IFERROR(IF(OR(T22=\"\",'Cost scenario - input'!$G7=\"\"),\"\",T22/'Cost scenario - input'!$G7),\"\")","v":388.71883587698062},{"$f":"IFERROR(IF(OR(U22=\"\",'Cost scenario - input'!$G7=\"\"),\"\",U22/'Cost scenario - input'!$G7),\"\")","v":441.41029366577146},{"$f":"IFERROR(IF(OR(V22=\"\",'Cost scenario - input'!$G7=\"\"),\"\",V22/'Cost scenario - input'!$G7),\"\")","v":496.6200203300121},{"$f":"IFERROR(IF(OR(W22=\"\",'Cost scenario - input'!$G7=\"\"),\"\",W22/'Cost scenario - input'!$G7),\"\")","v":553.58993392572802}]
[{"$f":"IFERROR('Cost scenario - input'!A8,\"\")","v":1},{"$f":"IFERROR('Cost scenario - input'!B8,\"\")","v":"OVERHEAD CONDUCTORS"},{"$f":"IFERROR('Cost scenario - input'!C8,\"\")","v":"> 1 kv & < = 11 kv"},{"$f":"IFERROR(repcalc('Cost scenario - input'!$CY8:$GK8,'Cost scenario - input'!$J8,'Cost scenario - input'!$H8,'Cost scenario - input'!$I8,20,TRUE,TRUE),\"\")","v":574.2521766745806},680.15461208895624,804.77782870920862,951.30042007657073,1123.2730678987118,1324.5830673397263,1559.3911234630741,1832.0378031442222,2146.9186458692366,2508.3289223756087,2920.2812641355526,3386.3017113432161,3909.211956949523,4490.9075035806864,5132.1429125514151,5832.3361530393722,6589.4041458032762,7399.6408910758419,8257.6480924467851,9156.3260203990048,{"$f":"IFERROR(IF(OR(D23=\"\",'Cost scenario - input'!$G8=\"\"),\"\",D23/'Cost scenario - input'!$G8),\"\")","v":41.477540332243429},{"$f":"IFERROR(IF(OR(E23=\"\",'Cost scenario - input'!$G8=\"\"),\"\",E23/'Cost scenario - input'!$G8),\"\")","v":49.126745184403298},{"$f":"IFERROR(IF(OR(F23=\"\",'Cost scenario - input'!$G8=\"\"),\"\",F23/'Cost scenario - input'!$G8),\"\")","v":58.12812942578973},{"$f":"IFERROR(IF(OR(G23=\"\",'Cost scenario - input'!$G8=\"\"),\"\",G23/'Cost scenario - input'!$G8),\"\")","v":68.711279024312802},{"$f":"IFERROR(IF(OR(H23=\"\",'Cost scenario - input'!$G8=\"\"),\"\",H23/'Cost scenario - input'!$G8),\"\")","v":81.132655426213162},{"$f":"IFERROR(IF(OR(I23=\"\",'Cost scenario - input'!$G8=\"\"),\"\",I23/'Cost scenario - input'!$G8),\"\")","v":95.673033260654179},{"$f":"IFERROR(IF(OR(J23=\"\",'Cost scenario - input'!$G8=\"\"),\"\",J23/'Cost scenario - input'!$G8),\"\")","v":112.63293522322161},{"$f":"IFERROR(IF(OR(K23=\"\",'Cost scenario - input'!$G8=\"\"),\"\",K23/'Cost scenario - input'!$G8),\"\")","v":132.32587521069254},{"$f":"IFERROR(IF(OR(L23=\"\",'Cost scenario - input'!$G8=\"\"),\"\",L23/'Cost scenario - input'!$G8),\"\")","v":155.06933772503447},{"$f":"IFERROR(IF(OR(M23=\"\",'Cost scenario - input'!$G8=\"\"),\"\",M23/'Cost scenario - input'!$G8),\"\")","v":181.17356497775089},{"$f":"IFERROR(IF(OR(N23=\"\",'Cost scenario - input'!$G8=\"\"),\"\",N23/'Cost scenario - input'!$G8),\"\")","v":210.92838448798321},{"$f":"IFERROR(IF(OR(O23=\"\",'Cost scenario - input'!$G8=\"\"),\"\",O23/'Cost scenario - input'!$G8),\"\")","v":244.58847787524718},{"$f":"IFERROR(IF(OR(P23=\"\",'Cost scenario - input'!$G8=\"\"),\"\",P23/'Cost scenario - input'!$G8),\"\")","v":282.35765260938098},{"$f":"IFERROR(IF(OR(Q23=\"\",'Cost scenario - input'!$G8=\"\"),\"\",Q23/'Cost scenario - input'!$G8),\"\")","v":324.37281855302354},{"$f":"IFERROR(IF(OR(R23=\"\",'Cost scenario - input'!$G8=\"\"),\"\",R23/'Cost scenario - input'!$G8),\"\")","v":370.68847675751658},{"$f":"IFERROR(IF(OR(S23=\"\",'Cost scenario - input'!$G8=\"\"),\"\",S23/'Cost scenario - input'!$G8),\"\")","v":421.26258784035753},{"$f":"IFERROR(IF(OR(T23=\"\",'Cost scenario - input'!$G8=\"\"),\"\",T23/'Cost scenario - input'!$G8),\"\")","v":475.94469350681987},{"$f":"IFERROR(IF(OR(U23=\"\",'Cost scenario - input'!$G8=\"\"),\"\",U23/'Cost scenario - input'!$G8),\"\")","v":534.4671138750283},{"$f":"IFERROR(IF(OR(V23=\"\",'Cost scenario - input'!$G8=\"\"),\"\",V23/'Cost scenario - input'!$G8),\"\")","v":596.43993652291829},{"$f":"IFERROR(IF(OR(W23=\"\",'Cost scenario - input'!$G8=\"\"),\"\",W23/'Cost scenario - input'!$G8),\"\")","v":661.35035657250262}]
[{"$f":"IFERROR('Cost scenario - input'!A9,\"\")","v":1},{"$f":"IFERROR('Cost scenario - input'!B9,\"\")","v":"OVERHEAD CONDUCTORS"},{"$f":"IFERROR('Cost scenario - input'!C9,\"\")","v":"> 22 kv & < = 66 kv"},{"$f":"IFERROR(repcalc('Cost scenario - input'!$CY9:$GK9,'Cost scenario - input'!$J9,'Cost scenario - input'!$H9,'Cost scenario - input'!$I9,20,TRUE,TRUE),\"\")","v":623.30287722353216},744.7044085481017,885.26632108891545,1047.4990787175018,1234.2535017417845,1448.7688980129892,1694.7165587234413,1976.2325835706415,2297.9329714338496,2664.9032719437018,3082.6549915851333,3557.0415113162521,4094.1275847995694,4700.0085739714496,5380.5784015431618,6141.2486466624523,6986.6251001377868,7920.1521892606361,8943.7396939881637,10057.389794229121,{"$f":"IFERROR(IF(OR(D24=\"\",'Cost scenario - input'!$G9=\"\"),\"\",D24/'Cost scenario - input'!$G9),\"\")","v":8.8433918454024578},{"$f":"IFERROR(IF(OR(E24=\"\",'Cost scenario - input'!$G9=\"\"),\"\",E24/'Cost scenario - input'!$G9),\"\")","v":10.565831050107185},{"$f":"IFERROR(IF(OR(F24=\"\",'Cost scenario - input'!$G9=\"\"),\"\",F24/'Cost scenario - input'!$G9),\"\")","v":12.560116840467526},{"$f":"IFERROR(IF(OR(G24=\"\",'Cost scenario - input'!$G9=\"\"),\"\",G24/'Cost scenario - input'!$G9),\"\")","v":14.861867559573028},{"$f":"IFERROR(IF(OR(H24=\"\",'Cost scenario - input'!$G9=\"\"),\"\",H24/'Cost scenario - input'!$G9),\"\")","v":17.511530511591612},{"$f":"IFERROR(IF(OR(I24=\"\",'Cost scenario - input'!$G9=\"\"),\"\",I24/'Cost scenario - input'!$G9),\"\")","v":20.555064843645916},{"$f":"IFERROR(IF(OR(J24=\"\",'Cost scenario - input'!$G9=\"\"),\"\",J24/'Cost scenario - input'!$G9),\"\")","v":24.044558662142457},{"$f":"IFERROR(IF(OR(K24=\"\",'Cost scenario - input'!$G9=\"\"),\"\",K24/'Cost scenario - input'!$G9),\"\")","v":28.038694754652468},{"$f":"IFERROR(IF(OR(L24=\"\",'Cost scenario - input'!$G9=\"\"),\"\",L24/'Cost scenario - input'!$G9),\"\")","v":32.602964695720047},{"$f":"IFERROR(IF(OR(M24=\"\",'Cost scenario - input'!$G9=\"\"),\"\",M24/'Cost scenario - input'!$G9),\"\")","v":37.809522023819596},{"$f":"IFERROR(IF(OR(N24=\"\",'Cost scenario - input'!$G9=\"\"),\"\",N24/'Cost scenario - input'!$G9),\"\")","v":43.736563733198714},{"$f":"IFERROR(IF(OR(O24=\"\",'Cost scenario - input'!$G9=\"\"),\"\",O24/'Cost scenario - input'!$G9),\"\")","v":50.467137317017631},{"$f":"IFERROR(IF(OR(P24=\"\",'Cost scenario - input'!$G9=\"\"),\"\",P24/'Cost scenario - input'!$G9),\"\")","v":58.0872892144045},{"$f":"IFERROR(IF(OR(Q24=\"\",'Cost scenario - input'!$G9=\"\"),\"\",Q24/'Cost scenario - input'!$G9),\"\")","v":66.683500133234332},{"$f":"IFERROR(IF(OR(R24=\"\",'Cost scenario - input'!$G9=\"\"),\"\",R24/'Cost scenario - input'!$G9),\"\")","v":76.339392771150443},{"$f":"IFERROR(IF(OR(S24=\"\",'Cost scenario - input'!$G9=\"\"),\"\",S24/'Cost scenario - input'!$G9),\"\")","v":87.131746358050037},{"$f":"IFERROR(IF(OR(T24=\"\",'Cost scenario - input'!$G9=\"\"),\"\",T24/'Cost scenario - input'!$G9),\"\")","v":99.125907636849888},{"$f":"IFERROR(IF(OR(U24=\"\",'Cost scenario - input'!$G9=\"\"),\"\",U24/'Cost scenario - input'!$G9),\"\")","v":112.37074597962341},{"$f":"IFERROR(IF(OR(V24=\"\",'Cost scenario - input'!$G9=\"\"),\"\",V24/'Cost scenario - input'!$G9),\"\")","v":126.89335725439376},{"$f":"IFERROR(IF(OR(W24=\"\",'Cost scenario - input'!$G9=\"\"),\"\",W24/'Cost scenario - input'!$G9),\"\")","v":142.69377238960354}]
[{"$f":"IFERROR('Cost scenario - input'!A10,\"\")","v":3},{"$f":"IFERROR('Cost scenario - input'!B10,\"\")","v":"SERVICE LINES"},{"$f":"IFERROR('Cost scenario - input'!C10,\"\")","v":"˂ = 11 kv ; commercial and industrial ; complex type"},{"$f":"IFERROR(repcalc('Cost scenario - input'!$CY10:$GK10,'Cost scenario - input'!$J10,'Cost scenario - input'!$H10,'Cost scenario - input'!$I10,20,TRUE,TRUE),\"\")","v":802.53752618171507},820.93820917224866,835.60333121267058,847.04578610326359,855.96320413855403,863.17618151186502,869.56091184440402,875.9813415960607,883.2257374349058,891.95196805236253,902.64494513993941,915.58861900084923,930.85375743977761,948.30151994763071,967.60164099318979,988.26293257382065,1009.672894432553,1031.1425747712074,1051.9525431353534,1071.3959835791206,{"$f":"IFERROR(IF(OR(D25=\"\",'Cost scenario - input'!$G10=\"\"),\"\",D25/'Cost scenario - input'!$G10),\"\")","v":1417.0138427288584},{"$f":"IFERROR(IF(OR(E25=\"\",'Cost scenario - input'!$G10=\"\"),\"\",E25/'Cost scenario - input'!$G10),\"\")","v":1449.5033172551223},{"$f":"IFERROR(IF(OR(F25=\"\",'Cost scenario - input'!$G10=\"\"),\"\",F25/'Cost scenario - input'!$G10),\"\")","v":1475.3970359394752},{"$f":"IFERROR(IF(OR(G25=\"\",'Cost scenario - input'!$G10=\"\"),\"\",G25/'Cost scenario - input'!$G10),\"\")","v":1495.600598322301},{"$f":"IFERROR(IF(OR(H25=\"\",'Cost scenario - input'!$G10=\"\"),\"\",H25/'Cost scenario - input'!$G10),\"\")","v":1511.3457870333214},{"$f":"IFERROR(IF(OR(I25=\"\",'Cost scenario - input'!$G10=\"\"),\"\",I25/'Cost scenario - input'!$G10),\"\")","v":1524.0815015037715},{"$f":"IFERROR(IF(OR(J25=\"\",'Cost scenario - input'!$G10=\"\"),\"\",J25/'Cost scenario - input'!$G10),\"\")","v":1535.3548076958734},{"$f":"IFERROR(IF(OR(K25=\"\",'Cost scenario - input'!$G10=\"\"),\"\",K25/'Cost scenario - input'!$G10),\"\")","v":1546.6911471660676},{"$f":"IFERROR(IF(OR(L25=\"\",'Cost scenario - input'!$G10=\"\"),\"\",L25/'Cost scenario - input'!$G10),\"\")","v":1559.4823361771175},{"$f":"IFERROR(IF(OR(M25=\"\",'Cost scenario - input'!$G10=\"\"),\"\",M25/'Cost scenario - input'!$G10),\"\")","v":1574.8899516173715},{"$f":"IFERROR(IF(OR(N25=\"\",'Cost scenario - input'!$G10=\"\"),\"\",N25/'Cost scenario - input'!$G10),\"\")","v":1593.770185947558},{"$f":"IFERROR(IF(OR(O25=\"\",'Cost scenario - input'!$G10=\"\"),\"\",O25/'Cost scenario - input'!$G10),\"\")","v":1616.6244007827706},{"$f":"IFERROR(IF(OR(P25=\"\",'Cost scenario - input'!$G10=\"\"),\"\",P25/'Cost scenario - input'!$G10),\"\")","v":1643.5775484842229},{"$f":"IFERROR(IF(OR(Q25=\"\",'Cost scenario - input'!$G10=\"\"),\"\",Q25/'Cost scenario - input'!$G10),\"\")","v":1674.3844829784925},{"$f":"IFERROR(IF(OR(R25=\"\",'Cost scenario - input'!$G10=\"\"),\"\",R25/'Cost scenario - input'!$G10),\"\")","v":1708.4620653913896},{"$f":"IFERROR(IF(OR(S25=\"\",'Cost scenario - input'!$G10=\"\"),\"\",S25/'Cost scenario - input'!$G10),\"\")","v":1744.9430213881838},{"$f":"IFERROR(IF(OR(T25=\"\",'Cost scenario - input'!$G10=\"\"),\"\",T25/'Cost scenario - input'!$G10),\"\")","v":1782.7458796177082},{"$f":"IFERROR(IF(OR(U25=\"\",'Cost scenario - input'!$G10=\"\"),\"\",U25/'Cost scenario - input'!$G10),\"\")","v":1820.6541807828655},{"$f":"IFERROR(IF(OR(V25=\"\",'Cost scenario - input'!$G10=\"\"),\"\",V25/'Cost scenario - input'!$G10),\"\")","v":1857.3976504359814},{"$f":"IFERROR(IF(OR(W25=\"\",'Cost scenario - input'!$G10=\"\"),\"\",W25/'Cost scenario - input'!$G10),\"\")","v":1891.7282871479822}]
[{"$f":"IFERROR('Cost scenario - input'!A11,\"\")","v":3},{"$f":"IFERROR('Cost scenario - input'!B11,\"\")","v":"SERVICE LINES"},{"$f":"IFERROR('Cost scenario - input'!C11,\"\")","v":"˂ = 11 kv ; residential ; simple type"},{"$f":"IFERROR(repcalc('Cost scenario - input'!$CY11:$GK11,'Cost scenario - input'!$J11,'Cost scenario - input'!$H11,'Cost scenario - input'!$I11,20,TRUE,TRUE),\"\")","v":6812.2033553386855},7014.0932823723806,7175.3462671466659,7297.5753631587831,7383.6627531983286,7437.5108185273457,7463.7833035853328,7467.6527505972554,7454.5618852243697,7429.9994385717337,7399.2866820942872,7367.3705324575749,7338.6222164040601,7316.6460010321953,7304.108617281131,7302.6048149048402,7312.5764004106013,7333.3002500801422,7362.9551845017413,7398.7691382093963,{"$f":"IFERROR(IF(OR(D26=\"\",'Cost scenario - input'!$G11=\"\"),\"\",D26/'Cost scenario - input'!$G11),\"\")","v":12710.610264408755},{"$f":"IFERROR(IF(OR(E26=\"\",'Cost scenario - input'!$G11=\"\"),\"\",E26/'Cost scenario - input'!$G11),\"\")","v":13087.308381740228},{"$f":"IFERROR(IF(OR(F26=\"\",'Cost scenario - input'!$G11=\"\"),\"\",F26/'Cost scenario - input'!$G11),\"\")","v":13388.183698656934},{"$f":"IFERROR(IF(OR(G26=\"\",'Cost scenario - input'!$G11=\"\"),\"\",G26/'Cost scenario - input'!$G11),\"\")","v":13616.24594538412},{"$f":"IFERROR(IF(OR(H26=\"\",'Cost scenario - input'!$G11=\"\"),\"\",H26/'Cost scenario - input'!$G11),\"\")","v":13776.872868333399},{"$f":"IFERROR(IF(OR(I26=\"\",'Cost scenario - input'!$G11=\"\"),\"\",I26/'Cost scenario - input'!$G11),\"\")","v":13877.34576031675},{"$f":"IFERROR(IF(OR(J26=\"\",'Cost scenario - input'!$G11=\"\"),\"\",J26/'Cost scenario - input'!$G11),\"\")","v":13926.366510407521},{"$f":"IFERROR(IF(OR(K26=\"\",'Cost scenario - input'!$G11=\"\"),\"\",K26/'Cost scenario - input'!$G11),\"\")","v":13933.586352555772},{"$f":"IFERROR(IF(OR(L26=\"\",'Cost scenario - input'!$G11=\"\"),\"\",L26/'Cost scenario - input'!$G11),\"\")","v":13909.160644881002},{"$f":"IFERROR(IF(OR(M26=\"\",'Cost scenario - input'!$G11=\"\"),\"\",M26/'Cost scenario - input'!$G11),\"\")","v":13863.330585169511},{"$f":"IFERROR(IF(OR(N26=\"\",'Cost scenario - input'!$G11=\"\"),\"\",N26/'Cost scenario - input'!$G11),\"\")","v":13806.02491512891},{"$f":"IFERROR(IF(OR(O26=\"\",'Cost scenario - input'!$G11=\"\"),\"\",O26/'Cost scenario - input'!$G11),\"\")","v":13746.473883250967},{"$f":"IFERROR(IF(OR(P26=\"\",'Cost scenario - input'!$G11=\"\"),\"\",P26/'Cost scenario - input'!$G11),\"\")","v":13692.83358186039},{"$f":"IFERROR(IF(OR(Q26=\"\",'Cost scenario - input'!$G11=\"\"),\"\",Q26/'Cost scenario - input'!$G11),\"\")","v":13651.829064803575},{"$f":"IFERROR(IF(OR(R26=\"\",'Cost scenario - input'!$G11=\"\"),\"\",R26/'Cost scenario - input'!$G11),\"\")","v":13628.436075739291},{"$f":"IFERROR(IF(OR(S26=\"\",'Cost scenario - input'!$G11=\"\"),\"\",S26/'Cost scenario - input'!$G11),\"\")","v":13625.630192690491},{"$f":"IFERROR(IF(OR(T26=\"\",'Cost scenario - input'!$G11=\"\"),\"\",T26/'Cost scenario - input'!$G11),\"\")","v":13644.235764261197},{"$f":"IFERROR(IF(OR(U26=\"\",'Cost scenario - input'!$G11=\"\"),\"\",U26/'Cost scenario - input'!$G11),\"\")","v":13682.903543625313},{"$f":"IFERROR(IF(OR(V26=\"\",'Cost scenario - input'!$G11=\"\"),\"\",V26/'Cost scenario - input'!$G11),\"\")","v":13738.235466967582},{"$f":"IFERROR(IF(OR(W26=\"\",'Cost scenario - input'!$G11=\"\"),\"\",W26/'Cost scenario - input'!$G11),\"\")","v":13805.059251264747}]
[{"$f":"IFERROR('Cost scenario - input'!A12,\"\")","v":4},{"$f":"IFERROR('Cost scenario - input'!B12,\"\")","v":"SWITCHGEAR"},{"$f":"IFERROR('Cost scenario - input'!C12,\"\")","v":"˂ = 11 kv ; circuit breaker"},{"$f":"IFERROR(repcalc('Cost scenario - input'!$CY12:$GK12,'Cost scenario - input'!$J12,'Cost scenario - input'!$H12,'Cost scenario - input'!$I12,20,TRUE,TRUE),\"\")","v":4880.1047038369197},4972.1004261122644,5006.7690367756404,4982.5685042506284,4900.1410089257051,4762.3668803068504,4574.2813565272309,4342.8526713853562,4076.6327838096349,3785.304314742571,3479.1573631891088,3168.536548947724,2863.3010853704791,2572.3387333061251,2303.1685290742721,2061.6580960316237,1851.870324424317,1676.0425237478796,1534.6900233932799,1426.8166178058002,{"$f":"IFERROR(IF(OR(D27=\"\",'Cost scenario - input'!$G12=\"\"),\"\",D27/'Cost scenario - input'!$G12),\"\")","v":71.388436940914872},{"$f":"IFERROR(IF(OR(E27=\"\",'Cost scenario - input'!$G12=\"\"),\"\",E27/'Cost scenario - input'!$G12),\"\")","v":72.734193070557708},{"$f":"IFERROR(IF(OR(F27=\"\",'Cost scenario - input'!$G12=\"\"),\"\",F27/'Cost scenario - input'!$G12),\"\")","v":73.24134160042955},{"$f":"IFERROR(IF(OR(G27=\"\",'Cost scenario - input'!$G12=\"\"),\"\",G27/'Cost scenario - input'!$G12),\"\")","v":72.887324976823081},{"$f":"IFERROR(IF(OR(H27=\"\",'Cost scenario - input'!$G12=\"\"),\"\",H27/'Cost scenario - input'!$G12),\"\")","v":71.681537312559584},{"$f":"IFERROR(IF(OR(I27=\"\",'Cost scenario - input'!$G12=\"\"),\"\",I27/'Cost scenario - input'!$G12),\"\")","v":69.666113404694741},{"$f":"IFERROR(IF(OR(J27=\"\",'Cost scenario - input'!$G12=\"\"),\"\",J27/'Cost scenario - input'!$G12),\"\")","v":66.914711053986281},{"$f":"IFERROR(IF(OR(K27=\"\",'Cost scenario - input'!$G12=\"\"),\"\",K27/'Cost scenario - input'!$G12),\"\")","v":63.52926481907663},{"$f":"IFERROR(IF(OR(L27=\"\",'Cost scenario - input'!$G12=\"\"),\"\",L27/'Cost scenario - input'!$G12),\"\")","v":59.634876724969885},{"$f":"IFERROR(IF(OR(M27=\"\",'Cost scenario - input'!$G12=\"\"),\"\",M27/'Cost scenario - input'!$G12),\"\")","v":55.373188645462989},{"$f":"IFERROR(IF(OR(N27=\"\",'Cost scenario - input'!$G12=\"\"),\"\",N27/'Cost scenario - input'!$G12),\"\")","v":50.894728925440141},{"$f":"IFERROR(IF(OR(O27=\"\",'Cost scenario - input'!$G12=\"\"),\"\",O27/'Cost scenario - input'!$G12),\"\")","v":46.350823465261769},{"$f":"IFERROR(IF(OR(P27=\"\",'Cost scenario - input'!$G12=\"\"),\"\",P27/'Cost scenario - input'!$G12),\"\")","v":41.885697414465618},{"$f":"IFERROR(IF(OR(Q27=\"\",'Cost scenario - input'!$G12=\"\"),\"\",Q27/'Cost scenario - input'!$G12),\"\")","v":37.629365064425009},{"$f":"IFERROR(IF(OR(R27=\"\",'Cost scenario - input'!$G12=\"\"),\"\",R27/'Cost scenario - input'!$G12),\"\")","v":33.691818368742283},{"$f":"IFERROR(IF(OR(S27=\"\",'Cost scenario - input'!$G12=\"\"),\"\",S27/'Cost scenario - input'!$G12),\"\")","v":30.158891645616322},{"$f":"IFERROR(IF(OR(T27=\"\",'Cost scenario - input'!$G12=\"\"),\"\",T27/'Cost scenario - input'!$G12),\"\")","v":27.090018739551777},{"$f":"IFERROR(IF(OR(U27=\"\",'Cost scenario - input'!$G12=\"\"),\"\",U27/'Cost scenario - input'!$G12),\"\")","v":24.517928052403057},{"$f":"IFERROR(IF(OR(V27=\"\",'Cost scenario - input'!$G12=\"\"),\"\",V27/'Cost scenario - input'!$G12),\"\")","v":22.450158061715946},{"$f":"IFERROR(IF(OR(W27=\"\",'Cost scenario - input'!$G12=\"\"),\"\",W27/'Cost scenario - input'!$G12),\"\")","v":20.872135810199747}]
[{"$f":"IFERROR('Cost scenario - input'!A13,\"\")","v":4},{"$f":"IFERROR('Cost scenario - input'!B13,\"\")","v":"SWITCHGEAR"},{"$f":"IFERROR('Cost scenario - input'!C13,\"\")","v":"˂ = 11 kv ; switch"},{"$f":"IFERROR(repcalc('Cost scenario - input'!$CY13:$GK13,'Cost scenario - input'!$J13,'Cost scenario - input'!$H13,'Cost scenario - input'!$I13,20,TRUE,TRUE),\"\")","v":35.334838191635285},41.661340087423767,49.134518050933018,57.929685112927373,68.229352330590459,80.217416330983326,94.07180402455009,109.95557362830863,128.00657030980796,148.32586613649491,170.96537568474133,195.91522203341125,223.09161665906996,252.3261873273143,283.35781140026842,315.82805721905544,349.28127565167711,383.17019844772233,416.867584478136,449.68402164985389,{"$f":"IFERROR(IF(OR(D28=\"\",'Cost scenario - input'!$G13=\"\"),\"\",D28/'Cost scenario - input'!$G13),\"\")","v":2.6879266404688162},{"$f":"IFERROR(IF(OR(E28=\"\",'Cost scenario - input'!$G13=\"\"),\"\",E28/'Cost scenario - input'!$G13),\"\")","v":3.1691846242875146},{"$f":"IFERROR(IF(OR(F28=\"\",'Cost scenario - input'!$G13=\"\"),\"\",F28/'Cost scenario - input'!$G13),\"\")","v":3.7376704350372076},{"$f":"IFERROR(IF(OR(G28=\"\",'Cost scenario - input'!$G13=\"\"),\"\",G28/'Cost scenario - input'!$G13),\"\")","v":4.406720162252455},{"$f":"IFERROR(IF(OR(H28=\"\",'Cost scenario - input'!$G13=\"\"),\"\",H28/'Cost scenario - input'!$G13),\"\")","v":5.1902174504577721},{"$f":"IFERROR(IF(OR(I28=\"\",'Cost scenario - input'!$G13=\"\"),\"\",I28/'Cost scenario - input'!$G13),\"\")","v":6.1021513446938922},{"$f":"IFERROR(IF(OR(J28=\"\",'Cost scenario - input'!$G13=\"\"),\"\",J28/'Cost scenario - input'!$G13),\"\")","v":7.1560567727294186},{"$f":"IFERROR(IF(OR(K28=\"\",'Cost scenario - input'!$G13=\"\"),\"\",K28/'Cost scenario - input'!$G13),\"\")","v":8.364337598509973},{"$f":"IFERROR(IF(OR(L28=\"\",'Cost scenario - input'!$G13=\"\"),\"\",L28/'Cost scenario - input'!$G13),\"\")","v":9.7374797253841301},{"$f":"IFERROR(IF(OR(M28=\"\",'Cost scenario - input'!$G13=\"\"),\"\",M28/'Cost scenario - input'!$G13),\"\")","v":11.283171721252614},{"$f":"IFERROR(IF(OR(N28=\"\",'Cost scenario - input'!$G13=\"\"),\"\",N28/'Cost scenario - input'!$G13),\"\")","v":13.005362736019602},{"$f":"IFERROR(IF(OR(O28=\"\",'Cost scenario - input'!$G13=\"\"),\"\",O28/'Cost scenario - input'!$G13),\"\")","v":14.903301430757116},{"$f":"IFERROR(IF(OR(P28=\"\",'Cost scenario - input'!$G13=\"\"),\"\",P28/'Cost scenario - input'!$G13),\"\")","v":16.970613999447302},{"$f":"IFERROR(IF(OR(Q28=\"\",'Cost scenario - input'!$G13=\"\"),\"\",Q28/'Cost scenario - input'!$G13),\"\")","v":19.194492340015003},{"$f":"IFERROR(IF(OR(R28=\"\",'Cost scenario - input'!$G13=\"\"),\"\",R28/'Cost scenario - input'!$G13),\"\")","v":21.555072812757977},{"$f":"IFERROR(IF(OR(S28=\"\",'Cost scenario - input'!$G13=\"\"),\"\",S28/'Cost scenario - input'!$G13),\"\")","v":24.025089465602019},{"$f":"IFERROR(IF(OR(T28=\"\",'Cost scenario - input'!$G13=\"\"),\"\",T28/'Cost scenario - input'!$G13),\"\")","v":26.569880998162443},{"$f":"IFERROR(IF(OR(U28=\"\",'Cost scenario - input'!$G13=\"\"),\"\",U28/'Cost scenario - input'!$G13),\"\")","v":29.147816629458038},{"$f":"IFERROR(IF(OR(V28=\"\",'Cost scenario - input'!$G13=\"\"),\"\",V28/'Cost scenario - input'!$G13),\"\")","v":31.71118202918279},{"$f":"IFERROR(IF(OR(W28=\"\",'Cost scenario - input'!$G13=\"\"),\"\",W28/'Cost scenario - input'!$G13),\"\")","v":34.20753351212273}]
[{"$f":"IFERROR('Cost scenario - input'!A14,\"\")","v":4},{"$f":"IFERROR('Cost scenario - input'!B14,\"\")","v":"SWITCHGEAR"},{"$f":"IFERROR('Cost scenario - input'!C14,\"\")","v":"> 11 kv & < = 22 kv ; switch"},{"$f":"IFERROR(repcalc('Cost scenario - input'!$CY14:$GK14,'Cost scenario - input'!$J14,'Cost scenario - input'!$H14,'Cost scenario - input'!$I14,20,TRUE,TRUE),\"\")","v":728.27854310115686},656.80662392507998,606.39211925896836,574.94126847647419,560.31688935559589,560.46629049633123,573.49819774137575,597.71918239849219,631.64266522418245,673.9840265313768,723.65398326798947,779.75956822407841,841.61818203972882,908.78574121651934,981.09539878452188,1058.6991655379882,1142.1014990260719,1232.1720136676784,1330.124293209107,1437.4496405605723,{"$f":"IFERROR(IF(OR(D29=\"\",'Cost scenario - input'!$G14=\"\"),\"\",D29/'Cost scenario - input'!$G14),\"\")","v":51.387096189775839},{"$f":"IFERROR(IF(OR(E29=\"\",'Cost scenario - input'!$G14=\"\"),\"\",E29/'Cost scenario - input'!$G14),\"\")","v":46.344060911090153},{"$f":"IFERROR(IF(OR(F29=\"\",'Cost scenario - input'!$G14=\"\"),\"\",F29/'Cost scenario - input'!$G14),\"\")","v":42.786829924157807},{"$f":"IFERROR(IF(OR(G29=\"\",'Cost scenario - input'!$G14=\"\"),\"\",G29/'Cost scenario - input'!$G14),\"\")","v":40.567668162878469},{"$f":"IFERROR(IF(OR(H29=\"\",'Cost scenario - input'!$G14=\"\"),\"\",H29/'Cost scenario - input'!$G14),\"\")","v":39.535776747541327},{"$f":"IFERROR(IF(OR(I29=\"\",'Cost scenario - input'!$G14=\"\"),\"\",I29/'Cost scenario - input'!$G14),\"\")","v":39.5463184432463},{"$f":"IFERROR(IF(OR(J29=\"\",'Cost scenario - input'!$G14=\"\"),\"\",J29/'Cost scenario - input'!$G14),\"\")","v":40.465845563028985},{"$f":"IFERROR(IF(OR(K29=\"\",'Cost scenario - input'!$G14=\"\"),\"\",K29/'Cost scenario - input'!$G14),\"\")","v":42.174870331335867},{"$f":"IFERROR(IF(OR(L29=\"\",'Cost scenario - input'!$G14=\"\"),\"\",L29/'Cost scenario - input'!$G14),\"\")","v":44.568500202172004},{"$f":"IFERROR(IF(OR(M29=\"\",'Cost scenario - input'!$G14=\"\"),\"\",M29/'Cost scenario - input'!$G14),\"\")","v":47.556092829896357},{"$f":"IFERROR(IF(OR(N29=\"\",'Cost scenario - input'!$G14=\"\"),\"\",N29/'Cost scenario - input'!$G14),\"\")","v":51.060788758047295},{"$f":"IFERROR(IF(OR(O29=\"\",'Cost scenario - input'!$G14=\"\"),\"\",O29/'Cost scenario - input'!$G14),\"\")","v":55.019580511880037},{"$f":"IFERROR(IF(OR(P29=\"\",'Cost scenario - input'!$G14=\"\"),\"\",P29/'Cost scenario - input'!$G14),\"\")","v":59.384304103454397},{"$f":"IFERROR(IF(OR(Q29=\"\",'Cost scenario - input'!$G14=\"\"),\"\",Q29/'Cost scenario - input'!$G14),\"\")","v":64.123625146132412},{"$f":"IFERROR(IF(OR(R29=\"\",'Cost scenario - input'!$G14=\"\"),\"\",R29/'Cost scenario - input'!$G14),\"\")","v":69.225770972198006},{"$f":"IFERROR(IF(OR(S29=\"\",'Cost scenario - input'!$G14=\"\"),\"\",S29/'Cost scenario - input'!$G14),\"\")","v":74.701467413656104},{"$f":"IFERROR(IF(OR(T29=\"\",'Cost scenario - input'!$G14=\"\"),\"\",T29/'Cost scenario - input'!$G14),\"\")","v":80.586308830449894},{"$f":"IFERROR(IF(OR(U29=\"\",'Cost scenario - input'!$G14=\"\"),\"\",U29/'Cost scenario - input'!$G14),\"\")","v":86.94165493201416},{"$f":"IFERROR(IF(OR(V29=\"\",'Cost scenario - input'!$G14=\"\"),\"\",V29/'Cost scenario - input'!$G14),\"\")","v":93.853135791205233},{"$f":"IFERROR(IF(OR(W29=\"\",'Cost scenario - input'!$G14=\"\"),\"\",W29/'Cost scenario - input'!$G14),\"\")","v":101.42597725439909}]
[{"$f":"IFERROR('Cost scenario - input'!A15,\"\")","v":4},{"$f":"IFERROR('Cost scenario - input'!B15,\"\")","v":"SWITCHGEAR"},{"$f":"IFERROR('Cost scenario - input'!C15,\"\")","v":"> 22 kv & < = 33 kv ; circuit breaker"},{"$f":"IFERROR(repcalc('Cost scenario - input'!$CY15:$GK15,'Cost scenario - input'!$J15,'Cost scenario - input'!$H15,'Cost scenario - input'!$I15,20,TRUE,TRUE),\"\")","v":1815.9168341009513},1937.0057374879898,2048.2573817565758,2147.3907155634174,2232.3534290481357,2301.3832168532249,2353.0546749595337,2386.3111930136442,2400.4827686185258,2395.2918742615329,2370.85014497579,2327.6486291127644,2266.5436947140684,2188.7395815420896,2095.7673062155982,1989.4584827412998,1871.9119086941994,1745.4506977913288,1612.5683890666796,1475.8637562032925,{"$f":"IFERROR(IF(OR(D30=\"\",'Cost scenario - input'!$G15=\"\"),\"\",D30/'Cost scenario - input'!$G15),\"\")","v":7.649957016000263},{"$f":"IFERROR(IF(OR(E30=\"\",'Cost scenario - input'!$G15=\"\"),\"\",E30/'Cost scenario - input'!$G15),\"\")","v":8.1600711845734448},{"$f":"IFERROR(IF(OR(F30=\"\",'Cost scenario - input'!$G15=\"\"),\"\",F30/'Cost scenario - input'!$G15),\"\")","v":8.6287436923842975},{"$f":"IFERROR(IF(OR(G30=\"\",'Cost scenario - input'!$G15=\"\"),\"\",G30/'Cost scenario - input'!$G15),\"\")","v":9.04636509895637},{"$f":"IFERROR(IF(OR(H30=\"\",'Cost scenario - input'!$G15=\"\"),\"\",H30/'Cost scenario - input'!$G15),\"\")","v":9.4042895886220172},{"$f":"IFERROR(IF(OR(I30=\"\",'Cost scenario - input'!$G15=\"\"),\"\",I30/'Cost scenario - input'!$G15),\"\")","v":9.6950930547366969},{"$f":"IFERROR(IF(OR(J30=\"\",'Cost scenario - input'!$G15=\"\"),\"\",J30/'Cost scenario - input'!$G15),\"\")","v":9.9127706631184829},{"$f":"IFERROR(IF(OR(K30=\"\",'Cost scenario - input'!$G15=\"\"),\"\",K30/'Cost scenario - input'!$G15),\"\")","v":10.052871205631345},{"$f":"IFERROR(IF(OR(L30=\"\",'Cost scenario - input'!$G15=\"\"),\"\",L30/'Cost scenario - input'!$G15),\"\")","v":10.112572146880682},{"$f":"IFERROR(IF(OR(M30=\"\",'Cost scenario - input'!$G15=\"\"),\"\",M30/'Cost scenario - input'!$G15),\"\")","v":10.090704339963601},{"$f":"IFERROR(IF(OR(N30=\"\",'Cost scenario - input'!$G15=\"\"),\"\",N30/'Cost scenario - input'!$G15),\"\")","v":9.9877380724994751},{"$f":"IFERROR(IF(OR(O30=\"\",'Cost scenario - input'!$G15=\"\"),\"\",O30/'Cost scenario - input'!$G15),\"\")","v":9.8057419958224159},{"$f":"IFERROR(IF(OR(P30=\"\",'Cost scenario - input'!$G15=\"\"),\"\",P30/'Cost scenario - input'!$G15),\"\")","v":9.5483237524109708},{"$f":"IFERROR(IF(OR(Q30=\"\",'Cost scenario - input'!$G15=\"\"),\"\",Q30/'Cost scenario - input'!$G15),\"\")","v":9.2205564724031639},{"$f":"IFERROR(IF(OR(R30=\"\",'Cost scenario - input'!$G15=\"\"),\"\",R30/'Cost scenario - input'!$G15),\"\")","v":8.8288899067481736},{"$f":"IFERROR(IF(OR(S30=\"\",'Cost scenario - input'!$G15=\"\"),\"\",S30/'Cost scenario - input'!$G15),\"\")","v":8.3810401403228401},{"$f":"IFERROR(IF(OR(T30=\"\",'Cost scenario - input'!$G15=\"\"),\"\",T30/'Cost scenario - input'!$G15),\"\")","v":7.8858488287209454},{"$f":"IFERROR(IF(OR(U30=\"\",'Cost scenario - input'!$G15=\"\"),\"\",U30/'Cost scenario - input'!$G15),\"\")","v":7.3531026096038854},{"$f":"IFERROR(IF(OR(V30=\"\",'Cost scenario - input'!$G15=\"\"),\"\",V30/'Cost scenario - input'!$G15),\"\")","v":6.793306075511107},{"$f":"IFERROR(IF(OR(W30=\"\",'Cost scenario - input'!$G15=\"\"),\"\",W30/'Cost scenario - input'!$G15),\"\")","v":6.2174071435477556}]
[{"$f":"IFERROR('Cost scenario - input'!A16,\"\")","v":4},{"$f":"IFERROR('Cost scenario - input'!B16,\"\")","v":"SWITCHGEAR"},{"$f":"IFERROR('Cost scenario - input'!C16,\"\")","v":"> 22 kv & < = 33 kv ; switch"},{"$f":"IFERROR(repcalc('Cost scenario - input'!$CY16:$GK16,'Cost scenario - input'!$J16,'Cost scenario - input'!$H16,'Cost scenario - input'!$I16,20,TRUE,TRUE),\"\")","v":37.502696051510718},42.084954606941622,47.210611298720558,52.90189726665546,59.167260273434806,65.998885414473122,73.370472141661779,81.235347384872057,89.525023273672588,98.148346349376354,106.99142314254928,115.91853148813411,124.77422444332595,133.3867933054479,141.57317276135737,149.14524717171199,155.91736348655928,161.7146920191154,166.38192504132016,169.79168988286804,{"$f":"IFERROR(IF(OR(D31=\"\",'Cost scenario - input'!$G16=\"\"),\"\",D31/'Cost scenario - input'!$G16),\"\")","v":4.7911247516599138},{"$f":"IFERROR(IF(OR(E31=\"\",'Cost scenario - input'!$G16=\"\"),\"\",E31/'Cost scenario - input'!$G16),\"\")","v":5.3765272612095183},{"$f":"IFERROR(IF(OR(F31=\"\",'Cost scenario - input'!$G16=\"\"),\"\",F31/'Cost scenario - input'!$G16),\"\")","v":6.0313511333589469},{"$f":"IFERROR(IF(OR(G31=\"\",'Cost scenario - input'!$G16=\"\"),\"\",G31/'Cost scenario - input'!$G16),\"\")","v":6.7584364882970283},{"$f":"IFERROR(IF(OR(H31=\"\",'Cost scenario - input'!$G16=\"\"),\"\",H31/'Cost scenario - input'!$G16),\"\")","v":7.558862562696703},{"$f":"IFERROR(IF(OR(I31=\"\",'Cost scenario - input'!$G16=\"\"),\"\",I31/'Cost scenario - input'!$G16),\"\")","v":8.4316309701289018},{"$f":"IFERROR(IF(OR(J31=\"\",'Cost scenario - input'!$G16=\"\"),\"\",J31/'Cost scenario - input'!$G16),\"\")","v":9.3733817066394458},{"$f":"IFERROR(IF(OR(K31=\"\",'Cost scenario - input'!$G16=\"\"),\"\",K31/'Cost scenario - input'!$G16),\"\")","v":10.378152094205864},{"$f":"IFERROR(IF(OR(L31=\"\",'Cost scenario - input'!$G16=\"\"),\"\",L31/'Cost scenario - input'!$G16),\"\")","v":11.437192523713085},{"$f":"IFERROR(IF(OR(M31=\"\",'Cost scenario - input'!$G16=\"\"),\"\",M31/'Cost scenario - input'!$G16),\"\")","v":12.538857763268577},{"$f":"IFERROR(IF(OR(N31=\"\",'Cost scenario - input'!$G16=\"\"),\"\",N31/'Cost scenario - input'!$G16),\"\")","v":13.668597450420842},{"$f":"IFERROR(IF(OR(O31=\"\",'Cost scenario - input'!$G16=\"\"),\"\",O31/'Cost scenario - input'!$G16),\"\")","v":14.809072516441017},{"$f":"IFERROR(IF(OR(P31=\"\",'Cost scenario - input'!$G16=\"\"),\"\",P31/'Cost scenario - input'!$G16),\"\")","v":15.940423970545631},{"$f":"IFERROR(IF(OR(Q31=\"\",'Cost scenario - input'!$G16=\"\"),\"\",Q31/'Cost scenario - input'!$G16),\"\")","v":17.040715314773554},{"$f":"IFERROR(IF(OR(R31=\"\",'Cost scenario - input'!$G16=\"\"),\"\",R31/'Cost scenario - input'!$G16),\"\")","v":18.086559197139128},{"$f":"IFERROR(IF(OR(S31=\"\",'Cost scenario - input'!$G16=\"\"),\"\",S31/'Cost scenario - input'!$G16),\"\")","v":19.053923065566909},{"$f":"IFERROR(IF(OR(T31=\"\",'Cost scenario - input'!$G16=\"\"),\"\",T31/'Cost scenario - input'!$G16),\"\")","v":19.919088973975718},{"$f":"IFERROR(IF(OR(U31=\"\",'Cost scenario - input'!$G16=\"\"),\"\",U31/'Cost scenario - input'!$G16),\"\")","v":20.659721705758077},{"$f":"IFERROR(IF(OR(V31=\"\",'Cost scenario - input'!$G16=\"\"),\"\",V31/'Cost scenario - input'!$G16),\"\")","v":21.255980055390754},{"$f":"IFERROR(IF(OR(W31=\"\",'Cost scenario - input'!$G16=\"\"),\"\",W31/'Cost scenario - input'!$G16),\"\")","v":21.691591636681903}]
[{"$f":"IFERROR('Cost scenario - input'!A17,\"\")","v":4},{"$f":"IFERROR('Cost scenario - input'!B17,\"\")","v":"SWITCHGEAR"},{"$f":"IFERROR('Cost scenario - input'!C17,\"\")","v":"> 33 kv & < = 66 kv ; circuit breaker"},{"$f":"IFERROR(repcalc('Cost scenario - input'!$CY17:$GK17,'Cost scenario - input'!$J17,'Cost scenario - input'!$H17,'Cost scenario - input'!$I17,20,TRUE,TRUE),\"\")","v":346.0917962305968},376.55694400065323,407.15287819381285,437.7501530735384,468.23709978644996,498.50375726580307,528.4221076991513,557.82545275819098,586.49028142651241,614.12405809021698,640.36193945314574,664.77451978184467,686.88739031451519,706.21173369863743,722.28356248779676,734.70778033234967,743.20221481509986,747.63631849754177,748.05946440231889,744.71468696312604,{"$f":"IFERROR(IF(OR(D32=\"\",'Cost scenario - input'!$G17=\"\"),\"\",D32/'Cost scenario - input'!$G17),\"\")","v":2.2475281313111104},{"$f":"IFERROR(IF(OR(E32=\"\",'Cost scenario - input'!$G17=\"\"),\"\",E32/'Cost scenario - input'!$G17),\"\")","v":2.4453695057195639},{"$f":"IFERROR(IF(OR(F32=\"\",'Cost scenario - input'!$G17=\"\"),\"\",F32/'Cost scenario - input'!$G17),\"\")","v":2.6440602101853012},{"$f":"IFERROR(IF(OR(G32=\"\",'Cost scenario - input'!$G17=\"\"),\"\",G32/'Cost scenario - input'!$G17),\"\")","v":2.8427596211006136},{"$f":"IFERROR(IF(OR(H32=\"\",'Cost scenario - input'!$G17=\"\"),\"\",H32/'Cost scenario - input'!$G17),\"\")","v":3.0407425583482719},{"$f":"IFERROR(IF(OR(I32=\"\",'Cost scenario - input'!$G17=\"\"),\"\",I32/'Cost scenario - input'!$G17),\"\")","v":3.2372949322169653},{"$f":"IFERROR(IF(OR(J32=\"\",'Cost scenario - input'!$G17=\"\"),\"\",J32/'Cost scenario - input'!$G17),\"\")","v":3.4315853920710651},{"$f":"IFERROR(IF(OR(K32=\"\",'Cost scenario - input'!$G17=\"\"),\"\",K32/'Cost scenario - input'!$G17),\"\")","v":3.6225313951101192},{"$f":"IFERROR(IF(OR(L32=\"\",'Cost scenario - input'!$G17=\"\"),\"\",L32/'Cost scenario - input'!$G17),\"\")","v":3.8086814556227933},{"$f":"IFERROR(IF(OR(M32=\"\",'Cost scenario - input'!$G17=\"\"),\"\",M32/'Cost scenario - input'!$G17),\"\")","v":3.9881358405648242},{"$f":"IFERROR(IF(OR(N32=\"\",'Cost scenario - input'!$G17=\"\"),\"\",N32/'Cost scenario - input'!$G17),\"\")","v":4.1585252491305642},{"$f":"IFERROR(IF(OR(O32=\"\",'Cost scenario - input'!$G17=\"\"),\"\",O32/'Cost scenario - input'!$G17),\"\")","v":4.317061110552963},{"$f":"IFERROR(IF(OR(P32=\"\",'Cost scenario - input'!$G17=\"\"),\"\",P32/'Cost scenario - input'!$G17),\"\")","v":4.4606626033577896},{"$f":"IFERROR(IF(OR(Q32=\"\",'Cost scenario - input'!$G17=\"\"),\"\",Q32/'Cost scenario - input'!$G17),\"\")","v":4.5861553363493348},{"$f":"IFERROR(IF(OR(R32=\"\",'Cost scenario - input'!$G17=\"\"),\"\",R32/'Cost scenario - input'!$G17),\"\")","v":4.6905261643165588},{"$f":"IFERROR(IF(OR(S32=\"\",'Cost scenario - input'!$G17=\"\"),\"\",S32/'Cost scenario - input'!$G17),\"\")","v":4.7712093224246033},{"$f":"IFERROR(IF(OR(T32=\"\",'Cost scenario - input'!$G17=\"\"),\"\",T32/'Cost scenario - input'!$G17),\"\")","v":4.8263723764683331},{"$f":"IFERROR(IF(OR(U32=\"\",'Cost scenario - input'!$G17=\"\"),\"\",U32/'Cost scenario - input'!$G17),\"\")","v":4.8551675483619725},{"$f":"IFERROR(IF(OR(V32=\"\",'Cost scenario - input'!$G17=\"\"),\"\",V32/'Cost scenario - input'!$G17),\"\")","v":4.8579154676567775},{"$f":"IFERROR(IF(OR(W32=\"\",'Cost scenario - input'!$G17=\"\"),\"\",W32/'Cost scenario - input'!$G17),\"\")","v":4.8361944055875918}]
[{"$f":"IFERROR('Cost scenario - input'!A18,\"\")","v":4},{"$f":"IFERROR('Cost scenario - input'!B18,\"\")","v":"SWITCHGEAR"},{"$f":"IFERROR('Cost scenario - input'!C18,\"\")","v":"> 33 kv & < = 66 kv ; switch"},{"$f":"IFERROR(repcalc('Cost scenario - input'!$CY18:$GK18,'Cost scenario - input'!$J18,'Cost scenario - input'!$H18,'Cost scenario - input'!$I18,20,TRUE,TRUE),\"\")","v":100.0191280689231},104.481807921927,109.49671559777406,115.3087895953648,122.17582981823517,130.35729764071544,140.1022477199802,151.6369547514432,165.15278519478656,180.79481589220453,198.65163024489061,218.74664236844501,241.03122448415724,265.37985411846654,291.58746192782809,319.36914811067788,348.36243845560784,378.13225705638541,408.17878456248707,437.948330629412,{"$f":"IFERROR(IF(OR(D33=\"\",'Cost scenario - input'!$G18=\"\"),\"\",D33/'Cost scenario - input'!$G18),\"\")","v":4.5113012676252042},{"$f":"IFERROR(IF(OR(E33=\"\",'Cost scenario - input'!$G18=\"\"),\"\",E33/'Cost scenario - input'!$G18),\"\")","v":4.7125876981966508},{"$f":"IFERROR(IF(OR(F33=\"\",'Cost scenario - input'!$G18=\"\"),\"\",F33/'Cost scenario - input'!$G18),\"\")","v":4.9387820251406147},{"$f":"IFERROR(IF(OR(G33=\"\",'Cost scenario - input'!$G18=\"\"),\"\",G33/'Cost scenario - input'!$G18),\"\")","v":5.2009320488320272},{"$f":"IFERROR(IF(OR(H33=\"\",'Cost scenario - input'!$G18=\"\"),\"\",H33/'Cost scenario - input'!$G18),\"\")","v":5.5106656753931444},{"$f":"IFERROR(IF(OR(I33=\"\",'Cost scenario - input'!$G18=\"\"),\"\",I33/'Cost scenario - input'!$G18),\"\")","v":5.8796857505647262},{"$f":"IFERROR(IF(OR(J33=\"\",'Cost scenario - input'!$G18=\"\"),\"\",J33/'Cost scenario - input'!$G18),\"\")","v":6.3192257315095404},{"$f":"IFERROR(IF(OR(K33=\"\",'Cost scenario - input'!$G18=\"\"),\"\",K33/'Cost scenario - input'!$G18),\"\")","v":6.8394915992230247},{"$f":"IFERROR(IF(OR(L33=\"\",'Cost scenario - input'!$G18=\"\"),\"\",L33/'Cost scenario - input'!$G18),\"\")","v":7.4491148201937687},{"$f":"IFERROR(IF(OR(M33=\"\",'Cost scenario - input'!$G18=\"\"),\"\",M33/'Cost scenario - input'!$G18),\"\")","v":8.1546389961780577},{"$f":"IFERROR(IF(OR(N33=\"\",'Cost scenario - input'!$G18=\"\"),\"\",N33/'Cost scenario - input'!$G18),\"\")","v":8.9600596270148767},{"$f":"IFERROR(IF(OR(O33=\"\",'Cost scenario - input'!$G18=\"\"),\"\",O33/'Cost scenario - input'!$G18),\"\")","v":9.8664327919905279},{"$f":"IFERROR(IF(OR(P33=\"\",'Cost scenario - input'!$G18=\"\"),\"\",P33/'Cost scenario - input'!$G18),\"\")","v":10.871565165048546},{"$f":"IFERROR(IF(OR(Q33=\"\",'Cost scenario - input'!$G18=\"\"),\"\",Q33/'Cost scenario - input'!$G18),\"\")","v":11.969795132205457},{"$f":"IFERROR(IF(OR(R33=\"\",'Cost scenario - input'!$G18=\"\"),\"\",R33/'Cost scenario - input'!$G18),\"\")","v":13.15187316682224},{"$f":"IFERROR(IF(OR(S33=\"\",'Cost scenario - input'!$G18=\"\"),\"\",S33/'Cost scenario - input'!$G18),\"\")","v":14.404949038540398},{"$f":"IFERROR(IF(OR(T33=\"\",'Cost scenario - input'!$G18=\"\"),\"\",T33/'Cost scenario - input'!$G18),\"\")","v":15.712673570947596},{"$f":"IFERROR(IF(OR(U33=\"\",'Cost scenario - input'!$G18=\"\"),\"\",U33/'Cost scenario - input'!$G18),\"\")","v":17.05542293283079},{"$f":"IFERROR(IF(OR(V33=\"\",'Cost scenario - input'!$G18=\"\"),\"\",V33/'Cost scenario - input'!$G18),\"\")","v":18.410653079734345},{"$f":"IFERROR(IF(OR(W33=\"\",'Cost scenario - input'!$G18=\"\"),\"\",W33/'Cost scenario - input'!$G18),\"\")","v":19.753390149145705}]
[{"$f":"IFERROR('Cost scenario - input'!A19,\"\")","v":5},{"$f":"IFERROR('Cost scenario - input'!B19,\"\")","v":"TRANSFORMERS"},{"$f":"IFERROR('Cost scenario - input'!C19,\"\")","v":"ground outdoor / indoor chamber mounted ; ˂ 22 kv ; > 600 kva ; multiple phase"},{"$f":"IFERROR(repcalc('Cost scenario - input'!$CY19:$GK19,'Cost scenario - input'!$J19,'Cost scenario - input'!$H19,'Cost scenario - input'!$I19,20,TRUE,TRUE),\"\")","v":28.828723649258542},34.057235021672113,39.734977139243675,45.793700885832997,52.144135104216801,58.678525604409735,65.274645722484919,71.801084679413279,78.123480254158309,84.111245401811289,89.64425992435946,94.618970136622607,98.953368379788373,102.5904104905682,105.49956637060103,107.67637367446142,109.14005929033597,109.92948650833439,110.09785559993389,109.70671189183057,{"$f":"IFERROR(IF(OR(D34=\"\",'Cost scenario - input'!$G19=\"\"),\"\",D34/'Cost scenario - input'!$G19),\"\")","v":0.60925423700844172},{"$f":"IFERROR(IF(OR(E34=\"\",'Cost scenario - input'!$G19=\"\"),\"\",E34/'Cost scenario - input'!$G19),\"\")","v":0.71975141841840407},{"$f":"IFERROR(IF(OR(F34=\"\",'Cost scenario - input'!$G19=\"\"),\"\",F34/'Cost scenario - input'!$G19),\"\")","v":0.83974245526962188},{"$f":"IFERROR(IF(OR(G34=\"\",'Cost scenario - input'!$G19=\"\"),\"\",G34/'Cost scenario - input'!$G19),\"\")","v":0.96778499917073357},{"$f":"IFERROR(IF(OR(H34=\"\",'Cost scenario - input'!$G19=\"\"),\"\",H34/'Cost scenario - input'!$G19),\"\")","v":1.1019924306708526},{"$f":"IFERROR(IF(OR(I34=\"\",'Cost scenario - input'!$G19=\"\"),\"\",I34/'Cost scenario - input'!$G19),\"\")","v":1.2400875176037993},{"$f":"IFERROR(IF(OR(J34=\"\",'Cost scenario - input'!$G19=\"\"),\"\",J34/'Cost scenario - input'!$G19),\"\")","v":1.3794871725676183},{"$f":"IFERROR(IF(OR(K34=\"\",'Cost scenario - input'!$G19=\"\"),\"\",K34/'Cost scenario - input'!$G19),\"\")","v":1.5174142148974241},{"$f":"IFERROR(IF(OR(L34=\"\",'Cost scenario - input'!$G19=\"\"),\"\",L34/'Cost scenario - input'!$G19),\"\")","v":1.6510290893823687},{"$f":"IFERROR(IF(OR(M34=\"\",'Cost scenario - input'!$G19=\"\"),\"\",M34/'Cost scenario - input'!$G19),\"\")","v":1.7775720238113399},{"$f":"IFERROR(IF(OR(N34=\"\",'Cost scenario - input'!$G19=\"\"),\"\",N34/'Cost scenario - input'!$G19),\"\")","v":1.8945044479555637},{"$f":"IFERROR(IF(OR(O34=\"\",'Cost scenario - input'!$G19=\"\"),\"\",O34/'Cost scenario - input'!$G19),\"\")","v":1.9996379013676935},{"$f":"IFERROR(IF(OR(P34=\"\",'Cost scenario - input'!$G19=\"\"),\"\",P34/'Cost scenario - input'!$G19),\"\")","v":2.091239268346651},{"$f":"IFERROR(IF(OR(Q34=\"\",'Cost scenario - input'!$G19=\"\"),\"\",Q34/'Cost scenario - input'!$G19),\"\")","v":2.1681030013072231},{"$f":"IFERROR(IF(OR(R34=\"\",'Cost scenario - input'!$G19=\"\"),\"\",R34/'Cost scenario - input'!$G19),\"\")","v":2.229583889867949},{"$f":"IFERROR(IF(OR(S34=\"\",'Cost scenario - input'!$G19=\"\"),\"\",S34/'Cost scenario - input'!$G19),\"\")","v":2.2755876286793955},{"$f":"IFERROR(IF(OR(T34=\"\",'Cost scenario - input'!$G19=\"\"),\"\",T34/'Cost scenario - input'!$G19),\"\")","v":2.3065205507875453},{"$f":"IFERROR(IF(OR(U34=\"\",'Cost scenario - input'!$G19=\"\"),\"\",U34/'Cost scenario - input'!$G19),\"\")","v":2.3232039767770858},{"$f":"IFERROR(IF(OR(V34=\"\",'Cost scenario - input'!$G19=\"\"),\"\",V34/'Cost scenario - input'!$G19),\"\")","v":2.3267622190248618},{"$f":"IFERROR(IF(OR(W34=\"\",'Cost scenario - input'!$G19=\"\"),\"\",W34/'Cost scenario - input'!$G19),\"\")","v":2.3184959508285843}]
[{"$f":"IFERROR('Cost scenario - input'!A20,\"\")","v":5},{"$f":"IFERROR('Cost scenario - input'!B20,\"\")","v":"TRANSFORMERS"},{"$f":"IFERROR('Cost scenario - input'!C20,\"\")","v":"ground outdoor / indoor chamber mounted ; > = 22 kv & < = 33 kv ; < = 15 mva"},{"$f":"IFERROR(repcalc('Cost scenario - input'!$CY20:$GK20,'Cost scenario - input'!$J20,'Cost scenario - input'!$H20,'Cost scenario - input'!$I20,20,TRUE,TRUE),\"\")","v":947.13527318029878},1007.0868167258647,1064.4066825477255,1118.754435477543,1169.872951818405,1217.5811845934331,1261.7665121298451,1302.3783495982289,1339.4240919198976,1372.9676572763235,1403.1300498091828,1430.0906044983492,1454.0870504082213,1475.4123309483962,1494.4063032528131,1511.4409981051374,1526.8989948987073,1541.1455415204694,1554.496180462043,1567.182667649497,{"$f":"IFERROR(IF(OR(D35=\"\",'Cost scenario - input'!$G20=\"\"),\"\",D35/'Cost scenario - input'!$G20),\"\")","v":5.732923935701157},{"$f":"IFERROR(IF(OR(E35=\"\",'Cost scenario - input'!$G20=\"\"),\"\",E35/'Cost scenario - input'!$G20),\"\")","v":6.0958051932226232},{"$f":"IFERROR(IF(OR(F35=\"\",'Cost scenario - input'!$G20=\"\"),\"\",F35/'Cost scenario - input'!$G20),\"\")","v":6.4427571440858973},{"$f":"IFERROR(IF(OR(G35=\"\",'Cost scenario - input'!$G20=\"\"),\"\",G35/'Cost scenario - input'!$G20),\"\")","v":6.7717191650828834},{"$f":"IFERROR(IF(OR(H35=\"\",'Cost scenario - input'!$G20=\"\"),\"\",H35/'Cost scenario - input'!$G20),\"\")","v":7.0811349097885197},{"$f":"IFERROR(IF(OR(I35=\"\",'Cost scenario - input'!$G20=\"\"),\"\",I35/'Cost scenario - input'!$G20),\"\")","v":7.3699085172665466},{"$f":"IFERROR(IF(OR(J35=\"\",'Cost scenario - input'!$G20=\"\"),\"\",J35/'Cost scenario - input'!$G20),\"\")","v":7.6373582987425559},{"$f":"IFERROR(IF(OR(K35=\"\",'Cost scenario - input'!$G20=\"\"),\"\",K35/'Cost scenario - input'!$G20),\"\")","v":7.8831780688304365},{"$f":"IFERROR(IF(OR(L35=\"\",'Cost scenario - input'!$G20=\"\"),\"\",L35/'Cost scenario - input'!$G20),\"\")","v":8.1074125883184287},{"$f":"IFERROR(IF(OR(M35=\"\",'Cost scenario - input'!$G20=\"\"),\"\",M35/'Cost scenario - input'!$G20),\"\")","v":8.3104487481637843},{"$f":"IFERROR(IF(OR(N35=\"\",'Cost scenario - input'!$G20=\"\"),\"\",N35/'Cost scenario - input'!$G20),\"\")","v":8.4930189754651231},{"$f":"IFERROR(IF(OR(O35=\"\",'Cost scenario - input'!$G20=\"\"),\"\",O35/'Cost scenario - input'!$G20),\"\")","v":8.6562087685960556},{"$f":"IFERROR(IF(OR(P35=\"\",'Cost scenario - input'!$G20=\"\"),\"\",P35/'Cost scenario - input'!$G20),\"\")","v":8.8014570800294702},{"$f":"IFERROR(IF(OR(Q35=\"\",'Cost scenario - input'!$G20=\"\"),\"\",Q35/'Cost scenario - input'!$G20),\"\")","v":8.9305370696636821},{"$f":"IFERROR(IF(OR(R35=\"\",'Cost scenario - input'!$G20=\"\"),\"\",R35/'Cost scenario - input'!$G20),\"\")","v":9.0455058619169808},{"$f":"IFERROR(IF(OR(S35=\"\",'Cost scenario - input'!$G20=\"\"),\"\",S35/'Cost scenario - input'!$G20),\"\")","v":9.1486153253923899},{"$f":"IFERROR(IF(OR(T35=\"\",'Cost scenario - input'!$G20=\"\"),\"\",T35/'Cost scenario - input'!$G20),\"\")","v":9.2421811784708847},{"$f":"IFERROR(IF(OR(U35=\"\",'Cost scenario - input'!$G20=\"\"),\"\",U35/'Cost scenario - input'!$G20),\"\")","v":9.3284142334966322},{"$f":"IFERROR(IF(OR(V35=\"\",'Cost scenario - input'!$G20=\"\"),\"\",V35/'Cost scenario - input'!$G20),\"\")","v":9.4092244405624612},{"$f":"IFERROR(IF(OR(W35=\"\",'Cost scenario - input'!$G20=\"\"),\"\",W35/'Cost scenario - input'!$G20),\"\")","v":9.4860145972765135}]
[{"$f":"IFERROR('Cost scenario - input'!A21,\"\")","v":5},{"$f":"IFERROR('Cost scenario - input'!B21,\"\")","v":"TRANSFORMERS"},{"$f":"IFERROR('Cost scenario - input'!C21,\"\")","v":"ground outdoor / indoor chamber mounted ; > 33 kv & < = 66 kv ; < = 15 mva"},{"$f":"IFERROR(repcalc('Cost scenario - input'!$CY21:$GK21,'Cost scenario - input'!$J21,'Cost scenario - input'!$H21,'Cost scenario - input'!$I21,20,TRUE,TRUE),\"\")","v":242.49660168191178},278.57511998480902,317.62243008364999,359.43159302947578,403.70720539999667,450.06471562224641,498.03305225488072,547.06085848240525,596.52653689360511,645.75219131705569,694.02139782969073,740.60053766787917,784.76317987355162,825.8167199630268,863.1301827452304,896.16181322900297,924.48484754451874,947.80971676583624,966.00092756515505,979.08701162288344,{"$f":"IFERROR(IF(OR(D36=\"\",'Cost scenario - input'!$G21=\"\"),\"\",D36/'Cost scenario - input'!$G21),\"\")","v":2.5946930688737706},{"$f":"IFERROR(IF(OR(E36=\"\",'Cost scenario - input'!$G21=\"\"),\"\",E36/'Cost scenario - input'!$G21),\"\")","v":2.9807301544513938},{"$f":"IFERROR(IF(OR(F36=\"\",'Cost scenario - input'!$G21=\"\"),\"\",F36/'Cost scenario - input'!$G21),\"\")","v":3.3985330604258275},{"$f":"IFERROR(IF(OR(G36=\"\",'Cost scenario - input'!$G21=\"\"),\"\",G36/'Cost scenario - input'!$G21),\"\")","v":3.8458875575962512},{"$f":"IFERROR(IF(OR(H36=\"\",'Cost scenario - input'!$G21=\"\"),\"\",H36/'Cost scenario - input'!$G21),\"\")","v":4.3196328544009672},{"$f":"IFERROR(IF(OR(I36=\"\",'Cost scenario - input'!$G21=\"\"),\"\",I36/'Cost scenario - input'!$G21),\"\")","v":4.8156542816277907},{"$f":"IFERROR(IF(OR(J36=\"\",'Cost scenario - input'!$G21=\"\"),\"\",J36/'Cost scenario - input'!$G21),\"\")","v":5.3289114148117074},{"$f":"IFERROR(IF(OR(K36=\"\",'Cost scenario - input'!$G21=\"\"),\"\",K36/'Cost scenario - input'!$G21),\"\")","v":5.8535047827942863},{"$f":"IFERROR(IF(OR(L36=\"\",'Cost scenario - input'!$G21=\"\"),\"\",L36/'Cost scenario - input'!$G21),\"\")","v":6.3827833460008607},{"$f":"IFERROR(IF(OR(M36=\"\",'Cost scenario - input'!$G21=\"\"),\"\",M36/'Cost scenario - input'!$G21),\"\")","v":6.9094936728979075},{"$f":"IFERROR(IF(OR(N36=\"\",'Cost scenario - input'!$G21=\"\"),\"\",N36/'Cost scenario - input'!$G21),\"\")","v":7.4259700882773521},{"$f":"IFERROR(IF(OR(O36=\"\",'Cost scenario - input'!$G21=\"\"),\"\",O36/'Cost scenario - input'!$G21),\"\")","v":7.9243629335955834},{"$f":"IFERROR(IF(OR(P36=\"\",'Cost scenario - input'!$G21=\"\"),\"\",P36/'Cost scenario - input'!$G21),\"\")","v":8.3968994592188118},{"$f":"IFERROR(IF(OR(Q36=\"\",'Cost scenario - input'!$G21=\"\"),\"\",Q36/'Cost scenario - input'!$G21),\"\")","v":8.8361688559199631},{"$f":"IFERROR(IF(OR(R36=\"\",'Cost scenario - input'!$G21=\"\"),\"\",R36/'Cost scenario - input'!$G21),\"\")","v":9.2354197426753171},{"$f":"IFERROR(IF(OR(S36=\"\",'Cost scenario - input'!$G21=\"\"),\"\",S36/'Cost scenario - input'!$G21),\"\")","v":9.5888553870323783},{"$f":"IFERROR(IF(OR(T36=\"\",'Cost scenario - input'!$G21=\"\"),\"\",T36/'Cost scenario - input'!$G21),\"\")","v":9.8919094517831105},{"$f":"IFERROR(IF(OR(U36=\"\",'Cost scenario - input'!$G21=\"\"),\"\",U36/'Cost scenario - input'!$G21),\"\")","v":10.141483573981848},{"$f":"IFERROR(IF(OR(V36=\"\",'Cost scenario - input'!$G21=\"\"),\"\",V36/'Cost scenario - input'!$G21),\"\")","v":10.336127986513979},{"$f":"IFERROR(IF(OR(W36=\"\",'Cost scenario - input'!$G21=\"\"),\"\",W36/'Cost scenario - input'!$G21),\"\")","v":10.476147975939753}]
[{"$f":"IFERROR('Cost scenario - input'!A22,\"\")","v":5},{"$f":"IFERROR('Cost scenario - input'!B22,\"\")","v":"TRANSFORMERS"},{"$f":"IFERROR('Cost scenario - input'!C22,\"\")","v":"ground outdoor / indoor chamber mounted ; > 33 kv & < = 66 kv ; > 15 mva and < = 40 mva"},{"$f":"IFERROR(repcalc('Cost scenario - input'!$CY22:$GK22,'Cost scenario - input'!$J22,'Cost scenario - input'!$H22,'Cost scenario - input'!$I22,20,TRUE,TRUE),\"\")","v":269.38730270388811},253.52081359594374,239.21389456267457,226.32565037640859,214.71067744708901,204.24572881855275,194.84113151521683,186.43913915351658,179.00329946329703,172.50368429432984,166.90254931865877,162.14392939822253,158.14919563029352,154.81906413861452,152.04124363421863,149.70201206377004,147.69957412725083,145.95702414875282,144.43301656579987,143.12870608925553,{"$f":"IFERROR(IF(OR(D37=\"\",'Cost scenario - input'!$G22=\"\"),\"\",D37/'Cost scenario - input'!$G22),\"\")","v":3.5630238286212412},{"$f":"IFERROR(IF(OR(E37=\"\",'Cost scenario - input'!$G22=\"\"),\"\",E37/'Cost scenario - input'!$G22),\"\")","v":3.3531673201639505},{"$f":"IFERROR(IF(OR(F37=\"\",'Cost scenario - input'!$G22=\"\"),\"\",F37/'Cost scenario - input'!$G22),\"\")","v":3.1639383070737317},{"$f":"IFERROR(IF(OR(G37=\"\",'Cost scenario - input'!$G22=\"\"),\"\",G37/'Cost scenario - input'!$G22),\"\")","v":2.9934732529162549},{"$f":"IFERROR(IF(OR(H37=\"\",'Cost scenario - input'!$G22=\"\"),\"\",H37/'Cost scenario - input'!$G22),\"\")","v":2.8398489918595033},{"$f":"IFERROR(IF(OR(I37=\"\",'Cost scenario - input'!$G22=\"\"),\"\",I37/'Cost scenario - input'!$G22),\"\")","v":2.7014354105417606},{"$f":"IFERROR(IF(OR(J37=\"\",'Cost scenario - input'!$G22=\"\"),\"\",J37/'Cost scenario - input'!$G22),\"\")","v":2.5770464584492192},{"$f":"IFERROR(IF(OR(K37=\"\",'Cost scenario - input'!$G22=\"\"),\"\",K37/'Cost scenario - input'!$G22),\"\")","v":2.4659183588982985},{"$f":"IFERROR(IF(OR(L37=\"\",'Cost scenario - input'!$G22=\"\"),\"\",L37/'Cost scenario - input'!$G22),\"\")","v":2.3675689796360464},{"$f":"IFERROR(IF(OR(M37=\"\",'Cost scenario - input'!$G22=\"\"),\"\",M37/'Cost scenario - input'!$G22),\"\")","v":2.2816024790198171},{"$f":"IFERROR(IF(OR(N37=\"\",'Cost scenario - input'!$G22=\"\"),\"\",N37/'Cost scenario - input'!$G22),\"\")","v":2.2075196355252347},{"$f":"IFERROR(IF(OR(O37=\"\",'Cost scenario - input'!$G22=\"\"),\"\",O37/'Cost scenario - input'!$G22),\"\")","v":2.1445802319316538},{"$f":"IFERROR(IF(OR(P37=\"\",'Cost scenario - input'!$G22=\"\"),\"\",P37/'Cost scenario - input'!$G22),\"\")","v":2.0917442910344159},{"$f":"IFERROR(IF(OR(Q37=\"\",'Cost scenario - input'!$G22=\"\"),\"\",Q37/'Cost scenario - input'!$G22),\"\")","v":2.0476986447170145},{"$f":"IFERROR(IF(OR(R37=\"\",'Cost scenario - input'!$G22=\"\"),\"\",R37/'Cost scenario - input'!$G22),\"\")","v":2.0109580836384007},{"$f":"IFERROR(IF(OR(S37=\"\",'Cost scenario - input'!$G22=\"\"),\"\",S37/'Cost scenario - input'!$G22),\"\")","v":1.9800184745977585},{"$f":"IFERROR(IF(OR(T37=\"\",'Cost scenario - input'!$G22=\"\"),\"\",T37/'Cost scenario - input'!$G22),\"\")","v":1.9535334323870064},{"$f":"IFERROR(IF(OR(U37=\"\",'Cost scenario - input'!$G22=\"\"),\"\",U37/'Cost scenario - input'!$G22),\"\")","v":1.9304857718861828},{"$f":"IFERROR(IF(OR(V37=\"\",'Cost scenario - input'!$G22=\"\"),\"\",V37/'Cost scenario - input'!$G22),\"\")","v":1.9103286402078958},{"$f":"IFERROR(IF(OR(W37=\"\",'Cost scenario - input'!$G22=\"\"),\"\",W37/'Cost scenario - input'!$G22),\"\")","v":1.8930773100182317}]
[{"$f":"IFERROR('Cost scenario - input'!A23,\"\")","v":5},{"$f":"IFERROR('Cost scenario - input'!B23,\"\")","v":"TRANSFORMERS"},{"$f":"IFERROR('Cost scenario - input'!C23,\"\")","v":"kiosk mounted ; < = 22 kv ; < = 60 kva ; multiple phase"},{"$f":"IFERROR(repcalc('Cost scenario - input'!$CY23:$GK23,'Cost scenario - input'!$J23,'Cost scenario - input'!$H23,'Cost scenario - input'!$I23,20,TRUE,TRUE),\"\")","v":31.636493535797346},29.828207996917076,27.692640686367756,25.31734957865967,22.793920043675179,20.21241394251723,17.656439466105095,15.199192477737714,12.900686022460683,10.806241225732814,8.9461792056334861,7.3365455965037709,5.980627130526992,4.8709874110247595,3.9917543492264009,3.3209275216293253,2.8325295079074455,2.4984895028352923,2.2902093923030189,2.1798136644422539,{"$f":"IFERROR(IF(OR(D38=\"\",'Cost scenario - input'!$G23=\"\"),\"\",D38/'Cost scenario - input'!$G23),\"\")","v":0.72228060894188006},{"$f":"IFERROR(IF(OR(E38=\"\",'Cost scenario - input'!$G23=\"\"),\"\",E38/'Cost scenario - input'!$G23),\"\")","v":0.68099633770349621},{"$f":"IFERROR(IF(OR(F38=\"\",'Cost scenario - input'!$G23=\"\"),\"\",F38/'Cost scenario - input'!$G23),\"\")","v":0.63224002228710563},{"$f":"IFERROR(IF(OR(G38=\"\",'Cost scenario - input'!$G23=\"\"),\"\",G38/'Cost scenario - input'!$G23),\"\")","v":0.57801066511298127},{"$f":"IFERROR(IF(OR(H38=\"\",'Cost scenario - input'!$G23=\"\"),\"\",H38/'Cost scenario - input'!$G23),\"\")","v":0.52039921651523491},{"$f":"IFERROR(IF(OR(I38=\"\",'Cost scenario - input'!$G23=\"\"),\"\",I38/'Cost scenario - input'!$G23),\"\")","v":0.46146184418534192},{"$f":"IFERROR(IF(OR(J38=\"\",'Cost scenario - input'!$G23=\"\"),\"\",J38/'Cost scenario - input'!$G23),\"\")","v":0.40310737455444162},{"$f":"IFERROR(IF(OR(K38=\"\",'Cost scenario - input'!$G23=\"\"),\"\",K38/'Cost scenario - input'!$G23),\"\")","v":0.3470069142088491},{"$f":"IFERROR(IF(OR(L38=\"\",'Cost scenario - input'!$G23=\"\"),\"\",L38/'Cost scenario - input'!$G23),\"\")","v":0.29453059788460717},{"$f":"IFERROR(IF(OR(M38=\"\",'Cost scenario - input'!$G23=\"\"),\"\",M38/'Cost scenario - input'!$G23),\"\")","v":0.2467131347557045},{"$f":"IFERROR(IF(OR(N38=\"\",'Cost scenario - input'!$G23=\"\"),\"\",N38/'Cost scenario - input'!$G23),\"\")","v":0.20424677460024598},{"$f":"IFERROR(IF(OR(O38=\"\",'Cost scenario - input'!$G23=\"\"),\"\",O38/'Cost scenario - input'!$G23),\"\")","v":0.1674978491208779},{"$f":"IFERROR(IF(OR(P38=\"\",'Cost scenario - input'!$G23=\"\"),\"\",P38/'Cost scenario - input'!$G23),\"\")","v":0.13654139643521318},{"$f":"IFERROR(IF(OR(Q38=\"\",'Cost scenario - input'!$G23=\"\"),\"\",Q38/'Cost scenario - input'!$G23),\"\")","v":0.11120763903250709},{"$f":"IFERROR(IF(OR(R38=\"\",'Cost scenario - input'!$G23=\"\"),\"\",R38/'Cost scenario - input'!$G23),\"\")","v":9.1134207362243869E-2},{"$f":"IFERROR(IF(OR(S38=\"\",'Cost scenario - input'!$G23=\"\"),\"\",S38/'Cost scenario - input'!$G23),\"\")","v":7.5818818222068929E-2},{"$f":"IFERROR(IF(OR(T38=\"\",'Cost scenario - input'!$G23=\"\"),\"\",T38/'Cost scenario - input'!$G23),\"\")","v":6.4668391125656102E-2},{"$f":"IFERROR(IF(OR(U38=\"\",'Cost scenario - input'!$G23=\"\"),\"\",U38/'Cost scenario - input'!$G23),\"\")","v":5.7042052321658723E-2},{"$f":"IFERROR(IF(OR(V38=\"\",'Cost scenario - input'!$G23=\"\"),\"\",V38/'Cost scenario - input'!$G23),\"\")","v":5.2286889272520225E-2},{"$f":"IFERROR(IF(OR(W38=\"\",'Cost scenario - input'!$G23=\"\"),\"\",W38/'Cost scenario - input'!$G23),\"\")","v":4.9766486894373234E-2}]
[{"$f":"IFERROR('Cost scenario - input'!A24,\"\")","v":5},{"$f":"IFERROR('Cost scenario - input'!B24,\"\")","v":"TRANSFORMERS"},{"$f":"IFERROR('Cost scenario - input'!C24,\"\")","v":"kiosk mounted ; < = 22 kv ; < = 60 kva ; single phase"},{"$f":"IFERROR(repcalc('Cost scenario - input'!$CY24:$GK24,'Cost scenario - input'!$J24,'Cost scenario - input'!$H24,'Cost scenario - input'!$I24,20,TRUE,TRUE),\"\")","v":4.0008550851087836},4.5893365755326636,5.205024034785092,5.8379854847914707,6.4769963996897468,7.1100309055965383,7.724862537358911,8.3097490810203709,8.8541708836581883,9.3495898265787698,9.790196958636761,10.173620092848825,10.501567538281664,10.780389292376832,11.021541044553357,11.24193794590018,11.464183374813464,11.716652601718183,12.033402872086324,12.453871425806721,{"$f":"IFERROR(IF(OR(D39=\"\",'Cost scenario - input'!$G24=\"\"),\"\",D39/'Cost scenario - input'!$G24),\"\")","v":0.37504015048521733},{"$f":"IFERROR(IF(OR(E39=\"\",'Cost scenario - input'!$G24=\"\"),\"\",E39/'Cost scenario - input'!$G24),\"\")","v":0.43020440463373671},{"$f":"IFERROR(IF(OR(F39=\"\",'Cost scenario - input'!$G24=\"\"),\"\",F39/'Cost scenario - input'!$G24),\"\")","v":0.48791894626493237},{"$f":"IFERROR(IF(OR(G39=\"\",'Cost scenario - input'!$G24=\"\"),\"\",G39/'Cost scenario - input'!$G24),\"\")","v":0.54725275176698274},{"$f":"IFERROR(IF(OR(H39=\"\",'Cost scenario - input'!$G24=\"\"),\"\",H39/'Cost scenario - input'!$G24),\"\")","v":0.60715363410014767},{"$f":"IFERROR(IF(OR(I39=\"\",'Cost scenario - input'!$G24=\"\"),\"\",I39/'Cost scenario - input'!$G24),\"\")","v":0.66649428786220788},{"$f":"IFERROR(IF(OR(J39=\"\",'Cost scenario - input'!$G24=\"\"),\"\",J39/'Cost scenario - input'!$G24),\"\")","v":0.72412860422559655},{"$f":"IFERROR(IF(OR(K39=\"\",'Cost scenario - input'!$G24=\"\"),\"\",K39/'Cost scenario - input'!$G24),\"\")","v":0.77895586806927264},{"$f":"IFERROR(IF(OR(L39=\"\",'Cost scenario - input'!$G24=\"\"),\"\",L39/'Cost scenario - input'!$G24),\"\")","v":0.82998996714191342},{"$f":"IFERROR(IF(OR(M39=\"\",'Cost scenario - input'!$G24=\"\"),\"\",M39/'Cost scenario - input'!$G24),\"\")","v":0.87643053820826344},{"$f":"IFERROR(IF(OR(N39=\"\",'Cost scenario - input'!$G24=\"\"),\"\",N39/'Cost scenario - input'!$G24),\"\")","v":0.91773305019549678},{"$f":"IFERROR(IF(OR(O39=\"\",'Cost scenario - input'!$G24=\"\"),\"\",O39/'Cost scenario - input'!$G24),\"\")","v":0.95367513429887452},{"$f":"IFERROR(IF(OR(P39=\"\",'Cost scenario - input'!$G24=\"\"),\"\",P39/'Cost scenario - input'!$G24),\"\")","v":0.98441692740809195},{"$f":"IFERROR(IF(OR(Q39=\"\",'Cost scenario - input'!$G24=\"\"),\"\",Q39/'Cost scenario - input'!$G24),\"\")","v":1.0105536782750784},{"$f":"IFERROR(IF(OR(R39=\"\",'Cost scenario - input'!$G24=\"\"),\"\",R39/'Cost scenario - input'!$G24),\"\")","v":1.0331592432111047},{"$f":"IFERROR(IF(OR(S39=\"\",'Cost scenario - input'!$G24=\"\"),\"\",S39/'Cost scenario - input'!$G24),\"\")","v":1.0538192484572932},{"$f":"IFERROR(IF(OR(T39=\"\",'Cost scenario - input'!$G24=\"\"),\"\",T39/'Cost scenario - input'!$G24),\"\")","v":1.0746525346751628},{"$f":"IFERROR(IF(OR(U39=\"\",'Cost scenario - input'!$G24=\"\"),\"\",U39/'Cost scenario - input'!$G24),\"\")","v":1.0983189996775204},{"$f":"IFERROR(IF(OR(V39=\"\",'Cost scenario - input'!$G24=\"\"),\"\",V39/'Cost scenario - input'!$G24),\"\")","v":1.1280111696107065},{"$f":"IFERROR(IF(OR(W39=\"\",'Cost scenario - input'!$G24=\"\"),\"\",W39/'Cost scenario - input'!$G24),\"\")","v":1.1674258912907125}]
[{"$f":"IFERROR('Cost scenario - input'!A25,\"\")","v":5},{"$f":"IFERROR('Cost scenario - input'!B25,\"\")","v":"TRANSFORMERS"},{"$f":"IFERROR('Cost scenario - input'!C25,\"\")","v":"kiosk mounted ; < = 22 kv ; > 60 kva and < = 600 kva ; multiple phase"},{"$f":"IFERROR(repcalc('Cost scenario - input'!$CY25:$GK25,'Cost scenario - input'!$J25,'Cost scenario - input'!$H25,'Cost scenario - input'!$I25,20,TRUE,TRUE),\"\")","v":524.42200641137697},498.23314106553568,473.56613768438376,451.54556224557081,433.08254319042749,418.85433477393821,409.30095313711774,404.63619234093346,404.86947928421398,409.83466575601523,419.22193490578371,432.60944062575152,449.49201132112341,469.30514179548641,491.44347895692891,515.27399332083974,540.14493721484791,565.39244460636303,590.34715502420363,614.34348348681544,{"$f":"IFERROR(IF(OR(D40=\"\",'Cost scenario - input'!$G25=\"\"),\"\",D40/'Cost scenario - input'!$G25),\"\")","v":23.09921526502584},{"$f":"IFERROR(IF(OR(E40=\"\",'Cost scenario - input'!$G25=\"\"),\"\",E40/'Cost scenario - input'!$G25),\"\")","v":21.945674355654042},{"$f":"IFERROR(IF(OR(F40=\"\",'Cost scenario - input'!$G25=\"\"),\"\",F40/'Cost scenario - input'!$G25),\"\")","v":20.85916689777024},{"$f":"IFERROR(IF(OR(G40=\"\",'Cost scenario - input'!$G25=\"\"),\"\",G40/'Cost scenario - input'!$G25),\"\")","v":19.889226647166282},{"$f":"IFERROR(IF(OR(H40=\"\",'Cost scenario - input'!$G25=\"\"),\"\",H40/'Cost scenario - input'!$G25),\"\")","v":19.075986076818285},{"$f":"IFERROR(IF(OR(I40=\"\",'Cost scenario - input'!$G25=\"\"),\"\",I40/'Cost scenario - input'!$G25),\"\")","v":18.449276203796053},{"$f":"IFERROR(IF(OR(J40=\"\",'Cost scenario - input'!$G25=\"\"),\"\",J40/'Cost scenario - input'!$G25),\"\")","v":18.028478418348516},{"$f":"IFERROR(IF(OR(K40=\"\",'Cost scenario - input'!$G25=\"\"),\"\",K40/'Cost scenario - input'!$G25),\"\")","v":17.823009707132023},{"$f":"IFERROR(IF(OR(L40=\"\",'Cost scenario - input'!$G25=\"\"),\"\",L40/'Cost scenario - input'!$G25),\"\")","v":17.833285296743966},{"$f":"IFERROR(IF(OR(M40=\"\",'Cost scenario - input'!$G25=\"\"),\"\",M40/'Cost scenario - input'!$G25),\"\")","v":18.051986857206636},{"$f":"IFERROR(IF(OR(N40=\"\",'Cost scenario - input'!$G25=\"\"),\"\",N40/'Cost scenario - input'!$G25),\"\")","v":18.465467886206667},{"$f":"IFERROR(IF(OR(O40=\"\",'Cost scenario - input'!$G25=\"\"),\"\",O40/'Cost scenario - input'!$G25),\"\")","v":19.055147328920064},{"$f":"IFERROR(IF(OR(P40=\"\",'Cost scenario - input'!$G25=\"\"),\"\",P40/'Cost scenario - input'!$G25),\"\")","v":19.798773892930999},{"$f":"IFERROR(IF(OR(Q40=\"\",'Cost scenario - input'!$G25=\"\"),\"\",Q40/'Cost scenario - input'!$G25),\"\")","v":20.671482818769519},{"$f":"IFERROR(IF(OR(R40=\"\",'Cost scenario - input'!$G25=\"\"),\"\",R40/'Cost scenario - input'!$G25),\"\")","v":21.646610119778959},{"$f":"IFERROR(IF(OR(S40=\"\",'Cost scenario - input'!$G25=\"\"),\"\",S40/'Cost scenario - input'!$G25),\"\")","v":22.696272747278346},{"$f":"IFERROR(IF(OR(T40=\"\",'Cost scenario - input'!$G25=\"\"),\"\",T40/'Cost scenario - input'!$G25),\"\")","v":23.791763172600838},{"$f":"IFERROR(IF(OR(U40=\"\",'Cost scenario - input'!$G25=\"\"),\"\",U40/'Cost scenario - input'!$G25),\"\")","v":24.903840089686685},{"$f":"IFERROR(IF(OR(V40=\"\",'Cost scenario - input'!$G25=\"\"),\"\",V40/'Cost scenario - input'!$G25),\"\")","v":26.003020178948436},{"$f":"IFERROR(IF(OR(W40=\"\",'Cost scenario - input'!$G25=\"\"),\"\",W40/'Cost scenario - input'!$G25),\"\")","v":27.059986419784114}]
[{"$f":"IFERROR('Cost scenario - input'!A26,\"\")","v":5},{"$f":"IFERROR('Cost scenario - input'!B26,\"\")","v":"TRANSFORMERS"},{"$f":"IFERROR('Cost scenario - input'!C26,\"\")","v":"kiosk mounted ; < = 22 kv ; > 60 kva and < = 600 kva ; single phase"},{"$f":"IFERROR(repcalc('Cost scenario - input'!$CY26:$GK26,'Cost scenario - input'!$J26,'Cost scenario - input'!$H26,'Cost scenario - input'!$I26,20,TRUE,TRUE),\"\")","v":279.98948569297738},331.63928250836614,388.8052649929258,451.29796307470258,518.80233179579534,590.89719049037808,667.08689823451869,746.84460910850385,829.66529856390127,915.1256052906283,1002.946507226659,1093.0540617178749,1185.6329919742309,1281.1678741360986,1380.4671158856895,1484.6658205206531,1595.2049551103821,1713.7858969305305,1842.3012869610957,1982.7450102306168,{"$f":"IFERROR(IF(OR(D41=\"\",'Cost scenario - input'!$G26=\"\"),\"\",D41/'Cost scenario - input'!$G26),\"\")","v":7.2812875606490293},{"$f":"IFERROR(IF(OR(E41=\"\",'Cost scenario - input'!$G26=\"\"),\"\",E41/'Cost scenario - input'!$G26),\"\")","v":8.6244702238520592},{"$f":"IFERROR(IF(OR(F41=\"\",'Cost scenario - input'!$G26=\"\"),\"\",F41/'Cost scenario - input'!$G26),\"\")","v":10.111104467016229},{"$f":"IFERROR(IF(OR(G41=\"\",'Cost scenario - input'!$G26=\"\"),\"\",G41/'Cost scenario - input'!$G26),\"\")","v":11.736263011981011},{"$f":"IFERROR(IF(OR(H41=\"\",'Cost scenario - input'!$G26=\"\"),\"\",H41/'Cost scenario - input'!$G26),\"\")","v":13.491752933475182},{"$f":"IFERROR(IF(OR(I41=\"\",'Cost scenario - input'!$G26=\"\"),\"\",I41/'Cost scenario - input'!$G26),\"\")","v":15.366621186118218},{"$f":"IFERROR(IF(OR(J41=\"\",'Cost scenario - input'!$G26=\"\"),\"\",J41/'Cost scenario - input'!$G26),\"\")","v":17.347978342705225},{"$f":"IFERROR(IF(OR(K41=\"\",'Cost scenario - input'!$G26=\"\"),\"\",K41/'Cost scenario - input'!$G26),\"\")","v":19.422123472174121},{"$f":"IFERROR(IF(OR(L41=\"\",'Cost scenario - input'!$G26=\"\"),\"\",L41/'Cost scenario - input'!$G26),\"\")","v":21.575923120769591},{"$f":"IFERROR(IF(OR(M41=\"\",'Cost scenario - input'!$G26=\"\"),\"\",M41/'Cost scenario - input'!$G26),\"\")","v":23.798367534203418},{"$f":"IFERROR(IF(OR(N41=\"\",'Cost scenario - input'!$G26=\"\"),\"\",N41/'Cost scenario - input'!$G26),\"\")","v":26.082200583323655},{"$f":"IFERROR(IF(OR(O41=\"\",'Cost scenario - input'!$G26=\"\"),\"\",O41/'Cost scenario - input'!$G26),\"\")","v":28.425499346895226},{"$f":"IFERROR(IF(OR(P41=\"\",'Cost scenario - input'!$G26=\"\"),\"\",P41/'Cost scenario - input'!$G26),\"\")","v":30.833067658203092},{"$f":"IFERROR(IF(OR(Q41=\"\",'Cost scenario - input'!$G26=\"\"),\"\",Q41/'Cost scenario - input'!$G26),\"\")","v":33.317507198393741},{"$f":"IFERROR(IF(OR(R41=\"\",'Cost scenario - input'!$G26=\"\"),\"\",R41/'Cost scenario - input'!$G26),\"\")","v":35.899841074052247},{"$f":"IFERROR(IF(OR(S41=\"\",'Cost scenario - input'!$G26=\"\"),\"\",S41/'Cost scenario - input'!$G26),\"\")","v":38.609588299082894},{"$f":"IFERROR(IF(OR(T41=\"\",'Cost scenario - input'!$G26=\"\"),\"\",T41/'Cost scenario - input'!$G26),\"\")","v":41.484222050636262},{"$f":"IFERROR(IF(OR(U41=\"\",'Cost scenario - input'!$G26=\"\"),\"\",U41/'Cost scenario - input'!$G26),\"\")","v":44.567987623004498},{"$f":"IFERROR(IF(OR(V41=\"\",'Cost scenario - input'!$G26=\"\"),\"\",V41/'Cost scenario - input'!$G26),\"\")","v":47.910104233081846},{"$f":"IFERROR(IF(OR(W41=\"\",'Cost scenario - input'!$G26=\"\"),\"\",W41/'Cost scenario - input'!$G26),\"\")","v":51.562424007457025}]
[{"$f":"IFERROR('Cost scenario - input'!A27,\"\")","v":5},{"$f":"IFERROR('Cost scenario - input'!B27,\"\")","v":"TRANSFORMERS"},{"$f":"IFERROR('Cost scenario - input'!C27,\"\")","v":"kiosk mounted ; < = 22 kv ; > 600 kva ; multiple phase"},{"$f":"IFERROR(repcalc('Cost scenario - input'!$CY27:$GK27,'Cost scenario - input'!$J27,'Cost scenario - input'!$H27,'Cost scenario - input'!$I27,20,TRUE,TRUE),\"\")","v":201.73810997802346},190.3993795748784,178.33556279684177,166.01838947001858,153.88529884712239,142.32215791080174,131.6509207153089,122.12238042258606,113.91381138567486,107.13101070722644,101.81402626439802,97.945698907623921,95.462051135949707,94.263528498318124,94.226152026563938,95.211778106957539,97.076887870708333,99.679631084860503,102.88520376094112,106.57000232023245,{"$f":"IFERROR(IF(OR(D42=\"\",'Cost scenario - input'!$G27=\"\"),\"\",D42/'Cost scenario - input'!$G27),\"\")","v":4.0898422668680166},{"$f":"IFERROR(IF(OR(E42=\"\",'Cost scenario - input'!$G27=\"\"),\"\",E42/'Cost scenario - input'!$G27),\"\")","v":3.859971872719604},{"$f":"IFERROR(IF(OR(F42=\"\",'Cost scenario - input'!$G27=\"\"),\"\",F42/'Cost scenario - input'!$G27),\"\")","v":3.6154017824974813},{"$f":"IFERROR(IF(OR(G42=\"\",'Cost scenario - input'!$G27=\"\"),\"\",G42/'Cost scenario - input'!$G27),\"\")","v":3.3656953879750557},{"$f":"IFERROR(IF(OR(H42=\"\",'Cost scenario - input'!$G27=\"\"),\"\",H42/'Cost scenario - input'!$G27),\"\")","v":3.1197209071857466},{"$f":"IFERROR(IF(OR(I42=\"\",'Cost scenario - input'!$G27=\"\"),\"\",I42/'Cost scenario - input'!$G27),\"\")","v":2.8853010321097496},{"$f":"IFERROR(IF(OR(J42=\"\",'Cost scenario - input'!$G27=\"\"),\"\",J42/'Cost scenario - input'!$G27),\"\")","v":2.6689627461673706},{"$f":"IFERROR(IF(OR(K42=\"\",'Cost scenario - input'!$G27=\"\"),\"\",K42/'Cost scenario - input'!$G27),\"\")","v":2.4757903860467265},{"$f":"IFERROR(IF(OR(L42=\"\",'Cost scenario - input'!$G27=\"\"),\"\",L42/'Cost scenario - input'!$G27),\"\")","v":2.3093778395956832},{"$f":"IFERROR(IF(OR(M42=\"\",'Cost scenario - input'!$G27=\"\"),\"\",M42/'Cost scenario - input'!$G27),\"\")","v":2.1718699343938286},{"$f":"IFERROR(IF(OR(N42=\"\",'Cost scenario - input'!$G27=\"\"),\"\",N42/'Cost scenario - input'!$G27),\"\")","v":2.0640785621591613},{"$f":"IFERROR(IF(OR(O42=\"\",'Cost scenario - input'!$G27=\"\"),\"\",O42/'Cost scenario - input'!$G27),\"\")","v":1.9856558549793428},{"$f":"IFERROR(IF(OR(P42=\"\",'Cost scenario - input'!$G27=\"\"),\"\",P42/'Cost scenario - input'!$G27),\"\")","v":1.9353047952132316},{"$f":"IFERROR(IF(OR(Q42=\"\",'Cost scenario - input'!$G27=\"\"),\"\",Q42/'Cost scenario - input'!$G27),\"\")","v":1.9110071127291548},{"$f":"IFERROR(IF(OR(R42=\"\",'Cost scenario - input'!$G27=\"\"),\"\",R42/'Cost scenario - input'!$G27),\"\")","v":1.9102493784865602},{"$f":"IFERROR(IF(OR(S42=\"\",'Cost scenario - input'!$G27=\"\"),\"\",S42/'Cost scenario - input'!$G27),\"\")","v":1.930231003194754},{"$f":"IFERROR(IF(OR(T42=\"\",'Cost scenario - input'!$G27=\"\"),\"\",T42/'Cost scenario - input'!$G27),\"\")","v":1.9680424248689592},{"$f":"IFERROR(IF(OR(U42=\"\",'Cost scenario - input'!$G27=\"\"),\"\",U42/'Cost scenario - input'!$G27),\"\")","v":2.0208079098246925},{"$f":"IFERROR(IF(OR(V42=\"\",'Cost scenario - input'!$G27=\"\"),\"\",V42/'Cost scenario - input'!$G27),\"\")","v":2.0857945730861851},{"$f":"IFERROR(IF(OR(W42=\"\",'Cost scenario - input'!$G27=\"\"),\"\",W42/'Cost scenario - input'!$G27),\"\")","v":2.1604965958935054}]
[{"$f":"IFERROR('Cost scenario - input'!A28,\"\")","v":""},{"$f":"IFERROR('Cost scenario - input'!B28,\"\")","v":"TRANSFORMERS"},{"$f":"IFERROR('Cost scenario - input'!C28,\"\")","v":"kiosk mounted ; < = 22 kv ; > 600 kva ; single phase"},{"$f":"IFERROR(repcalc('Cost scenario - input'!$CY28:$GK28,'Cost scenario - input'!$J28,'Cost scenario - input'!$H28,'Cost scenario - input'!$I28,20,TRUE,TRUE),\"\")","v":""},"","","","","","","","","","","","","","","","","","","",{"$f":"IFERROR(IF(OR(D43=\"\",'Cost scenario - input'!$G28=\"\"),\"\",D43/'Cost scenario - input'!$G28),\"\")","v":""},{"$f":"IFERROR(IF(OR(E43=\"\",'Cost scenario - input'!$G28=\"\"),\"\",E43/'Cost scenario - input'!$G28),\"\")","v":""},{"$f":"IFERROR(IF(OR(F43=\"\",'Cost scenario - input'!$G28=\"\"),\"\",F43/'Cost scenario - input'!$G28),\"\")","v":""},{"$f":"IFERROR(IF(OR(G43=\"\",'Cost scenario - input'!$G28=\"\"),\"\",G43/'Cost scenario - input'!$G28),\"\")","v":""},{"$f":"IFERROR(IF(OR(H43=\"\",'Cost scenario - input'!$G28=\"\"),\"\",H43/'Cost scenario - input'!$G28),\"\")","v":""},{"$f":"IFERROR(IF(OR(I43=\"\",'Cost scenario - input'!$G28=\"\"),\"\",I43/'Cost scenario - input'!$G28),\"\")","v":""},{"$f":"IFERROR(IF(OR(J43=\"\",'Cost scenario - input'!$G28=\"\"),\"\",J43/'Cost scenario - input'!$G28),\"\")","v":""},{"$f":"IFERROR(IF(OR(K43=\"\",'Cost scenario - input'!$G28=\"\"),\"\",K43/'Cost scenario - input'!$G28),\"\")","v":""},{"$f":"IFERROR(IF(OR(L43=\"\",'Cost scenario - input'!$G28=\"\"),\"\",L43/'Cost scenario - input'!$G28),\"\")","v":""},{"$f":"IFERROR(IF(OR(M43=\"\",'Cost scenario - input'!$G28=\"\"),\"\",M43/'Cost scenario - input'!$G28),\"\")","v":""},{"$f":"IFERROR(IF(OR(N43=\"\",'Cost scenario - input'!$G28=\"\"),\"\",N43/'Cost scenario - input'!$G28),\"\")","v":""},{"$f":"IFERROR(IF(OR(O43=\"\",'Cost scenario - input'!$G28=\"\"),\"\",O43/'Cost scenario - input'!$G28),\"\")","v":""},{"$f":"IFERROR(IF(OR(P43=\"\",'Cost scenario - input'!$G28=\"\"),\"\",P43/'Cost scenario - input'!$G28),\"\")","v":""},{"$f":"IFERROR(IF(OR(Q43=\"\",'Cost scenario - input'!$G28=\"\"),\"\",Q43/'Cost scenario - input'!$G28),\"\")","v":""},{"$f":"IFERROR(IF(OR(R43=\"\",'Cost scenario - input'!$G28=\"\"),\"\",R43/'Cost scenario - input'!$G28),\"\")","v":""},{"$f":"IFERROR(IF(OR(S43=\"\",'Cost scenario - input'!$G28=\"\"),\"\",S43/'Cost scenario - input'!$G28),\"\")","v":""},{"$f":"IFERROR(IF(OR(T43=\"\",'Cost scenario - input'!$G28=\"\"),\"\",T43/'Cost scenario - input'!$G28),\"\")","v":""},{"$f":"IFERROR(IF(OR(U43=\"\",'Cost scenario - input'!$G28=\"\"),\"\",U43/'Cost scenario - input'!$G28),\"\")","v":""},{"$f":"IFERROR(IF(OR(V43=\"\",'Cost scenario - input'!$G28=\"\"),\"\",V43/'Cost scenario - input'!$G28),\"\")","v":""},{"$f":"IFERROR(IF(OR(W43=\"\",'Cost scenario - input'!$G28=\"\"),\"\",W43/'Cost scenario - input'!$G28),\"\")","v":""}]
[{"$f":"IFERROR('Cost scenario - input'!A29,\"\")","v":""},{"$f":"IFERROR('Cost scenario - input'!B29,\"\")","v":"TRANSFORMERS"},{"$f":"IFERROR('Cost scenario - input'!C29,\"\")","v":"kiosk mounted ; > 22 kv ; > 60 kva and < ≈ 600 kva"},{"$f":"IFERROR(repcalc('Cost scenario - input'!$CY29:$GK29,'Cost scenario - input'!$J29,'Cost scenario - input'!$H29,'Cost scenario - input'!$I29,20,TRUE,TRUE),\"\")","v":""},"","","","","","","","","","","","","","","","","","","",{"$f":"IFERROR(IF(OR(D44=\"\",'Cost scenario - input'!$G29=\"\"),\"\",D44/'Cost scenario - input'!$G29),\"\")","v":""},{"$f":"IFERROR(IF(OR(E44=\"\",'Cost scenario - input'!$G29=\"\"),\"\",E44/'Cost scenario - input'!$G29),\"\")","v":""},{"$f":"IFERROR(IF(OR(F44=\"\",'Cost scenario - input'!$G29=\"\"),\"\",F44/'Cost scenario - input'!$G29),\"\")","v":""},{"$f":"IFERROR(IF(OR(G44=\"\",'Cost scenario - input'!$G29=\"\"),\"\",G44/'Cost scenario - input'!$G29),\"\")","v":""},{"$f":"IFERROR(IF(OR(H44=\"\",'Cost scenario - input'!$G29=\"\"),\"\",H44/'Cost scenario - input'!$G29),\"\")","v":""},{"$f":"IFERROR(IF(OR(I44=\"\",'Cost scenario - input'!$G29=\"\"),\"\",I44/'Cost scenario - input'!$G29),\"\")","v":""},{"$f":"IFERROR(IF(OR(J44=\"\",'Cost scenario - input'!$G29=\"\"),\"\",J44/'Cost scenario - input'!$G29),\"\")","v":""},{"$f":"IFERROR(IF(OR(K44=\"\",'Cost scenario - input'!$G29=\"\"),\"\",K44/'Cost scenario - input'!$G29),\"\")","v":""},{"$f":"IFERROR(IF(OR(L44=\"\",'Cost scenario - input'!$G29=\"\"),\"\",L44/'Cost scenario - input'!$G29),\"\")","v":""},{"$f":"IFERROR(IF(OR(M44=\"\",'Cost scenario - input'!$G29=\"\"),\"\",M44/'Cost scenario - input'!$G29),\"\")","v":""},{"$f":"IFERROR(IF(OR(N44=\"\",'Cost scenario - input'!$G29=\"\"),\"\",N44/'Cost scenario - input'!$G29),\"\")","v":""},{"$f":"IFERROR(IF(OR(O44=\"\",'Cost scenario - input'!$G29=\"\"),\"\",O44/'Cost scenario - input'!$G29),\"\")","v":""},{"$f":"IFERROR(IF(OR(P44=\"\",'Cost scenario - input'!$G29=\"\"),\"\",P44/'Cost scenario - input'!$G29),\"\")","v":""},{"$f":"IFERROR(IF(OR(Q44=\"\",'Cost scenario - input'!$G29=\"\"),\"\",Q44/'Cost scenario - input'!$G29),\"\")","v":""},{"$f":"IFERROR(IF(OR(R44=\"\",'Cost scenario - input'!$G29=\"\"),\"\",R44/'Cost scenario - input'!$G29),\"\")","v":""},{"$f":"IFERROR(IF(OR(S44=\"\",'Cost scenario - input'!$G29=\"\"),\"\",S44/'Cost scenario - input'!$G29),\"\")","v":""},{"$f":"IFERROR(IF(OR(T44=\"\",'Cost scenario - input'!$G29=\"\"),\"\",T44/'Cost scenario - input'!$G29),\"\")","v":""},{"$f":"IFERROR(IF(OR(U44=\"\",'Cost scenario - input'!$G29=\"\"),\"\",U44/'Cost scenario - input'!$G29),\"\")","v":""},{"$f":"IFERROR(IF(OR(V44=\"\",'Cost scenario - input'!$G29=\"\"),\"\",V44/'Cost scenario - input'!$G29),\"\")","v":""},{"$f":"IFERROR(IF(OR(W44=\"\",'Cost scenario - input'!$G29=\"\"),\"\",W44/'Cost scenario - input'!$G29),\"\")","v":""}]
[{"$f":"IFERROR('Cost scenario - input'!A30,\"\")","v":5},{"$f":"IFERROR('Cost scenario - input'!B30,\"\")","v":"TRANSFORMERS"},{"$f":"IFERROR('Cost scenario - input'!C30,\"\")","v":"pole mounted ; < = 22 kv ; < = 60 kva ; multiple phase"},{"$f":"IFERROR(repcalc('Cost scenario - input'!$CY30:$GK30,'Cost scenario - input'!$J30,'Cost scenario - input'!$H30,'Cost scenario - input'!$I30,20,TRUE,TRUE),\"\")","v":483.58934428707812},486.46351420466851,488.13101876447541,489.21024786191344,490.27859177717909,491.84127440473964,494.30930336991474,497.98671808844972,503.06633361397672,509.63249882437572,517.66904078110201,527.070522578495,537.65512954253506,549.17783140920869,561.34286350450134,573.81496398760009,586.22915750553045,598.19917127357667,609.3248057045115,619.19876152483369,{"$f":"IFERROR(IF(OR(D45=\"\",'Cost scenario - input'!$G30=\"\"),\"\",D45/'Cost scenario - input'!$G30),\"\")","v":45.116722460696103},{"$f":"IFERROR(IF(OR(E45=\"\",'Cost scenario - input'!$G30=\"\"),\"\",E45/'Cost scenario - input'!$G30),\"\")","v":45.384869656263405},{"$f":"IFERROR(IF(OR(F45=\"\",'Cost scenario - input'!$G30=\"\"),\"\",F45/'Cost scenario - input'!$G30),\"\")","v":45.540440372027753},{"$f":"IFERROR(IF(OR(G45=\"\",'Cost scenario - input'!$G30=\"\"),\"\",G45/'Cost scenario - input'!$G30),\"\")","v":45.641127618832996},{"$f":"IFERROR(IF(OR(H45=\"\",'Cost scenario - input'!$G30=\"\"),\"\",H45/'Cost scenario - input'!$G30),\"\")","v":45.740799326836964},{"$f":"IFERROR(IF(OR(I45=\"\",'Cost scenario - input'!$G30=\"\"),\"\",I45/'Cost scenario - input'!$G30),\"\")","v":45.886590625248921},{"$f":"IFERROR(IF(OR(J45=\"\",'Cost scenario - input'!$G30=\"\"),\"\",J45/'Cost scenario - input'!$G30),\"\")","v":46.116846686847879},{"$f":"IFERROR(IF(OR(K45=\"\",'Cost scenario - input'!$G30=\"\"),\"\",K45/'Cost scenario - input'!$G30),\"\")","v":46.45993302898723},{"$f":"IFERROR(IF(OR(L45=\"\",'Cost scenario - input'!$G30=\"\"),\"\",L45/'Cost scenario - input'!$G30),\"\")","v":46.933838433603007},{"$f":"IFERROR(IF(OR(M45=\"\",'Cost scenario - input'!$G30=\"\"),\"\",M45/'Cost scenario - input'!$G30),\"\")","v":47.546432273662454},{"$f":"IFERROR(IF(OR(N45=\"\",'Cost scenario - input'!$G30=\"\"),\"\",N45/'Cost scenario - input'!$G30),\"\")","v":48.296205686349801},{"$f":"IFERROR(IF(OR(O45=\"\",'Cost scenario - input'!$G30=\"\"),\"\",O45/'Cost scenario - input'!$G30),\"\")","v":49.173321880044227},{"$f":"IFERROR(IF(OR(P45=\"\",'Cost scenario - input'!$G30=\"\"),\"\",P45/'Cost scenario - input'!$G30),\"\")","v":50.160818359016801},{"$f":"IFERROR(IF(OR(Q45=\"\",'Cost scenario - input'!$G30=\"\"),\"\",Q45/'Cost scenario - input'!$G30),\"\")","v":51.235834895790298},{"$f":"IFERROR(IF(OR(R45=\"\",'Cost scenario - input'!$G30=\"\"),\"\",R45/'Cost scenario - input'!$G30),\"\")","v":52.370777969397317},{"$f":"IFERROR(IF(OR(S45=\"\",'Cost scenario - input'!$G30=\"\"),\"\",S45/'Cost scenario - input'!$G30),\"\")","v":53.534369149900741},{"$f":"IFERROR(IF(OR(T45=\"\",'Cost scenario - input'!$G30=\"\"),\"\",T45/'Cost scenario - input'!$G30),\"\")","v":54.692557869603689},{"$f":"IFERROR(IF(OR(U45=\"\",'Cost scenario - input'!$G30=\"\"),\"\",U45/'Cost scenario - input'!$G30),\"\")","v":55.809306605702922},{"$f":"IFERROR(IF(OR(V45=\"\",'Cost scenario - input'!$G30=\"\"),\"\",V45/'Cost scenario - input'!$G30),\"\")","v":56.847278527023157},{"$f":"IFERROR(IF(OR(W45=\"\",'Cost scenario - input'!$G30=\"\"),\"\",W45/'Cost scenario - input'!$G30),\"\")","v":57.768474433420536}]
[{"$f":"IFERROR('Cost scenario - input'!A31,\"\")","v":5},{"$f":"IFERROR('Cost scenario - input'!B31,\"\")","v":"TRANSFORMERS"},{"$f":"IFERROR('Cost scenario - input'!C31,\"\")","v":"pole mounted ; < = 22 kv ; < = 60 kva ; single phase"},{"$f":"IFERROR(repcalc('Cost scenario - input'!$CY31:$GK31,'Cost scenario - input'!$J31,'Cost scenario - input'!$H31,'Cost scenario - input'!$I31,20,TRUE,TRUE),\"\")","v":3403.2856404868789},3771.2356372814825,4142.481320457201,4512.3732780549817,4876.5051420342206,5230.9106402727075,5572.2303161210502,5897.8373631847835,6205.9155690180314,6495.4862207570559,6766.3845805007541,7019.1898462826739,7255.1151488757132,7475.8659966289697,7683.476685916411,7880.1346406730863,8068.0025661005811,8249.0478308842212,8424.8877281323239,8596.6582613723749,{"$f":"IFERROR(IF(OR(D46=\"\",'Cost scenario - input'!$G31=\"\"),\"\",D46/'Cost scenario - input'!$G31),\"\")","v":294.682316822818},{"$f":"IFERROR(IF(OR(E46=\"\",'Cost scenario - input'!$G31=\"\"),\"\",E46/'Cost scenario - input'!$G31),\"\")","v":326.54222192172421},{"$f":"IFERROR(IF(OR(F46=\"\",'Cost scenario - input'!$G31=\"\"),\"\",F46/'Cost scenario - input'!$G31),\"\")","v":358.68749257642008},{"$f":"IFERROR(IF(OR(G46=\"\",'Cost scenario - input'!$G31=\"\"),\"\",G46/'Cost scenario - input'!$G31),\"\")","v":390.7155473897821},{"$f":"IFERROR(IF(OR(H46=\"\",'Cost scenario - input'!$G31=\"\"),\"\",H46/'Cost scenario - input'!$G31),\"\")","v":422.24484955293002},{"$f":"IFERROR(IF(OR(I46=\"\",'Cost scenario - input'!$G31=\"\"),\"\",I46/'Cost scenario - input'!$G31),\"\")","v":452.93196910388303},{"$f":"IFERROR(IF(OR(J46=\"\",'Cost scenario - input'!$G31=\"\"),\"\",J46/'Cost scenario - input'!$G31),\"\")","v":482.48601877272409},{"$f":"IFERROR(IF(OR(K46=\"\",'Cost scenario - input'!$G31=\"\"),\"\",K46/'Cost scenario - input'!$G31),\"\")","v":510.67954971268085},{"$f":"IFERROR(IF(OR(L46=\"\",'Cost scenario - input'!$G31=\"\"),\"\",L46/'Cost scenario - input'!$G31),\"\")","v":537.35530045706173},{"$f":"IFERROR(IF(OR(M46=\"\",'Cost scenario - input'!$G31=\"\"),\"\",M46/'Cost scenario - input'!$G31),\"\")","v":562.42852661334211},{"$f":"IFERROR(IF(OR(N46=\"\",'Cost scenario - input'!$G31=\"\"),\"\",N46/'Cost scenario - input'!$G31),\"\")","v":585.88496392295144},{"$f":"IFERROR(IF(OR(O46=\"\",'Cost scenario - input'!$G31=\"\"),\"\",O46/'Cost scenario - input'!$G31),\"\")","v":607.77476375032256},{"$f":"IFERROR(IF(OR(P46=\"\",'Cost scenario - input'!$G31=\"\"),\"\",P46/'Cost scenario - input'!$G31),\"\")","v":628.20296817082931},{"$f":"IFERROR(IF(OR(Q46=\"\",'Cost scenario - input'!$G31=\"\"),\"\",Q46/'Cost scenario - input'!$G31),\"\")","v":647.31725304972781},{"$f":"IFERROR(IF(OR(R46=\"\",'Cost scenario - input'!$G31=\"\"),\"\",R46/'Cost scenario - input'!$G31),\"\")","v":665.29376321643053},{"$f":"IFERROR(IF(OR(S46=\"\",'Cost scenario - input'!$G31=\"\"),\"\",S46/'Cost scenario - input'!$G31),\"\")","v":682.321902447507},{"$f":"IFERROR(IF(OR(T46=\"\",'Cost scenario - input'!$G31=\"\"),\"\",T46/'Cost scenario - input'!$G31),\"\")","v":698.5889341838589},{"$f":"IFERROR(IF(OR(U46=\"\",'Cost scenario - input'!$G31=\"\"),\"\",U46/'Cost scenario - input'!$G31),\"\")","v":714.26520814733703},{"$f":"IFERROR(IF(OR(V46=\"\",'Cost scenario - input'!$G31=\"\"),\"\",V46/'Cost scenario - input'!$G31),\"\")","v":729.49076185770502},{"$f":"IFERROR(IF(OR(W46=\"\",'Cost scenario - input'!$G31=\"\"),\"\",W46/'Cost scenario - input'!$G31),\"\")","v":744.36395912769012}]
[{"$f":"IFERROR('Cost scenario - input'!A32,\"\")","v":5},{"$f":"IFERROR('Cost scenario - input'!B32,\"\")","v":"TRANSFORMERS"},{"$f":"IFERROR('Cost scenario - input'!C32,\"\")","v":"pole mounted ; < = 22 kv ; > 60 kva and < = 600 kva ; multiple phase"},{"$f":"IFERROR(repcalc('Cost scenario - input'!$CY32:$GK32,'Cost scenario - input'!$J32,'Cost scenario - input'!$H32,'Cost scenario - input'!$I32,20,TRUE,TRUE),\"\")","v":1094.9393443316153},1017.8421635548967,948.45558650060252,888.31592778611935,838.24975750143835,798.44578159034745,768.55669007564609,747.8161780967547,735.15829847676707,729.32917376900173,728.98428403450544,732.76760054474119,739.37147216755136,747.57826013970612,756.28623751847249,764.52326165555189,771.45225219114923,776.37262137511391,778.72155604169518,778.0784827796075,{"$f":"IFERROR(IF(OR(D47=\"\",'Cost scenario - input'!$G32=\"\"),\"\",D47/'Cost scenario - input'!$G32),\"\")","v":70.058855826434396},{"$f":"IFERROR(IF(OR(E47=\"\",'Cost scenario - input'!$G32=\"\"),\"\",E47/'Cost scenario - input'!$G32),\"\")","v":65.125851728423996},{"$f":"IFERROR(IF(OR(F47=\"\",'Cost scenario - input'!$G32=\"\"),\"\",F47/'Cost scenario - input'!$G32),\"\")","v":60.686204707516211},{"$f":"IFERROR(IF(OR(G47=\"\",'Cost scenario - input'!$G32=\"\"),\"\",G47/'Cost scenario - input'!$G32),\"\")","v":56.838214678533475},{"$f":"IFERROR(IF(OR(H47=\"\",'Cost scenario - input'!$G32=\"\"),\"\",H47/'Cost scenario - input'!$G32),\"\")","v":53.634769095986336},{"$f":"IFERROR(IF(OR(I47=\"\",'Cost scenario - input'!$G32=\"\"),\"\",I47/'Cost scenario - input'!$G32),\"\")","v":51.087942165243199},{"$f":"IFERROR(IF(OR(J47=\"\",'Cost scenario - input'!$G32=\"\"),\"\",J47/'Cost scenario - input'!$G32),\"\")","v":49.175511523261108},{"$f":"IFERROR(IF(OR(K47=\"\",'Cost scenario - input'!$G32=\"\"),\"\",K47/'Cost scenario - input'!$G32),\"\")","v":47.848445740103429},{"$f":"IFERROR(IF(OR(L47=\"\",'Cost scenario - input'!$G32=\"\"),\"\",L47/'Cost scenario - input'!$G32),\"\")","v":47.03854100158442},{"$f":"IFERROR(IF(OR(M47=\"\",'Cost scenario - input'!$G32=\"\"),\"\",M47/'Cost scenario - input'!$G32),\"\")","v":46.665568919057847},{"$f":"IFERROR(IF(OR(N47=\"\",'Cost scenario - input'!$G32=\"\"),\"\",N47/'Cost scenario - input'!$G32),\"\")","v":46.643501413391732},{"$f":"IFERROR(IF(OR(O47=\"\",'Cost scenario - input'!$G32=\"\"),\"\",O47/'Cost scenario - input'!$G32),\"\")","v":46.885574024361951},{"$f":"IFERROR(IF(OR(P47=\"\",'Cost scenario - input'!$G32=\"\"),\"\",P47/'Cost scenario - input'!$G32),\"\")","v":47.308117695218129},{"$f":"IFERROR(IF(OR(Q47=\"\",'Cost scenario - input'!$G32=\"\"),\"\",Q47/'Cost scenario - input'!$G32),\"\")","v":47.833222741735824},{"$f":"IFERROR(IF(OR(R47=\"\",'Cost scenario - input'!$G32=\"\"),\"\",R47/'Cost scenario - input'!$G32),\"\")","v":48.390396008800451},{"$f":"IFERROR(IF(OR(S47=\"\",'Cost scenario - input'!$G32=\"\"),\"\",S47/'Cost scenario - input'!$G32),\"\")","v":48.917435693186597},{"$f":"IFERROR(IF(OR(T47=\"\",'Cost scenario - input'!$G32=\"\"),\"\",T47/'Cost scenario - input'!$G32),\"\")","v":49.3607818488154},{"$f":"IFERROR(IF(OR(U47=\"\",'Cost scenario - input'!$G32=\"\"),\"\",U47/'Cost scenario - input'!$G32),\"\")","v":49.675607904757918},{"$f":"IFERROR(IF(OR(V47=\"\",'Cost scenario - input'!$G32=\"\"),\"\",V47/'Cost scenario - input'!$G32),\"\")","v":49.825902691408572},{"$f":"IFERROR(IF(OR(W47=\"\",'Cost scenario - input'!$G32=\"\"),\"\",W47/'Cost scenario - input'!$G32),\"\")","v":49.784756140973911}]
[{"$f":"IFERROR('Cost scenario - input'!A33,\"\")","v":5},{"$f":"IFERROR('Cost scenario - input'!B33,\"\")","v":"TRANSFORMERS"},{"$f":"IFERROR('Cost scenario - input'!C33,\"\")","v":"pole mounted ; < = 22 kv ; > 60 kva and < = 600 kva ; single phase"},{"$f":"IFERROR(repcalc('Cost scenario - input'!$CY33:$GK33,'Cost scenario - input'!$J33,'Cost scenario - input'!$H33,'Cost scenario - input'!$I33,20,TRUE,TRUE),\"\")","v":574.2716706211196},664.34839778948776,760.81096478932307,862.77377054661486,969.18876654657072,1078.894168605226,1190.6728888757257,1303.3165644596374,1415.6903692447142,1526.7935779422985,1635.8111398326685,1742.152281664261,1845.4732996716498,1945.6830782316845,2042.9313220409258,2137.5808473722709,2230.1664109003877,2321.3433725172058,2411.8299567561539,2502.3470136202145,{"$f":"IFERROR(IF(OR(D48=\"\",'Cost scenario - input'!$G33=\"\"),\"\",D48/'Cost scenario - input'!$G33),\"\")","v":28.575387346399211},{"$f":"IFERROR(IF(OR(E48=\"\",'Cost scenario - input'!$G33=\"\"),\"\",E48/'Cost scenario - input'!$G33),\"\")","v":33.057547100071346},{"$f":"IFERROR(IF(OR(F48=\"\",'Cost scenario - input'!$G33=\"\"),\"\",F48/'Cost scenario - input'!$G33),\"\")","v":37.857462118457953},{"$f":"IFERROR(IF(OR(G48=\"\",'Cost scenario - input'!$G33=\"\"),\"\",G48/'Cost scenario - input'!$G33),\"\")","v":42.931065464221049},{"$f":"IFERROR(IF(OR(H48=\"\",'Cost scenario - input'!$G33=\"\"),\"\",H48/'Cost scenario - input'!$G33),\"\")","v":48.22620692031159},{"$f":"IFERROR(IF(OR(I48=\"\",'Cost scenario - input'!$G33=\"\"),\"\",I48/'Cost scenario - input'!$G33),\"\")","v":53.685076856256586},{"$f":"IFERROR(IF(OR(J48=\"\",'Cost scenario - input'!$G33=\"\"),\"\",J48/'Cost scenario - input'!$G33),\"\")","v":59.247113767044198},{"$f":"IFERROR(IF(OR(K48=\"\",'Cost scenario - input'!$G33=\"\"),\"\",K48/'Cost scenario - input'!$G33),\"\")","v":64.852190295459721},{"$f":"IFERROR(IF(OR(L48=\"\",'Cost scenario - input'!$G33=\"\"),\"\",L48/'Cost scenario - input'!$G33),\"\")","v":70.44383822726374},{"$f":"IFERROR(IF(OR(M48=\"\",'Cost scenario - input'!$G33=\"\"),\"\",M48/'Cost scenario - input'!$G33),\"\")","v":75.972262118568509},{"$f":"IFERROR(IF(OR(N48=\"\",'Cost scenario - input'!$G33=\"\"),\"\",N48/'Cost scenario - input'!$G33),\"\")","v":81.396905572089409},{"$f":"IFERROR(IF(OR(O48=\"\",'Cost scenario - input'!$G33=\"\"),\"\",O48/'Cost scenario - input'!$G33),\"\")","v":86.68837209247252},{"$f":"IFERROR(IF(OR(P48=\"\",'Cost scenario - input'!$G33=\"\"),\"\",P48/'Cost scenario - input'!$G33),\"\")","v":91.829559202385383},{"$f":"IFERROR(IF(OR(Q48=\"\",'Cost scenario - input'!$G33=\"\"),\"\",Q48/'Cost scenario - input'!$G33),\"\")","v":96.815933047281391},{"$f":"IFERROR(IF(OR(R48=\"\",'Cost scenario - input'!$G33=\"\"),\"\",R48/'Cost scenario - input'!$G33),\"\")","v":101.65494283615106},{"$f":"IFERROR(IF(OR(S48=\"\",'Cost scenario - input'!$G33=\"\"),\"\",S48/'Cost scenario - input'!$G33),\"\")","v":106.3646420723518},{"$f":"IFERROR(IF(OR(T48=\"\",'Cost scenario - input'!$G33=\"\"),\"\",T48/'Cost scenario - input'!$G33),\"\")","v":110.97163990255835},{"$f":"IFERROR(IF(OR(U48=\"\",'Cost scenario - input'!$G33=\"\"),\"\",U48/'Cost scenario - input'!$G33),\"\")","v":115.50854661162585},{"$f":"IFERROR(IF(OR(V48=\"\",'Cost scenario - input'!$G33=\"\"),\"\",V48/'Cost scenario - input'!$G33),\"\")","v":120.01110058835937},{"$f":"IFERROR(IF(OR(W48=\"\",'Cost scenario - input'!$G33=\"\"),\"\",W48/'Cost scenario - input'!$G33),\"\")","v":124.51517086323294}]
[{"$f":"IFERROR('Cost scenario - input'!A34,\"\")","v":5},{"$f":"IFERROR('Cost scenario - input'!B34,\"\")","v":"TRANSFORMERS"},{"$f":"IFERROR('Cost scenario - input'!C34,\"\")","v":"pole mounted ; < = 22 kv ; > 600 kva ; multiple phase"},{"$f":"IFERROR(repcalc('Cost scenario - input'!$CY34:$GK34,'Cost scenario - input'!$J34,'Cost scenario - input'!$H34,'Cost scenario - input'!$I34,20,TRUE,TRUE),\"\")","v":11.883223702861278},12.262802675827801,12.532328892095469,12.691937471279109,12.74558096124291,12.700422663090981,12.566052389479324,12.353610833826625,12.074911262982532,11.741639320337335,11.364695210843177,10.953720348401676,10.516826106593578,10.060518994186134,9.5897971780255684,9.1083796680019766,8.6190224349429574,8.1238749682587343,7.6248351691422913,7.1238683768039142,{"$f":"IFERROR(IF(OR(D49=\"\",'Cost scenario - input'!$G34=\"\"),\"\",D49/'Cost scenario - input'!$G34),\"\")","v":0.83487378874123797},{"$f":"IFERROR(IF(OR(E49=\"\",'Cost scenario - input'!$G34=\"\"),\"\",E49/'Cost scenario - input'!$G34),\"\")","v":0.86154168149585852},{"$f":"IFERROR(IF(OR(F49=\"\",'Cost scenario - input'!$G34=\"\"),\"\",F49/'Cost scenario - input'!$G34),\"\")","v":0.88047765198392536},{"$f":"IFERROR(IF(OR(G49=\"\",'Cost scenario - input'!$G34=\"\"),\"\",G49/'Cost scenario - input'!$G34),\"\")","v":0.89169119323759771},{"$f":"IFERROR(IF(OR(H49=\"\",'Cost scenario - input'!$G34=\"\"),\"\",H49/'Cost scenario - input'!$G34),\"\")","v":0.89545999746339011},{"$f":"IFERROR(IF(OR(I49=\"\",'Cost scenario - input'!$G34=\"\"),\"\",I49/'Cost scenario - input'!$G34),\"\")","v":0.89228733317515252},{"$f":"IFERROR(IF(OR(J49=\"\",'Cost scenario - input'!$G34=\"\"),\"\",J49/'Cost scenario - input'!$G34),\"\")","v":0.88284694711245904},{"$f":"IFERROR(IF(OR(K49=\"\",'Cost scenario - input'!$G34=\"\"),\"\",K49/'Cost scenario - input'!$G34),\"\")","v":0.86792154547997558},{"$f":"IFERROR(IF(OR(L49=\"\",'Cost scenario - input'!$G34=\"\"),\"\",L49/'Cost scenario - input'!$G34),\"\")","v":0.84834108714229906},{"$f":"IFERROR(IF(OR(M49=\"\",'Cost scenario - input'!$G34=\"\"),\"\",M49/'Cost scenario - input'!$G34),\"\")","v":0.82492656458556612},{"$f":"IFERROR(IF(OR(N49=\"\",'Cost scenario - input'!$G34=\"\"),\"\",N49/'Cost scenario - input'!$G34),\"\")","v":0.79844378813482031},{"$f":"IFERROR(IF(OR(O49=\"\",'Cost scenario - input'!$G34=\"\"),\"\",O49/'Cost scenario - input'!$G34),\"\")","v":0.7695701298529074},{"$f":"IFERROR(IF(OR(P49=\"\",'Cost scenario - input'!$G34=\"\"),\"\",P49/'Cost scenario - input'!$G34),\"\")","v":0.73887546651422675},{"$f":"IFERROR(IF(OR(Q49=\"\",'Cost scenario - input'!$G34=\"\"),\"\",Q49/'Cost scenario - input'!$G34),\"\")","v":0.70681692269724472},{"$f":"IFERROR(IF(OR(R49=\"\",'Cost scenario - input'!$G34=\"\"),\"\",R49/'Cost scenario - input'!$G34),\"\")","v":0.6737456521457611},{"$f":"IFERROR(IF(OR(S49=\"\",'Cost scenario - input'!$G34=\"\"),\"\",S49/'Cost scenario - input'!$G34),\"\")","v":0.63992293950398926},{"$f":"IFERROR(IF(OR(T49=\"\",'Cost scenario - input'!$G34=\"\"),\"\",T49/'Cost scenario - input'!$G34),\"\")","v":0.60554240965554929},{"$f":"IFERROR(IF(OR(U49=\"\",'Cost scenario - input'!$G34=\"\"),\"\",U49/'Cost scenario - input'!$G34),\"\")","v":0.57075507821814253},{"$f":"IFERROR(IF(OR(V49=\"\",'Cost scenario - input'!$G34=\"\"),\"\",V49/'Cost scenario - input'!$G34),\"\")","v":0.53569428510013595},{"$f":"IFERROR(IF(OR(W49=\"\",'Cost scenario - input'!$G34=\"\"),\"\",W49/'Cost scenario - input'!$G34),\"\")","v":0.50049810816942819}]
[{"$f":"IFERROR('Cost scenario - input'!A35,\"\")","v":""},{"$f":"IFERROR('Cost scenario - input'!B35,\"\")","v":"TRANSFORMERS"},{"$f":"IFERROR('Cost scenario - input'!C35,\"\")","v":"pole mounted ; > = 22 kv & < = 33 kv ; < = 60kva"},{"$f":"IFERROR(repcalc('Cost scenario - input'!$CY35:$GK35,'Cost scenario - input'!$J35,'Cost scenario - input'!$H35,'Cost scenario - input'!$I35,20,TRUE,TRUE),\"\")","v":""},"","","","","","","","","","","","","","","","","","","",{"$f":"IFERROR(IF(OR(D50=\"\",'Cost scenario - input'!$G35=\"\"),\"\",D50/'Cost scenario - input'!$G35),\"\")","v":""},{"$f":"IFERROR(IF(OR(E50=\"\",'Cost scenario - input'!$G35=\"\"),\"\",E50/'Cost scenario - input'!$G35),\"\")","v":""},{"$f":"IFERROR(IF(OR(F50=\"\",'Cost scenario - input'!$G35=\"\"),\"\",F50/'Cost scenario - input'!$G35),\"\")","v":""},{"$f":"IFERROR(IF(OR(G50=\"\",'Cost scenario - input'!$G35=\"\"),\"\",G50/'Cost scenario - input'!$G35),\"\")","v":""},{"$f":"IFERROR(IF(OR(H50=\"\",'Cost scenario - input'!$G35=\"\"),\"\",H50/'Cost scenario - input'!$G35),\"\")","v":""},{"$f":"IFERROR(IF(OR(I50=\"\",'Cost scenario - input'!$G35=\"\"),\"\",I50/'Cost scenario - input'!$G35),\"\")","v":""},{"$f":"IFERROR(IF(OR(J50=\"\",'Cost scenario - input'!$G35=\"\"),\"\",J50/'Cost scenario - input'!$G35),\"\")","v":""},{"$f":"IFERROR(IF(OR(K50=\"\",'Cost scenario - input'!$G35=\"\"),\"\",K50/'Cost scenario - input'!$G35),\"\")","v":""},{"$f":"IFERROR(IF(OR(L50=\"\",'Cost scenario - input'!$G35=\"\"),\"\",L50/'Cost scenario - input'!$G35),\"\")","v":""},{"$f":"IFERROR(IF(OR(M50=\"\",'Cost scenario - input'!$G35=\"\"),\"\",M50/'Cost scenario - input'!$G35),\"\")","v":""},{"$f":"IFERROR(IF(OR(N50=\"\",'Cost scenario - input'!$G35=\"\"),\"\",N50/'Cost scenario - input'!$G35),\"\")","v":""},{"$f":"IFERROR(IF(OR(O50=\"\",'Cost scenario - input'!$G35=\"\"),\"\",O50/'Cost scenario - input'!$G35),\"\")","v":""},{"$f":"IFERROR(IF(OR(P50=\"\",'Cost scenario - input'!$G35=\"\"),\"\",P50/'Cost scenario - input'!$G35),\"\")","v":""},{"$f":"IFERROR(IF(OR(Q50=\"\",'Cost scenario - input'!$G35=\"\"),\"\",Q50/'Cost scenario - input'!$G35),\"\")","v":""},{"$f":"IFERROR(IF(OR(R50=\"\",'Cost scenario - input'!$G35=\"\"),\"\",R50/'Cost scenario - input'!$G35),\"\")","v":""},{"$f":"IFERROR(IF(OR(S50=\"\",'Cost scenario - input'!$G35=\"\"),\"\",S50/'Cost scenario - input'!$G35),\"\")","v":""},{"$f":"IFERROR(IF(OR(T50=\"\",'Cost scenario - input'!$G35=\"\"),\"\",T50/'Cost scenario - input'!$G35),\"\")","v":""},{"$f":"IFERROR(IF(OR(U50=\"\",'Cost scenario - input'!$G35=\"\"),\"\",U50/'Cost scenario - input'!$G35),\"\")","v":""},{"$f":"IFERROR(IF(OR(V50=\"\",'Cost scenario - input'!$G35=\"\"),\"\",V50/'Cost scenario - input'!$G35),\"\")","v":""},{"$f":"IFERROR(IF(OR(W50=\"\",'Cost scenario - input'!$G35=\"\"),\"\",W50/'Cost scenario - input'!$G35),\"\")","v":""}]
[{"$f":"IFERROR('Cost scenario - input'!A36,\"\")","v":""},{"$f":"IFERROR('Cost scenario - input'!B36,\"\")","v":"TRANSFORMERS"},{"$f":"IFERROR('Cost scenario - input'!C36,\"\")","v":"pole mounted ; > = 22 kv & < = 33 kv ; > 60 kva and < = 600 kva"},{"$f":"IFERROR(repcalc('Cost scenario - input'!$CY36:$GK36,'Cost scenario - input'!$J36,'Cost scenario - input'!$H36,'Cost scenario - input'!$I36,20,TRUE,TRUE),\"\")","v":""},"","","","","","","","","","","","","","","","","","","",{"$f":"IFERROR(IF(OR(D51=\"\",'Cost scenario - input'!$G36=\"\"),\"\",D51/'Cost scenario - input'!$G36),\"\")","v":""},{"$f":"IFERROR(IF(OR(E51=\"\",'Cost scenario - input'!$G36=\"\"),\"\",E51/'Cost scenario - input'!$G36),\"\")","v":""},{"$f":"IFERROR(IF(OR(F51=\"\",'Cost scenario - input'!$G36=\"\"),\"\",F51/'Cost scenario - input'!$G36),\"\")","v":""},{"$f":"IFERROR(IF(OR(G51=\"\",'Cost scenario - input'!$G36=\"\"),\"\",G51/'Cost scenario - input'!$G36),\"\")","v":""},{"$f":"IFERROR(IF(OR(H51=\"\",'Cost scenario - input'!$G36=\"\"),\"\",H51/'Cost scenario - input'!$G36),\"\")","v":""},{"$f":"IFERROR(IF(OR(I51=\"\",'Cost scenario - input'!$G36=\"\"),\"\",I51/'Cost scenario - input'!$G36),\"\")","v":""},{"$f":"IFERROR(IF(OR(J51=\"\",'Cost scenario - input'!$G36=\"\"),\"\",J51/'Cost scenario - input'!$G36),\"\")","v":""},{"$f":"IFERROR(IF(OR(K51=\"\",'Cost scenario - input'!$G36=\"\"),\"\",K51/'Cost scenario - input'!$G36),\"\")","v":""},{"$f":"IFERROR(IF(OR(L51=\"\",'Cost scenario - input'!$G36=\"\"),\"\",L51/'Cost scenario - input'!$G36),\"\")","v":""},{"$f":"IFERROR(IF(OR(M51=\"\",'Cost scenario - input'!$G36=\"\"),\"\",M51/'Cost scenario - input'!$G36),\"\")","v":""},{"$f":"IFERROR(IF(OR(N51=\"\",'Cost scenario - input'!$G36=\"\"),\"\",N51/'Cost scenario - input'!$G36),\"\")","v":""},{"$f":"IFERROR(IF(OR(O51=\"\",'Cost scenario - input'!$G36=\"\"),\"\",O51/'Cost scenario - input'!$G36),\"\")","v":""},{"$f":"IFERROR(IF(OR(P51=\"\",'Cost scenario - input'!$G36=\"\"),\"\",P51/'Cost scenario - input'!$G36),\"\")","v":""},{"$f":"IFERROR(IF(OR(Q51=\"\",'Cost scenario - input'!$G36=\"\"),\"\",Q51/'Cost scenario - input'!$G36),\"\")","v":""},{"$f":"IFERROR(IF(OR(R51=\"\",'Cost scenario - input'!$G36=\"\"),\"\",R51/'Cost scenario - input'!$G36),\"\")","v":""},{"$f":"IFERROR(IF(OR(S51=\"\",'Cost scenario - input'!$G36=\"\"),\"\",S51/'Cost scenario - input'!$G36),\"\")","v":""},{"$f":"IFERROR(IF(OR(T51=\"\",'Cost scenario - input'!$G36=\"\"),\"\",T51/'Cost scenario - input'!$G36),\"\")","v":""},{"$f":"IFERROR(IF(OR(U51=\"\",'Cost scenario - input'!$G36=\"\"),\"\",U51/'Cost scenario - input'!$G36),\"\")","v":""},{"$f":"IFERROR(IF(OR(V51=\"\",'Cost scenario - input'!$G36=\"\"),\"\",V51/'Cost scenario - input'!$G36),\"\")","v":""},{"$f":"IFERROR(IF(OR(W51=\"\",'Cost scenario - input'!$G36=\"\"),\"\",W51/'Cost scenario - input'!$G36),\"\")","v":""}]
[{"$f":"IFERROR('Cost scenario - input'!A37,\"\")","v":6},{"$f":"IFERROR('Cost scenario - input'!B37,\"\")","v":"UNDERGROUND CABLES"},{"$f":"IFERROR('Cost scenario - input'!C37,\"\")","v":"˂ = 1 kv"},{"$f":"IFERROR(repcalc('Cost scenario - input'!$CY37:$GK37,'Cost scenario - input'!$J37,'Cost scenario - input'!$H37,'Cost scenario - input'!$I37,20,TRUE,TRUE),\"\")","v":385.79442854971751},475.77316824280092,585.06889152390511,717.99172130279089,879.84143474688517,1077.0509630173094,1317.304195634867,1609.6099557915852,1964.3134669776371,2393.0281094148827,2908.4740519324714,3524.216466306334,4254.3041927603417,5112.8192928241569,6113.3579516774889,7268.472497289129,8589.1116081566997,10084.099873384779,11759.697790484815,13619.278511357294,{"$f":"IFERROR(IF(OR(D52=\"\",'Cost scenario - input'!$G37=\"\"),\"\",D52/'Cost scenario - input'!$G37),\"\")","v":1.3851172903845197},{"$f":"IFERROR(IF(OR(E52=\"\",'Cost scenario - input'!$G37=\"\"),\"\",E52/'Cost scenario - input'!$G37),\"\")","v":1.7081678553820814},{"$f":"IFERROR(IF(OR(F52=\"\",'Cost scenario - input'!$G37=\"\"),\"\",F52/'Cost scenario - input'!$G37),\"\")","v":2.1005721642022901},{"$f":"IFERROR(IF(OR(G52=\"\",'Cost scenario - input'!$G37=\"\"),\"\",G52/'Cost scenario - input'!$G37),\"\")","v":2.5778048461404279},{"$f":"IFERROR(IF(OR(H52=\"\",'Cost scenario - input'!$G37=\"\"),\"\",H52/'Cost scenario - input'!$G37),\"\")","v":3.1588936850278575},{"$f":"IFERROR(IF(OR(I52=\"\",'Cost scenario - input'!$G37=\"\"),\"\",I52/'Cost scenario - input'!$G37),\"\")","v":3.8669348261682286},{"$f":"IFERROR(IF(OR(J52=\"\",'Cost scenario - input'!$G37=\"\"),\"\",J52/'Cost scenario - input'!$G37),\"\")","v":4.7295157292163603},{"$f":"IFERROR(IF(OR(K52=\"\",'Cost scenario - input'!$G37=\"\"),\"\",K52/'Cost scenario - input'!$G37),\"\")","v":5.7789807616536653},{"$f":"IFERROR(IF(OR(L52=\"\",'Cost scenario - input'!$G37=\"\"),\"\",L52/'Cost scenario - input'!$G37),\"\")","v":7.0524723674055201},{"$f":"IFERROR(IF(OR(M52=\"\",'Cost scenario - input'!$G37=\"\"),\"\",M52/'Cost scenario - input'!$G37),\"\")","v":8.5916860520435812},{"$f":"IFERROR(IF(OR(N52=\"\",'Cost scenario - input'!$G37=\"\"),\"\",N52/'Cost scenario - input'!$G37),\"\")","v":10.442291022995487},{"$f":"IFERROR(IF(OR(O52=\"\",'Cost scenario - input'!$G37=\"\"),\"\",O52/'Cost scenario - input'!$G37),\"\")","v":12.652990300790881},{"$f":"IFERROR(IF(OR(P52=\"\",'Cost scenario - input'!$G37=\"\"),\"\",P52/'Cost scenario - input'!$G37),\"\")","v":15.274223420228344},{"$f":"IFERROR(IF(OR(Q52=\"\",'Cost scenario - input'!$G37=\"\"),\"\",Q52/'Cost scenario - input'!$G37),\"\")","v":18.356549190522202},{"$f":"IFERROR(IF(OR(R52=\"\",'Cost scenario - input'!$G37=\"\"),\"\",R52/'Cost scenario - input'!$G37),\"\")","v":21.948781979589789},{"$f":"IFERROR(IF(OR(S52=\"\",'Cost scenario - input'!$G37=\"\"),\"\",S52/'Cost scenario - input'!$G37),\"\")","v":26.095988396012032},{"$f":"IFERROR(IF(OR(T52=\"\",'Cost scenario - input'!$G37=\"\"),\"\",T52/'Cost scenario - input'!$G37),\"\")","v":30.837477467529236},{"$f":"IFERROR(IF(OR(U52=\"\",'Cost scenario - input'!$G37=\"\"),\"\",U52/'Cost scenario - input'!$G37),\"\")","v":36.204932106191841},{"$f":"IFERROR(IF(OR(V52=\"\",'Cost scenario - input'!$G37=\"\"),\"\",V52/'Cost scenario - input'!$G37),\"\")","v":42.22082936897062},{"$f":"IFERROR(IF(OR(W52=\"\",'Cost scenario - input'!$G37=\"\"),\"\",W52/'Cost scenario - input'!$G37),\"\")","v":48.897279879230496}]
[{"$f":"IFERROR('Cost scenario - input'!A38,\"\")","v":6},{"$f":"IFERROR('Cost scenario - input'!B38,\"\")","v":"UNDERGROUND CABLES"},{"$f":"IFERROR('Cost scenario - input'!C38,\"\")","v":"> 1 kv & < = 11 kv"},{"$f":"IFERROR(repcalc('Cost scenario - input'!$CY38:$GK38,'Cost scenario - input'!$J38,'Cost scenario - input'!$H38,'Cost scenario - input'!$I38,20,TRUE,TRUE),\"\")","v":544.06469494605813},669.88905726304051,819.50260592801828,996.70116976820441,1205.8543236929243,1451.9590259418987,1740.6679945127278,2078.2807376581727,2471.686250897983,2928.2492849839687,3455.6367154743471,4061.5865341972226,4753.628658918522,5538.7732017401459,6423.1870140082547,7411.8822538159684,8508.4406626713226,9714.79387031447,11031.073592921801,12455.536852655126,{"$f":"IFERROR(IF(OR(D53=\"\",'Cost scenario - input'!$G38=\"\"),\"\",D53/'Cost scenario - input'!$G38),\"\")","v":1.0160644425547591},{"$f":"IFERROR(IF(OR(E53=\"\",'Cost scenario - input'!$G38=\"\"),\"\",E53/'Cost scenario - input'!$G38),\"\")","v":1.2510469028117845},{"$f":"IFERROR(IF(OR(F53=\"\",'Cost scenario - input'!$G38=\"\"),\"\",F53/'Cost scenario - input'!$G38),\"\")","v":1.530456701563736},{"$f":"IFERROR(IF(OR(G53=\"\",'Cost scenario - input'!$G38=\"\"),\"\",G53/'Cost scenario - input'!$G38),\"\")","v":1.8613827139704653},{"$f":"IFERROR(IF(OR(H53=\"\",'Cost scenario - input'!$G38=\"\"),\"\",H53/'Cost scenario - input'!$G38),\"\")","v":2.2519853109137573},{"$f":"IFERROR(IF(OR(I53=\"\",'Cost scenario - input'!$G38=\"\"),\"\",I53/'Cost scenario - input'!$G38),\"\")","v":2.7115965288875712},{"$f":"IFERROR(IF(OR(J53=\"\",'Cost scenario - input'!$G38=\"\"),\"\",J53/'Cost scenario - input'!$G38),\"\")","v":3.2507730642085462},{"$f":"IFERROR(IF(OR(K53=\"\",'Cost scenario - input'!$G38=\"\"),\"\",K53/'Cost scenario - input'!$G38),\"\")","v":3.8812795220801974},{"$f":"IFERROR(IF(OR(L53=\"\",'Cost scenario - input'!$G38=\"\"),\"\",L53/'Cost scenario - input'!$G38),\"\")","v":4.6159814007742526},{"$f":"IFERROR(IF(OR(M53=\"\",'Cost scenario - input'!$G38=\"\"),\"\",M53/'Cost scenario - input'!$G38),\"\")","v":5.4686326921168753},{"$f":"IFERROR(IF(OR(N53=\"\",'Cost scenario - input'!$G38=\"\"),\"\",N53/'Cost scenario - input'!$G38),\"\")","v":6.4535516191292617},{"$f":"IFERROR(IF(OR(O53=\"\",'Cost scenario - input'!$G38=\"\"),\"\",O53/'Cost scenario - input'!$G38),\"\")","v":7.5851892175546816},{"$f":"IFERROR(IF(OR(P53=\"\",'Cost scenario - input'!$G38=\"\"),\"\",P53/'Cost scenario - input'!$G38),\"\")","v":8.8776079357901558},{"$f":"IFERROR(IF(OR(Q53=\"\",'Cost scenario - input'!$G38=\"\"),\"\",Q53/'Cost scenario - input'!$G38),\"\")","v":10.343899462583781},{"$f":"IFERROR(IF(OR(R53=\"\",'Cost scenario - input'!$G38=\"\"),\"\",R53/'Cost scenario - input'!$G38),\"\")","v":11.995580660605683},{"$f":"IFERROR(IF(OR(S53=\"\",'Cost scenario - input'!$G38=\"\"),\"\",S53/'Cost scenario - input'!$G38),\"\")","v":13.842011952736058},{"$f":"IFERROR(IF(OR(T53=\"\",'Cost scenario - input'!$G38=\"\"),\"\",T53/'Cost scenario - input'!$G38),\"\")","v":15.889882396769952},{"$f":"IFERROR(IF(OR(U53=\"\",'Cost scenario - input'!$G38=\"\"),\"\",U53/'Cost scenario - input'!$G38),\"\")","v":18.142799395123625},{"$f":"IFERROR(IF(OR(V53=\"\",'Cost scenario - input'!$G38=\"\"),\"\",V53/'Cost scenario - input'!$G38),\"\")","v":20.601008933475956},{"$f":"IFERROR(IF(OR(W53=\"\",'Cost scenario - input'!$G38=\"\"),\"\",W53/'Cost scenario - input'!$G38),\"\")","v":23.261255925029367}]
[{"$f":"IFERROR('Cost scenario - input'!A39,\"\")","v":""},{"$f":"IFERROR('Cost scenario - input'!B39,\"\")","v":""},{"$f":"IFERROR('Cost scenario - input'!C39,\"\")","v":""},{"$f":"IFERROR(repcalc('Cost scenario - input'!$CY39:$GK39,'Cost scenario - input'!$J39,'Cost scenario - input'!$H39,'Cost scenario - input'!$I39,20,TRUE,TRUE),\"\")","v":""},"","","","","","","","","","","","","","","","","","","",{"$f":"IFERROR(IF(OR(D54=\"\",'Cost scenario - input'!$G39=\"\"),\"\",D54/'Cost scenario - input'!$G39),\"\")","v":""},{"$f":"IFERROR(IF(OR(E54=\"\",'Cost scenario - input'!$G39=\"\"),\"\",E54/'Cost scenario - input'!$G39),\"\")","v":""},{"$f":"IFERROR(IF(OR(F54=\"\",'Cost scenario - input'!$G39=\"\"),\"\",F54/'Cost scenario - input'!$G39),\"\")","v":""},{"$f":"IFERROR(IF(OR(G54=\"\",'Cost scenario - input'!$G39=\"\"),\"\",G54/'Cost scenario - input'!$G39),\"\")","v":""},{"$f":"IFERROR(IF(OR(H54=\"\",'Cost scenario - input'!$G39=\"\"),\"\",H54/'Cost scenario - input'!$G39),\"\")","v":""},{"$f":"IFERROR(IF(OR(I54=\"\",'Cost scenario - input'!$G39=\"\"),\"\",I54/'Cost scenario - input'!$G39),\"\")","v":""},{"$f":"IFERROR(IF(OR(J54=\"\",'Cost scenario - input'!$G39=\"\"),\"\",J54/'Cost scenario - input'!$G39),\"\")","v":""},{"$f":"IFERROR(IF(OR(K54=\"\",'Cost scenario - input'!$G39=\"\"),\"\",K54/'Cost scenario - input'!$G39),\"\")","v":""},{"$f":"IFERROR(IF(OR(L54=\"\",'Cost scenario - input'!$G39=\"\"),\"\",L54/'Cost scenario - input'!$G39),\"\")","v":""},{"$f":"IFERROR(IF(OR(M54=\"\",'Cost scenario - input'!$G39=\"\"),\"\",M54/'Cost scenario - input'!$G39),\"\")","v":""},{"$f":"IFERROR(IF(OR(N54=\"\",'Cost scenario - input'!$G39=\"\"),\"\",N54/'Cost scenario - input'!$G39),\"\")","v":""},{"$f":"IFERROR(IF(OR(O54=\"\",'Cost scenario - input'!$G39=\"\"),\"\",O54/'Cost scenario - input'!$G39),\"\")","v":""},{"$f":"IFERROR(IF(OR(P54=\"\",'Cost scenario - input'!$G39=\"\"),\"\",P54/'Cost scenario - input'!$G39),\"\")","v":""},{"$f":"IFERROR(IF(OR(Q54=\"\",'Cost scenario - input'!$G39=\"\"),\"\",Q54/'Cost scenario - input'!$G39),\"\")","v":""},{"$f":"IFERROR(IF(OR(R54=\"\",'Cost scenario - input'!$G39=\"\"),\"\",R54/'Cost scenario - input'!$G39),\"\")","v":""},{"$f":"IFERROR(IF(OR(S54=\"\",'Cost scenario - input'!$G39=\"\"),\"\",S54/'Cost scenario - input'!$G39),\"\")","v":""},{"$f":"IFERROR(IF(OR(T54=\"\",'Cost scenario - input'!$G39=\"\"),\"\",T54/'Cost scenario - input'!$G39),\"\")","v":""},{"$f":"IFERROR(IF(OR(U54=\"\",'Cost scenario - input'!$G39=\"\"),\"\",U54/'Cost scenario - input'!$G39),\"\")","v":""},{"$f":"IFERROR(IF(OR(V54=\"\",'Cost scenario - input'!$G39=\"\"),\"\",V54/'Cost scenario - input'!$G39),\"\")","v":""},{"$f":"IFERROR(IF(OR(W54=\"\",'Cost scenario - input'!$G39=\"\"),\"\",W54/'Cost scenario - input'!$G39),\"\")","v":""}]
[{"$f":"IFERROR('Cost scenario - input'!A40,\"\")","v":""},{"$f":"IFERROR('Cost scenario - input'!B40,\"\")","v":""},{"$f":"IFERROR('Cost scenario - input'!C40,\"\")","v":""},{"$f":"IFERROR(repcalc('Cost scenario - input'!$CY40:$GK40,'Cost scenario - input'!$J40,'Cost scenario - input'!$H40,'Cost scenario - input'!$I40,20,TRUE,TRUE),\"\")","v":""},"","","","","","","","","","","","","","","","","","","",{"$f":"IFERROR(IF(OR(D55=\"\",'Cost scenario - input'!$G40=\"\"),\"\",D55/'Cost scenario - input'!$G40),\"\")","v":""},{"$f":"IFERROR(IF(OR(E55=\"\",'Cost scenario - input'!$G40=\"\"),\"\",E55/'Cost scenario - input'!$G40),\"\")","v":""},{"$f":"IFERROR(IF(OR(F55=\"\",'Cost scenario - input'!$G40=\"\"),\"\",F55/'Cost scenario - input'!$G40),\"\")","v":""},{"$f":"IFERROR(IF(OR(G55=\"\",'Cost scenario - input'!$G40=\"\"),\"\",G55/'Cost scenario - input'!$G40),\"\")","v":""},{"$f":"IFERROR(IF(OR(H55=\"\",'Cost scenario - input'!$G40=\"\"),\"\",H55/'Cost scenario - input'!$G40),\"\")","v":""},{"$f":"IFERROR(IF(OR(I55=\"\",'Cost scenario - input'!$G40=\"\"),\"\",I55/'Cost scenario - input'!$G40),\"\")","v":""},{"$f":"IFERROR(IF(OR(J55=\"\",'Cost scenario - input'!$G40=\"\"),\"\",J55/'Cost scenario - input'!$G40),\"\")","v":""},{"$f":"IFERROR(IF(OR(K55=\"\",'Cost scenario - input'!$G40=\"\"),\"\",K55/'Cost scenario - input'!$G40),\"\")","v":""},{"$f":"IFERROR(IF(OR(L55=\"\",'Cost scenario - input'!$G40=\"\"),\"\",L55/'Cost scenario - input'!$G40),\"\")","v":""},{"$f":"IFERROR(IF(OR(M55=\"\",'Cost scenario - input'!$G40=\"\"),\"\",M55/'Cost scenario - input'!$G40),\"\")","v":""},{"$f":"IFERROR(IF(OR(N55=\"\",'Cost scenario - input'!$G40=\"\"),\"\",N55/'Cost scenario - input'!$G40),\"\")","v":""},{"$f":"IFERROR(IF(OR(O55=\"\",'Cost scenario - input'!$G40=\"\"),\"\",O55/'Cost scenario - input'!$G40),\"\")","v":""},{"$f":"IFERROR(IF(OR(P55=\"\",'Cost scenario - input'!$G40=\"\"),\"\",P55/'Cost scenario - input'!$G40),\"\")","v":""},{"$f":"IFERROR(IF(OR(Q55=\"\",'Cost scenario - input'!$G40=\"\"),\"\",Q55/'Cost scenario - input'!$G40),\"\")","v":""},{"$f":"IFERROR(IF(OR(R55=\"\",'Cost scenario - input'!$G40=\"\"),\"\",R55/'Cost scenario - input'!$G40),\"\")","v":""},{"$f":"IFERROR(IF(OR(S55=\"\",'Cost scenario - input'!$G40=\"\"),\"\",S55/'Cost scenario - input'!$G40),\"\")","v":""},{"$f":"IFERROR(IF(OR(T55=\"\",'Cost scenario - input'!$G40=\"\"),\"\",T55/'Cost scenario - input'!$G40),\"\")","v":""},{"$f":"IFERROR(IF(OR(U55=\"\",'Cost scenario - input'!$G40=\"\"),\"\",U55/'Cost scenario - input'!$G40),\"\")","v":""},{"$f":"IFERROR(IF(OR(V55=\"\",'Cost scenario - input'!$G40=\"\"),\"\",V55/'Cost scenario - input'!$G40),\"\")","v":""},{"$f":"IFERROR(IF(OR(W55=\"\",'Cost scenario - input'!$G40=\"\"),\"\",W55/'Cost scenario - input'!$G40),\"\")","v":""}]
[{"$f":"IFERROR('Cost scenario - input'!A41,\"\")","v":""},{"$f":"IFERROR('Cost scenario - input'!B41,\"\")","v":""},{"$f":"IFERROR('Cost scenario - input'!C41,\"\")","v":""},{"$f":"IFERROR(repcalc('Cost scenario - input'!$CY41:$GK41,'Cost scenario - input'!$J41,'Cost scenario - input'!$H41,'Cost scenario - input'!$I41,20,TRUE,TRUE),\"\")","v":""},"","","","","","","","","","","","","","","","","","","",{"$f":"IFERROR(IF(OR(D56=\"\",'Cost scenario - input'!$G41=\"\"),\"\",D56/'Cost scenario - input'!$G41),\"\")","v":""},{"$f":"IFERROR(IF(OR(E56=\"\",'Cost scenario - input'!$G41=\"\"),\"\",E56/'Cost scenario - input'!$G41),\"\")","v":""},{"$f":"IFERROR(IF(OR(F56=\"\",'Cost scenario - input'!$G41=\"\"),\"\",F56/'Cost scenario - input'!$G41),\"\")","v":""},{"$f":"IFERROR(IF(OR(G56=\"\",'Cost scenario - input'!$G41=\"\"),\"\",G56/'Cost scenario - input'!$G41),\"\")","v":""},{"$f":"IFERROR(IF(OR(H56=\"\",'Cost scenario - input'!$G41=\"\"),\"\",H56/'Cost scenario - input'!$G41),\"\")","v":""},{"$f":"IFERROR(IF(OR(I56=\"\",'Cost scenario - input'!$G41=\"\"),\"\",I56/'Cost scenario - input'!$G41),\"\")","v":""},{"$f":"IFERROR(IF(OR(J56=\"\",'Cost scenario - input'!$G41=\"\"),\"\",J56/'Cost scenario - input'!$G41),\"\")","v":""},{"$f":"IFERROR(IF(OR(K56=\"\",'Cost scenario - input'!$G41=\"\"),\"\",K56/'Cost scenario - input'!$G41),\"\")","v":""},{"$f":"IFERROR(IF(OR(L56=\"\",'Cost scenario - input'!$G41=\"\"),\"\",L56/'Cost scenario - input'!$G41),\"\")","v":""},{"$f":"IFERROR(IF(OR(M56=\"\",'Cost scenario - input'!$G41=\"\"),\"\",M56/'Cost scenario - input'!$G41),\"\")","v":""},{"$f":"IFERROR(IF(OR(N56=\"\",'Cost scenario - input'!$G41=\"\"),\"\",N56/'Cost scenario - input'!$G41),\"\")","v":""},{"$f":"IFERROR(IF(OR(O56=\"\",'Cost scenario - input'!$G41=\"\"),\"\",O56/'Cost scenario - input'!$G41),\"\")","v":""},{"$f":"IFERROR(IF(OR(P56=\"\",'Cost scenario - input'!$G41=\"\"),\"\",P56/'Cost scenario - input'!$G41),\"\")","v":""},{"$f":"IFERROR(IF(OR(Q56=\"\",'Cost scenario - input'!$G41=\"\"),\"\",Q56/'Cost scenario - input'!$G41),\"\")","v":""},{"$f":"IFERROR(IF(OR(R56=\"\",'Cost scenario - input'!$G41=\"\"),\"\",R56/'Cost scenario - input'!$G41),\"\")","v":""},{"$f":"IFERROR(IF(OR(S56=\"\",'Cost scenario - input'!$G41=\"\"),\"\",S56/'Cost scenario - input'!$G41),\"\")","v":""},{"$f":"IFERROR(IF(OR(T56=\"\",'Cost scenario - input'!$G41=\"\"),\"\",T56/'Cost scenario - input'!$G41),\"\")","v":""},{"$f":"IFERROR(IF(OR(U56=\"\",'Cost scenario - input'!$G41=\"\"),\"\",U56/'Cost scenario - input'!$G41),\"\")","v":""},{"$f":"IFERROR(IF(OR(V56=\"\",'Cost scenario - input'!$G41=\"\"),\"\",V56/'Cost scenario - input'!$G41),\"\")","v":""},{"$f":"IFERROR(IF(OR(W56=\"\",'Cost scenario - input'!$G41=\"\"),\"\",W56/'Cost scenario - input'!$G41),\"\")","v":""}]
[{"$f":"IFERROR('Cost scenario - input'!A42,\"\")","v":""},{"$f":"IFERROR('Cost scenario - input'!B42,\"\")","v":""},{"$f":"IFERROR('Cost scenario - input'!C42,\"\")","v":""},{"$f":"IFERROR(repcalc('Cost scenario - input'!$CY42:$GK42,'Cost scenario - input'!$J42,'Cost scenario - input'!$H42,'Cost scenario - input'!$I42,20,TRUE,TRUE),\"\")","v":""},"","","","","","","","","","","","","","","","","","","",{"$f":"IFERROR(IF(OR(D57=\"\",'Cost scenario - input'!$G42=\"\"),\"\",D57/'Cost scenario - input'!$G42),\"\")","v":""},{"$f":"IFERROR(IF(OR(E57=\"\",'Cost scenario - input'!$G42=\"\"),\"\",E57/'Cost scenario - input'!$G42),\"\")","v":""},{"$f":"IFERROR(IF(OR(F57=\"\",'Cost scenario - input'!$G42=\"\"),\"\",F57/'Cost scenario - input'!$G42),\"\")","v":""},{"$f":"IFERROR(IF(OR(G57=\"\",'Cost scenario - input'!$G42=\"\"),\"\",G57/'Cost scenario - input'!$G42),\"\")","v":""},{"$f":"IFERROR(IF(OR(H57=\"\",'Cost scenario - input'!$G42=\"\"),\"\",H57/'Cost scenario - input'!$G42),\"\")","v":""},{"$f":"IFERROR(IF(OR(I57=\"\",'Cost scenario - input'!$G42=\"\"),\"\",I57/'Cost scenario - input'!$G42),\"\")","v":""},{"$f":"IFERROR(IF(OR(J57=\"\",'Cost scenario - input'!$G42=\"\"),\"\",J57/'Cost scenario - input'!$G42),\"\")","v":""},{"$f":"IFERROR(IF(OR(K57=\"\",'Cost scenario - input'!$G42=\"\"),\"\",K57/'Cost scenario - input'!$G42),\"\")","v":""},{"$f":"IFERROR(IF(OR(L57=\"\",'Cost scenario - input'!$G42=\"\"),\"\",L57/'Cost scenario - input'!$G42),\"\")","v":""},{"$f":"IFERROR(IF(OR(M57=\"\",'Cost scenario - input'!$G42=\"\"),\"\",M57/'Cost scenario - input'!$G42),\"\")","v":""},{"$f":"IFERROR(IF(OR(N57=\"\",'Cost scenario - input'!$G42=\"\"),\"\",N57/'Cost scenario - input'!$G42),\"\")","v":""},{"$f":"IFERROR(IF(OR(O57=\"\",'Cost scenario - input'!$G42=\"\"),\"\",O57/'Cost scenario - input'!$G42),\"\")","v":""},{"$f":"IFERROR(IF(OR(P57=\"\",'Cost scenario - input'!$G42=\"\"),\"\",P57/'Cost scenario - input'!$G42),\"\")","v":""},{"$f":"IFERROR(IF(OR(Q57=\"\",'Cost scenario - input'!$G42=\"\"),\"\",Q57/'Cost scenario - input'!$G42),\"\")","v":""},{"$f":"IFERROR(IF(OR(R57=\"\",'Cost scenario - input'!$G42=\"\"),\"\",R57/'Cost scenario - input'!$G42),\"\")","v":""},{"$f":"IFERROR(IF(OR(S57=\"\",'Cost scenario - input'!$G42=\"\"),\"\",S57/'Cost scenario - input'!$G42),\"\")","v":""},{"$f":"IFERROR(IF(OR(T57=\"\",'Cost scenario - input'!$G42=\"\"),\"\",T57/'Cost scenario - input'!$G42),\"\")","v":""},{"$f":"IFERROR(IF(OR(U57=\"\",'Cost scenario - input'!$G42=\"\"),\"\",U57/'Cost scenario - input'!$G42),\"\")","v":""},{"$f":"IFERROR(IF(OR(V57=\"\",'Cost scenario - input'!$G42=\"\"),\"\",V57/'Cost scenario - input'!$G42),\"\")","v":""},{"$f":"IFERROR(IF(OR(W57=\"\",'Cost scenario - input'!$G42=\"\"),\"\",W57/'Cost scenario - input'!$G42),\"\")","v":""}]
[{"$f":"IFERROR('Cost scenario - input'!A43,\"\")","v":""},{"$f":"IFERROR('Cost scenario - input'!B43,\"\")","v":""},{"$f":"IFERROR('Cost scenario - input'!C43,\"\")","v":""},{"$f":"IFERROR(repcalc('Cost scenario - input'!$CY43:$GK43,'Cost scenario - input'!$J43,'Cost scenario - input'!$H43,'Cost scenario - input'!$I43,20,TRUE,TRUE),\"\")","v":""},"","","","","","","","","","","","","","","","","","","",{"$f":"IFERROR(IF(OR(D58=\"\",'Cost scenario - input'!$G43=\"\"),\"\",D58/'Cost scenario - input'!$G43),\"\")","v":""},{"$f":"IFERROR(IF(OR(E58=\"\",'Cost scenario - input'!$G43=\"\"),\"\",E58/'Cost scenario - input'!$G43),\"\")","v":""},{"$f":"IFERROR(IF(OR(F58=\"\",'Cost scenario - input'!$G43=\"\"),\"\",F58/'Cost scenario - input'!$G43),\"\")","v":""},{"$f":"IFERROR(IF(OR(G58=\"\",'Cost scenario - input'!$G43=\"\"),\"\",G58/'Cost scenario - input'!$G43),\"\")","v":""},{"$f":"IFERROR(IF(OR(H58=\"\",'Cost scenario - input'!$G43=\"\"),\"\",H58/'Cost scenario - input'!$G43),\"\")","v":""},{"$f":"IFERROR(IF(OR(I58=\"\",'Cost scenario - input'!$G43=\"\"),\"\",I58/'Cost scenario - input'!$G43),\"\")","v":""},{"$f":"IFERROR(IF(OR(J58=\"\",'Cost scenario - input'!$G43=\"\"),\"\",J58/'Cost scenario - input'!$G43),\"\")","v":""},{"$f":"IFERROR(IF(OR(K58=\"\",'Cost scenario - input'!$G43=\"\"),\"\",K58/'Cost scenario - input'!$G43),\"\")","v":""},{"$f":"IFERROR(IF(OR(L58=\"\",'Cost scenario - input'!$G43=\"\"),\"\",L58/'Cost scenario - input'!$G43),\"\")","v":""},{"$f":"IFERROR(IF(OR(M58=\"\",'Cost scenario - input'!$G43=\"\"),\"\",M58/'Cost scenario - input'!$G43),\"\")","v":""},{"$f":"IFERROR(IF(OR(N58=\"\",'Cost scenario - input'!$G43=\"\"),\"\",N58/'Cost scenario - input'!$G43),\"\")","v":""},{"$f":"IFERROR(IF(OR(O58=\"\",'Cost scenario - input'!$G43=\"\"),\"\",O58/'Cost scenario - input'!$G43),\"\")","v":""},{"$f":"IFERROR(IF(OR(P58=\"\",'Cost scenario - input'!$G43=\"\"),\"\",P58/'Cost scenario - input'!$G43),\"\")","v":""},{"$f":"IFERROR(IF(OR(Q58=\"\",'Cost scenario - input'!$G43=\"\"),\"\",Q58/'Cost scenario - input'!$G43),\"\")","v":""},{"$f":"IFERROR(IF(OR(R58=\"\",'Cost scenario - input'!$G43=\"\"),\"\",R58/'Cost scenario - input'!$G43),\"\")","v":""},{"$f":"IFERROR(IF(OR(S58=\"\",'Cost scenario - input'!$G43=\"\"),\"\",S58/'Cost scenario - input'!$G43),\"\")","v":""},{"$f":"IFERROR(IF(OR(T58=\"\",'Cost scenario - input'!$G43=\"\"),\"\",T58/'Cost scenario - input'!$G43),\"\")","v":""},{"$f":"IFERROR(IF(OR(U58=\"\",'Cost scenario - input'!$G43=\"\"),\"\",U58/'Cost scenario - input'!$G43),\"\")","v":""},{"$f":"IFERROR(IF(OR(V58=\"\",'Cost scenario - input'!$G43=\"\"),\"\",V58/'Cost scenario - input'!$G43),\"\")","v":""},{"$f":"IFERROR(IF(OR(W58=\"\",'Cost scenario - input'!$G43=\"\"),\"\",W58/'Cost scenario - input'!$G43),\"\")","v":""}]
[{"$f":"IFERROR('Cost scenario - input'!A44,\"\")","v":""},{"$f":"IFERROR('Cost scenario - input'!B44,\"\")","v":""},{"$f":"IFERROR('Cost scenario - input'!C44,\"\")","v":""},{"$f":"IFERROR(repcalc('Cost scenario - input'!$CY44:$GK44,'Cost scenario - input'!$J44,'Cost scenario - input'!$H44,'Cost scenario - input'!$I44,20,TRUE,TRUE),\"\")","v":""},"","","","","","","","","","","","","","","","","","","",{"$f":"IFERROR(IF(OR(D59=\"\",'Cost scenario - input'!$G44=\"\"),\"\",D59/'Cost scenario - input'!$G44),\"\")","v":""},{"$f":"IFERROR(IF(OR(E59=\"\",'Cost scenario - input'!$G44=\"\"),\"\",E59/'Cost scenario - input'!$G44),\"\")","v":""},{"$f":"IFERROR(IF(OR(F59=\"\",'Cost scenario - input'!$G44=\"\"),\"\",F59/'Cost scenario - input'!$G44),\"\")","v":""},{"$f":"IFERROR(IF(OR(G59=\"\",'Cost scenario - input'!$G44=\"\"),\"\",G59/'Cost scenario - input'!$G44),\"\")","v":""},{"$f":"IFERROR(IF(OR(H59=\"\",'Cost scenario - input'!$G44=\"\"),\"\",H59/'Cost scenario - input'!$G44),\"\")","v":""},{"$f":"IFERROR(IF(OR(I59=\"\",'Cost scenario - input'!$G44=\"\"),\"\",I59/'Cost scenario - input'!$G44),\"\")","v":""},{"$f":"IFERROR(IF(OR(J59=\"\",'Cost scenario - input'!$G44=\"\"),\"\",J59/'Cost scenario - input'!$G44),\"\")","v":""},{"$f":"IFERROR(IF(OR(K59=\"\",'Cost scenario - input'!$G44=\"\"),\"\",K59/'Cost scenario - input'!$G44),\"\")","v":""},{"$f":"IFERROR(IF(OR(L59=\"\",'Cost scenario - input'!$G44=\"\"),\"\",L59/'Cost scenario - input'!$G44),\"\")","v":""},{"$f":"IFERROR(IF(OR(M59=\"\",'Cost scenario - input'!$G44=\"\"),\"\",M59/'Cost scenario - input'!$G44),\"\")","v":""},{"$f":"IFERROR(IF(OR(N59=\"\",'Cost scenario - input'!$G44=\"\"),\"\",N59/'Cost scenario - input'!$G44),\"\")","v":""},{"$f":"IFERROR(IF(OR(O59=\"\",'Cost scenario - input'!$G44=\"\"),\"\",O59/'Cost scenario - input'!$G44),\"\")","v":""},{"$f":"IFERROR(IF(OR(P59=\"\",'Cost scenario - input'!$G44=\"\"),\"\",P59/'Cost scenario - input'!$G44),\"\")","v":""},{"$f":"IFERROR(IF(OR(Q59=\"\",'Cost scenario - input'!$G44=\"\"),\"\",Q59/'Cost scenario - input'!$G44),\"\")","v":""},{"$f":"IFERROR(IF(OR(R59=\"\",'Cost scenario - input'!$G44=\"\"),\"\",R59/'Cost scenario - input'!$G44),\"\")","v":""},{"$f":"IFERROR(IF(OR(S59=\"\",'Cost scenario - input'!$G44=\"\"),\"\",S59/'Cost scenario - input'!$G44),\"\")","v":""},{"$f":"IFERROR(IF(OR(T59=\"\",'Cost scenario - input'!$G44=\"\"),\"\",T59/'Cost scenario - input'!$G44),\"\")","v":""},{"$f":"IFERROR(IF(OR(U59=\"\",'Cost scenario - input'!$G44=\"\"),\"\",U59/'Cost scenario - input'!$G44),\"\")","v":""},{"$f":"IFERROR(IF(OR(V59=\"\",'Cost scenario - input'!$G44=\"\"),\"\",V59/'Cost scenario - input'!$G44),\"\")","v":""},{"$f":"IFERROR(IF(OR(W59=\"\",'Cost scenario - input'!$G44=\"\"),\"\",W59/'Cost scenario - input'!$G44),\"\")","v":""}]
[{"$f":"IFERROR('Cost scenario - input'!A45,\"\")","v":""},{"$f":"IFERROR('Cost scenario - input'!B45,\"\")","v":""},{"$f":"IFERROR('Cost scenario - input'!C45,\"\")","v":""},{"$f":"IFERROR(repcalc('Cost scenario - input'!$CY45:$GK45,'Cost scenario - input'!$J45,'Cost scenario - input'!$H45,'Cost scenario - input'!$I45,20,TRUE,TRUE),\"\")","v":""},"","","","","","","","","","","","","","","","","","","",{"$f":"IFERROR(IF(OR(D60=\"\",'Cost scenario - input'!$G45=\"\"),\"\",D60/'Cost scenario - input'!$G45),\"\")","v":""},{"$f":"IFERROR(IF(OR(E60=\"\",'Cost scenario - input'!$G45=\"\"),\"\",E60/'Cost scenario - input'!$G45),\"\")","v":""},{"$f":"IFERROR(IF(OR(F60=\"\",'Cost scenario - input'!$G45=\"\"),\"\",F60/'Cost scenario - input'!$G45),\"\")","v":""},{"$f":"IFERROR(IF(OR(G60=\"\",'Cost scenario - input'!$G45=\"\"),\"\",G60/'Cost scenario - input'!$G45),\"\")","v":""},{"$f":"IFERROR(IF(OR(H60=\"\",'Cost scenario - input'!$G45=\"\"),\"\",H60/'Cost scenario - input'!$G45),\"\")","v":""},{"$f":"IFERROR(IF(OR(I60=\"\",'Cost scenario - input'!$G45=\"\"),\"\",I60/'Cost scenario - input'!$G45),\"\")","v":""},{"$f":"IFERROR(IF(OR(J60=\"\",'Cost scenario - input'!$G45=\"\"),\"\",J60/'Cost scenario - input'!$G45),\"\")","v":""},{"$f":"IFERROR(IF(OR(K60=\"\",'Cost scenario - input'!$G45=\"\"),\"\",K60/'Cost scenario - input'!$G45),\"\")","v":""},{"$f":"IFERROR(IF(OR(L60=\"\",'Cost scenario - input'!$G45=\"\"),\"\",L60/'Cost scenario - input'!$G45),\"\")","v":""},{"$f":"IFERROR(IF(OR(M60=\"\",'Cost scenario - input'!$G45=\"\"),\"\",M60/'Cost scenario - input'!$G45),\"\")","v":""},{"$f":"IFERROR(IF(OR(N60=\"\",'Cost scenario - input'!$G45=\"\"),\"\",N60/'Cost scenario - input'!$G45),\"\")","v":""},{"$f":"IFERROR(IF(OR(O60=\"\",'Cost scenario - input'!$G45=\"\"),\"\",O60/'Cost scenario - input'!$G45),\"\")","v":""},{"$f":"IFERROR(IF(OR(P60=\"\",'Cost scenario - input'!$G45=\"\"),\"\",P60/'Cost scenario - input'!$G45),\"\")","v":""},{"$f":"IFERROR(IF(OR(Q60=\"\",'Cost scenario - input'!$G45=\"\"),\"\",Q60/'Cost scenario - input'!$G45),\"\")","v":""},{"$f":"IFERROR(IF(OR(R60=\"\",'Cost scenario - input'!$G45=\"\"),\"\",R60/'Cost scenario - input'!$G45),\"\")","v":""},{"$f":"IFERROR(IF(OR(S60=\"\",'Cost scenario - input'!$G45=\"\"),\"\",S60/'Cost scenario - input'!$G45),\"\")","v":""},{"$f":"IFERROR(IF(OR(T60=\"\",'Cost scenario - input'!$G45=\"\"),\"\",T60/'Cost scenario - input'!$G45),\"\")","v":""},{"$f":"IFERROR(IF(OR(U60=\"\",'Cost scenario - input'!$G45=\"\"),\"\",U60/'Cost scenario - input'!$G45),\"\")","v":""},{"$f":"IFERROR(IF(OR(V60=\"\",'Cost scenario - input'!$G45=\"\"),\"\",V60/'Cost scenario - input'!$G45),\"\")","v":""},{"$f":"IFERROR(IF(OR(W60=\"\",'Cost scenario - input'!$G45=\"\"),\"\",W60/'Cost scenario - input'!$G45),\"\")","v":""}]
[{"$f":"IFERROR('Cost scenario - input'!A46,\"\")","v":""},{"$f":"IFERROR('Cost scenario - input'!B46,\"\")","v":""},{"$f":"IFERROR('Cost scenario - input'!C46,\"\")","v":""},{"$f":"IFERROR(repcalc('Cost scenario - input'!$CY46:$GK46,'Cost scenario - input'!$J46,'Cost scenario - input'!$H46,'Cost scenario - input'!$I46,20,TRUE,TRUE),\"\")","v":""},"","","","","","","","","","","","","","","","","","","",{"$f":"IFERROR(IF(OR(D61=\"\",'Cost scenario - input'!$G46=\"\"),\"\",D61/'Cost scenario - input'!$G46),\"\")","v":""},{"$f":"IFERROR(IF(OR(E61=\"\",'Cost scenario - input'!$G46=\"\"),\"\",E61/'Cost scenario - input'!$G46),\"\")","v":""},{"$f":"IFERROR(IF(OR(F61=\"\",'Cost scenario - input'!$G46=\"\"),\"\",F61/'Cost scenario - input'!$G46),\"\")","v":""},{"$f":"IFERROR(IF(OR(G61=\"\",'Cost scenario - input'!$G46=\"\"),\"\",G61/'Cost scenario - input'!$G46),\"\")","v":""},{"$f":"IFERROR(IF(OR(H61=\"\",'Cost scenario - input'!$G46=\"\"),\"\",H61/'Cost scenario - input'!$G46),\"\")","v":""},{"$f":"IFERROR(IF(OR(I61=\"\",'Cost scenario - input'!$G46=\"\"),\"\",I61/'Cost scenario - input'!$G46),\"\")","v":""},{"$f":"IFERROR(IF(OR(J61=\"\",'Cost scenario - input'!$G46=\"\"),\"\",J61/'Cost scenario - input'!$G46),\"\")","v":""},{"$f":"IFERROR(IF(OR(K61=\"\",'Cost scenario - input'!$G46=\"\"),\"\",K61/'Cost scenario - input'!$G46),\"\")","v":""},{"$f":"IFERROR(IF(OR(L61=\"\",'Cost scenario - input'!$G46=\"\"),\"\",L61/'Cost scenario - input'!$G46),\"\")","v":""},{"$f":"IFERROR(IF(OR(M61=\"\",'Cost scenario - input'!$G46=\"\"),\"\",M61/'Cost scenario - input'!$G46),\"\")","v":""},{"$f":"IFERROR(IF(OR(N61=\"\",'Cost scenario - input'!$G46=\"\"),\"\",N61/'Cost scenario - input'!$G46),\"\")","v":""},{"$f":"IFERROR(IF(OR(O61=\"\",'Cost scenario - input'!$G46=\"\"),\"\",O61/'Cost scenario - input'!$G46),\"\")","v":""},{"$f":"IFERROR(IF(OR(P61=\"\",'Cost scenario - input'!$G46=\"\"),\"\",P61/'Cost scenario - input'!$G46),\"\")","v":""},{"$f":"IFERROR(IF(OR(Q61=\"\",'Cost scenario - input'!$G46=\"\"),\"\",Q61/'Cost scenario - input'!$G46),\"\")","v":""},{"$f":"IFERROR(IF(OR(R61=\"\",'Cost scenario - input'!$G46=\"\"),\"\",R61/'Cost scenario - input'!$G46),\"\")","v":""},{"$f":"IFERROR(IF(OR(S61=\"\",'Cost scenario - input'!$G46=\"\"),\"\",S61/'Cost scenario - input'!$G46),\"\")","v":""},{"$f":"IFERROR(IF(OR(T61=\"\",'Cost scenario - input'!$G46=\"\"),\"\",T61/'Cost scenario - input'!$G46),\"\")","v":""},{"$f":"IFERROR(IF(OR(U61=\"\",'Cost scenario - input'!$G46=\"\"),\"\",U61/'Cost scenario - input'!$G46),\"\")","v":""},{"$f":"IFERROR(IF(OR(V61=\"\",'Cost scenario - input'!$G46=\"\"),\"\",V61/'Cost scenario - input'!$G46),\"\")","v":""},{"$f":"IFERROR(IF(OR(W61=\"\",'Cost scenario - input'!$G46=\"\"),\"\",W61/'Cost scenario - input'!$G46),\"\")","v":""}]
[{"$f":"IFERROR('Cost scenario - input'!A47,\"\")","v":""},{"$f":"IFERROR('Cost scenario - input'!B47,\"\")","v":""},{"$f":"IFERROR('Cost scenario - input'!C47,\"\")","v":""},{"$f":"IFERROR(repcalc('Cost scenario - input'!$CY47:$GK47,'Cost scenario - input'!$J47,'Cost scenario - input'!$H47,'Cost scenario - input'!$I47,20,TRUE,TRUE),\"\")","v":""},"","","","","","","","","","","","","","","","","","","",{"$f":"IFERROR(IF(OR(D62=\"\",'Cost scenario - input'!$G47=\"\"),\"\",D62/'Cost scenario - input'!$G47),\"\")","v":""},{"$f":"IFERROR(IF(OR(E62=\"\",'Cost scenario - input'!$G47=\"\"),\"\",E62/'Cost scenario - input'!$G47),\"\")","v":""},{"$f":"IFERROR(IF(OR(F62=\"\",'Cost scenario - input'!$G47=\"\"),\"\",F62/'Cost scenario - input'!$G47),\"\")","v":""},{"$f":"IFERROR(IF(OR(G62=\"\",'Cost scenario - input'!$G47=\"\"),\"\",G62/'Cost scenario - input'!$G47),\"\")","v":""},{"$f":"IFERROR(IF(OR(H62=\"\",'Cost scenario - input'!$G47=\"\"),\"\",H62/'Cost scenario - input'!$G47),\"\")","v":""},{"$f":"IFERROR(IF(OR(I62=\"\",'Cost scenario - input'!$G47=\"\"),\"\",I62/'Cost scenario - input'!$G47),\"\")","v":""},{"$f":"IFERROR(IF(OR(J62=\"\",'Cost scenario - input'!$G47=\"\"),\"\",J62/'Cost scenario - input'!$G47),\"\")","v":""},{"$f":"IFERROR(IF(OR(K62=\"\",'Cost scenario - input'!$G47=\"\"),\"\",K62/'Cost scenario - input'!$G47),\"\")","v":""},{"$f":"IFERROR(IF(OR(L62=\"\",'Cost scenario - input'!$G47=\"\"),\"\",L62/'Cost scenario - input'!$G47),\"\")","v":""},{"$f":"IFERROR(IF(OR(M62=\"\",'Cost scenario - input'!$G47=\"\"),\"\",M62/'Cost scenario - input'!$G47),\"\")","v":""},{"$f":"IFERROR(IF(OR(N62=\"\",'Cost scenario - input'!$G47=\"\"),\"\",N62/'Cost scenario - input'!$G47),\"\")","v":""},{"$f":"IFERROR(IF(OR(O62=\"\",'Cost scenario - input'!$G47=\"\"),\"\",O62/'Cost scenario - input'!$G47),\"\")","v":""},{"$f":"IFERROR(IF(OR(P62=\"\",'Cost scenario - input'!$G47=\"\"),\"\",P62/'Cost scenario - input'!$G47),\"\")","v":""},{"$f":"IFERROR(IF(OR(Q62=\"\",'Cost scenario - input'!$G47=\"\"),\"\",Q62/'Cost scenario - input'!$G47),\"\")","v":""},{"$f":"IFERROR(IF(OR(R62=\"\",'Cost scenario - input'!$G47=\"\"),\"\",R62/'Cost scenario - input'!$G47),\"\")","v":""},{"$f":"IFERROR(IF(OR(S62=\"\",'Cost scenario - input'!$G47=\"\"),\"\",S62/'Cost scenario - input'!$G47),\"\")","v":""},{"$f":"IFERROR(IF(OR(T62=\"\",'Cost scenario - input'!$G47=\"\"),\"\",T62/'Cost scenario - input'!$G47),\"\")","v":""},{"$f":"IFERROR(IF(OR(U62=\"\",'Cost scenario - input'!$G47=\"\"),\"\",U62/'Cost scenario - input'!$G47),\"\")","v":""},{"$f":"IFERROR(IF(OR(V62=\"\",'Cost scenario - input'!$G47=\"\"),\"\",V62/'Cost scenario - input'!$G47),\"\")","v":""},{"$f":"IFERROR(IF(OR(W62=\"\",'Cost scenario - input'!$G47=\"\"),\"\",W62/'Cost scenario - input'!$G47),\"\")","v":""}]
[{"$f":"IFERROR('Cost scenario - input'!A48,\"\")","v":""},{"$f":"IFERROR('Cost scenario - input'!B48,\"\")","v":""},{"$f":"IFERROR('Cost scenario - input'!C48,\"\")","v":""},{"$f":"IFERROR(repcalc('Cost scenario - input'!$CY48:$GK48,'Cost scenario - input'!$J48,'Cost scenario - input'!$H48,'Cost scenario - input'!$I48,20,TRUE,TRUE),\"\")","v":""},"","","","","","","","","","","","","","","","","","","",{"$f":"IFERROR(IF(OR(D63=\"\",'Cost scenario - input'!$G48=\"\"),\"\",D63/'Cost scenario - input'!$G48),\"\")","v":""},{"$f":"IFERROR(IF(OR(E63=\"\",'Cost scenario - input'!$G48=\"\"),\"\",E63/'Cost scenario - input'!$G48),\"\")","v":""},{"$f":"IFERROR(IF(OR(F63=\"\",'Cost scenario - input'!$G48=\"\"),\"\",F63/'Cost scenario - input'!$G48),\"\")","v":""},{"$f":"IFERROR(IF(OR(G63=\"\",'Cost scenario - input'!$G48=\"\"),\"\",G63/'Cost scenario - input'!$G48),\"\")","v":""},{"$f":"IFERROR(IF(OR(H63=\"\",'Cost scenario - input'!$G48=\"\"),\"\",H63/'Cost scenario - input'!$G48),\"\")","v":""},{"$f":"IFERROR(IF(OR(I63=\"\",'Cost scenario - input'!$G48=\"\"),\"\",I63/'Cost scenario - input'!$G48),\"\")","v":""},{"$f":"IFERROR(IF(OR(J63=\"\",'Cost scenario - input'!$G48=\"\"),\"\",J63/'Cost scenario - input'!$G48),\"\")","v":""},{"$f":"IFERROR(IF(OR(K63=\"\",'Cost scenario - input'!$G48=\"\"),\"\",K63/'Cost scenario - input'!$G48),\"\")","v":""},{"$f":"IFERROR(IF(OR(L63=\"\",'Cost scenario - input'!$G48=\"\"),\"\",L63/'Cost scenario - input'!$G48),\"\")","v":""},{"$f":"IFERROR(IF(OR(M63=\"\",'Cost scenario - input'!$G48=\"\"),\"\",M63/'Cost scenario - input'!$G48),\"\")","v":""},{"$f":"IFERROR(IF(OR(N63=\"\",'Cost scenario - input'!$G48=\"\"),\"\",N63/'Cost scenario - input'!$G48),\"\")","v":""},{"$f":"IFERROR(IF(OR(O63=\"\",'Cost scenario - input'!$G48=\"\"),\"\",O63/'Cost scenario - input'!$G48),\"\")","v":""},{"$f":"IFERROR(IF(OR(P63=\"\",'Cost scenario - input'!$G48=\"\"),\"\",P63/'Cost scenario - input'!$G48),\"\")","v":""},{"$f":"IFERROR(IF(OR(Q63=\"\",'Cost scenario - input'!$G48=\"\"),\"\",Q63/'Cost scenario - input'!$G48),\"\")","v":""},{"$f":"IFERROR(IF(OR(R63=\"\",'Cost scenario - input'!$G48=\"\"),\"\",R63/'Cost scenario - input'!$G48),\"\")","v":""},{"$f":"IFERROR(IF(OR(S63=\"\",'Cost scenario - input'!$G48=\"\"),\"\",S63/'Cost scenario - input'!$G48),\"\")","v":""},{"$f":"IFERROR(IF(OR(T63=\"\",'Cost scenario - input'!$G48=\"\"),\"\",T63/'Cost scenario - input'!$G48),\"\")","v":""},{"$f":"IFERROR(IF(OR(U63=\"\",'Cost scenario - input'!$G48=\"\"),\"\",U63/'Cost scenario - input'!$G48),\"\")","v":""},{"$f":"IFERROR(IF(OR(V63=\"\",'Cost scenario - input'!$G48=\"\"),\"\",V63/'Cost scenario - input'!$G48),\"\")","v":""},{"$f":"IFERROR(IF(OR(W63=\"\",'Cost scenario - input'!$G48=\"\"),\"\",W63/'Cost scenario - input'!$G48),\"\")","v":""}]
[{"$f":"IFERROR('Cost scenario - input'!A49,\"\")","v":""},{"$f":"IFERROR('Cost scenario - input'!B49,\"\")","v":""},{"$f":"IFERROR('Cost scenario - input'!C49,\"\")","v":""},{"$f":"IFERROR(repcalc('Cost scenario - input'!$CY49:$GK49,'Cost scenario - input'!$J49,'Cost scenario - input'!$H49,'Cost scenario - input'!$I49,20,TRUE,TRUE),\"\")","v":""},"","","","","","","","","","","","","","","","","","","",{"$f":"IFERROR(IF(OR(D64=\"\",'Cost scenario - input'!$G49=\"\"),\"\",D64/'Cost scenario - input'!$G49),\"\")","v":""},{"$f":"IFERROR(IF(OR(E64=\"\",'Cost scenario - input'!$G49=\"\"),\"\",E64/'Cost scenario - input'!$G49),\"\")","v":""},{"$f":"IFERROR(IF(OR(F64=\"\",'Cost scenario - input'!$G49=\"\"),\"\",F64/'Cost scenario - input'!$G49),\"\")","v":""},{"$f":"IFERROR(IF(OR(G64=\"\",'Cost scenario - input'!$G49=\"\"),\"\",G64/'Cost scenario - input'!$G49),\"\")","v":""},{"$f":"IFERROR(IF(OR(H64=\"\",'Cost scenario - input'!$G49=\"\"),\"\",H64/'Cost scenario - input'!$G49),\"\")","v":""},{"$f":"IFERROR(IF(OR(I64=\"\",'Cost scenario - input'!$G49=\"\"),\"\",I64/'Cost scenario - input'!$G49),\"\")","v":""},{"$f":"IFERROR(IF(OR(J64=\"\",'Cost scenario - input'!$G49=\"\"),\"\",J64/'Cost scenario - input'!$G49),\"\")","v":""},{"$f":"IFERROR(IF(OR(K64=\"\",'Cost scenario - input'!$G49=\"\"),\"\",K64/'Cost scenario - input'!$G49),\"\")","v":""},{"$f":"IFERROR(IF(OR(L64=\"\",'Cost scenario - input'!$G49=\"\"),\"\",L64/'Cost scenario - input'!$G49),\"\")","v":""},{"$f":"IFERROR(IF(OR(M64=\"\",'Cost scenario - input'!$G49=\"\"),\"\",M64/'Cost scenario - input'!$G49),\"\")","v":""},{"$f":"IFERROR(IF(OR(N64=\"\",'Cost scenario - input'!$G49=\"\"),\"\",N64/'Cost scenario - input'!$G49),\"\")","v":""},{"$f":"IFERROR(IF(OR(O64=\"\",'Cost scenario - input'!$G49=\"\"),\"\",O64/'Cost scenario - input'!$G49),\"\")","v":""},{"$f":"IFERROR(IF(OR(P64=\"\",'Cost scenario - input'!$G49=\"\"),\"\",P64/'Cost scenario - input'!$G49),\"\")","v":""},{"$f":"IFERROR(IF(OR(Q64=\"\",'Cost scenario - input'!$G49=\"\"),\"\",Q64/'Cost scenario - input'!$G49),\"\")","v":""},{"$f":"IFERROR(IF(OR(R64=\"\",'Cost scenario - input'!$G49=\"\"),\"\",R64/'Cost scenario - input'!$G49),\"\")","v":""},{"$f":"IFERROR(IF(OR(S64=\"\",'Cost scenario - input'!$G49=\"\"),\"\",S64/'Cost scenario - input'!$G49),\"\")","v":""},{"$f":"IFERROR(IF(OR(T64=\"\",'Cost scenario - input'!$G49=\"\"),\"\",T64/'Cost scenario - input'!$G49),\"\")","v":""},{"$f":"IFERROR(IF(OR(U64=\"\",'Cost scenario - input'!$G49=\"\"),\"\",U64/'Cost scenario - input'!$G49),\"\")","v":""},{"$f":"IFERROR(IF(OR(V64=\"\",'Cost scenario - input'!$G49=\"\"),\"\",V64/'Cost scenario - input'!$G49),\"\")","v":""},{"$f":"IFERROR(IF(OR(W64=\"\",'Cost scenario - input'!$G49=\"\"),\"\",W64/'Cost scenario - input'!$G49),\"\")","v":""}]
[{"$f":"IFERROR('Cost scenario - input'!A50,\"\")","v":""},{"$f":"IFERROR('Cost scenario - input'!B50,\"\")","v":""},{"$f":"IFERROR('Cost scenario - input'!C50,\"\")","v":""},{"$f":"IFERROR(repcalc('Cost scenario - input'!$CY50:$GK50,'Cost scenario - input'!$J50,'Cost scenario - input'!$H50,'Cost scenario - input'!$I50,20,TRUE,TRUE),\"\")","v":""},"","","","","","","","","","","","","","","","","","","",{"$f":"IFERROR(IF(OR(D65=\"\",'Cost scenario - input'!$G50=\"\"),\"\",D65/'Cost scenario - input'!$G50),\"\")","v":""},{"$f":"IFERROR(IF(OR(E65=\"\",'Cost scenario - input'!$G50=\"\"),\"\",E65/'Cost scenario - input'!$G50),\"\")","v":""},{"$f":"IFERROR(IF(OR(F65=\"\",'Cost scenario - input'!$G50=\"\"),\"\",F65/'Cost scenario - input'!$G50),\"\")","v":""},{"$f":"IFERROR(IF(OR(G65=\"\",'Cost scenario - input'!$G50=\"\"),\"\",G65/'Cost scenario - input'!$G50),\"\")","v":""},{"$f":"IFERROR(IF(OR(H65=\"\",'Cost scenario - input'!$G50=\"\"),\"\",H65/'Cost scenario - input'!$G50),\"\")","v":""},{"$f":"IFERROR(IF(OR(I65=\"\",'Cost scenario - input'!$G50=\"\"),\"\",I65/'Cost scenario - input'!$G50),\"\")","v":""},{"$f":"IFERROR(IF(OR(J65=\"\",'Cost scenario - input'!$G50=\"\"),\"\",J65/'Cost scenario - input'!$G50),\"\")","v":""},{"$f":"IFERROR(IF(OR(K65=\"\",'Cost scenario - input'!$G50=\"\"),\"\",K65/'Cost scenario - input'!$G50),\"\")","v":""},{"$f":"IFERROR(IF(OR(L65=\"\",'Cost scenario - input'!$G50=\"\"),\"\",L65/'Cost scenario - input'!$G50),\"\")","v":""},{"$f":"IFERROR(IF(OR(M65=\"\",'Cost scenario - input'!$G50=\"\"),\"\",M65/'Cost scenario - input'!$G50),\"\")","v":""},{"$f":"IFERROR(IF(OR(N65=\"\",'Cost scenario - input'!$G50=\"\"),\"\",N65/'Cost scenario - input'!$G50),\"\")","v":""},{"$f":"IFERROR(IF(OR(O65=\"\",'Cost scenario - input'!$G50=\"\"),\"\",O65/'Cost scenario - input'!$G50),\"\")","v":""},{"$f":"IFERROR(IF(OR(P65=\"\",'Cost scenario - input'!$G50=\"\"),\"\",P65/'Cost scenario - input'!$G50),\"\")","v":""},{"$f":"IFERROR(IF(OR(Q65=\"\",'Cost scenario - input'!$G50=\"\"),\"\",Q65/'Cost scenario - input'!$G50),\"\")","v":""},{"$f":"IFERROR(IF(OR(R65=\"\",'Cost scenario - input'!$G50=\"\"),\"\",R65/'Cost scenario - input'!$G50),\"\")","v":""},{"$f":"IFERROR(IF(OR(S65=\"\",'Cost scenario - input'!$G50=\"\"),\"\",S65/'Cost scenario - input'!$G50),\"\")","v":""},{"$f":"IFERROR(IF(OR(T65=\"\",'Cost scenario - input'!$G50=\"\"),\"\",T65/'Cost scenario - input'!$G50),\"\")","v":""},{"$f":"IFERROR(IF(OR(U65=\"\",'Cost scenario - input'!$G50=\"\"),\"\",U65/'Cost scenario - input'!$G50),\"\")","v":""},{"$f":"IFERROR(IF(OR(V65=\"\",'Cost scenario - input'!$G50=\"\"),\"\",V65/'Cost scenario - input'!$G50),\"\")","v":""},{"$f":"IFERROR(IF(OR(W65=\"\",'Cost scenario - input'!$G50=\"\"),\"\",W65/'Cost scenario - input'!$G50),\"\")","v":""}]
[{"$f":"IFERROR('Cost scenario - input'!A51,\"\")","v":""},{"$f":"IFERROR('Cost scenario - input'!B51,\"\")","v":""},{"$f":"IFERROR('Cost scenario - input'!C51,\"\")","v":""},{"$f":"IFERROR(repcalc('Cost scenario - input'!$CY51:$GK51,'Cost scenario - input'!$J51,'Cost scenario - input'!$H51,'Cost scenario - input'!$I51,20,TRUE,TRUE),\"\")","v":""},"","","","","","","","","","","","","","","","","","","",{"$f":"IFERROR(IF(OR(D66=\"\",'Cost scenario - input'!$G51=\"\"),\"\",D66/'Cost scenario - input'!$G51),\"\")","v":""},{"$f":"IFERROR(IF(OR(E66=\"\",'Cost scenario - input'!$G51=\"\"),\"\",E66/'Cost scenario - input'!$G51),\"\")","v":""},{"$f":"IFERROR(IF(OR(F66=\"\",'Cost scenario - input'!$G51=\"\"),\"\",F66/'Cost scenario - input'!$G51),\"\")","v":""},{"$f":"IFERROR(IF(OR(G66=\"\",'Cost scenario - input'!$G51=\"\"),\"\",G66/'Cost scenario - input'!$G51),\"\")","v":""},{"$f":"IFERROR(IF(OR(H66=\"\",'Cost scenario - input'!$G51=\"\"),\"\",H66/'Cost scenario - input'!$G51),\"\")","v":""},{"$f":"IFERROR(IF(OR(I66=\"\",'Cost scenario - input'!$G51=\"\"),\"\",I66/'Cost scenario - input'!$G51),\"\")","v":""},{"$f":"IFERROR(IF(OR(J66=\"\",'Cost scenario - input'!$G51=\"\"),\"\",J66/'Cost scenario - input'!$G51),\"\")","v":""},{"$f":"IFERROR(IF(OR(K66=\"\",'Cost scenario - input'!$G51=\"\"),\"\",K66/'Cost scenario - input'!$G51),\"\")","v":""},{"$f":"IFERROR(IF(OR(L66=\"\",'Cost scenario - input'!$G51=\"\"),\"\",L66/'Cost scenario - input'!$G51),\"\")","v":""},{"$f":"IFERROR(IF(OR(M66=\"\",'Cost scenario - input'!$G51=\"\"),\"\",M66/'Cost scenario - input'!$G51),\"\")","v":""},{"$f":"IFERROR(IF(OR(N66=\"\",'Cost scenario - input'!$G51=\"\"),\"\",N66/'Cost scenario - input'!$G51),\"\")","v":""},{"$f":"IFERROR(IF(OR(O66=\"\",'Cost scenario - input'!$G51=\"\"),\"\",O66/'Cost scenario - input'!$G51),\"\")","v":""},{"$f":"IFERROR(IF(OR(P66=\"\",'Cost scenario - input'!$G51=\"\"),\"\",P66/'Cost scenario - input'!$G51),\"\")","v":""},{"$f":"IFERROR(IF(OR(Q66=\"\",'Cost scenario - input'!$G51=\"\"),\"\",Q66/'Cost scenario - input'!$G51),\"\")","v":""},{"$f":"IFERROR(IF(OR(R66=\"\",'Cost scenario - input'!$G51=\"\"),\"\",R66/'Cost scenario - input'!$G51),\"\")","v":""},{"$f":"IFERROR(IF(OR(S66=\"\",'Cost scenario - input'!$G51=\"\"),\"\",S66/'Cost scenario - input'!$G51),\"\")","v":""},{"$f":"IFERROR(IF(OR(T66=\"\",'Cost scenario - input'!$G51=\"\"),\"\",T66/'Cost scenario - input'!$G51),\"\")","v":""},{"$f":"IFERROR(IF(OR(U66=\"\",'Cost scenario - input'!$G51=\"\"),\"\",U66/'Cost scenario - input'!$G51),\"\")","v":""},{"$f":"IFERROR(IF(OR(V66=\"\",'Cost scenario - input'!$G51=\"\"),\"\",V66/'Cost scenario - input'!$G51),\"\")","v":""},{"$f":"IFERROR(IF(OR(W66=\"\",'Cost scenario - input'!$G51=\"\"),\"\",W66/'Cost scenario - input'!$G51),\"\")","v":""}]
[{"$f":"IFERROR('Cost scenario - input'!A52,\"\")","v":""},{"$f":"IFERROR('Cost scenario - input'!B52,\"\")","v":""},{"$f":"IFERROR('Cost scenario - input'!C52,\"\")","v":""},{"$f":"IFERROR(repcalc('Cost scenario - input'!$CY52:$GK52,'Cost scenario - input'!$J52,'Cost scenario - input'!$H52,'Cost scenario - input'!$I52,20,TRUE,TRUE),\"\")","v":""},"","","","","","","","","","","","","","","","","","","",{"$f":"IFERROR(IF(OR(D67=\"\",'Cost scenario - input'!$G52=\"\"),\"\",D67/'Cost scenario - input'!$G52),\"\")","v":""},{"$f":"IFERROR(IF(OR(E67=\"\",'Cost scenario - input'!$G52=\"\"),\"\",E67/'Cost scenario - input'!$G52),\"\")","v":""},{"$f":"IFERROR(IF(OR(F67=\"\",'Cost scenario - input'!$G52=\"\"),\"\",F67/'Cost scenario - input'!$G52),\"\")","v":""},{"$f":"IFERROR(IF(OR(G67=\"\",'Cost scenario - input'!$G52=\"\"),\"\",G67/'Cost scenario - input'!$G52),\"\")","v":""},{"$f":"IFERROR(IF(OR(H67=\"\",'Cost scenario - input'!$G52=\"\"),\"\",H67/'Cost scenario - input'!$G52),\"\")","v":""},{"$f":"IFERROR(IF(OR(I67=\"\",'Cost scenario - input'!$G52=\"\"),\"\",I67/'Cost scenario - input'!$G52),\"\")","v":""},{"$f":"IFERROR(IF(OR(J67=\"\",'Cost scenario - input'!$G52=\"\"),\"\",J67/'Cost scenario - input'!$G52),\"\")","v":""},{"$f":"IFERROR(IF(OR(K67=\"\",'Cost scenario - input'!$G52=\"\"),\"\",K67/'Cost scenario - input'!$G52),\"\")","v":""},{"$f":"IFERROR(IF(OR(L67=\"\",'Cost scenario - input'!$G52=\"\"),\"\",L67/'Cost scenario - input'!$G52),\"\")","v":""},{"$f":"IFERROR(IF(OR(M67=\"\",'Cost scenario - input'!$G52=\"\"),\"\",M67/'Cost scenario - input'!$G52),\"\")","v":""},{"$f":"IFERROR(IF(OR(N67=\"\",'Cost scenario - input'!$G52=\"\"),\"\",N67/'Cost scenario - input'!$G52),\"\")","v":""},{"$f":"IFERROR(IF(OR(O67=\"\",'Cost scenario - input'!$G52=\"\"),\"\",O67/'Cost scenario - input'!$G52),\"\")","v":""},{"$f":"IFERROR(IF(OR(P67=\"\",'Cost scenario - input'!$G52=\"\"),\"\",P67/'Cost scenario - input'!$G52),\"\")","v":""},{"$f":"IFERROR(IF(OR(Q67=\"\",'Cost scenario - input'!$G52=\"\"),\"\",Q67/'Cost scenario - input'!$G52),\"\")","v":""},{"$f":"IFERROR(IF(OR(R67=\"\",'Cost scenario - input'!$G52=\"\"),\"\",R67/'Cost scenario - input'!$G52),\"\")","v":""},{"$f":"IFERROR(IF(OR(S67=\"\",'Cost scenario - input'!$G52=\"\"),\"\",S67/'Cost scenario - input'!$G52),\"\")","v":""},{"$f":"IFERROR(IF(OR(T67=\"\",'Cost scenario - input'!$G52=\"\"),\"\",T67/'Cost scenario - input'!$G52),\"\")","v":""},{"$f":"IFERROR(IF(OR(U67=\"\",'Cost scenario - input'!$G52=\"\"),\"\",U67/'Cost scenario - input'!$G52),\"\")","v":""},{"$f":"IFERROR(IF(OR(V67=\"\",'Cost scenario - input'!$G52=\"\"),\"\",V67/'Cost scenario - input'!$G52),\"\")","v":""},{"$f":"IFERROR(IF(OR(W67=\"\",'Cost scenario - input'!$G52=\"\"),\"\",W67/'Cost scenario - input'!$G52),\"\")","v":""}]
[{"$f":"IFERROR('Cost scenario - input'!A53,\"\")","v":""},{"$f":"IFERROR('Cost scenario - input'!B53,\"\")","v":""},{"$f":"IFERROR('Cost scenario - input'!C53,\"\")","v":""},{"$f":"IFERROR(repcalc('Cost scenario - input'!$CY53:$GK53,'Cost scenario - input'!$J53,'Cost scenario - input'!$H53,'Cost scenario - input'!$I53,20,TRUE,TRUE),\"\")","v":""},"","","","","","","","","","","","","","","","","","","",{"$f":"IFERROR(IF(OR(D68=\"\",'Cost scenario - input'!$G53=\"\"),\"\",D68/'Cost scenario - input'!$G53),\"\")","v":""},{"$f":"IFERROR(IF(OR(E68=\"\",'Cost scenario - input'!$G53=\"\"),\"\",E68/'Cost scenario - input'!$G53),\"\")","v":""},{"$f":"IFERROR(IF(OR(F68=\"\",'Cost scenario - input'!$G53=\"\"),\"\",F68/'Cost scenario - input'!$G53),\"\")","v":""},{"$f":"IFERROR(IF(OR(G68=\"\",'Cost scenario - input'!$G53=\"\"),\"\",G68/'Cost scenario - input'!$G53),\"\")","v":""},{"$f":"IFERROR(IF(OR(H68=\"\",'Cost scenario - input'!$G53=\"\"),\"\",H68/'Cost scenario - input'!$G53),\"\")","v":""},{"$f":"IFERROR(IF(OR(I68=\"\",'Cost scenario - input'!$G53=\"\"),\"\",I68/'Cost scenario - input'!$G53),\"\")","v":""},{"$f":"IFERROR(IF(OR(J68=\"\",'Cost scenario - input'!$G53=\"\"),\"\",J68/'Cost scenario - input'!$G53),\"\")","v":""},{"$f":"IFERROR(IF(OR(K68=\"\",'Cost scenario - input'!$G53=\"\"),\"\",K68/'Cost scenario - input'!$G53),\"\")","v":""},{"$f":"IFERROR(IF(OR(L68=\"\",'Cost scenario - input'!$G53=\"\"),\"\",L68/'Cost scenario - input'!$G53),\"\")","v":""},{"$f":"IFERROR(IF(OR(M68=\"\",'Cost scenario - input'!$G53=\"\"),\"\",M68/'Cost scenario - input'!$G53),\"\")","v":""},{"$f":"IFERROR(IF(OR(N68=\"\",'Cost scenario - input'!$G53=\"\"),\"\",N68/'Cost scenario - input'!$G53),\"\")","v":""},{"$f":"IFERROR(IF(OR(O68=\"\",'Cost scenario - input'!$G53=\"\"),\"\",O68/'Cost scenario - input'!$G53),\"\")","v":""},{"$f":"IFERROR(IF(OR(P68=\"\",'Cost scenario - input'!$G53=\"\"),\"\",P68/'Cost scenario - input'!$G53),\"\")","v":""},{"$f":"IFERROR(IF(OR(Q68=\"\",'Cost scenario - input'!$G53=\"\"),\"\",Q68/'Cost scenario - input'!$G53),\"\")","v":""},{"$f":"IFERROR(IF(OR(R68=\"\",'Cost scenario - input'!$G53=\"\"),\"\",R68/'Cost scenario - input'!$G53),\"\")","v":""},{"$f":"IFERROR(IF(OR(S68=\"\",'Cost scenario - input'!$G53=\"\"),\"\",S68/'Cost scenario - input'!$G53),\"\")","v":""},{"$f":"IFERROR(IF(OR(T68=\"\",'Cost scenario - input'!$G53=\"\"),\"\",T68/'Cost scenario - input'!$G53),\"\")","v":""},{"$f":"IFERROR(IF(OR(U68=\"\",'Cost scenario - input'!$G53=\"\"),\"\",U68/'Cost scenario - input'!$G53),\"\")","v":""},{"$f":"IFERROR(IF(OR(V68=\"\",'Cost scenario - input'!$G53=\"\"),\"\",V68/'Cost scenario - input'!$G53),\"\")","v":""},{"$f":"IFERROR(IF(OR(W68=\"\",'Cost scenario - input'!$G53=\"\"),\"\",W68/'Cost scenario - input'!$G53),\"\")","v":""}]
[{"$f":"IFERROR('Cost scenario - input'!A54,\"\")","v":""},{"$f":"IFERROR('Cost scenario - input'!B54,\"\")","v":""},{"$f":"IFERROR('Cost scenario - input'!C54,\"\")","v":""},{"$f":"IFERROR(repcalc('Cost scenario - input'!$CY54:$GK54,'Cost scenario - input'!$J54,'Cost scenario - input'!$H54,'Cost scenario - input'!$I54,20,TRUE,TRUE),\"\")","v":""},"","","","","","","","","","","","","","","","","","","",{"$f":"IFERROR(IF(OR(D69=\"\",'Cost scenario - input'!$G54=\"\"),\"\",D69/'Cost scenario - input'!$G54),\"\")","v":""},{"$f":"IFERROR(IF(OR(E69=\"\",'Cost scenario - input'!$G54=\"\"),\"\",E69/'Cost scenario - input'!$G54),\"\")","v":""},{"$f":"IFERROR(IF(OR(F69=\"\",'Cost scenario - input'!$G54=\"\"),\"\",F69/'Cost scenario - input'!$G54),\"\")","v":""},{"$f":"IFERROR(IF(OR(G69=\"\",'Cost scenario - input'!$G54=\"\"),\"\",G69/'Cost scenario - input'!$G54),\"\")","v":""},{"$f":"IFERROR(IF(OR(H69=\"\",'Cost scenario - input'!$G54=\"\"),\"\",H69/'Cost scenario - input'!$G54),\"\")","v":""},{"$f":"IFERROR(IF(OR(I69=\"\",'Cost scenario - input'!$G54=\"\"),\"\",I69/'Cost scenario - input'!$G54),\"\")","v":""},{"$f":"IFERROR(IF(OR(J69=\"\",'Cost scenario - input'!$G54=\"\"),\"\",J69/'Cost scenario - input'!$G54),\"\")","v":""},{"$f":"IFERROR(IF(OR(K69=\"\",'Cost scenario - input'!$G54=\"\"),\"\",K69/'Cost scenario - input'!$G54),\"\")","v":""},{"$f":"IFERROR(IF(OR(L69=\"\",'Cost scenario - input'!$G54=\"\"),\"\",L69/'Cost scenario - input'!$G54),\"\")","v":""},{"$f":"IFERROR(IF(OR(M69=\"\",'Cost scenario - input'!$G54=\"\"),\"\",M69/'Cost scenario - input'!$G54),\"\")","v":""},{"$f":"IFERROR(IF(OR(N69=\"\",'Cost scenario - input'!$G54=\"\"),\"\",N69/'Cost scenario - input'!$G54),\"\")","v":""},{"$f":"IFERROR(IF(OR(O69=\"\",'Cost scenario - input'!$G54=\"\"),\"\",O69/'Cost scenario - input'!$G54),\"\")","v":""},{"$f":"IFERROR(IF(OR(P69=\"\",'Cost scenario - input'!$G54=\"\"),\"\",P69/'Cost scenario - input'!$G54),\"\")","v":""},{"$f":"IFERROR(IF(OR(Q69=\"\",'Cost scenario - input'!$G54=\"\"),\"\",Q69/'Cost scenario - input'!$G54),\"\")","v":""},{"$f":"IFERROR(IF(OR(R69=\"\",'Cost scenario - input'!$G54=\"\"),\"\",R69/'Cost scenario - input'!$G54),\"\")","v":""},{"$f":"IFERROR(IF(OR(S69=\"\",'Cost scenario - input'!$G54=\"\"),\"\",S69/'Cost scenario - input'!$G54),\"\")","v":""},{"$f":"IFERROR(IF(OR(T69=\"\",'Cost scenario - input'!$G54=\"\"),\"\",T69/'Cost scenario - input'!$G54),\"\")","v":""},{"$f":"IFERROR(IF(OR(U69=\"\",'Cost scenario - input'!$G54=\"\"),\"\",U69/'Cost scenario - input'!$G54),\"\")","v":""},{"$f":"IFERROR(IF(OR(V69=\"\",'Cost scenario - input'!$G54=\"\"),\"\",V69/'Cost scenario - input'!$G54),\"\")","v":""},{"$f":"IFERROR(IF(OR(W69=\"\",'Cost scenario - input'!$G54=\"\"),\"\",W69/'Cost scenario - input'!$G54),\"\")","v":""}]
[{"$f":"IFERROR('Cost scenario - input'!A55,\"\")","v":""},{"$f":"IFERROR('Cost scenario - input'!B55,\"\")","v":""},{"$f":"IFERROR('Cost scenario - input'!C55,\"\")","v":""},{"$f":"IFERROR(repcalc('Cost scenario - input'!$CY55:$GK55,'Cost scenario - input'!$J55,'Cost scenario - input'!$H55,'Cost scenario - input'!$I55,20,TRUE,TRUE),\"\")","v":""},"","","","","","","","","","","","","","","","","","","",{"$f":"IFERROR(IF(OR(D70=\"\",'Cost scenario - input'!$G55=\"\"),\"\",D70/'Cost scenario - input'!$G55),\"\")","v":""},{"$f":"IFERROR(IF(OR(E70=\"\",'Cost scenario - input'!$G55=\"\"),\"\",E70/'Cost scenario - input'!$G55),\"\")","v":""},{"$f":"IFERROR(IF(OR(F70=\"\",'Cost scenario - input'!$G55=\"\"),\"\",F70/'Cost scenario - input'!$G55),\"\")","v":""},{"$f":"IFERROR(IF(OR(G70=\"\",'Cost scenario - input'!$G55=\"\"),\"\",G70/'Cost scenario - input'!$G55),\"\")","v":""},{"$f":"IFERROR(IF(OR(H70=\"\",'Cost scenario - input'!$G55=\"\"),\"\",H70/'Cost scenario - input'!$G55),\"\")","v":""},{"$f":"IFERROR(IF(OR(I70=\"\",'Cost scenario - input'!$G55=\"\"),\"\",I70/'Cost scenario - input'!$G55),\"\")","v":""},{"$f":"IFERROR(IF(OR(J70=\"\",'Cost scenario - input'!$G55=\"\"),\"\",J70/'Cost scenario - input'!$G55),\"\")","v":""},{"$f":"IFERROR(IF(OR(K70=\"\",'Cost scenario - input'!$G55=\"\"),\"\",K70/'Cost scenario - input'!$G55),\"\")","v":""},{"$f":"IFERROR(IF(OR(L70=\"\",'Cost scenario - input'!$G55=\"\"),\"\",L70/'Cost scenario - input'!$G55),\"\")","v":""},{"$f":"IFERROR(IF(OR(M70=\"\",'Cost scenario - input'!$G55=\"\"),\"\",M70/'Cost scenario - input'!$G55),\"\")","v":""},{"$f":"IFERROR(IF(OR(N70=\"\",'Cost scenario - input'!$G55=\"\"),\"\",N70/'Cost scenario - input'!$G55),\"\")","v":""},{"$f":"IFERROR(IF(OR(O70=\"\",'Cost scenario - input'!$G55=\"\"),\"\",O70/'Cost scenario - input'!$G55),\"\")","v":""},{"$f":"IFERROR(IF(OR(P70=\"\",'Cost scenario - input'!$G55=\"\"),\"\",P70/'Cost scenario - input'!$G55),\"\")","v":""},{"$f":"IFERROR(IF(OR(Q70=\"\",'Cost scenario - input'!$G55=\"\"),\"\",Q70/'Cost scenario - input'!$G55),\"\")","v":""},{"$f":"IFERROR(IF(OR(R70=\"\",'Cost scenario - input'!$G55=\"\"),\"\",R70/'Cost scenario - input'!$G55),\"\")","v":""},{"$f":"IFERROR(IF(OR(S70=\"\",'Cost scenario - input'!$G55=\"\"),\"\",S70/'Cost scenario - input'!$G55),\"\")","v":""},{"$f":"IFERROR(IF(OR(T70=\"\",'Cost scenario - input'!$G55=\"\"),\"\",T70/'Cost scenario - input'!$G55),\"\")","v":""},{"$f":"IFERROR(IF(OR(U70=\"\",'Cost scenario - input'!$G55=\"\"),\"\",U70/'Cost scenario - input'!$G55),\"\")","v":""},{"$f":"IFERROR(IF(OR(V70=\"\",'Cost scenario - input'!$G55=\"\"),\"\",V70/'Cost scenario - input'!$G55),\"\")","v":""},{"$f":"IFERROR(IF(OR(W70=\"\",'Cost scenario - input'!$G55=\"\"),\"\",W70/'Cost scenario - input'!$G55),\"\")","v":""}]
[{"$f":"IFERROR('Cost scenario - input'!A56,\"\")","v":""},{"$f":"IFERROR('Cost scenario - input'!B56,\"\")","v":""},{"$f":"IFERROR('Cost scenario - input'!C56,\"\")","v":""},{"$f":"IFERROR(repcalc('Cost scenario - input'!$CY56:$GK56,'Cost scenario - input'!$J56,'Cost scenario - input'!$H56,'Cost scenario - input'!$I56,20,TRUE,TRUE),\"\")","v":""},"","","","","","","","","","","","","","","","","","","",{"$f":"IFERROR(IF(OR(D71=\"\",'Cost scenario - input'!$G56=\"\"),\"\",D71/'Cost scenario - input'!$G56),\"\")","v":""},{"$f":"IFERROR(IF(OR(E71=\"\",'Cost scenario - input'!$G56=\"\"),\"\",E71/'Cost scenario - input'!$G56),\"\")","v":""},{"$f":"IFERROR(IF(OR(F71=\"\",'Cost scenario - input'!$G56=\"\"),\"\",F71/'Cost scenario - input'!$G56),\"\")","v":""},{"$f":"IFERROR(IF(OR(G71=\"\",'Cost scenario - input'!$G56=\"\"),\"\",G71/'Cost scenario - input'!$G56),\"\")","v":""},{"$f":"IFERROR(IF(OR(H71=\"\",'Cost scenario - input'!$G56=\"\"),\"\",H71/'Cost scenario - input'!$G56),\"\")","v":""},{"$f":"IFERROR(IF(OR(I71=\"\",'Cost scenario - input'!$G56=\"\"),\"\",I71/'Cost scenario - input'!$G56),\"\")","v":""},{"$f":"IFERROR(IF(OR(J71=\"\",'Cost scenario - input'!$G56=\"\"),\"\",J71/'Cost scenario - input'!$G56),\"\")","v":""},{"$f":"IFERROR(IF(OR(K71=\"\",'Cost scenario - input'!$G56=\"\"),\"\",K71/'Cost scenario - input'!$G56),\"\")","v":""},{"$f":"IFERROR(IF(OR(L71=\"\",'Cost scenario - input'!$G56=\"\"),\"\",L71/'Cost scenario - input'!$G56),\"\")","v":""},{"$f":"IFERROR(IF(OR(M71=\"\",'Cost scenario - input'!$G56=\"\"),\"\",M71/'Cost scenario - input'!$G56),\"\")","v":""},{"$f":"IFERROR(IF(OR(N71=\"\",'Cost scenario - input'!$G56=\"\"),\"\",N71/'Cost scenario - input'!$G56),\"\")","v":""},{"$f":"IFERROR(IF(OR(O71=\"\",'Cost scenario - input'!$G56=\"\"),\"\",O71/'Cost scenario - input'!$G56),\"\")","v":""},{"$f":"IFERROR(IF(OR(P71=\"\",'Cost scenario - input'!$G56=\"\"),\"\",P71/'Cost scenario - input'!$G56),\"\")","v":""},{"$f":"IFERROR(IF(OR(Q71=\"\",'Cost scenario - input'!$G56=\"\"),\"\",Q71/'Cost scenario - input'!$G56),\"\")","v":""},{"$f":"IFERROR(IF(OR(R71=\"\",'Cost scenario - input'!$G56=\"\"),\"\",R71/'Cost scenario - input'!$G56),\"\")","v":""},{"$f":"IFERROR(IF(OR(S71=\"\",'Cost scenario - input'!$G56=\"\"),\"\",S71/'Cost scenario - input'!$G56),\"\")","v":""},{"$f":"IFERROR(IF(OR(T71=\"\",'Cost scenario - input'!$G56=\"\"),\"\",T71/'Cost scenario - input'!$G56),\"\")","v":""},{"$f":"IFERROR(IF(OR(U71=\"\",'Cost scenario - input'!$G56=\"\"),\"\",U71/'Cost scenario - input'!$G56),\"\")","v":""},{"$f":"IFERROR(IF(OR(V71=\"\",'Cost scenario - input'!$G56=\"\"),\"\",V71/'Cost scenario - input'!$G56),\"\")","v":""},{"$f":"IFERROR(IF(OR(W71=\"\",'Cost scenario - input'!$G56=\"\"),\"\",W71/'Cost scenario - input'!$G56),\"\")","v":""}]
[{"$f":"IFERROR('Cost scenario - input'!A57,\"\")","v":""},{"$f":"IFERROR('Cost scenario - input'!B57,\"\")","v":""},{"$f":"IFERROR('Cost scenario - input'!C57,\"\")","v":""},{"$f":"IFERROR(repcalc('Cost scenario - input'!$CY57:$GK57,'Cost scenario - input'!$J57,'Cost scenario - input'!$H57,'Cost scenario - input'!$I57,20,TRUE,TRUE),\"\")","v":""},"","","","","","","","","","","","","","","","","","","",{"$f":"IFERROR(IF(OR(D72=\"\",'Cost scenario - input'!$G57=\"\"),\"\",D72/'Cost scenario - input'!$G57),\"\")","v":""},{"$f":"IFERROR(IF(OR(E72=\"\",'Cost scenario - input'!$G57=\"\"),\"\",E72/'Cost scenario - input'!$G57),\"\")","v":""},{"$f":"IFERROR(IF(OR(F72=\"\",'Cost scenario - input'!$G57=\"\"),\"\",F72/'Cost scenario - input'!$G57),\"\")","v":""},{"$f":"IFERROR(IF(OR(G72=\"\",'Cost scenario - input'!$G57=\"\"),\"\",G72/'Cost scenario - input'!$G57),\"\")","v":""},{"$f":"IFERROR(IF(OR(H72=\"\",'Cost scenario - input'!$G57=\"\"),\"\",H72/'Cost scenario - input'!$G57),\"\")","v":""},{"$f":"IFERROR(IF(OR(I72=\"\",'Cost scenario - input'!$G57=\"\"),\"\",I72/'Cost scenario - input'!$G57),\"\")","v":""},{"$f":"IFERROR(IF(OR(J72=\"\",'Cost scenario - input'!$G57=\"\"),\"\",J72/'Cost scenario - input'!$G57),\"\")","v":""},{"$f":"IFERROR(IF(OR(K72=\"\",'Cost scenario - input'!$G57=\"\"),\"\",K72/'Cost scenario - input'!$G57),\"\")","v":""},{"$f":"IFERROR(IF(OR(L72=\"\",'Cost scenario - input'!$G57=\"\"),\"\",L72/'Cost scenario - input'!$G57),\"\")","v":""},{"$f":"IFERROR(IF(OR(M72=\"\",'Cost scenario - input'!$G57=\"\"),\"\",M72/'Cost scenario - input'!$G57),\"\")","v":""},{"$f":"IFERROR(IF(OR(N72=\"\",'Cost scenario - input'!$G57=\"\"),\"\",N72/'Cost scenario - input'!$G57),\"\")","v":""},{"$f":"IFERROR(IF(OR(O72=\"\",'Cost scenario - input'!$G57=\"\"),\"\",O72/'Cost scenario - input'!$G57),\"\")","v":""},{"$f":"IFERROR(IF(OR(P72=\"\",'Cost scenario - input'!$G57=\"\"),\"\",P72/'Cost scenario - input'!$G57),\"\")","v":""},{"$f":"IFERROR(IF(OR(Q72=\"\",'Cost scenario - input'!$G57=\"\"),\"\",Q72/'Cost scenario - input'!$G57),\"\")","v":""},{"$f":"IFERROR(IF(OR(R72=\"\",'Cost scenario - input'!$G57=\"\"),\"\",R72/'Cost scenario - input'!$G57),\"\")","v":""},{"$f":"IFERROR(IF(OR(S72=\"\",'Cost scenario - input'!$G57=\"\"),\"\",S72/'Cost scenario - input'!$G57),\"\")","v":""},{"$f":"IFERROR(IF(OR(T72=\"\",'Cost scenario - input'!$G57=\"\"),\"\",T72/'Cost scenario - input'!$G57),\"\")","v":""},{"$f":"IFERROR(IF(OR(U72=\"\",'Cost scenario - input'!$G57=\"\"),\"\",U72/'Cost scenario - input'!$G57),\"\")","v":""},{"$f":"IFERROR(IF(OR(V72=\"\",'Cost scenario - input'!$G57=\"\"),\"\",V72/'Cost scenario - input'!$G57),\"\")","v":""},{"$f":"IFERROR(IF(OR(W72=\"\",'Cost scenario - input'!$G57=\"\"),\"\",W72/'Cost scenario - input'!$G57),\"\")","v":""}]
[{"$f":"IFERROR('Cost scenario - input'!A58,\"\")","v":""},{"$f":"IFERROR('Cost scenario - input'!B58,\"\")","v":""},{"$f":"IFERROR('Cost scenario - input'!C58,\"\")","v":""},{"$f":"IFERROR(repcalc('Cost scenario - input'!$CY58:$GK58,'Cost scenario - input'!$J58,'Cost scenario - input'!$H58,'Cost scenario - input'!$I58,20,TRUE,TRUE),\"\")","v":""},"","","","","","","","","","","","","","","","","","","",{"$f":"IFERROR(IF(OR(D73=\"\",'Cost scenario - input'!$G58=\"\"),\"\",D73/'Cost scenario - input'!$G58),\"\")","v":""},{"$f":"IFERROR(IF(OR(E73=\"\",'Cost scenario - input'!$G58=\"\"),\"\",E73/'Cost scenario - input'!$G58),\"\")","v":""},{"$f":"IFERROR(IF(OR(F73=\"\",'Cost scenario - input'!$G58=\"\"),\"\",F73/'Cost scenario - input'!$G58),\"\")","v":""},{"$f":"IFERROR(IF(OR(G73=\"\",'Cost scenario - input'!$G58=\"\"),\"\",G73/'Cost scenario - input'!$G58),\"\")","v":""},{"$f":"IFERROR(IF(OR(H73=\"\",'Cost scenario - input'!$G58=\"\"),\"\",H73/'Cost scenario - input'!$G58),\"\")","v":""},{"$f":"IFERROR(IF(OR(I73=\"\",'Cost scenario - input'!$G58=\"\"),\"\",I73/'Cost scenario - input'!$G58),\"\")","v":""},{"$f":"IFERROR(IF(OR(J73=\"\",'Cost scenario - input'!$G58=\"\"),\"\",J73/'Cost scenario - input'!$G58),\"\")","v":""},{"$f":"IFERROR(IF(OR(K73=\"\",'Cost scenario - input'!$G58=\"\"),\"\",K73/'Cost scenario - input'!$G58),\"\")","v":""},{"$f":"IFERROR(IF(OR(L73=\"\",'Cost scenario - input'!$G58=\"\"),\"\",L73/'Cost scenario - input'!$G58),\"\")","v":""},{"$f":"IFERROR(IF(OR(M73=\"\",'Cost scenario - input'!$G58=\"\"),\"\",M73/'Cost scenario - input'!$G58),\"\")","v":""},{"$f":"IFERROR(IF(OR(N73=\"\",'Cost scenario - input'!$G58=\"\"),\"\",N73/'Cost scenario - input'!$G58),\"\")","v":""},{"$f":"IFERROR(IF(OR(O73=\"\",'Cost scenario - input'!$G58=\"\"),\"\",O73/'Cost scenario - input'!$G58),\"\")","v":""},{"$f":"IFERROR(IF(OR(P73=\"\",'Cost scenario - input'!$G58=\"\"),\"\",P73/'Cost scenario - input'!$G58),\"\")","v":""},{"$f":"IFERROR(IF(OR(Q73=\"\",'Cost scenario - input'!$G58=\"\"),\"\",Q73/'Cost scenario - input'!$G58),\"\")","v":""},{"$f":"IFERROR(IF(OR(R73=\"\",'Cost scenario - input'!$G58=\"\"),\"\",R73/'Cost scenario - input'!$G58),\"\")","v":""},{"$f":"IFERROR(IF(OR(S73=\"\",'Cost scenario - input'!$G58=\"\"),\"\",S73/'Cost scenario - input'!$G58),\"\")","v":""},{"$f":"IFERROR(IF(OR(T73=\"\",'Cost scenario - input'!$G58=\"\"),\"\",T73/'Cost scenario - input'!$G58),\"\")","v":""},{"$f":"IFERROR(IF(OR(U73=\"\",'Cost scenario - input'!$G58=\"\"),\"\",U73/'Cost scenario - input'!$G58),\"\")","v":""},{"$f":"IFERROR(IF(OR(V73=\"\",'Cost scenario - input'!$G58=\"\"),\"\",V73/'Cost scenario - input'!$G58),\"\")","v":""},{"$f":"IFERROR(IF(OR(W73=\"\",'Cost scenario - input'!$G58=\"\"),\"\",W73/'Cost scenario - input'!$G58),\"\")","v":""}]
[{"$f":"IFERROR('Cost scenario - input'!A59,\"\")","v":""},{"$f":"IFERROR('Cost scenario - input'!B59,\"\")","v":""},{"$f":"IFERROR('Cost scenario - input'!C59,\"\")","v":""},{"$f":"IFERROR(repcalc('Cost scenario - input'!$CY59:$GK59,'Cost scenario - input'!$J59,'Cost scenario - input'!$H59,'Cost scenario - input'!$I59,20,TRUE,TRUE),\"\")","v":""},"","","","","","","","","","","","","","","","","","","",{"$f":"IFERROR(IF(OR(D74=\"\",'Cost scenario - input'!$G59=\"\"),\"\",D74/'Cost scenario - input'!$G59),\"\")","v":""},{"$f":"IFERROR(IF(OR(E74=\"\",'Cost scenario - input'!$G59=\"\"),\"\",E74/'Cost scenario - input'!$G59),\"\")","v":""},{"$f":"IFERROR(IF(OR(F74=\"\",'Cost scenario - input'!$G59=\"\"),\"\",F74/'Cost scenario - input'!$G59),\"\")","v":""},{"$f":"IFERROR(IF(OR(G74=\"\",'Cost scenario - input'!$G59=\"\"),\"\",G74/'Cost scenario - input'!$G59),\"\")","v":""},{"$f":"IFERROR(IF(OR(H74=\"\",'Cost scenario - input'!$G59=\"\"),\"\",H74/'Cost scenario - input'!$G59),\"\")","v":""},{"$f":"IFERROR(IF(OR(I74=\"\",'Cost scenario - input'!$G59=\"\"),\"\",I74/'Cost scenario - input'!$G59),\"\")","v":""},{"$f":"IFERROR(IF(OR(J74=\"\",'Cost scenario - input'!$G59=\"\"),\"\",J74/'Cost scenario - input'!$G59),\"\")","v":""},{"$f":"IFERROR(IF(OR(K74=\"\",'Cost scenario - input'!$G59=\"\"),\"\",K74/'Cost scenario - input'!$G59),\"\")","v":""},{"$f":"IFERROR(IF(OR(L74=\"\",'Cost scenario - input'!$G59=\"\"),\"\",L74/'Cost scenario - input'!$G59),\"\")","v":""},{"$f":"IFERROR(IF(OR(M74=\"\",'Cost scenario - input'!$G59=\"\"),\"\",M74/'Cost scenario - input'!$G59),\"\")","v":""},{"$f":"IFERROR(IF(OR(N74=\"\",'Cost scenario - input'!$G59=\"\"),\"\",N74/'Cost scenario - input'!$G59),\"\")","v":""},{"$f":"IFERROR(IF(OR(O74=\"\",'Cost scenario - input'!$G59=\"\"),\"\",O74/'Cost scenario - input'!$G59),\"\")","v":""},{"$f":"IFERROR(IF(OR(P74=\"\",'Cost scenario - input'!$G59=\"\"),\"\",P74/'Cost scenario - input'!$G59),\"\")","v":""},{"$f":"IFERROR(IF(OR(Q74=\"\",'Cost scenario - input'!$G59=\"\"),\"\",Q74/'Cost scenario - input'!$G59),\"\")","v":""},{"$f":"IFERROR(IF(OR(R74=\"\",'Cost scenario - input'!$G59=\"\"),\"\",R74/'Cost scenario - input'!$G59),\"\")","v":""},{"$f":"IFERROR(IF(OR(S74=\"\",'Cost scenario - input'!$G59=\"\"),\"\",S74/'Cost scenario - input'!$G59),\"\")","v":""},{"$f":"IFERROR(IF(OR(T74=\"\",'Cost scenario - input'!$G59=\"\"),\"\",T74/'Cost scenario - input'!$G59),\"\")","v":""},{"$f":"IFERROR(IF(OR(U74=\"\",'Cost scenario - input'!$G59=\"\"),\"\",U74/'Cost scenario - input'!$G59),\"\")","v":""},{"$f":"IFERROR(IF(OR(V74=\"\",'Cost scenario - input'!$G59=\"\"),\"\",V74/'Cost scenario - input'!$G59),\"\")","v":""},{"$f":"IFERROR(IF(OR(W74=\"\",'Cost scenario - input'!$G59=\"\"),\"\",W74/'Cost scenario - input'!$G59),\"\")","v":""}]
[{"$f":"IFERROR('Cost scenario - input'!A60,\"\")","v":""},{"$f":"IFERROR('Cost scenario - input'!B60,\"\")","v":""},{"$f":"IFERROR('Cost scenario - input'!C60,\"\")","v":""},{"$f":"IFERROR(repcalc('Cost scenario - input'!$CY60:$GK60,'Cost scenario - input'!$J60,'Cost scenario - input'!$H60,'Cost scenario - input'!$I60,20,TRUE,TRUE),\"\")","v":""},"","","","","","","","","","","","","","","","","","","",{"$f":"IFERROR(IF(OR(D75=\"\",'Cost scenario - input'!$G60=\"\"),\"\",D75/'Cost scenario - input'!$G60),\"\")","v":""},{"$f":"IFERROR(IF(OR(E75=\"\",'Cost scenario - input'!$G60=\"\"),\"\",E75/'Cost scenario - input'!$G60),\"\")","v":""},{"$f":"IFERROR(IF(OR(F75=\"\",'Cost scenario - input'!$G60=\"\"),\"\",F75/'Cost scenario - input'!$G60),\"\")","v":""},{"$f":"IFERROR(IF(OR(G75=\"\",'Cost scenario - input'!$G60=\"\"),\"\",G75/'Cost scenario - input'!$G60),\"\")","v":""},{"$f":"IFERROR(IF(OR(H75=\"\",'Cost scenario - input'!$G60=\"\"),\"\",H75/'Cost scenario - input'!$G60),\"\")","v":""},{"$f":"IFERROR(IF(OR(I75=\"\",'Cost scenario - input'!$G60=\"\"),\"\",I75/'Cost scenario - input'!$G60),\"\")","v":""},{"$f":"IFERROR(IF(OR(J75=\"\",'Cost scenario - input'!$G60=\"\"),\"\",J75/'Cost scenario - input'!$G60),\"\")","v":""},{"$f":"IFERROR(IF(OR(K75=\"\",'Cost scenario - input'!$G60=\"\"),\"\",K75/'Cost scenario - input'!$G60),\"\")","v":""},{"$f":"IFERROR(IF(OR(L75=\"\",'Cost scenario - input'!$G60=\"\"),\"\",L75/'Cost scenario - input'!$G60),\"\")","v":""},{"$f":"IFERROR(IF(OR(M75=\"\",'Cost scenario - input'!$G60=\"\"),\"\",M75/'Cost scenario - input'!$G60),\"\")","v":""},{"$f":"IFERROR(IF(OR(N75=\"\",'Cost scenario - input'!$G60=\"\"),\"\",N75/'Cost scenario - input'!$G60),\"\")","v":""},{"$f":"IFERROR(IF(OR(O75=\"\",'Cost scenario - input'!$G60=\"\"),\"\",O75/'Cost scenario - input'!$G60),\"\")","v":""},{"$f":"IFERROR(IF(OR(P75=\"\",'Cost scenario - input'!$G60=\"\"),\"\",P75/'Cost scenario - input'!$G60),\"\")","v":""},{"$f":"IFERROR(IF(OR(Q75=\"\",'Cost scenario - input'!$G60=\"\"),\"\",Q75/'Cost scenario - input'!$G60),\"\")","v":""},{"$f":"IFERROR(IF(OR(R75=\"\",'Cost scenario - input'!$G60=\"\"),\"\",R75/'Cost scenario - input'!$G60),\"\")","v":""},{"$f":"IFERROR(IF(OR(S75=\"\",'Cost scenario - input'!$G60=\"\"),\"\",S75/'Cost scenario - input'!$G60),\"\")","v":""},{"$f":"IFERROR(IF(OR(T75=\"\",'Cost scenario - input'!$G60=\"\"),\"\",T75/'Cost scenario - input'!$G60),\"\")","v":""},{"$f":"IFERROR(IF(OR(U75=\"\",'Cost scenario - input'!$G60=\"\"),\"\",U75/'Cost scenario - input'!$G60),\"\")","v":""},{"$f":"IFERROR(IF(OR(V75=\"\",'Cost scenario - input'!$G60=\"\"),\"\",V75/'Cost scenario - input'!$G60),\"\")","v":""},{"$f":"IFERROR(IF(OR(W75=\"\",'Cost scenario - input'!$G60=\"\"),\"\",W75/'Cost scenario - input'!$G60),\"\")","v":""}]
[{"$f":"IFERROR('Cost scenario - input'!A61,\"\")","v":""},{"$f":"IFERROR('Cost scenario - input'!B61,\"\")","v":""},{"$f":"IFERROR('Cost scenario - input'!C61,\"\")","v":""},{"$f":"IFERROR(repcalc('Cost scenario - input'!$CY61:$GK61,'Cost scenario - input'!$J61,'Cost scenario - input'!$H61,'Cost scenario - input'!$I61,20,TRUE,TRUE),\"\")","v":""},"","","","","","","","","","","","","","","","","","","",{"$f":"IFERROR(IF(OR(D76=\"\",'Cost scenario - input'!$G61=\"\"),\"\",D76/'Cost scenario - input'!$G61),\"\")","v":""},{"$f":"IFERROR(IF(OR(E76=\"\",'Cost scenario - input'!$G61=\"\"),\"\",E76/'Cost scenario - input'!$G61),\"\")","v":""},{"$f":"IFERROR(IF(OR(F76=\"\",'Cost scenario - input'!$G61=\"\"),\"\",F76/'Cost scenario - input'!$G61),\"\")","v":""},{"$f":"IFERROR(IF(OR(G76=\"\",'Cost scenario - input'!$G61=\"\"),\"\",G76/'Cost scenario - input'!$G61),\"\")","v":""},{"$f":"IFERROR(IF(OR(H76=\"\",'Cost scenario - input'!$G61=\"\"),\"\",H76/'Cost scenario - input'!$G61),\"\")","v":""},{"$f":"IFERROR(IF(OR(I76=\"\",'Cost scenario - input'!$G61=\"\"),\"\",I76/'Cost scenario - input'!$G61),\"\")","v":""},{"$f":"IFERROR(IF(OR(J76=\"\",'Cost scenario - input'!$G61=\"\"),\"\",J76/'Cost scenario - input'!$G61),\"\")","v":""},{"$f":"IFERROR(IF(OR(K76=\"\",'Cost scenario - input'!$G61=\"\"),\"\",K76/'Cost scenario - input'!$G61),\"\")","v":""},{"$f":"IFERROR(IF(OR(L76=\"\",'Cost scenario - input'!$G61=\"\"),\"\",L76/'Cost scenario - input'!$G61),\"\")","v":""},{"$f":"IFERROR(IF(OR(M76=\"\",'Cost scenario - input'!$G61=\"\"),\"\",M76/'Cost scenario - input'!$G61),\"\")","v":""},{"$f":"IFERROR(IF(OR(N76=\"\",'Cost scenario - input'!$G61=\"\"),\"\",N76/'Cost scenario - input'!$G61),\"\")","v":""},{"$f":"IFERROR(IF(OR(O76=\"\",'Cost scenario - input'!$G61=\"\"),\"\",O76/'Cost scenario - input'!$G61),\"\")","v":""},{"$f":"IFERROR(IF(OR(P76=\"\",'Cost scenario - input'!$G61=\"\"),\"\",P76/'Cost scenario - input'!$G61),\"\")","v":""},{"$f":"IFERROR(IF(OR(Q76=\"\",'Cost scenario - input'!$G61=\"\"),\"\",Q76/'Cost scenario - input'!$G61),\"\")","v":""},{"$f":"IFERROR(IF(OR(R76=\"\",'Cost scenario - input'!$G61=\"\"),\"\",R76/'Cost scenario - input'!$G61),\"\")","v":""},{"$f":"IFERROR(IF(OR(S76=\"\",'Cost scenario - input'!$G61=\"\"),\"\",S76/'Cost scenario - input'!$G61),\"\")","v":""},{"$f":"IFERROR(IF(OR(T76=\"\",'Cost scenario - input'!$G61=\"\"),\"\",T76/'Cost scenario - input'!$G61),\"\")","v":""},{"$f":"IFERROR(IF(OR(U76=\"\",'Cost scenario - input'!$G61=\"\"),\"\",U76/'Cost scenario - input'!$G61),\"\")","v":""},{"$f":"IFERROR(IF(OR(V76=\"\",'Cost scenario - input'!$G61=\"\"),\"\",V76/'Cost scenario - input'!$G61),\"\")","v":""},{"$f":"IFERROR(IF(OR(W76=\"\",'Cost scenario - input'!$G61=\"\"),\"\",W76/'Cost scenario - input'!$G61),\"\")","v":""}]
[{"$f":"IFERROR('Cost scenario - input'!A62,\"\")","v":""},{"$f":"IFERROR('Cost scenario - input'!B62,\"\")","v":""},{"$f":"IFERROR('Cost scenario - input'!C62,\"\")","v":""},{"$f":"IFERROR(repcalc('Cost scenario - input'!$CY62:$GK62,'Cost scenario - input'!$J62,'Cost scenario - input'!$H62,'Cost scenario - input'!$I62,20,TRUE,TRUE),\"\")","v":""},"","","","","","","","","","","","","","","","","","","",{"$f":"IFERROR(IF(OR(D77=\"\",'Cost scenario - input'!$G62=\"\"),\"\",D77/'Cost scenario - input'!$G62),\"\")","v":""},{"$f":"IFERROR(IF(OR(E77=\"\",'Cost scenario - input'!$G62=\"\"),\"\",E77/'Cost scenario - input'!$G62),\"\")","v":""},{"$f":"IFERROR(IF(OR(F77=\"\",'Cost scenario - input'!$G62=\"\"),\"\",F77/'Cost scenario - input'!$G62),\"\")","v":""},{"$f":"IFERROR(IF(OR(G77=\"\",'Cost scenario - input'!$G62=\"\"),\"\",G77/'Cost scenario - input'!$G62),\"\")","v":""},{"$f":"IFERROR(IF(OR(H77=\"\",'Cost scenario - input'!$G62=\"\"),\"\",H77/'Cost scenario - input'!$G62),\"\")","v":""},{"$f":"IFERROR(IF(OR(I77=\"\",'Cost scenario - input'!$G62=\"\"),\"\",I77/'Cost scenario - input'!$G62),\"\")","v":""},{"$f":"IFERROR(IF(OR(J77=\"\",'Cost scenario - input'!$G62=\"\"),\"\",J77/'Cost scenario - input'!$G62),\"\")","v":""},{"$f":"IFERROR(IF(OR(K77=\"\",'Cost scenario - input'!$G62=\"\"),\"\",K77/'Cost scenario - input'!$G62),\"\")","v":""},{"$f":"IFERROR(IF(OR(L77=\"\",'Cost scenario - input'!$G62=\"\"),\"\",L77/'Cost scenario - input'!$G62),\"\")","v":""},{"$f":"IFERROR(IF(OR(M77=\"\",'Cost scenario - input'!$G62=\"\"),\"\",M77/'Cost scenario - input'!$G62),\"\")","v":""},{"$f":"IFERROR(IF(OR(N77=\"\",'Cost scenario - input'!$G62=\"\"),\"\",N77/'Cost scenario - input'!$G62),\"\")","v":""},{"$f":"IFERROR(IF(OR(O77=\"\",'Cost scenario - input'!$G62=\"\"),\"\",O77/'Cost scenario - input'!$G62),\"\")","v":""},{"$f":"IFERROR(IF(OR(P77=\"\",'Cost scenario - input'!$G62=\"\"),\"\",P77/'Cost scenario - input'!$G62),\"\")","v":""},{"$f":"IFERROR(IF(OR(Q77=\"\",'Cost scenario - input'!$G62=\"\"),\"\",Q77/'Cost scenario - input'!$G62),\"\")","v":""},{"$f":"IFERROR(IF(OR(R77=\"\",'Cost scenario - input'!$G62=\"\"),\"\",R77/'Cost scenario - input'!$G62),\"\")","v":""},{"$f":"IFERROR(IF(OR(S77=\"\",'Cost scenario - input'!$G62=\"\"),\"\",S77/'Cost scenario - input'!$G62),\"\")","v":""},{"$f":"IFERROR(IF(OR(T77=\"\",'Cost scenario - input'!$G62=\"\"),\"\",T77/'Cost scenario - input'!$G62),\"\")","v":""},{"$f":"IFERROR(IF(OR(U77=\"\",'Cost scenario - input'!$G62=\"\"),\"\",U77/'Cost scenario - input'!$G62),\"\")","v":""},{"$f":"IFERROR(IF(OR(V77=\"\",'Cost scenario - input'!$G62=\"\"),\"\",V77/'Cost scenario - input'!$G62),\"\")","v":""},{"$f":"IFERROR(IF(OR(W77=\"\",'Cost scenario - input'!$G62=\"\"),\"\",W77/'Cost scenario - input'!$G62),\"\")","v":""}]
[{"$f":"IFERROR('Cost scenario - input'!A63,\"\")","v":""},{"$f":"IFERROR('Cost scenario - input'!B63,\"\")","v":""},{"$f":"IFERROR('Cost scenario - input'!C63,\"\")","v":""},{"$f":"IFERROR(repcalc('Cost scenario - input'!$CY63:$GK63,'Cost scenario - input'!$J63,'Cost scenario - input'!$H63,'Cost scenario - input'!$I63,20,TRUE,TRUE),\"\")","v":""},"","","","","","","","","","","","","","","","","","","",{"$f":"IFERROR(IF(OR(D78=\"\",'Cost scenario - input'!$G63=\"\"),\"\",D78/'Cost scenario - input'!$G63),\"\")","v":""},{"$f":"IFERROR(IF(OR(E78=\"\",'Cost scenario - input'!$G63=\"\"),\"\",E78/'Cost scenario - input'!$G63),\"\")","v":""},{"$f":"IFERROR(IF(OR(F78=\"\",'Cost scenario - input'!$G63=\"\"),\"\",F78/'Cost scenario - input'!$G63),\"\")","v":""},{"$f":"IFERROR(IF(OR(G78=\"\",'Cost scenario - input'!$G63=\"\"),\"\",G78/'Cost scenario - input'!$G63),\"\")","v":""},{"$f":"IFERROR(IF(OR(H78=\"\",'Cost scenario - input'!$G63=\"\"),\"\",H78/'Cost scenario - input'!$G63),\"\")","v":""},{"$f":"IFERROR(IF(OR(I78=\"\",'Cost scenario - input'!$G63=\"\"),\"\",I78/'Cost scenario - input'!$G63),\"\")","v":""},{"$f":"IFERROR(IF(OR(J78=\"\",'Cost scenario - input'!$G63=\"\"),\"\",J78/'Cost scenario - input'!$G63),\"\")","v":""},{"$f":"IFERROR(IF(OR(K78=\"\",'Cost scenario - input'!$G63=\"\"),\"\",K78/'Cost scenario - input'!$G63),\"\")","v":""},{"$f":"IFERROR(IF(OR(L78=\"\",'Cost scenario - input'!$G63=\"\"),\"\",L78/'Cost scenario - input'!$G63),\"\")","v":""},{"$f":"IFERROR(IF(OR(M78=\"\",'Cost scenario - input'!$G63=\"\"),\"\",M78/'Cost scenario - input'!$G63),\"\")","v":""},{"$f":"IFERROR(IF(OR(N78=\"\",'Cost scenario - input'!$G63=\"\"),\"\",N78/'Cost scenario - input'!$G63),\"\")","v":""},{"$f":"IFERROR(IF(OR(O78=\"\",'Cost scenario - input'!$G63=\"\"),\"\",O78/'Cost scenario - input'!$G63),\"\")","v":""},{"$f":"IFERROR(IF(OR(P78=\"\",'Cost scenario - input'!$G63=\"\"),\"\",P78/'Cost scenario - input'!$G63),\"\")","v":""},{"$f":"IFERROR(IF(OR(Q78=\"\",'Cost scenario - input'!$G63=\"\"),\"\",Q78/'Cost scenario - input'!$G63),\"\")","v":""},{"$f":"IFERROR(IF(OR(R78=\"\",'Cost scenario - input'!$G63=\"\"),\"\",R78/'Cost scenario - input'!$G63),\"\")","v":""},{"$f":"IFERROR(IF(OR(S78=\"\",'Cost scenario - input'!$G63=\"\"),\"\",S78/'Cost scenario - input'!$G63),\"\")","v":""},{"$f":"IFERROR(IF(OR(T78=\"\",'Cost scenario - input'!$G63=\"\"),\"\",T78/'Cost scenario - input'!$G63),\"\")","v":""},{"$f":"IFERROR(IF(OR(U78=\"\",'Cost scenario - input'!$G63=\"\"),\"\",U78/'Cost scenario - input'!$G63),\"\")","v":""},{"$f":"IFERROR(IF(OR(V78=\"\",'Cost scenario - input'!$G63=\"\"),\"\",V78/'Cost scenario - input'!$G63),\"\")","v":""},{"$f":"IFERROR(IF(OR(W78=\"\",'Cost scenario - input'!$G63=\"\"),\"\",W78/'Cost scenario - input'!$G63),\"\")","v":""}]
[{"$f":"IFERROR('Cost scenario - input'!A64,\"\")","v":""},{"$f":"IFERROR('Cost scenario - input'!B64,\"\")","v":""},{"$f":"IFERROR('Cost scenario - input'!C64,\"\")","v":""},{"$f":"IFERROR(repcalc('Cost scenario - input'!$CY64:$GK64,'Cost scenario - input'!$J64,'Cost scenario - input'!$H64,'Cost scenario - input'!$I64,20,TRUE,TRUE),\"\")","v":""},"","","","","","","","","","","","","","","","","","","",{"$f":"IFERROR(IF(OR(D79=\"\",'Cost scenario - input'!$G64=\"\"),\"\",D79/'Cost scenario - input'!$G64),\"\")","v":""},{"$f":"IFERROR(IF(OR(E79=\"\",'Cost scenario - input'!$G64=\"\"),\"\",E79/'Cost scenario - input'!$G64),\"\")","v":""},{"$f":"IFERROR(IF(OR(F79=\"\",'Cost scenario - input'!$G64=\"\"),\"\",F79/'Cost scenario - input'!$G64),\"\")","v":""},{"$f":"IFERROR(IF(OR(G79=\"\",'Cost scenario - input'!$G64=\"\"),\"\",G79/'Cost scenario - input'!$G64),\"\")","v":""},{"$f":"IFERROR(IF(OR(H79=\"\",'Cost scenario - input'!$G64=\"\"),\"\",H79/'Cost scenario - input'!$G64),\"\")","v":""},{"$f":"IFERROR(IF(OR(I79=\"\",'Cost scenario - input'!$G64=\"\"),\"\",I79/'Cost scenario - input'!$G64),\"\")","v":""},{"$f":"IFERROR(IF(OR(J79=\"\",'Cost scenario - input'!$G64=\"\"),\"\",J79/'Cost scenario - input'!$G64),\"\")","v":""},{"$f":"IFERROR(IF(OR(K79=\"\",'Cost scenario - input'!$G64=\"\"),\"\",K79/'Cost scenario - input'!$G64),\"\")","v":""},{"$f":"IFERROR(IF(OR(L79=\"\",'Cost scenario - input'!$G64=\"\"),\"\",L79/'Cost scenario - input'!$G64),\"\")","v":""},{"$f":"IFERROR(IF(OR(M79=\"\",'Cost scenario - input'!$G64=\"\"),\"\",M79/'Cost scenario - input'!$G64),\"\")","v":""},{"$f":"IFERROR(IF(OR(N79=\"\",'Cost scenario - input'!$G64=\"\"),\"\",N79/'Cost scenario - input'!$G64),\"\")","v":""},{"$f":"IFERROR(IF(OR(O79=\"\",'Cost scenario - input'!$G64=\"\"),\"\",O79/'Cost scenario - input'!$G64),\"\")","v":""},{"$f":"IFERROR(IF(OR(P79=\"\",'Cost scenario - input'!$G64=\"\"),\"\",P79/'Cost scenario - input'!$G64),\"\")","v":""},{"$f":"IFERROR(IF(OR(Q79=\"\",'Cost scenario - input'!$G64=\"\"),\"\",Q79/'Cost scenario - input'!$G64),\"\")","v":""},{"$f":"IFERROR(IF(OR(R79=\"\",'Cost scenario - input'!$G64=\"\"),\"\",R79/'Cost scenario - input'!$G64),\"\")","v":""},{"$f":"IFERROR(IF(OR(S79=\"\",'Cost scenario - input'!$G64=\"\"),\"\",S79/'Cost scenario - input'!$G64),\"\")","v":""},{"$f":"IFERROR(IF(OR(T79=\"\",'Cost scenario - input'!$G64=\"\"),\"\",T79/'Cost scenario - input'!$G64),\"\")","v":""},{"$f":"IFERROR(IF(OR(U79=\"\",'Cost scenario - input'!$G64=\"\"),\"\",U79/'Cost scenario - input'!$G64),\"\")","v":""},{"$f":"IFERROR(IF(OR(V79=\"\",'Cost scenario - input'!$G64=\"\"),\"\",V79/'Cost scenario - input'!$G64),\"\")","v":""},{"$f":"IFERROR(IF(OR(W79=\"\",'Cost scenario - input'!$G64=\"\"),\"\",W79/'Cost scenario - input'!$G64),\"\")","v":""}]
[{"$f":"IFERROR('Cost scenario - input'!A65,\"\")","v":""},{"$f":"IFERROR('Cost scenario - input'!B65,\"\")","v":""},{"$f":"IFERROR('Cost scenario - input'!C65,\"\")","v":""},{"$f":"IFERROR(repcalc('Cost scenario - input'!$CY65:$GK65,'Cost scenario - input'!$J65,'Cost scenario - input'!$H65,'Cost scenario - input'!$I65,20,TRUE,TRUE),\"\")","v":""},"","","","","","","","","","","","","","","","","","","",{"$f":"IFERROR(IF(OR(D80=\"\",'Cost scenario - input'!$G65=\"\"),\"\",D80/'Cost scenario - input'!$G65),\"\")","v":""},{"$f":"IFERROR(IF(OR(E80=\"\",'Cost scenario - input'!$G65=\"\"),\"\",E80/'Cost scenario - input'!$G65),\"\")","v":""},{"$f":"IFERROR(IF(OR(F80=\"\",'Cost scenario - input'!$G65=\"\"),\"\",F80/'Cost scenario - input'!$G65),\"\")","v":""},{"$f":"IFERROR(IF(OR(G80=\"\",'Cost scenario - input'!$G65=\"\"),\"\",G80/'Cost scenario - input'!$G65),\"\")","v":""},{"$f":"IFERROR(IF(OR(H80=\"\",'Cost scenario - input'!$G65=\"\"),\"\",H80/'Cost scenario - input'!$G65),\"\")","v":""},{"$f":"IFERROR(IF(OR(I80=\"\",'Cost scenario - input'!$G65=\"\"),\"\",I80/'Cost scenario - input'!$G65),\"\")","v":""},{"$f":"IFERROR(IF(OR(J80=\"\",'Cost scenario - input'!$G65=\"\"),\"\",J80/'Cost scenario - input'!$G65),\"\")","v":""},{"$f":"IFERROR(IF(OR(K80=\"\",'Cost scenario - input'!$G65=\"\"),\"\",K80/'Cost scenario - input'!$G65),\"\")","v":""},{"$f":"IFERROR(IF(OR(L80=\"\",'Cost scenario - input'!$G65=\"\"),\"\",L80/'Cost scenario - input'!$G65),\"\")","v":""},{"$f":"IFERROR(IF(OR(M80=\"\",'Cost scenario - input'!$G65=\"\"),\"\",M80/'Cost scenario - input'!$G65),\"\")","v":""},{"$f":"IFERROR(IF(OR(N80=\"\",'Cost scenario - input'!$G65=\"\"),\"\",N80/'Cost scenario - input'!$G65),\"\")","v":""},{"$f":"IFERROR(IF(OR(O80=\"\",'Cost scenario - input'!$G65=\"\"),\"\",O80/'Cost scenario - input'!$G65),\"\")","v":""},{"$f":"IFERROR(IF(OR(P80=\"\",'Cost scenario - input'!$G65=\"\"),\"\",P80/'Cost scenario - input'!$G65),\"\")","v":""},{"$f":"IFERROR(IF(OR(Q80=\"\",'Cost scenario - input'!$G65=\"\"),\"\",Q80/'Cost scenario - input'!$G65),\"\")","v":""},{"$f":"IFERROR(IF(OR(R80=\"\",'Cost scenario - input'!$G65=\"\"),\"\",R80/'Cost scenario - input'!$G65),\"\")","v":""},{"$f":"IFERROR(IF(OR(S80=\"\",'Cost scenario - input'!$G65=\"\"),\"\",S80/'Cost scenario - input'!$G65),\"\")","v":""},{"$f":"IFERROR(IF(OR(T80=\"\",'Cost scenario - input'!$G65=\"\"),\"\",T80/'Cost scenario - input'!$G65),\"\")","v":""},{"$f":"IFERROR(IF(OR(U80=\"\",'Cost scenario - input'!$G65=\"\"),\"\",U80/'Cost scenario - input'!$G65),\"\")","v":""},{"$f":"IFERROR(IF(OR(V80=\"\",'Cost scenario - input'!$G65=\"\"),\"\",V80/'Cost scenario - input'!$G65),\"\")","v":""},{"$f":"IFERROR(IF(OR(W80=\"\",'Cost scenario - input'!$G65=\"\"),\"\",W80/'Cost scenario - input'!$G65),\"\")","v":""}]
[{"$f":"IFERROR('Cost scenario - input'!A66,\"\")","v":""},{"$f":"IFERROR('Cost scenario - input'!B66,\"\")","v":""},{"$f":"IFERROR('Cost scenario - input'!C66,\"\")","v":""},{"$f":"IFERROR(repcalc('Cost scenario - input'!$CY66:$GK66,'Cost scenario - input'!$J66,'Cost scenario - input'!$H66,'Cost scenario - input'!$I66,20,TRUE,TRUE),\"\")","v":""},"","","","","","","","","","","","","","","","","","","",{"$f":"IFERROR(IF(OR(D81=\"\",'Cost scenario - input'!$G66=\"\"),\"\",D81/'Cost scenario - input'!$G66),\"\")","v":""},{"$f":"IFERROR(IF(OR(E81=\"\",'Cost scenario - input'!$G66=\"\"),\"\",E81/'Cost scenario - input'!$G66),\"\")","v":""},{"$f":"IFERROR(IF(OR(F81=\"\",'Cost scenario - input'!$G66=\"\"),\"\",F81/'Cost scenario - input'!$G66),\"\")","v":""},{"$f":"IFERROR(IF(OR(G81=\"\",'Cost scenario - input'!$G66=\"\"),\"\",G81/'Cost scenario - input'!$G66),\"\")","v":""},{"$f":"IFERROR(IF(OR(H81=\"\",'Cost scenario - input'!$G66=\"\"),\"\",H81/'Cost scenario - input'!$G66),\"\")","v":""},{"$f":"IFERROR(IF(OR(I81=\"\",'Cost scenario - input'!$G66=\"\"),\"\",I81/'Cost scenario - input'!$G66),\"\")","v":""},{"$f":"IFERROR(IF(OR(J81=\"\",'Cost scenario - input'!$G66=\"\"),\"\",J81/'Cost scenario - input'!$G66),\"\")","v":""},{"$f":"IFERROR(IF(OR(K81=\"\",'Cost scenario - input'!$G66=\"\"),\"\",K81/'Cost scenario - input'!$G66),\"\")","v":""},{"$f":"IFERROR(IF(OR(L81=\"\",'Cost scenario - input'!$G66=\"\"),\"\",L81/'Cost scenario - input'!$G66),\"\")","v":""},{"$f":"IFERROR(IF(OR(M81=\"\",'Cost scenario - input'!$G66=\"\"),\"\",M81/'Cost scenario - input'!$G66),\"\")","v":""},{"$f":"IFERROR(IF(OR(N81=\"\",'Cost scenario - input'!$G66=\"\"),\"\",N81/'Cost scenario - input'!$G66),\"\")","v":""},{"$f":"IFERROR(IF(OR(O81=\"\",'Cost scenario - input'!$G66=\"\"),\"\",O81/'Cost scenario - input'!$G66),\"\")","v":""},{"$f":"IFERROR(IF(OR(P81=\"\",'Cost scenario - input'!$G66=\"\"),\"\",P81/'Cost scenario - input'!$G66),\"\")","v":""},{"$f":"IFERROR(IF(OR(Q81=\"\",'Cost scenario - input'!$G66=\"\"),\"\",Q81/'Cost scenario - input'!$G66),\"\")","v":""},{"$f":"IFERROR(IF(OR(R81=\"\",'Cost scenario - input'!$G66=\"\"),\"\",R81/'Cost scenario - input'!$G66),\"\")","v":""},{"$f":"IFERROR(IF(OR(S81=\"\",'Cost scenario - input'!$G66=\"\"),\"\",S81/'Cost scenario - input'!$G66),\"\")","v":""},{"$f":"IFERROR(IF(OR(T81=\"\",'Cost scenario - input'!$G66=\"\"),\"\",T81/'Cost scenario - input'!$G66),\"\")","v":""},{"$f":"IFERROR(IF(OR(U81=\"\",'Cost scenario - input'!$G66=\"\"),\"\",U81/'Cost scenario - input'!$G66),\"\")","v":""},{"$f":"IFERROR(IF(OR(V81=\"\",'Cost scenario - input'!$G66=\"\"),\"\",V81/'Cost scenario - input'!$G66),\"\")","v":""},{"$f":"IFERROR(IF(OR(W81=\"\",'Cost scenario - input'!$G66=\"\"),\"\",W81/'Cost scenario - input'!$G66),\"\")","v":""}]
[{"$f":"IFERROR('Cost scenario - input'!A67,\"\")","v":""},{"$f":"IFERROR('Cost scenario - input'!B67,\"\")","v":""},{"$f":"IFERROR('Cost scenario - input'!C67,\"\")","v":""},{"$f":"IFERROR(repcalc('Cost scenario - input'!$CY67:$GK67,'Cost scenario - input'!$J67,'Cost scenario - input'!$H67,'Cost scenario - input'!$I67,20,TRUE,TRUE),\"\")","v":""},"","","","","","","","","","","","","","","","","","","",{"$f":"IFERROR(IF(OR(D82=\"\",'Cost scenario - input'!$G67=\"\"),\"\",D82/'Cost scenario - input'!$G67),\"\")","v":""},{"$f":"IFERROR(IF(OR(E82=\"\",'Cost scenario - input'!$G67=\"\"),\"\",E82/'Cost scenario - input'!$G67),\"\")","v":""},{"$f":"IFERROR(IF(OR(F82=\"\",'Cost scenario - input'!$G67=\"\"),\"\",F82/'Cost scenario - input'!$G67),\"\")","v":""},{"$f":"IFERROR(IF(OR(G82=\"\",'Cost scenario - input'!$G67=\"\"),\"\",G82/'Cost scenario - input'!$G67),\"\")","v":""},{"$f":"IFERROR(IF(OR(H82=\"\",'Cost scenario - input'!$G67=\"\"),\"\",H82/'Cost scenario - input'!$G67),\"\")","v":""},{"$f":"IFERROR(IF(OR(I82=\"\",'Cost scenario - input'!$G67=\"\"),\"\",I82/'Cost scenario - input'!$G67),\"\")","v":""},{"$f":"IFERROR(IF(OR(J82=\"\",'Cost scenario - input'!$G67=\"\"),\"\",J82/'Cost scenario - input'!$G67),\"\")","v":""},{"$f":"IFERROR(IF(OR(K82=\"\",'Cost scenario - input'!$G67=\"\"),\"\",K82/'Cost scenario - input'!$G67),\"\")","v":""},{"$f":"IFERROR(IF(OR(L82=\"\",'Cost scenario - input'!$G67=\"\"),\"\",L82/'Cost scenario - input'!$G67),\"\")","v":""},{"$f":"IFERROR(IF(OR(M82=\"\",'Cost scenario - input'!$G67=\"\"),\"\",M82/'Cost scenario - input'!$G67),\"\")","v":""},{"$f":"IFERROR(IF(OR(N82=\"\",'Cost scenario - input'!$G67=\"\"),\"\",N82/'Cost scenario - input'!$G67),\"\")","v":""},{"$f":"IFERROR(IF(OR(O82=\"\",'Cost scenario - input'!$G67=\"\"),\"\",O82/'Cost scenario - input'!$G67),\"\")","v":""},{"$f":"IFERROR(IF(OR(P82=\"\",'Cost scenario - input'!$G67=\"\"),\"\",P82/'Cost scenario - input'!$G67),\"\")","v":""},{"$f":"IFERROR(IF(OR(Q82=\"\",'Cost scenario - input'!$G67=\"\"),\"\",Q82/'Cost scenario - input'!$G67),\"\")","v":""},{"$f":"IFERROR(IF(OR(R82=\"\",'Cost scenario - input'!$G67=\"\"),\"\",R82/'Cost scenario - input'!$G67),\"\")","v":""},{"$f":"IFERROR(IF(OR(S82=\"\",'Cost scenario - input'!$G67=\"\"),\"\",S82/'Cost scenario - input'!$G67),\"\")","v":""},{"$f":"IFERROR(IF(OR(T82=\"\",'Cost scenario - input'!$G67=\"\"),\"\",T82/'Cost scenario - input'!$G67),\"\")","v":""},{"$f":"IFERROR(IF(OR(U82=\"\",'Cost scenario - input'!$G67=\"\"),\"\",U82/'Cost scenario - input'!$G67),\"\")","v":""},{"$f":"IFERROR(IF(OR(V82=\"\",'Cost scenario - input'!$G67=\"\"),\"\",V82/'Cost scenario - input'!$G67),\"\")","v":""},{"$f":"IFERROR(IF(OR(W82=\"\",'Cost scenario - input'!$G67=\"\"),\"\",W82/'Cost scenario - input'!$G67),\"\")","v":""}]
[{"$f":"IFERROR('Cost scenario - input'!A68,\"\")","v":""},{"$f":"IFERROR('Cost scenario - input'!B68,\"\")","v":""},{"$f":"IFERROR('Cost scenario - input'!C68,\"\")","v":""},{"$f":"IFERROR(repcalc('Cost scenario - input'!$CY68:$GK68,'Cost scenario - input'!$J68,'Cost scenario - input'!$H68,'Cost scenario - input'!$I68,20,TRUE,TRUE),\"\")","v":""},"","","","","","","","","","","","","","","","","","","",{"$f":"IFERROR(IF(OR(D83=\"\",'Cost scenario - input'!$G68=\"\"),\"\",D83/'Cost scenario - input'!$G68),\"\")","v":""},{"$f":"IFERROR(IF(OR(E83=\"\",'Cost scenario - input'!$G68=\"\"),\"\",E83/'Cost scenario - input'!$G68),\"\")","v":""},{"$f":"IFERROR(IF(OR(F83=\"\",'Cost scenario - input'!$G68=\"\"),\"\",F83/'Cost scenario - input'!$G68),\"\")","v":""},{"$f":"IFERROR(IF(OR(G83=\"\",'Cost scenario - input'!$G68=\"\"),\"\",G83/'Cost scenario - input'!$G68),\"\")","v":""},{"$f":"IFERROR(IF(OR(H83=\"\",'Cost scenario - input'!$G68=\"\"),\"\",H83/'Cost scenario - input'!$G68),\"\")","v":""},{"$f":"IFERROR(IF(OR(I83=\"\",'Cost scenario - input'!$G68=\"\"),\"\",I83/'Cost scenario - input'!$G68),\"\")","v":""},{"$f":"IFERROR(IF(OR(J83=\"\",'Cost scenario - input'!$G68=\"\"),\"\",J83/'Cost scenario - input'!$G68),\"\")","v":""},{"$f":"IFERROR(IF(OR(K83=\"\",'Cost scenario - input'!$G68=\"\"),\"\",K83/'Cost scenario - input'!$G68),\"\")","v":""},{"$f":"IFERROR(IF(OR(L83=\"\",'Cost scenario - input'!$G68=\"\"),\"\",L83/'Cost scenario - input'!$G68),\"\")","v":""},{"$f":"IFERROR(IF(OR(M83=\"\",'Cost scenario - input'!$G68=\"\"),\"\",M83/'Cost scenario - input'!$G68),\"\")","v":""},{"$f":"IFERROR(IF(OR(N83=\"\",'Cost scenario - input'!$G68=\"\"),\"\",N83/'Cost scenario - input'!$G68),\"\")","v":""},{"$f":"IFERROR(IF(OR(O83=\"\",'Cost scenario - input'!$G68=\"\"),\"\",O83/'Cost scenario - input'!$G68),\"\")","v":""},{"$f":"IFERROR(IF(OR(P83=\"\",'Cost scenario - input'!$G68=\"\"),\"\",P83/'Cost scenario - input'!$G68),\"\")","v":""},{"$f":"IFERROR(IF(OR(Q83=\"\",'Cost scenario - input'!$G68=\"\"),\"\",Q83/'Cost scenario - input'!$G68),\"\")","v":""},{"$f":"IFERROR(IF(OR(R83=\"\",'Cost scenario - input'!$G68=\"\"),\"\",R83/'Cost scenario - input'!$G68),\"\")","v":""},{"$f":"IFERROR(IF(OR(S83=\"\",'Cost scenario - input'!$G68=\"\"),\"\",S83/'Cost scenario - input'!$G68),\"\")","v":""},{"$f":"IFERROR(IF(OR(T83=\"\",'Cost scenario - input'!$G68=\"\"),\"\",T83/'Cost scenario - input'!$G68),\"\")","v":""},{"$f":"IFERROR(IF(OR(U83=\"\",'Cost scenario - input'!$G68=\"\"),\"\",U83/'Cost scenario - input'!$G68),\"\")","v":""},{"$f":"IFERROR(IF(OR(V83=\"\",'Cost scenario - input'!$G68=\"\"),\"\",V83/'Cost scenario - input'!$G68),\"\")","v":""},{"$f":"IFERROR(IF(OR(W83=\"\",'Cost scenario - input'!$G68=\"\"),\"\",W83/'Cost scenario - input'!$G68),\"\")","v":""}]
[{"$f":"IFERROR('Cost scenario - input'!A69,\"\")","v":""},{"$f":"IFERROR('Cost scenario - input'!B69,\"\")","v":""},{"$f":"IFERROR('Cost scenario - input'!C69,\"\")","v":""},{"$f":"IFERROR(repcalc('Cost scenario - input'!$CY69:$GK69,'Cost scenario - input'!$J69,'Cost scenario - input'!$H69,'Cost scenario - input'!$I69,20,TRUE,TRUE),\"\")","v":""},"","","","","","","","","","","","","","","","","","","",{"$f":"IFERROR(IF(OR(D84=\"\",'Cost scenario - input'!$G69=\"\"),\"\",D84/'Cost scenario - input'!$G69),\"\")","v":""},{"$f":"IFERROR(IF(OR(E84=\"\",'Cost scenario - input'!$G69=\"\"),\"\",E84/'Cost scenario - input'!$G69),\"\")","v":""},{"$f":"IFERROR(IF(OR(F84=\"\",'Cost scenario - input'!$G69=\"\"),\"\",F84/'Cost scenario - input'!$G69),\"\")","v":""},{"$f":"IFERROR(IF(OR(G84=\"\",'Cost scenario - input'!$G69=\"\"),\"\",G84/'Cost scenario - input'!$G69),\"\")","v":""},{"$f":"IFERROR(IF(OR(H84=\"\",'Cost scenario - input'!$G69=\"\"),\"\",H84/'Cost scenario - input'!$G69),\"\")","v":""},{"$f":"IFERROR(IF(OR(I84=\"\",'Cost scenario - input'!$G69=\"\"),\"\",I84/'Cost scenario - input'!$G69),\"\")","v":""},{"$f":"IFERROR(IF(OR(J84=\"\",'Cost scenario - input'!$G69=\"\"),\"\",J84/'Cost scenario - input'!$G69),\"\")","v":""},{"$f":"IFERROR(IF(OR(K84=\"\",'Cost scenario - input'!$G69=\"\"),\"\",K84/'Cost scenario - input'!$G69),\"\")","v":""},{"$f":"IFERROR(IF(OR(L84=\"\",'Cost scenario - input'!$G69=\"\"),\"\",L84/'Cost scenario - input'!$G69),\"\")","v":""},{"$f":"IFERROR(IF(OR(M84=\"\",'Cost scenario - input'!$G69=\"\"),\"\",M84/'Cost scenario - input'!$G69),\"\")","v":""},{"$f":"IFERROR(IF(OR(N84=\"\",'Cost scenario - input'!$G69=\"\"),\"\",N84/'Cost scenario - input'!$G69),\"\")","v":""},{"$f":"IFERROR(IF(OR(O84=\"\",'Cost scenario - input'!$G69=\"\"),\"\",O84/'Cost scenario - input'!$G69),\"\")","v":""},{"$f":"IFERROR(IF(OR(P84=\"\",'Cost scenario - input'!$G69=\"\"),\"\",P84/'Cost scenario - input'!$G69),\"\")","v":""},{"$f":"IFERROR(IF(OR(Q84=\"\",'Cost scenario - input'!$G69=\"\"),\"\",Q84/'Cost scenario - input'!$G69),\"\")","v":""},{"$f":"IFERROR(IF(OR(R84=\"\",'Cost scenario - input'!$G69=\"\"),\"\",R84/'Cost scenario - input'!$G69),\"\")","v":""},{"$f":"IFERROR(IF(OR(S84=\"\",'Cost scenario - input'!$G69=\"\"),\"\",S84/'Cost scenario - input'!$G69),\"\")","v":""},{"$f":"IFERROR(IF(OR(T84=\"\",'Cost scenario - input'!$G69=\"\"),\"\",T84/'Cost scenario - input'!$G69),\"\")","v":""},{"$f":"IFERROR(IF(OR(U84=\"\",'Cost scenario - input'!$G69=\"\"),\"\",U84/'Cost scenario - input'!$G69),\"\")","v":""},{"$f":"IFERROR(IF(OR(V84=\"\",'Cost scenario - input'!$G69=\"\"),\"\",V84/'Cost scenario - input'!$G69),\"\")","v":""},{"$f":"IFERROR(IF(OR(W84=\"\",'Cost scenario - input'!$G69=\"\"),\"\",W84/'Cost scenario - input'!$G69),\"\")","v":""}]
[{"$f":"IFERROR('Cost scenario - input'!A70,\"\")","v":""},{"$f":"IFERROR('Cost scenario - input'!B70,\"\")","v":""},{"$f":"IFERROR('Cost scenario - input'!C70,\"\")","v":""},{"$f":"IFERROR(repcalc('Cost scenario - input'!$CY70:$GK70,'Cost scenario - input'!$J70,'Cost scenario - input'!$H70,'Cost scenario - input'!$I70,20,TRUE,TRUE),\"\")","v":""},"","","","","","","","","","","","","","","","","","","",{"$f":"IFERROR(IF(OR(D85=\"\",'Cost scenario - input'!$G70=\"\"),\"\",D85/'Cost scenario - input'!$G70),\"\")","v":""},{"$f":"IFERROR(IF(OR(E85=\"\",'Cost scenario - input'!$G70=\"\"),\"\",E85/'Cost scenario - input'!$G70),\"\")","v":""},{"$f":"IFERROR(IF(OR(F85=\"\",'Cost scenario - input'!$G70=\"\"),\"\",F85/'Cost scenario - input'!$G70),\"\")","v":""},{"$f":"IFERROR(IF(OR(G85=\"\",'Cost scenario - input'!$G70=\"\"),\"\",G85/'Cost scenario - input'!$G70),\"\")","v":""},{"$f":"IFERROR(IF(OR(H85=\"\",'Cost scenario - input'!$G70=\"\"),\"\",H85/'Cost scenario - input'!$G70),\"\")","v":""},{"$f":"IFERROR(IF(OR(I85=\"\",'Cost scenario - input'!$G70=\"\"),\"\",I85/'Cost scenario - input'!$G70),\"\")","v":""},{"$f":"IFERROR(IF(OR(J85=\"\",'Cost scenario - input'!$G70=\"\"),\"\",J85/'Cost scenario - input'!$G70),\"\")","v":""},{"$f":"IFERROR(IF(OR(K85=\"\",'Cost scenario - input'!$G70=\"\"),\"\",K85/'Cost scenario - input'!$G70),\"\")","v":""},{"$f":"IFERROR(IF(OR(L85=\"\",'Cost scenario - input'!$G70=\"\"),\"\",L85/'Cost scenario - input'!$G70),\"\")","v":""},{"$f":"IFERROR(IF(OR(M85=\"\",'Cost scenario - input'!$G70=\"\"),\"\",M85/'Cost scenario - input'!$G70),\"\")","v":""},{"$f":"IFERROR(IF(OR(N85=\"\",'Cost scenario - input'!$G70=\"\"),\"\",N85/'Cost scenario - input'!$G70),\"\")","v":""},{"$f":"IFERROR(IF(OR(O85=\"\",'Cost scenario - input'!$G70=\"\"),\"\",O85/'Cost scenario - input'!$G70),\"\")","v":""},{"$f":"IFERROR(IF(OR(P85=\"\",'Cost scenario - input'!$G70=\"\"),\"\",P85/'Cost scenario - input'!$G70),\"\")","v":""},{"$f":"IFERROR(IF(OR(Q85=\"\",'Cost scenario - input'!$G70=\"\"),\"\",Q85/'Cost scenario - input'!$G70),\"\")","v":""},{"$f":"IFERROR(IF(OR(R85=\"\",'Cost scenario - input'!$G70=\"\"),\"\",R85/'Cost scenario - input'!$G70),\"\")","v":""},{"$f":"IFERROR(IF(OR(S85=\"\",'Cost scenario - input'!$G70=\"\"),\"\",S85/'Cost scenario - input'!$G70),\"\")","v":""},{"$f":"IFERROR(IF(OR(T85=\"\",'Cost scenario - input'!$G70=\"\"),\"\",T85/'Cost scenario - input'!$G70),\"\")","v":""},{"$f":"IFERROR(IF(OR(U85=\"\",'Cost scenario - input'!$G70=\"\"),\"\",U85/'Cost scenario - input'!$G70),\"\")","v":""},{"$f":"IFERROR(IF(OR(V85=\"\",'Cost scenario - input'!$G70=\"\"),\"\",V85/'Cost scenario - input'!$G70),\"\")","v":""},{"$f":"IFERROR(IF(OR(W85=\"\",'Cost scenario - input'!$G70=\"\"),\"\",W85/'Cost scenario - input'!$G70),\"\")","v":""}]
[{"$f":"IFERROR('Cost scenario - input'!A71,\"\")","v":""},{"$f":"IFERROR('Cost scenario - input'!B71,\"\")","v":""},{"$f":"IFERROR('Cost scenario - input'!C71,\"\")","v":""},{"$f":"IFERROR(repcalc('Cost scenario - input'!$CY71:$GK71,'Cost scenario - input'!$J71,'Cost scenario - input'!$H71,'Cost scenario - input'!$I71,20,TRUE,TRUE),\"\")","v":""},"","","","","","","","","","","","","","","","","","","",{"$f":"IFERROR(IF(OR(D86=\"\",'Cost scenario - input'!$G71=\"\"),\"\",D86/'Cost scenario - input'!$G71),\"\")","v":""},{"$f":"IFERROR(IF(OR(E86=\"\",'Cost scenario - input'!$G71=\"\"),\"\",E86/'Cost scenario - input'!$G71),\"\")","v":""},{"$f":"IFERROR(IF(OR(F86=\"\",'Cost scenario - input'!$G71=\"\"),\"\",F86/'Cost scenario - input'!$G71),\"\")","v":""},{"$f":"IFERROR(IF(OR(G86=\"\",'Cost scenario - input'!$G71=\"\"),\"\",G86/'Cost scenario - input'!$G71),\"\")","v":""},{"$f":"IFERROR(IF(OR(H86=\"\",'Cost scenario - input'!$G71=\"\"),\"\",H86/'Cost scenario - input'!$G71),\"\")","v":""},{"$f":"IFERROR(IF(OR(I86=\"\",'Cost scenario - input'!$G71=\"\"),\"\",I86/'Cost scenario - input'!$G71),\"\")","v":""},{"$f":"IFERROR(IF(OR(J86=\"\",'Cost scenario - input'!$G71=\"\"),\"\",J86/'Cost scenario - input'!$G71),\"\")","v":""},{"$f":"IFERROR(IF(OR(K86=\"\",'Cost scenario - input'!$G71=\"\"),\"\",K86/'Cost scenario - input'!$G71),\"\")","v":""},{"$f":"IFERROR(IF(OR(L86=\"\",'Cost scenario - input'!$G71=\"\"),\"\",L86/'Cost scenario - input'!$G71),\"\")","v":""},{"$f":"IFERROR(IF(OR(M86=\"\",'Cost scenario - input'!$G71=\"\"),\"\",M86/'Cost scenario - input'!$G71),\"\")","v":""},{"$f":"IFERROR(IF(OR(N86=\"\",'Cost scenario - input'!$G71=\"\"),\"\",N86/'Cost scenario - input'!$G71),\"\")","v":""},{"$f":"IFERROR(IF(OR(O86=\"\",'Cost scenario - input'!$G71=\"\"),\"\",O86/'Cost scenario - input'!$G71),\"\")","v":""},{"$f":"IFERROR(IF(OR(P86=\"\",'Cost scenario - input'!$G71=\"\"),\"\",P86/'Cost scenario - input'!$G71),\"\")","v":""},{"$f":"IFERROR(IF(OR(Q86=\"\",'Cost scenario - input'!$G71=\"\"),\"\",Q86/'Cost scenario - input'!$G71),\"\")","v":""},{"$f":"IFERROR(IF(OR(R86=\"\",'Cost scenario - input'!$G71=\"\"),\"\",R86/'Cost scenario - input'!$G71),\"\")","v":""},{"$f":"IFERROR(IF(OR(S86=\"\",'Cost scenario - input'!$G71=\"\"),\"\",S86/'Cost scenario - input'!$G71),\"\")","v":""},{"$f":"IFERROR(IF(OR(T86=\"\",'Cost scenario - input'!$G71=\"\"),\"\",T86/'Cost scenario - input'!$G71),\"\")","v":""},{"$f":"IFERROR(IF(OR(U86=\"\",'Cost scenario - input'!$G71=\"\"),\"\",U86/'Cost scenario - input'!$G71),\"\")","v":""},{"$f":"IFERROR(IF(OR(V86=\"\",'Cost scenario - input'!$G71=\"\"),\"\",V86/'Cost scenario - input'!$G71),\"\")","v":""},{"$f":"IFERROR(IF(OR(W86=\"\",'Cost scenario - input'!$G71=\"\"),\"\",W86/'Cost scenario - input'!$G71),\"\")","v":""}]
[{"$f":"IFERROR('Cost scenario - input'!A72,\"\")","v":""},{"$f":"IFERROR('Cost scenario - input'!B72,\"\")","v":""},{"$f":"IFERROR('Cost scenario - input'!C72,\"\")","v":""},{"$f":"IFERROR(repcalc('Cost scenario - input'!$CY72:$GK72,'Cost scenario - input'!$J72,'Cost scenario - input'!$H72,'Cost scenario - input'!$I72,20,TRUE,TRUE),\"\")","v":""},"","","","","","","","","","","","","","","","","","","",{"$f":"IFERROR(IF(OR(D87=\"\",'Cost scenario - input'!$G72=\"\"),\"\",D87/'Cost scenario - input'!$G72),\"\")","v":""},{"$f":"IFERROR(IF(OR(E87=\"\",'Cost scenario - input'!$G72=\"\"),\"\",E87/'Cost scenario - input'!$G72),\"\")","v":""},{"$f":"IFERROR(IF(OR(F87=\"\",'Cost scenario - input'!$G72=\"\"),\"\",F87/'Cost scenario - input'!$G72),\"\")","v":""},{"$f":"IFERROR(IF(OR(G87=\"\",'Cost scenario - input'!$G72=\"\"),\"\",G87/'Cost scenario - input'!$G72),\"\")","v":""},{"$f":"IFERROR(IF(OR(H87=\"\",'Cost scenario - input'!$G72=\"\"),\"\",H87/'Cost scenario - input'!$G72),\"\")","v":""},{"$f":"IFERROR(IF(OR(I87=\"\",'Cost scenario - input'!$G72=\"\"),\"\",I87/'Cost scenario - input'!$G72),\"\")","v":""},{"$f":"IFERROR(IF(OR(J87=\"\",'Cost scenario - input'!$G72=\"\"),\"\",J87/'Cost scenario - input'!$G72),\"\")","v":""},{"$f":"IFERROR(IF(OR(K87=\"\",'Cost scenario - input'!$G72=\"\"),\"\",K87/'Cost scenario - input'!$G72),\"\")","v":""},{"$f":"IFERROR(IF(OR(L87=\"\",'Cost scenario - input'!$G72=\"\"),\"\",L87/'Cost scenario - input'!$G72),\"\")","v":""},{"$f":"IFERROR(IF(OR(M87=\"\",'Cost scenario - input'!$G72=\"\"),\"\",M87/'Cost scenario - input'!$G72),\"\")","v":""},{"$f":"IFERROR(IF(OR(N87=\"\",'Cost scenario - input'!$G72=\"\"),\"\",N87/'Cost scenario - input'!$G72),\"\")","v":""},{"$f":"IFERROR(IF(OR(O87=\"\",'Cost scenario - input'!$G72=\"\"),\"\",O87/'Cost scenario - input'!$G72),\"\")","v":""},{"$f":"IFERROR(IF(OR(P87=\"\",'Cost scenario - input'!$G72=\"\"),\"\",P87/'Cost scenario - input'!$G72),\"\")","v":""},{"$f":"IFERROR(IF(OR(Q87=\"\",'Cost scenario - input'!$G72=\"\"),\"\",Q87/'Cost scenario - input'!$G72),\"\")","v":""},{"$f":"IFERROR(IF(OR(R87=\"\",'Cost scenario - input'!$G72=\"\"),\"\",R87/'Cost scenario - input'!$G72),\"\")","v":""},{"$f":"IFERROR(IF(OR(S87=\"\",'Cost scenario - input'!$G72=\"\"),\"\",S87/'Cost scenario - input'!$G72),\"\")","v":""},{"$f":"IFERROR(IF(OR(T87=\"\",'Cost scenario - input'!$G72=\"\"),\"\",T87/'Cost scenario - input'!$G72),\"\")","v":""},{"$f":"IFERROR(IF(OR(U87=\"\",'Cost scenario - input'!$G72=\"\"),\"\",U87/'Cost scenario - input'!$G72),\"\")","v":""},{"$f":"IFERROR(IF(OR(V87=\"\",'Cost scenario - input'!$G72=\"\"),\"\",V87/'Cost scenario - input'!$G72),\"\")","v":""},{"$f":"IFERROR(IF(OR(W87=\"\",'Cost scenario - input'!$G72=\"\"),\"\",W87/'Cost scenario - input'!$G72),\"\")","v":""}]
[{"$f":"IFERROR('Cost scenario - input'!A73,\"\")","v":""},{"$f":"IFERROR('Cost scenario - input'!B73,\"\")","v":""},{"$f":"IFERROR('Cost scenario - input'!C73,\"\")","v":""},{"$f":"IFERROR(repcalc('Cost scenario - input'!$CY73:$GK73,'Cost scenario - input'!$J73,'Cost scenario - input'!$H73,'Cost scenario - input'!$I73,20,TRUE,TRUE),\"\")","v":""},"","","","","","","","","","","","","","","","","","","",{"$f":"IFERROR(IF(OR(D88=\"\",'Cost scenario - input'!$G73=\"\"),\"\",D88/'Cost scenario - input'!$G73),\"\")","v":""},{"$f":"IFERROR(IF(OR(E88=\"\",'Cost scenario - input'!$G73=\"\"),\"\",E88/'Cost scenario - input'!$G73),\"\")","v":""},{"$f":"IFERROR(IF(OR(F88=\"\",'Cost scenario - input'!$G73=\"\"),\"\",F88/'Cost scenario - input'!$G73),\"\")","v":""},{"$f":"IFERROR(IF(OR(G88=\"\",'Cost scenario - input'!$G73=\"\"),\"\",G88/'Cost scenario - input'!$G73),\"\")","v":""},{"$f":"IFERROR(IF(OR(H88=\"\",'Cost scenario - input'!$G73=\"\"),\"\",H88/'Cost scenario - input'!$G73),\"\")","v":""},{"$f":"IFERROR(IF(OR(I88=\"\",'Cost scenario - input'!$G73=\"\"),\"\",I88/'Cost scenario - input'!$G73),\"\")","v":""},{"$f":"IFERROR(IF(OR(J88=\"\",'Cost scenario - input'!$G73=\"\"),\"\",J88/'Cost scenario - input'!$G73),\"\")","v":""},{"$f":"IFERROR(IF(OR(K88=\"\",'Cost scenario - input'!$G73=\"\"),\"\",K88/'Cost scenario - input'!$G73),\"\")","v":""},{"$f":"IFERROR(IF(OR(L88=\"\",'Cost scenario - input'!$G73=\"\"),\"\",L88/'Cost scenario - input'!$G73),\"\")","v":""},{"$f":"IFERROR(IF(OR(M88=\"\",'Cost scenario - input'!$G73=\"\"),\"\",M88/'Cost scenario - input'!$G73),\"\")","v":""},{"$f":"IFERROR(IF(OR(N88=\"\",'Cost scenario - input'!$G73=\"\"),\"\",N88/'Cost scenario - input'!$G73),\"\")","v":""},{"$f":"IFERROR(IF(OR(O88=\"\",'Cost scenario - input'!$G73=\"\"),\"\",O88/'Cost scenario - input'!$G73),\"\")","v":""},{"$f":"IFERROR(IF(OR(P88=\"\",'Cost scenario - input'!$G73=\"\"),\"\",P88/'Cost scenario - input'!$G73),\"\")","v":""},{"$f":"IFERROR(IF(OR(Q88=\"\",'Cost scenario - input'!$G73=\"\"),\"\",Q88/'Cost scenario - input'!$G73),\"\")","v":""},{"$f":"IFERROR(IF(OR(R88=\"\",'Cost scenario - input'!$G73=\"\"),\"\",R88/'Cost scenario - input'!$G73),\"\")","v":""},{"$f":"IFERROR(IF(OR(S88=\"\",'Cost scenario - input'!$G73=\"\"),\"\",S88/'Cost scenario - input'!$G73),\"\")","v":""},{"$f":"IFERROR(IF(OR(T88=\"\",'Cost scenario - input'!$G73=\"\"),\"\",T88/'Cost scenario - input'!$G73),\"\")","v":""},{"$f":"IFERROR(IF(OR(U88=\"\",'Cost scenario - input'!$G73=\"\"),\"\",U88/'Cost scenario - input'!$G73),\"\")","v":""},{"$f":"IFERROR(IF(OR(V88=\"\",'Cost scenario - input'!$G73=\"\"),\"\",V88/'Cost scenario - input'!$G73),\"\")","v":""},{"$f":"IFERROR(IF(OR(W88=\"\",'Cost scenario - input'!$G73=\"\"),\"\",W88/'Cost scenario - input'!$G73),\"\")","v":""}]
[{"$f":"IFERROR('Cost scenario - input'!A74,\"\")","v":""},{"$f":"IFERROR('Cost scenario - input'!B74,\"\")","v":""},{"$f":"IFERROR('Cost scenario - input'!C74,\"\")","v":""},{"$f":"IFERROR(repcalc('Cost scenario - input'!$CY74:$GK74,'Cost scenario - input'!$J74,'Cost scenario - input'!$H74,'Cost scenario - input'!$I74,20,TRUE,TRUE),\"\")","v":""},"","","","","","","","","","","","","","","","","","","",{"$f":"IFERROR(IF(OR(D89=\"\",'Cost scenario - input'!$G74=\"\"),\"\",D89/'Cost scenario - input'!$G74),\"\")","v":""},{"$f":"IFERROR(IF(OR(E89=\"\",'Cost scenario - input'!$G74=\"\"),\"\",E89/'Cost scenario - input'!$G74),\"\")","v":""},{"$f":"IFERROR(IF(OR(F89=\"\",'Cost scenario - input'!$G74=\"\"),\"\",F89/'Cost scenario - input'!$G74),\"\")","v":""},{"$f":"IFERROR(IF(OR(G89=\"\",'Cost scenario - input'!$G74=\"\"),\"\",G89/'Cost scenario - input'!$G74),\"\")","v":""},{"$f":"IFERROR(IF(OR(H89=\"\",'Cost scenario - input'!$G74=\"\"),\"\",H89/'Cost scenario - input'!$G74),\"\")","v":""},{"$f":"IFERROR(IF(OR(I89=\"\",'Cost scenario - input'!$G74=\"\"),\"\",I89/'Cost scenario - input'!$G74),\"\")","v":""},{"$f":"IFERROR(IF(OR(J89=\"\",'Cost scenario - input'!$G74=\"\"),\"\",J89/'Cost scenario - input'!$G74),\"\")","v":""},{"$f":"IFERROR(IF(OR(K89=\"\",'Cost scenario - input'!$G74=\"\"),\"\",K89/'Cost scenario - input'!$G74),\"\")","v":""},{"$f":"IFERROR(IF(OR(L89=\"\",'Cost scenario - input'!$G74=\"\"),\"\",L89/'Cost scenario - input'!$G74),\"\")","v":""},{"$f":"IFERROR(IF(OR(M89=\"\",'Cost scenario - input'!$G74=\"\"),\"\",M89/'Cost scenario - input'!$G74),\"\")","v":""},{"$f":"IFERROR(IF(OR(N89=\"\",'Cost scenario - input'!$G74=\"\"),\"\",N89/'Cost scenario - input'!$G74),\"\")","v":""},{"$f":"IFERROR(IF(OR(O89=\"\",'Cost scenario - input'!$G74=\"\"),\"\",O89/'Cost scenario - input'!$G74),\"\")","v":""},{"$f":"IFERROR(IF(OR(P89=\"\",'Cost scenario - input'!$G74=\"\"),\"\",P89/'Cost scenario - input'!$G74),\"\")","v":""},{"$f":"IFERROR(IF(OR(Q89=\"\",'Cost scenario - input'!$G74=\"\"),\"\",Q89/'Cost scenario - input'!$G74),\"\")","v":""},{"$f":"IFERROR(IF(OR(R89=\"\",'Cost scenario - input'!$G74=\"\"),\"\",R89/'Cost scenario - input'!$G74),\"\")","v":""},{"$f":"IFERROR(IF(OR(S89=\"\",'Cost scenario - input'!$G74=\"\"),\"\",S89/'Cost scenario - input'!$G74),\"\")","v":""},{"$f":"IFERROR(IF(OR(T89=\"\",'Cost scenario - input'!$G74=\"\"),\"\",T89/'Cost scenario - input'!$G74),\"\")","v":""},{"$f":"IFERROR(IF(OR(U89=\"\",'Cost scenario - input'!$G74=\"\"),\"\",U89/'Cost scenario - input'!$G74),\"\")","v":""},{"$f":"IFERROR(IF(OR(V89=\"\",'Cost scenario - input'!$G74=\"\"),\"\",V89/'Cost scenario - input'!$G74),\"\")","v":""},{"$f":"IFERROR(IF(OR(W89=\"\",'Cost scenario - input'!$G74=\"\"),\"\",W89/'Cost scenario - input'!$G74),\"\")","v":""}]
[{"$f":"IFERROR('Cost scenario - input'!A75,\"\")","v":""},{"$f":"IFERROR('Cost scenario - input'!B75,\"\")","v":""},{"$f":"IFERROR('Cost scenario - input'!C75,\"\")","v":""},{"$f":"IFERROR(repcalc('Cost scenario - input'!$CY75:$GK75,'Cost scenario - input'!$J75,'Cost scenario - input'!$H75,'Cost scenario - input'!$I75,20,TRUE,TRUE),\"\")","v":""},"","","","","","","","","","","","","","","","","","","",{"$f":"IFERROR(IF(OR(D90=\"\",'Cost scenario - input'!$G75=\"\"),\"\",D90/'Cost scenario - input'!$G75),\"\")","v":""},{"$f":"IFERROR(IF(OR(E90=\"\",'Cost scenario - input'!$G75=\"\"),\"\",E90/'Cost scenario - input'!$G75),\"\")","v":""},{"$f":"IFERROR(IF(OR(F90=\"\",'Cost scenario - input'!$G75=\"\"),\"\",F90/'Cost scenario - input'!$G75),\"\")","v":""},{"$f":"IFERROR(IF(OR(G90=\"\",'Cost scenario - input'!$G75=\"\"),\"\",G90/'Cost scenario - input'!$G75),\"\")","v":""},{"$f":"IFERROR(IF(OR(H90=\"\",'Cost scenario - input'!$G75=\"\"),\"\",H90/'Cost scenario - input'!$G75),\"\")","v":""},{"$f":"IFERROR(IF(OR(I90=\"\",'Cost scenario - input'!$G75=\"\"),\"\",I90/'Cost scenario - input'!$G75),\"\")","v":""},{"$f":"IFERROR(IF(OR(J90=\"\",'Cost scenario - input'!$G75=\"\"),\"\",J90/'Cost scenario - input'!$G75),\"\")","v":""},{"$f":"IFERROR(IF(OR(K90=\"\",'Cost scenario - input'!$G75=\"\"),\"\",K90/'Cost scenario - input'!$G75),\"\")","v":""},{"$f":"IFERROR(IF(OR(L90=\"\",'Cost scenario - input'!$G75=\"\"),\"\",L90/'Cost scenario - input'!$G75),\"\")","v":""},{"$f":"IFERROR(IF(OR(M90=\"\",'Cost scenario - input'!$G75=\"\"),\"\",M90/'Cost scenario - input'!$G75),\"\")","v":""},{"$f":"IFERROR(IF(OR(N90=\"\",'Cost scenario - input'!$G75=\"\"),\"\",N90/'Cost scenario - input'!$G75),\"\")","v":""},{"$f":"IFERROR(IF(OR(O90=\"\",'Cost scenario - input'!$G75=\"\"),\"\",O90/'Cost scenario - input'!$G75),\"\")","v":""},{"$f":"IFERROR(IF(OR(P90=\"\",'Cost scenario - input'!$G75=\"\"),\"\",P90/'Cost scenario - input'!$G75),\"\")","v":""},{"$f":"IFERROR(IF(OR(Q90=\"\",'Cost scenario - input'!$G75=\"\"),\"\",Q90/'Cost scenario - input'!$G75),\"\")","v":""},{"$f":"IFERROR(IF(OR(R90=\"\",'Cost scenario - input'!$G75=\"\"),\"\",R90/'Cost scenario - input'!$G75),\"\")","v":""},{"$f":"IFERROR(IF(OR(S90=\"\",'Cost scenario - input'!$G75=\"\"),\"\",S90/'Cost scenario - input'!$G75),\"\")","v":""},{"$f":"IFERROR(IF(OR(T90=\"\",'Cost scenario - input'!$G75=\"\"),\"\",T90/'Cost scenario - input'!$G75),\"\")","v":""},{"$f":"IFERROR(IF(OR(U90=\"\",'Cost scenario - input'!$G75=\"\"),\"\",U90/'Cost scenario - input'!$G75),\"\")","v":""},{"$f":"IFERROR(IF(OR(V90=\"\",'Cost scenario - input'!$G75=\"\"),\"\",V90/'Cost scenario - input'!$G75),\"\")","v":""},{"$f":"IFERROR(IF(OR(W90=\"\",'Cost scenario - input'!$G75=\"\"),\"\",W90/'Cost scenario - input'!$G75),\"\")","v":""}]
[{"$f":"IFERROR('Cost scenario - input'!A76,\"\")","v":""},{"$f":"IFERROR('Cost scenario - input'!B76,\"\")","v":""},{"$f":"IFERROR('Cost scenario - input'!C76,\"\")","v":""},{"$f":"IFERROR(repcalc('Cost scenario - input'!$CY76:$GK76,'Cost scenario - input'!$J76,'Cost scenario - input'!$H76,'Cost scenario - input'!$I76,20,TRUE,TRUE),\"\")","v":""},"","","","","","","","","","","","","","","","","","","",{"$f":"IFERROR(IF(OR(D91=\"\",'Cost scenario - input'!$G76=\"\"),\"\",D91/'Cost scenario - input'!$G76),\"\")","v":""},{"$f":"IFERROR(IF(OR(E91=\"\",'Cost scenario - input'!$G76=\"\"),\"\",E91/'Cost scenario - input'!$G76),\"\")","v":""},{"$f":"IFERROR(IF(OR(F91=\"\",'Cost scenario - input'!$G76=\"\"),\"\",F91/'Cost scenario - input'!$G76),\"\")","v":""},{"$f":"IFERROR(IF(OR(G91=\"\",'Cost scenario - input'!$G76=\"\"),\"\",G91/'Cost scenario - input'!$G76),\"\")","v":""},{"$f":"IFERROR(IF(OR(H91=\"\",'Cost scenario - input'!$G76=\"\"),\"\",H91/'Cost scenario - input'!$G76),\"\")","v":""},{"$f":"IFERROR(IF(OR(I91=\"\",'Cost scenario - input'!$G76=\"\"),\"\",I91/'Cost scenario - input'!$G76),\"\")","v":""},{"$f":"IFERROR(IF(OR(J91=\"\",'Cost scenario - input'!$G76=\"\"),\"\",J91/'Cost scenario - input'!$G76),\"\")","v":""},{"$f":"IFERROR(IF(OR(K91=\"\",'Cost scenario - input'!$G76=\"\"),\"\",K91/'Cost scenario - input'!$G76),\"\")","v":""},{"$f":"IFERROR(IF(OR(L91=\"\",'Cost scenario - input'!$G76=\"\"),\"\",L91/'Cost scenario - input'!$G76),\"\")","v":""},{"$f":"IFERROR(IF(OR(M91=\"\",'Cost scenario - input'!$G76=\"\"),\"\",M91/'Cost scenario - input'!$G76),\"\")","v":""},{"$f":"IFERROR(IF(OR(N91=\"\",'Cost scenario - input'!$G76=\"\"),\"\",N91/'Cost scenario - input'!$G76),\"\")","v":""},{"$f":"IFERROR(IF(OR(O91=\"\",'Cost scenario - input'!$G76=\"\"),\"\",O91/'Cost scenario - input'!$G76),\"\")","v":""},{"$f":"IFERROR(IF(OR(P91=\"\",'Cost scenario - input'!$G76=\"\"),\"\",P91/'Cost scenario - input'!$G76),\"\")","v":""},{"$f":"IFERROR(IF(OR(Q91=\"\",'Cost scenario - input'!$G76=\"\"),\"\",Q91/'Cost scenario - input'!$G76),\"\")","v":""},{"$f":"IFERROR(IF(OR(R91=\"\",'Cost scenario - input'!$G76=\"\"),\"\",R91/'Cost scenario - input'!$G76),\"\")","v":""},{"$f":"IFERROR(IF(OR(S91=\"\",'Cost scenario - input'!$G76=\"\"),\"\",S91/'Cost scenario - input'!$G76),\"\")","v":""},{"$f":"IFERROR(IF(OR(T91=\"\",'Cost scenario - input'!$G76=\"\"),\"\",T91/'Cost scenario - input'!$G76),\"\")","v":""},{"$f":"IFERROR(IF(OR(U91=\"\",'Cost scenario - input'!$G76=\"\"),\"\",U91/'Cost scenario - input'!$G76),\"\")","v":""},{"$f":"IFERROR(IF(OR(V91=\"\",'Cost scenario - input'!$G76=\"\"),\"\",V91/'Cost scenario - input'!$G76),\"\")","v":""},{"$f":"IFERROR(IF(OR(W91=\"\",'Cost scenario - input'!$G76=\"\"),\"\",W91/'Cost scenario - input'!$G76),\"\")","v":""}]
[{"$f":"IFERROR('Cost scenario - input'!A77,\"\")","v":""},{"$f":"IFERROR('Cost scenario - input'!B77,\"\")","v":""},{"$f":"IFERROR('Cost scenario - input'!C77,\"\")","v":""},{"$f":"IFERROR(repcalc('Cost scenario - input'!$CY77:$GK77,'Cost scenario - input'!$J77,'Cost scenario - input'!$H77,'Cost scenario - input'!$I77,20,TRUE,TRUE),\"\")","v":""},"","","","","","","","","","","","","","","","","","","",{"$f":"IFERROR(IF(OR(D92=\"\",'Cost scenario - input'!$G77=\"\"),\"\",D92/'Cost scenario - input'!$G77),\"\")","v":""},{"$f":"IFERROR(IF(OR(E92=\"\",'Cost scenario - input'!$G77=\"\"),\"\",E92/'Cost scenario - input'!$G77),\"\")","v":""},{"$f":"IFERROR(IF(OR(F92=\"\",'Cost scenario - input'!$G77=\"\"),\"\",F92/'Cost scenario - input'!$G77),\"\")","v":""},{"$f":"IFERROR(IF(OR(G92=\"\",'Cost scenario - input'!$G77=\"\"),\"\",G92/'Cost scenario - input'!$G77),\"\")","v":""},{"$f":"IFERROR(IF(OR(H92=\"\",'Cost scenario - input'!$G77=\"\"),\"\",H92/'Cost scenario - input'!$G77),\"\")","v":""},{"$f":"IFERROR(IF(OR(I92=\"\",'Cost scenario - input'!$G77=\"\"),\"\",I92/'Cost scenario - input'!$G77),\"\")","v":""},{"$f":"IFERROR(IF(OR(J92=\"\",'Cost scenario - input'!$G77=\"\"),\"\",J92/'Cost scenario - input'!$G77),\"\")","v":""},{"$f":"IFERROR(IF(OR(K92=\"\",'Cost scenario - input'!$G77=\"\"),\"\",K92/'Cost scenario - input'!$G77),\"\")","v":""},{"$f":"IFERROR(IF(OR(L92=\"\",'Cost scenario - input'!$G77=\"\"),\"\",L92/'Cost scenario - input'!$G77),\"\")","v":""},{"$f":"IFERROR(IF(OR(M92=\"\",'Cost scenario - input'!$G77=\"\"),\"\",M92/'Cost scenario - input'!$G77),\"\")","v":""},{"$f":"IFERROR(IF(OR(N92=\"\",'Cost scenario - input'!$G77=\"\"),\"\",N92/'Cost scenario - input'!$G77),\"\")","v":""},{"$f":"IFERROR(IF(OR(O92=\"\",'Cost scenario - input'!$G77=\"\"),\"\",O92/'Cost scenario - input'!$G77),\"\")","v":""},{"$f":"IFERROR(IF(OR(P92=\"\",'Cost scenario - input'!$G77=\"\"),\"\",P92/'Cost scenario - input'!$G77),\"\")","v":""},{"$f":"IFERROR(IF(OR(Q92=\"\",'Cost scenario - input'!$G77=\"\"),\"\",Q92/'Cost scenario - input'!$G77),\"\")","v":""},{"$f":"IFERROR(IF(OR(R92=\"\",'Cost scenario - input'!$G77=\"\"),\"\",R92/'Cost scenario - input'!$G77),\"\")","v":""},{"$f":"IFERROR(IF(OR(S92=\"\",'Cost scenario - input'!$G77=\"\"),\"\",S92/'Cost scenario - input'!$G77),\"\")","v":""},{"$f":"IFERROR(IF(OR(T92=\"\",'Cost scenario - input'!$G77=\"\"),\"\",T92/'Cost scenario - input'!$G77),\"\")","v":""},{"$f":"IFERROR(IF(OR(U92=\"\",'Cost scenario - input'!$G77=\"\"),\"\",U92/'Cost scenario - input'!$G77),\"\")","v":""},{"$f":"IFERROR(IF(OR(V92=\"\",'Cost scenario - input'!$G77=\"\"),\"\",V92/'Cost scenario - input'!$G77),\"\")","v":""},{"$f":"IFERROR(IF(OR(W92=\"\",'Cost scenario - input'!$G77=\"\"),\"\",W92/'Cost scenario - input'!$G77),\"\")","v":""}]
[{"$f":"IFERROR('Cost scenario - input'!A78,\"\")","v":""},{"$f":"IFERROR('Cost scenario - input'!B78,\"\")","v":""},{"$f":"IFERROR('Cost scenario - input'!C78,\"\")","v":""},{"$f":"IFERROR(repcalc('Cost scenario - input'!$CY78:$GK78,'Cost scenario - input'!$J78,'Cost scenario - input'!$H78,'Cost scenario - input'!$I78,20,TRUE,TRUE),\"\")","v":""},"","","","","","","","","","","","","","","","","","","",{"$f":"IFERROR(IF(OR(D93=\"\",'Cost scenario - input'!$G78=\"\"),\"\",D93/'Cost scenario - input'!$G78),\"\")","v":""},{"$f":"IFERROR(IF(OR(E93=\"\",'Cost scenario - input'!$G78=\"\"),\"\",E93/'Cost scenario - input'!$G78),\"\")","v":""},{"$f":"IFERROR(IF(OR(F93=\"\",'Cost scenario - input'!$G78=\"\"),\"\",F93/'Cost scenario - input'!$G78),\"\")","v":""},{"$f":"IFERROR(IF(OR(G93=\"\",'Cost scenario - input'!$G78=\"\"),\"\",G93/'Cost scenario - input'!$G78),\"\")","v":""},{"$f":"IFERROR(IF(OR(H93=\"\",'Cost scenario - input'!$G78=\"\"),\"\",H93/'Cost scenario - input'!$G78),\"\")","v":""},{"$f":"IFERROR(IF(OR(I93=\"\",'Cost scenario - input'!$G78=\"\"),\"\",I93/'Cost scenario - input'!$G78),\"\")","v":""},{"$f":"IFERROR(IF(OR(J93=\"\",'Cost scenario - input'!$G78=\"\"),\"\",J93/'Cost scenario - input'!$G78),\"\")","v":""},{"$f":"IFERROR(IF(OR(K93=\"\",'Cost scenario - input'!$G78=\"\"),\"\",K93/'Cost scenario - input'!$G78),\"\")","v":""},{"$f":"IFERROR(IF(OR(L93=\"\",'Cost scenario - input'!$G78=\"\"),\"\",L93/'Cost scenario - input'!$G78),\"\")","v":""},{"$f":"IFERROR(IF(OR(M93=\"\",'Cost scenario - input'!$G78=\"\"),\"\",M93/'Cost scenario - input'!$G78),\"\")","v":""},{"$f":"IFERROR(IF(OR(N93=\"\",'Cost scenario - input'!$G78=\"\"),\"\",N93/'Cost scenario - input'!$G78),\"\")","v":""},{"$f":"IFERROR(IF(OR(O93=\"\",'Cost scenario - input'!$G78=\"\"),\"\",O93/'Cost scenario - input'!$G78),\"\")","v":""},{"$f":"IFERROR(IF(OR(P93=\"\",'Cost scenario - input'!$G78=\"\"),\"\",P93/'Cost scenario - input'!$G78),\"\")","v":""},{"$f":"IFERROR(IF(OR(Q93=\"\",'Cost scenario - input'!$G78=\"\"),\"\",Q93/'Cost scenario - input'!$G78),\"\")","v":""},{"$f":"IFERROR(IF(OR(R93=\"\",'Cost scenario - input'!$G78=\"\"),\"\",R93/'Cost scenario - input'!$G78),\"\")","v":""},{"$f":"IFERROR(IF(OR(S93=\"\",'Cost scenario - input'!$G78=\"\"),\"\",S93/'Cost scenario - input'!$G78),\"\")","v":""},{"$f":"IFERROR(IF(OR(T93=\"\",'Cost scenario - input'!$G78=\"\"),\"\",T93/'Cost scenario - input'!$G78),\"\")","v":""},{"$f":"IFERROR(IF(OR(U93=\"\",'Cost scenario - input'!$G78=\"\"),\"\",U93/'Cost scenario - input'!$G78),\"\")","v":""},{"$f":"IFERROR(IF(OR(V93=\"\",'Cost scenario - input'!$G78=\"\"),\"\",V93/'Cost scenario - input'!$G78),\"\")","v":""},{"$f":"IFERROR(IF(OR(W93=\"\",'Cost scenario - input'!$G78=\"\"),\"\",W93/'Cost scenario - input'!$G78),\"\")","v":""}]
[{"$f":"IFERROR('Cost scenario - input'!A79,\"\")","v":""},{"$f":"IFERROR('Cost scenario - input'!B79,\"\")","v":""},{"$f":"IFERROR('Cost scenario - input'!C79,\"\")","v":""},{"$f":"IFERROR(repcalc('Cost scenario - input'!$CY79:$GK79,'Cost scenario - input'!$J79,'Cost scenario - input'!$H79,'Cost scenario - input'!$I79,20,TRUE,TRUE),\"\")","v":""},"","","","","","","","","","","","","","","","","","","",{"$f":"IFERROR(IF(OR(D94=\"\",'Cost scenario - input'!$G79=\"\"),\"\",D94/'Cost scenario - input'!$G79),\"\")","v":""},{"$f":"IFERROR(IF(OR(E94=\"\",'Cost scenario - input'!$G79=\"\"),\"\",E94/'Cost scenario - input'!$G79),\"\")","v":""},{"$f":"IFERROR(IF(OR(F94=\"\",'Cost scenario - input'!$G79=\"\"),\"\",F94/'Cost scenario - input'!$G79),\"\")","v":""},{"$f":"IFERROR(IF(OR(G94=\"\",'Cost scenario - input'!$G79=\"\"),\"\",G94/'Cost scenario - input'!$G79),\"\")","v":""},{"$f":"IFERROR(IF(OR(H94=\"\",'Cost scenario - input'!$G79=\"\"),\"\",H94/'Cost scenario - input'!$G79),\"\")","v":""},{"$f":"IFERROR(IF(OR(I94=\"\",'Cost scenario - input'!$G79=\"\"),\"\",I94/'Cost scenario - input'!$G79),\"\")","v":""},{"$f":"IFERROR(IF(OR(J94=\"\",'Cost scenario - input'!$G79=\"\"),\"\",J94/'Cost scenario - input'!$G79),\"\")","v":""},{"$f":"IFERROR(IF(OR(K94=\"\",'Cost scenario - input'!$G79=\"\"),\"\",K94/'Cost scenario - input'!$G79),\"\")","v":""},{"$f":"IFERROR(IF(OR(L94=\"\",'Cost scenario - input'!$G79=\"\"),\"\",L94/'Cost scenario - input'!$G79),\"\")","v":""},{"$f":"IFERROR(IF(OR(M94=\"\",'Cost scenario - input'!$G79=\"\"),\"\",M94/'Cost scenario - input'!$G79),\"\")","v":""},{"$f":"IFERROR(IF(OR(N94=\"\",'Cost scenario - input'!$G79=\"\"),\"\",N94/'Cost scenario - input'!$G79),\"\")","v":""},{"$f":"IFERROR(IF(OR(O94=\"\",'Cost scenario - input'!$G79=\"\"),\"\",O94/'Cost scenario - input'!$G79),\"\")","v":""},{"$f":"IFERROR(IF(OR(P94=\"\",'Cost scenario - input'!$G79=\"\"),\"\",P94/'Cost scenario - input'!$G79),\"\")","v":""},{"$f":"IFERROR(IF(OR(Q94=\"\",'Cost scenario - input'!$G79=\"\"),\"\",Q94/'Cost scenario - input'!$G79),\"\")","v":""},{"$f":"IFERROR(IF(OR(R94=\"\",'Cost scenario - input'!$G79=\"\"),\"\",R94/'Cost scenario - input'!$G79),\"\")","v":""},{"$f":"IFERROR(IF(OR(S94=\"\",'Cost scenario - input'!$G79=\"\"),\"\",S94/'Cost scenario - input'!$G79),\"\")","v":""},{"$f":"IFERROR(IF(OR(T94=\"\",'Cost scenario - input'!$G79=\"\"),\"\",T94/'Cost scenario - input'!$G79),\"\")","v":""},{"$f":"IFERROR(IF(OR(U94=\"\",'Cost scenario - input'!$G79=\"\"),\"\",U94/'Cost scenario - input'!$G79),\"\")","v":""},{"$f":"IFERROR(IF(OR(V94=\"\",'Cost scenario - input'!$G79=\"\"),\"\",V94/'Cost scenario - input'!$G79),\"\")","v":""},{"$f":"IFERROR(IF(OR(W94=\"\",'Cost scenario - input'!$G79=\"\"),\"\",W94/'Cost scenario - input'!$G79),\"\")","v":""}]
[{"$f":"IFERROR('Cost scenario - input'!A80,\"\")","v":""},{"$f":"IFERROR('Cost scenario - input'!B80,\"\")","v":""},{"$f":"IFERROR('Cost scenario - input'!C80,\"\")","v":""},{"$f":"IFERROR(repcalc('Cost scenario - input'!$CY80:$GK80,'Cost scenario - input'!$J80,'Cost scenario - input'!$H80,'Cost scenario - input'!$I80,20,TRUE,TRUE),\"\")","v":""},"","","","","","","","","","","","","","","","","","","",{"$f":"IFERROR(IF(OR(D95=\"\",'Cost scenario - input'!$G80=\"\"),\"\",D95/'Cost scenario - input'!$G80),\"\")","v":""},{"$f":"IFERROR(IF(OR(E95=\"\",'Cost scenario - input'!$G80=\"\"),\"\",E95/'Cost scenario - input'!$G80),\"\")","v":""},{"$f":"IFERROR(IF(OR(F95=\"\",'Cost scenario - input'!$G80=\"\"),\"\",F95/'Cost scenario - input'!$G80),\"\")","v":""},{"$f":"IFERROR(IF(OR(G95=\"\",'Cost scenario - input'!$G80=\"\"),\"\",G95/'Cost scenario - input'!$G80),\"\")","v":""},{"$f":"IFERROR(IF(OR(H95=\"\",'Cost scenario - input'!$G80=\"\"),\"\",H95/'Cost scenario - input'!$G80),\"\")","v":""},{"$f":"IFERROR(IF(OR(I95=\"\",'Cost scenario - input'!$G80=\"\"),\"\",I95/'Cost scenario - input'!$G80),\"\")","v":""},{"$f":"IFERROR(IF(OR(J95=\"\",'Cost scenario - input'!$G80=\"\"),\"\",J95/'Cost scenario - input'!$G80),\"\")","v":""},{"$f":"IFERROR(IF(OR(K95=\"\",'Cost scenario - input'!$G80=\"\"),\"\",K95/'Cost scenario - input'!$G80),\"\")","v":""},{"$f":"IFERROR(IF(OR(L95=\"\",'Cost scenario - input'!$G80=\"\"),\"\",L95/'Cost scenario - input'!$G80),\"\")","v":""},{"$f":"IFERROR(IF(OR(M95=\"\",'Cost scenario - input'!$G80=\"\"),\"\",M95/'Cost scenario - input'!$G80),\"\")","v":""},{"$f":"IFERROR(IF(OR(N95=\"\",'Cost scenario - input'!$G80=\"\"),\"\",N95/'Cost scenario - input'!$G80),\"\")","v":""},{"$f":"IFERROR(IF(OR(O95=\"\",'Cost scenario - input'!$G80=\"\"),\"\",O95/'Cost scenario - input'!$G80),\"\")","v":""},{"$f":"IFERROR(IF(OR(P95=\"\",'Cost scenario - input'!$G80=\"\"),\"\",P95/'Cost scenario - input'!$G80),\"\")","v":""},{"$f":"IFERROR(IF(OR(Q95=\"\",'Cost scenario - input'!$G80=\"\"),\"\",Q95/'Cost scenario - input'!$G80),\"\")","v":""},{"$f":"IFERROR(IF(OR(R95=\"\",'Cost scenario - input'!$G80=\"\"),\"\",R95/'Cost scenario - input'!$G80),\"\")","v":""},{"$f":"IFERROR(IF(OR(S95=\"\",'Cost scenario - input'!$G80=\"\"),\"\",S95/'Cost scenario - input'!$G80),\"\")","v":""},{"$f":"IFERROR(IF(OR(T95=\"\",'Cost scenario - input'!$G80=\"\"),\"\",T95/'Cost scenario - input'!$G80),\"\")","v":""},{"$f":"IFERROR(IF(OR(U95=\"\",'Cost scenario - input'!$G80=\"\"),\"\",U95/'Cost scenario - input'!$G80),\"\")","v":""},{"$f":"IFERROR(IF(OR(V95=\"\",'Cost scenario - input'!$G80=\"\"),\"\",V95/'Cost scenario - input'!$G80),\"\")","v":""},{"$f":"IFERROR(IF(OR(W95=\"\",'Cost scenario - input'!$G80=\"\"),\"\",W95/'Cost scenario - input'!$G80),\"\")","v":""}]
[{"$f":"IFERROR('Cost scenario - input'!A81,\"\")","v":""},{"$f":"IFERROR('Cost scenario - input'!B81,\"\")","v":""},{"$f":"IFERROR('Cost scenario - input'!C81,\"\")","v":""},{"$f":"IFERROR(repcalc('Cost scenario - input'!$CY81:$GK81,'Cost scenario - input'!$J81,'Cost scenario - input'!$H81,'Cost scenario - input'!$I81,20,TRUE,TRUE),\"\")","v":""},"","","","","","","","","","","","","","","","","","","",{"$f":"IFERROR(IF(OR(D96=\"\",'Cost scenario - input'!$G81=\"\"),\"\",D96/'Cost scenario - input'!$G81),\"\")","v":""},{"$f":"IFERROR(IF(OR(E96=\"\",'Cost scenario - input'!$G81=\"\"),\"\",E96/'Cost scenario - input'!$G81),\"\")","v":""},{"$f":"IFERROR(IF(OR(F96=\"\",'Cost scenario - input'!$G81=\"\"),\"\",F96/'Cost scenario - input'!$G81),\"\")","v":""},{"$f":"IFERROR(IF(OR(G96=\"\",'Cost scenario - input'!$G81=\"\"),\"\",G96/'Cost scenario - input'!$G81),\"\")","v":""},{"$f":"IFERROR(IF(OR(H96=\"\",'Cost scenario - input'!$G81=\"\"),\"\",H96/'Cost scenario - input'!$G81),\"\")","v":""},{"$f":"IFERROR(IF(OR(I96=\"\",'Cost scenario - input'!$G81=\"\"),\"\",I96/'Cost scenario - input'!$G81),\"\")","v":""},{"$f":"IFERROR(IF(OR(J96=\"\",'Cost scenario - input'!$G81=\"\"),\"\",J96/'Cost scenario - input'!$G81),\"\")","v":""},{"$f":"IFERROR(IF(OR(K96=\"\",'Cost scenario - input'!$G81=\"\"),\"\",K96/'Cost scenario - input'!$G81),\"\")","v":""},{"$f":"IFERROR(IF(OR(L96=\"\",'Cost scenario - input'!$G81=\"\"),\"\",L96/'Cost scenario - input'!$G81),\"\")","v":""},{"$f":"IFERROR(IF(OR(M96=\"\",'Cost scenario - input'!$G81=\"\"),\"\",M96/'Cost scenario - input'!$G81),\"\")","v":""},{"$f":"IFERROR(IF(OR(N96=\"\",'Cost scenario - input'!$G81=\"\"),\"\",N96/'Cost scenario - input'!$G81),\"\")","v":""},{"$f":"IFERROR(IF(OR(O96=\"\",'Cost scenario - input'!$G81=\"\"),\"\",O96/'Cost scenario - input'!$G81),\"\")","v":""},{"$f":"IFERROR(IF(OR(P96=\"\",'Cost scenario - input'!$G81=\"\"),\"\",P96/'Cost scenario - input'!$G81),\"\")","v":""},{"$f":"IFERROR(IF(OR(Q96=\"\",'Cost scenario - input'!$G81=\"\"),\"\",Q96/'Cost scenario - input'!$G81),\"\")","v":""},{"$f":"IFERROR(IF(OR(R96=\"\",'Cost scenario - input'!$G81=\"\"),\"\",R96/'Cost scenario - input'!$G81),\"\")","v":""},{"$f":"IFERROR(IF(OR(S96=\"\",'Cost scenario - input'!$G81=\"\"),\"\",S96/'Cost scenario - input'!$G81),\"\")","v":""},{"$f":"IFERROR(IF(OR(T96=\"\",'Cost scenario - input'!$G81=\"\"),\"\",T96/'Cost scenario - input'!$G81),\"\")","v":""},{"$f":"IFERROR(IF(OR(U96=\"\",'Cost scenario - input'!$G81=\"\"),\"\",U96/'Cost scenario - input'!$G81),\"\")","v":""},{"$f":"IFERROR(IF(OR(V96=\"\",'Cost scenario - input'!$G81=\"\"),\"\",V96/'Cost scenario - input'!$G81),\"\")","v":""},{"$f":"IFERROR(IF(OR(W96=\"\",'Cost scenario - input'!$G81=\"\"),\"\",W96/'Cost scenario - input'!$G81),\"\")","v":""}]
[{"$f":"IFERROR('Cost scenario - input'!A82,\"\")","v":""},{"$f":"IFERROR('Cost scenario - input'!B82,\"\")","v":""},{"$f":"IFERROR('Cost scenario - input'!C82,\"\")","v":""},{"$f":"IFERROR(repcalc('Cost scenario - input'!$CY82:$GK82,'Cost scenario - input'!$J82,'Cost scenario - input'!$H82,'Cost scenario - input'!$I82,20,TRUE,TRUE),\"\")","v":""},"","","","","","","","","","","","","","","","","","","",{"$f":"IFERROR(IF(OR(D97=\"\",'Cost scenario - input'!$G82=\"\"),\"\",D97/'Cost scenario - input'!$G82),\"\")","v":""},{"$f":"IFERROR(IF(OR(E97=\"\",'Cost scenario - input'!$G82=\"\"),\"\",E97/'Cost scenario - input'!$G82),\"\")","v":""},{"$f":"IFERROR(IF(OR(F97=\"\",'Cost scenario - input'!$G82=\"\"),\"\",F97/'Cost scenario - input'!$G82),\"\")","v":""},{"$f":"IFERROR(IF(OR(G97=\"\",'Cost scenario - input'!$G82=\"\"),\"\",G97/'Cost scenario - input'!$G82),\"\")","v":""},{"$f":"IFERROR(IF(OR(H97=\"\",'Cost scenario - input'!$G82=\"\"),\"\",H97/'Cost scenario - input'!$G82),\"\")","v":""},{"$f":"IFERROR(IF(OR(I97=\"\",'Cost scenario - input'!$G82=\"\"),\"\",I97/'Cost scenario - input'!$G82),\"\")","v":""},{"$f":"IFERROR(IF(OR(J97=\"\",'Cost scenario - input'!$G82=\"\"),\"\",J97/'Cost scenario - input'!$G82),\"\")","v":""},{"$f":"IFERROR(IF(OR(K97=\"\",'Cost scenario - input'!$G82=\"\"),\"\",K97/'Cost scenario - input'!$G82),\"\")","v":""},{"$f":"IFERROR(IF(OR(L97=\"\",'Cost scenario - input'!$G82=\"\"),\"\",L97/'Cost scenario - input'!$G82),\"\")","v":""},{"$f":"IFERROR(IF(OR(M97=\"\",'Cost scenario - input'!$G82=\"\"),\"\",M97/'Cost scenario - input'!$G82),\"\")","v":""},{"$f":"IFERROR(IF(OR(N97=\"\",'Cost scenario - input'!$G82=\"\"),\"\",N97/'Cost scenario - input'!$G82),\"\")","v":""},{"$f":"IFERROR(IF(OR(O97=\"\",'Cost scenario - input'!$G82=\"\"),\"\",O97/'Cost scenario - input'!$G82),\"\")","v":""},{"$f":"IFERROR(IF(OR(P97=\"\",'Cost scenario - input'!$G82=\"\"),\"\",P97/'Cost scenario - input'!$G82),\"\")","v":""},{"$f":"IFERROR(IF(OR(Q97=\"\",'Cost scenario - input'!$G82=\"\"),\"\",Q97/'Cost scenario - input'!$G82),\"\")","v":""},{"$f":"IFERROR(IF(OR(R97=\"\",'Cost scenario - input'!$G82=\"\"),\"\",R97/'Cost scenario - input'!$G82),\"\")","v":""},{"$f":"IFERROR(IF(OR(S97=\"\",'Cost scenario - input'!$G82=\"\"),\"\",S97/'Cost scenario - input'!$G82),\"\")","v":""},{"$f":"IFERROR(IF(OR(T97=\"\",'Cost scenario - input'!$G82=\"\"),\"\",T97/'Cost scenario - input'!$G82),\"\")","v":""},{"$f":"IFERROR(IF(OR(U97=\"\",'Cost scenario - input'!$G82=\"\"),\"\",U97/'Cost scenario - input'!$G82),\"\")","v":""},{"$f":"IFERROR(IF(OR(V97=\"\",'Cost scenario - input'!$G82=\"\"),\"\",V97/'Cost scenario - input'!$G82),\"\")","v":""},{"$f":"IFERROR(IF(OR(W97=\"\",'Cost scenario - input'!$G82=\"\"),\"\",W97/'Cost scenario - input'!$G82),\"\")","v":""}]
[{"$f":"IFERROR('Cost scenario - input'!A83,\"\")","v":""},{"$f":"IFERROR('Cost scenario - input'!B83,\"\")","v":""},{"$f":"IFERROR('Cost scenario - input'!C83,\"\")","v":""},{"$f":"IFERROR(repcalc('Cost scenario - input'!$CY83:$GK83,'Cost scenario - input'!$J83,'Cost scenario - input'!$H83,'Cost scenario - input'!$I83,20,TRUE,TRUE),\"\")","v":""},"","","","","","","","","","","","","","","","","","","",{"$f":"IFERROR(IF(OR(D98=\"\",'Cost scenario - input'!$G83=\"\"),\"\",D98/'Cost scenario - input'!$G83),\"\")","v":""},{"$f":"IFERROR(IF(OR(E98=\"\",'Cost scenario - input'!$G83=\"\"),\"\",E98/'Cost scenario - input'!$G83),\"\")","v":""},{"$f":"IFERROR(IF(OR(F98=\"\",'Cost scenario - input'!$G83=\"\"),\"\",F98/'Cost scenario - input'!$G83),\"\")","v":""},{"$f":"IFERROR(IF(OR(G98=\"\",'Cost scenario - input'!$G83=\"\"),\"\",G98/'Cost scenario - input'!$G83),\"\")","v":""},{"$f":"IFERROR(IF(OR(H98=\"\",'Cost scenario - input'!$G83=\"\"),\"\",H98/'Cost scenario - input'!$G83),\"\")","v":""},{"$f":"IFERROR(IF(OR(I98=\"\",'Cost scenario - input'!$G83=\"\"),\"\",I98/'Cost scenario - input'!$G83),\"\")","v":""},{"$f":"IFERROR(IF(OR(J98=\"\",'Cost scenario - input'!$G83=\"\"),\"\",J98/'Cost scenario - input'!$G83),\"\")","v":""},{"$f":"IFERROR(IF(OR(K98=\"\",'Cost scenario - input'!$G83=\"\"),\"\",K98/'Cost scenario - input'!$G83),\"\")","v":""},{"$f":"IFERROR(IF(OR(L98=\"\",'Cost scenario - input'!$G83=\"\"),\"\",L98/'Cost scenario - input'!$G83),\"\")","v":""},{"$f":"IFERROR(IF(OR(M98=\"\",'Cost scenario - input'!$G83=\"\"),\"\",M98/'Cost scenario - input'!$G83),\"\")","v":""},{"$f":"IFERROR(IF(OR(N98=\"\",'Cost scenario - input'!$G83=\"\"),\"\",N98/'Cost scenario - input'!$G83),\"\")","v":""},{"$f":"IFERROR(IF(OR(O98=\"\",'Cost scenario - input'!$G83=\"\"),\"\",O98/'Cost scenario - input'!$G83),\"\")","v":""},{"$f":"IFERROR(IF(OR(P98=\"\",'Cost scenario - input'!$G83=\"\"),\"\",P98/'Cost scenario - input'!$G83),\"\")","v":""},{"$f":"IFERROR(IF(OR(Q98=\"\",'Cost scenario - input'!$G83=\"\"),\"\",Q98/'Cost scenario - input'!$G83),\"\")","v":""},{"$f":"IFERROR(IF(OR(R98=\"\",'Cost scenario - input'!$G83=\"\"),\"\",R98/'Cost scenario - input'!$G83),\"\")","v":""},{"$f":"IFERROR(IF(OR(S98=\"\",'Cost scenario - input'!$G83=\"\"),\"\",S98/'Cost scenario - input'!$G83),\"\")","v":""},{"$f":"IFERROR(IF(OR(T98=\"\",'Cost scenario - input'!$G83=\"\"),\"\",T98/'Cost scenario - input'!$G83),\"\")","v":""},{"$f":"IFERROR(IF(OR(U98=\"\",'Cost scenario - input'!$G83=\"\"),\"\",U98/'Cost scenario - input'!$G83),\"\")","v":""},{"$f":"IFERROR(IF(OR(V98=\"\",'Cost scenario - input'!$G83=\"\"),\"\",V98/'Cost scenario - input'!$G83),\"\")","v":""},{"$f":"IFERROR(IF(OR(W98=\"\",'Cost scenario - input'!$G83=\"\"),\"\",W98/'Cost scenario - input'!$G83),\"\")","v":""}]
[{"$f":"IFERROR('Cost scenario - input'!A84,\"\")","v":""},{"$f":"IFERROR('Cost scenario - input'!B84,\"\")","v":""},{"$f":"IFERROR('Cost scenario - input'!C84,\"\")","v":""},{"$f":"IFERROR(repcalc('Cost scenario - input'!$CY84:$GK84,'Cost scenario - input'!$J84,'Cost scenario - input'!$H84,'Cost scenario - input'!$I84,20,TRUE,TRUE),\"\")","v":""},"","","","","","","","","","","","","","","","","","","",{"$f":"IFERROR(IF(OR(D99=\"\",'Cost scenario - input'!$G84=\"\"),\"\",D99/'Cost scenario - input'!$G84),\"\")","v":""},{"$f":"IFERROR(IF(OR(E99=\"\",'Cost scenario - input'!$G84=\"\"),\"\",E99/'Cost scenario - input'!$G84),\"\")","v":""},{"$f":"IFERROR(IF(OR(F99=\"\",'Cost scenario - input'!$G84=\"\"),\"\",F99/'Cost scenario - input'!$G84),\"\")","v":""},{"$f":"IFERROR(IF(OR(G99=\"\",'Cost scenario - input'!$G84=\"\"),\"\",G99/'Cost scenario - input'!$G84),\"\")","v":""},{"$f":"IFERROR(IF(OR(H99=\"\",'Cost scenario - input'!$G84=\"\"),\"\",H99/'Cost scenario - input'!$G84),\"\")","v":""},{"$f":"IFERROR(IF(OR(I99=\"\",'Cost scenario - input'!$G84=\"\"),\"\",I99/'Cost scenario - input'!$G84),\"\")","v":""},{"$f":"IFERROR(IF(OR(J99=\"\",'Cost scenario - input'!$G84=\"\"),\"\",J99/'Cost scenario - input'!$G84),\"\")","v":""},{"$f":"IFERROR(IF(OR(K99=\"\",'Cost scenario - input'!$G84=\"\"),\"\",K99/'Cost scenario - input'!$G84),\"\")","v":""},{"$f":"IFERROR(IF(OR(L99=\"\",'Cost scenario - input'!$G84=\"\"),\"\",L99/'Cost scenario - input'!$G84),\"\")","v":""},{"$f":"IFERROR(IF(OR(M99=\"\",'Cost scenario - input'!$G84=\"\"),\"\",M99/'Cost scenario - input'!$G84),\"\")","v":""},{"$f":"IFERROR(IF(OR(N99=\"\",'Cost scenario - input'!$G84=\"\"),\"\",N99/'Cost scenario - input'!$G84),\"\")","v":""},{"$f":"IFERROR(IF(OR(O99=\"\",'Cost scenario - input'!$G84=\"\"),\"\",O99/'Cost scenario - input'!$G84),\"\")","v":""},{"$f":"IFERROR(IF(OR(P99=\"\",'Cost scenario - input'!$G84=\"\"),\"\",P99/'Cost scenario - input'!$G84),\"\")","v":""},{"$f":"IFERROR(IF(OR(Q99=\"\",'Cost scenario - input'!$G84=\"\"),\"\",Q99/'Cost scenario - input'!$G84),\"\")","v":""},{"$f":"IFERROR(IF(OR(R99=\"\",'Cost scenario - input'!$G84=\"\"),\"\",R99/'Cost scenario - input'!$G84),\"\")","v":""},{"$f":"IFERROR(IF(OR(S99=\"\",'Cost scenario - input'!$G84=\"\"),\"\",S99/'Cost scenario - input'!$G84),\"\")","v":""},{"$f":"IFERROR(IF(OR(T99=\"\",'Cost scenario - input'!$G84=\"\"),\"\",T99/'Cost scenario - input'!$G84),\"\")","v":""},{"$f":"IFERROR(IF(OR(U99=\"\",'Cost scenario - input'!$G84=\"\"),\"\",U99/'Cost scenario - input'!$G84),\"\")","v":""},{"$f":"IFERROR(IF(OR(V99=\"\",'Cost scenario - input'!$G84=\"\"),\"\",V99/'Cost scenario - input'!$G84),\"\")","v":""},{"$f":"IFERROR(IF(OR(W99=\"\",'Cost scenario - input'!$G84=\"\"),\"\",W99/'Cost scenario - input'!$G84),\"\")","v":""}]
[{"$f":"IFERROR('Cost scenario - input'!A85,\"\")","v":""},{"$f":"IFERROR('Cost scenario - input'!B85,\"\")","v":""},{"$f":"IFERROR('Cost scenario - input'!C85,\"\")","v":""},{"$f":"IFERROR(repcalc('Cost scenario - input'!$CY85:$GK85,'Cost scenario - input'!$J85,'Cost scenario - input'!$H85,'Cost scenario - input'!$I85,20,TRUE,TRUE),\"\")","v":""},"","","","","","","","","","","","","","","","","","","",{"$f":"IFERROR(IF(OR(D100=\"\",'Cost scenario - input'!$G85=\"\"),\"\",D100/'Cost scenario - input'!$G85),\"\")","v":""},{"$f":"IFERROR(IF(OR(E100=\"\",'Cost scenario - input'!$G85=\"\"),\"\",E100/'Cost scenario - input'!$G85),\"\")","v":""},{"$f":"IFERROR(IF(OR(F100=\"\",'Cost scenario - input'!$G85=\"\"),\"\",F100/'Cost scenario - input'!$G85),\"\")","v":""},{"$f":"IFERROR(IF(OR(G100=\"\",'Cost scenario - input'!$G85=\"\"),\"\",G100/'Cost scenario - input'!$G85),\"\")","v":""},{"$f":"IFERROR(IF(OR(H100=\"\",'Cost scenario - input'!$G85=\"\"),\"\",H100/'Cost scenario - input'!$G85),\"\")","v":""},{"$f":"IFERROR(IF(OR(I100=\"\",'Cost scenario - input'!$G85=\"\"),\"\",I100/'Cost scenario - input'!$G85),\"\")","v":""},{"$f":"IFERROR(IF(OR(J100=\"\",'Cost scenario - input'!$G85=\"\"),\"\",J100/'Cost scenario - input'!$G85),\"\")","v":""},{"$f":"IFERROR(IF(OR(K100=\"\",'Cost scenario - input'!$G85=\"\"),\"\",K100/'Cost scenario - input'!$G85),\"\")","v":""},{"$f":"IFERROR(IF(OR(L100=\"\",'Cost scenario - input'!$G85=\"\"),\"\",L100/'Cost scenario - input'!$G85),\"\")","v":""},{"$f":"IFERROR(IF(OR(M100=\"\",'Cost scenario - input'!$G85=\"\"),\"\",M100/'Cost scenario - input'!$G85),\"\")","v":""},{"$f":"IFERROR(IF(OR(N100=\"\",'Cost scenario - input'!$G85=\"\"),\"\",N100/'Cost scenario - input'!$G85),\"\")","v":""},{"$f":"IFERROR(IF(OR(O100=\"\",'Cost scenario - input'!$G85=\"\"),\"\",O100/'Cost scenario - input'!$G85),\"\")","v":""},{"$f":"IFERROR(IF(OR(P100=\"\",'Cost scenario - input'!$G85=\"\"),\"\",P100/'Cost scenario - input'!$G85),\"\")","v":""},{"$f":"IFERROR(IF(OR(Q100=\"\",'Cost scenario - input'!$G85=\"\"),\"\",Q100/'Cost scenario - input'!$G85),\"\")","v":""},{"$f":"IFERROR(IF(OR(R100=\"\",'Cost scenario - input'!$G85=\"\"),\"\",R100/'Cost scenario - input'!$G85),\"\")","v":""},{"$f":"IFERROR(IF(OR(S100=\"\",'Cost scenario - input'!$G85=\"\"),\"\",S100/'Cost scenario - input'!$G85),\"\")","v":""},{"$f":"IFERROR(IF(OR(T100=\"\",'Cost scenario - input'!$G85=\"\"),\"\",T100/'Cost scenario - input'!$G85),\"\")","v":""},{"$f":"IFERROR(IF(OR(U100=\"\",'Cost scenario - input'!$G85=\"\"),\"\",U100/'Cost scenario - input'!$G85),\"\")","v":""},{"$f":"IFERROR(IF(OR(V100=\"\",'Cost scenario - input'!$G85=\"\"),\"\",V100/'Cost scenario - input'!$G85),\"\")","v":""},{"$f":"IFERROR(IF(OR(W100=\"\",'Cost scenario - input'!$G85=\"\"),\"\",W100/'Cost scenario - input'!$G85),\"\")","v":""}]
[{"$f":"IFERROR('Cost scenario - input'!A86,\"\")","v":""},{"$f":"IFERROR('Cost scenario - input'!B86,\"\")","v":""},{"$f":"IFERROR('Cost scenario - input'!C86,\"\")","v":""},{"$f":"IFERROR(repcalc('Cost scenario - input'!$CY86:$GK86,'Cost scenario - input'!$J86,'Cost scenario - input'!$H86,'Cost scenario - input'!$I86,20,TRUE,TRUE),\"\")","v":""},"","","","","","","","","","","","","","","","","","","",{"$f":"IFERROR(IF(OR(D101=\"\",'Cost scenario - input'!$G86=\"\"),\"\",D101/'Cost scenario - input'!$G86),\"\")","v":""},{"$f":"IFERROR(IF(OR(E101=\"\",'Cost scenario - input'!$G86=\"\"),\"\",E101/'Cost scenario - input'!$G86),\"\")","v":""},{"$f":"IFERROR(IF(OR(F101=\"\",'Cost scenario - input'!$G86=\"\"),\"\",F101/'Cost scenario - input'!$G86),\"\")","v":""},{"$f":"IFERROR(IF(OR(G101=\"\",'Cost scenario - input'!$G86=\"\"),\"\",G101/'Cost scenario - input'!$G86),\"\")","v":""},{"$f":"IFERROR(IF(OR(H101=\"\",'Cost scenario - input'!$G86=\"\"),\"\",H101/'Cost scenario - input'!$G86),\"\")","v":""},{"$f":"IFERROR(IF(OR(I101=\"\",'Cost scenario - input'!$G86=\"\"),\"\",I101/'Cost scenario - input'!$G86),\"\")","v":""},{"$f":"IFERROR(IF(OR(J101=\"\",'Cost scenario - input'!$G86=\"\"),\"\",J101/'Cost scenario - input'!$G86),\"\")","v":""},{"$f":"IFERROR(IF(OR(K101=\"\",'Cost scenario - input'!$G86=\"\"),\"\",K101/'Cost scenario - input'!$G86),\"\")","v":""},{"$f":"IFERROR(IF(OR(L101=\"\",'Cost scenario - input'!$G86=\"\"),\"\",L101/'Cost scenario - input'!$G86),\"\")","v":""},{"$f":"IFERROR(IF(OR(M101=\"\",'Cost scenario - input'!$G86=\"\"),\"\",M101/'Cost scenario - input'!$G86),\"\")","v":""},{"$f":"IFERROR(IF(OR(N101=\"\",'Cost scenario - input'!$G86=\"\"),\"\",N101/'Cost scenario - input'!$G86),\"\")","v":""},{"$f":"IFERROR(IF(OR(O101=\"\",'Cost scenario - input'!$G86=\"\"),\"\",O101/'Cost scenario - input'!$G86),\"\")","v":""},{"$f":"IFERROR(IF(OR(P101=\"\",'Cost scenario - input'!$G86=\"\"),\"\",P101/'Cost scenario - input'!$G86),\"\")","v":""},{"$f":"IFERROR(IF(OR(Q101=\"\",'Cost scenario - input'!$G86=\"\"),\"\",Q101/'Cost scenario - input'!$G86),\"\")","v":""},{"$f":"IFERROR(IF(OR(R101=\"\",'Cost scenario - input'!$G86=\"\"),\"\",R101/'Cost scenario - input'!$G86),\"\")","v":""},{"$f":"IFERROR(IF(OR(S101=\"\",'Cost scenario - input'!$G86=\"\"),\"\",S101/'Cost scenario - input'!$G86),\"\")","v":""},{"$f":"IFERROR(IF(OR(T101=\"\",'Cost scenario - input'!$G86=\"\"),\"\",T101/'Cost scenario - input'!$G86),\"\")","v":""},{"$f":"IFERROR(IF(OR(U101=\"\",'Cost scenario - input'!$G86=\"\"),\"\",U101/'Cost scenario - input'!$G86),\"\")","v":""},{"$f":"IFERROR(IF(OR(V101=\"\",'Cost scenario - input'!$G86=\"\"),\"\",V101/'Cost scenario - input'!$G86),\"\")","v":""},{"$f":"IFERROR(IF(OR(W101=\"\",'Cost scenario - input'!$G86=\"\"),\"\",W101/'Cost scenario - input'!$G86),\"\")","v":""}]
[{"$f":"IFERROR('Cost scenario - input'!A87,\"\")","v":""},{"$f":"IFERROR('Cost scenario - input'!B87,\"\")","v":""},{"$f":"IFERROR('Cost scenario - input'!C87,\"\")","v":""},{"$f":"IFERROR(repcalc('Cost scenario - input'!$CY87:$GK87,'Cost scenario - input'!$J87,'Cost scenario - input'!$H87,'Cost scenario - input'!$I87,20,TRUE,TRUE),\"\")","v":""},"","","","","","","","","","","","","","","","","","","",{"$f":"IFERROR(IF(OR(D102=\"\",'Cost scenario - input'!$G87=\"\"),\"\",D102/'Cost scenario - input'!$G87),\"\")","v":""},{"$f":"IFERROR(IF(OR(E102=\"\",'Cost scenario - input'!$G87=\"\"),\"\",E102/'Cost scenario - input'!$G87),\"\")","v":""},{"$f":"IFERROR(IF(OR(F102=\"\",'Cost scenario - input'!$G87=\"\"),\"\",F102/'Cost scenario - input'!$G87),\"\")","v":""},{"$f":"IFERROR(IF(OR(G102=\"\",'Cost scenario - input'!$G87=\"\"),\"\",G102/'Cost scenario - input'!$G87),\"\")","v":""},{"$f":"IFERROR(IF(OR(H102=\"\",'Cost scenario - input'!$G87=\"\"),\"\",H102/'Cost scenario - input'!$G87),\"\")","v":""},{"$f":"IFERROR(IF(OR(I102=\"\",'Cost scenario - input'!$G87=\"\"),\"\",I102/'Cost scenario - input'!$G87),\"\")","v":""},{"$f":"IFERROR(IF(OR(J102=\"\",'Cost scenario - input'!$G87=\"\"),\"\",J102/'Cost scenario - input'!$G87),\"\")","v":""},{"$f":"IFERROR(IF(OR(K102=\"\",'Cost scenario - input'!$G87=\"\"),\"\",K102/'Cost scenario - input'!$G87),\"\")","v":""},{"$f":"IFERROR(IF(OR(L102=\"\",'Cost scenario - input'!$G87=\"\"),\"\",L102/'Cost scenario - input'!$G87),\"\")","v":""},{"$f":"IFERROR(IF(OR(M102=\"\",'Cost scenario - input'!$G87=\"\"),\"\",M102/'Cost scenario - input'!$G87),\"\")","v":""},{"$f":"IFERROR(IF(OR(N102=\"\",'Cost scenario - input'!$G87=\"\"),\"\",N102/'Cost scenario - input'!$G87),\"\")","v":""},{"$f":"IFERROR(IF(OR(O102=\"\",'Cost scenario - input'!$G87=\"\"),\"\",O102/'Cost scenario - input'!$G87),\"\")","v":""},{"$f":"IFERROR(IF(OR(P102=\"\",'Cost scenario - input'!$G87=\"\"),\"\",P102/'Cost scenario - input'!$G87),\"\")","v":""},{"$f":"IFERROR(IF(OR(Q102=\"\",'Cost scenario - input'!$G87=\"\"),\"\",Q102/'Cost scenario - input'!$G87),\"\")","v":""},{"$f":"IFERROR(IF(OR(R102=\"\",'Cost scenario - input'!$G87=\"\"),\"\",R102/'Cost scenario - input'!$G87),\"\")","v":""},{"$f":"IFERROR(IF(OR(S102=\"\",'Cost scenario - input'!$G87=\"\"),\"\",S102/'Cost scenario - input'!$G87),\"\")","v":""},{"$f":"IFERROR(IF(OR(T102=\"\",'Cost scenario - input'!$G87=\"\"),\"\",T102/'Cost scenario - input'!$G87),\"\")","v":""},{"$f":"IFERROR(IF(OR(U102=\"\",'Cost scenario - input'!$G87=\"\"),\"\",U102/'Cost scenario - input'!$G87),\"\")","v":""},{"$f":"IFERROR(IF(OR(V102=\"\",'Cost scenario - input'!$G87=\"\"),\"\",V102/'Cost scenario - input'!$G87),\"\")","v":""},{"$f":"IFERROR(IF(OR(W102=\"\",'Cost scenario - input'!$G87=\"\"),\"\",W102/'Cost scenario - input'!$G87),\"\")","v":""}]
[{"$f":"IFERROR('Cost scenario - input'!A88,\"\")","v":""},{"$f":"IFERROR('Cost scenario - input'!B88,\"\")","v":""},{"$f":"IFERROR('Cost scenario - input'!C88,\"\")","v":""},{"$f":"IFERROR(repcalc('Cost scenario - input'!$CY88:$GK88,'Cost scenario - input'!$J88,'Cost scenario - input'!$H88,'Cost scenario - input'!$I88,20,TRUE,TRUE),\"\")","v":""},"","","","","","","","","","","","","","","","","","","",{"$f":"IFERROR(IF(OR(D103=\"\",'Cost scenario - input'!$G88=\"\"),\"\",D103/'Cost scenario - input'!$G88),\"\")","v":""},{"$f":"IFERROR(IF(OR(E103=\"\",'Cost scenario - input'!$G88=\"\"),\"\",E103/'Cost scenario - input'!$G88),\"\")","v":""},{"$f":"IFERROR(IF(OR(F103=\"\",'Cost scenario - input'!$G88=\"\"),\"\",F103/'Cost scenario - input'!$G88),\"\")","v":""},{"$f":"IFERROR(IF(OR(G103=\"\",'Cost scenario - input'!$G88=\"\"),\"\",G103/'Cost scenario - input'!$G88),\"\")","v":""},{"$f":"IFERROR(IF(OR(H103=\"\",'Cost scenario - input'!$G88=\"\"),\"\",H103/'Cost scenario - input'!$G88),\"\")","v":""},{"$f":"IFERROR(IF(OR(I103=\"\",'Cost scenario - input'!$G88=\"\"),\"\",I103/'Cost scenario - input'!$G88),\"\")","v":""},{"$f":"IFERROR(IF(OR(J103=\"\",'Cost scenario - input'!$G88=\"\"),\"\",J103/'Cost scenario - input'!$G88),\"\")","v":""},{"$f":"IFERROR(IF(OR(K103=\"\",'Cost scenario - input'!$G88=\"\"),\"\",K103/'Cost scenario - input'!$G88),\"\")","v":""},{"$f":"IFERROR(IF(OR(L103=\"\",'Cost scenario - input'!$G88=\"\"),\"\",L103/'Cost scenario - input'!$G88),\"\")","v":""},{"$f":"IFERROR(IF(OR(M103=\"\",'Cost scenario - input'!$G88=\"\"),\"\",M103/'Cost scenario - input'!$G88),\"\")","v":""},{"$f":"IFERROR(IF(OR(N103=\"\",'Cost scenario - input'!$G88=\"\"),\"\",N103/'Cost scenario - input'!$G88),\"\")","v":""},{"$f":"IFERROR(IF(OR(O103=\"\",'Cost scenario - input'!$G88=\"\"),\"\",O103/'Cost scenario - input'!$G88),\"\")","v":""},{"$f":"IFERROR(IF(OR(P103=\"\",'Cost scenario - input'!$G88=\"\"),\"\",P103/'Cost scenario - input'!$G88),\"\")","v":""},{"$f":"IFERROR(IF(OR(Q103=\"\",'Cost scenario - input'!$G88=\"\"),\"\",Q103/'Cost scenario - input'!$G88),\"\")","v":""},{"$f":"IFERROR(IF(OR(R103=\"\",'Cost scenario - input'!$G88=\"\"),\"\",R103/'Cost scenario - input'!$G88),\"\")","v":""},{"$f":"IFERROR(IF(OR(S103=\"\",'Cost scenario - input'!$G88=\"\"),\"\",S103/'Cost scenario - input'!$G88),\"\")","v":""},{"$f":"IFERROR(IF(OR(T103=\"\",'Cost scenario - input'!$G88=\"\"),\"\",T103/'Cost scenario - input'!$G88),\"\")","v":""},{"$f":"IFERROR(IF(OR(U103=\"\",'Cost scenario - input'!$G88=\"\"),\"\",U103/'Cost scenario - input'!$G88),\"\")","v":""},{"$f":"IFERROR(IF(OR(V103=\"\",'Cost scenario - input'!$G88=\"\"),\"\",V103/'Cost scenario - input'!$G88),\"\")","v":""},{"$f":"IFERROR(IF(OR(W103=\"\",'Cost scenario - input'!$G88=\"\"),\"\",W103/'Cost scenario - input'!$G88),\"\")","v":""}]
[{"$f":"IFERROR('Cost scenario - input'!A89,\"\")","v":""},{"$f":"IFERROR('Cost scenario - input'!B89,\"\")","v":""},{"$f":"IFERROR('Cost scenario - input'!C89,\"\")","v":""},{"$f":"IFERROR(repcalc('Cost scenario - input'!$CY89:$GK89,'Cost scenario - input'!$J89,'Cost scenario - input'!$H89,'Cost scenario - input'!$I89,20,TRUE,TRUE),\"\")","v":""},"","","","","","","","","","","","","","","","","","","",{"$f":"IFERROR(IF(OR(D104=\"\",'Cost scenario - input'!$G89=\"\"),\"\",D104/'Cost scenario - input'!$G89),\"\")","v":""},{"$f":"IFERROR(IF(OR(E104=\"\",'Cost scenario - input'!$G89=\"\"),\"\",E104/'Cost scenario - input'!$G89),\"\")","v":""},{"$f":"IFERROR(IF(OR(F104=\"\",'Cost scenario - input'!$G89=\"\"),\"\",F104/'Cost scenario - input'!$G89),\"\")","v":""},{"$f":"IFERROR(IF(OR(G104=\"\",'Cost scenario - input'!$G89=\"\"),\"\",G104/'Cost scenario - input'!$G89),\"\")","v":""},{"$f":"IFERROR(IF(OR(H104=\"\",'Cost scenario - input'!$G89=\"\"),\"\",H104/'Cost scenario - input'!$G89),\"\")","v":""},{"$f":"IFERROR(IF(OR(I104=\"\",'Cost scenario - input'!$G89=\"\"),\"\",I104/'Cost scenario - input'!$G89),\"\")","v":""},{"$f":"IFERROR(IF(OR(J104=\"\",'Cost scenario - input'!$G89=\"\"),\"\",J104/'Cost scenario - input'!$G89),\"\")","v":""},{"$f":"IFERROR(IF(OR(K104=\"\",'Cost scenario - input'!$G89=\"\"),\"\",K104/'Cost scenario - input'!$G89),\"\")","v":""},{"$f":"IFERROR(IF(OR(L104=\"\",'Cost scenario - input'!$G89=\"\"),\"\",L104/'Cost scenario - input'!$G89),\"\")","v":""},{"$f":"IFERROR(IF(OR(M104=\"\",'Cost scenario - input'!$G89=\"\"),\"\",M104/'Cost scenario - input'!$G89),\"\")","v":""},{"$f":"IFERROR(IF(OR(N104=\"\",'Cost scenario - input'!$G89=\"\"),\"\",N104/'Cost scenario - input'!$G89),\"\")","v":""},{"$f":"IFERROR(IF(OR(O104=\"\",'Cost scenario - input'!$G89=\"\"),\"\",O104/'Cost scenario - input'!$G89),\"\")","v":""},{"$f":"IFERROR(IF(OR(P104=\"\",'Cost scenario - input'!$G89=\"\"),\"\",P104/'Cost scenario - input'!$G89),\"\")","v":""},{"$f":"IFERROR(IF(OR(Q104=\"\",'Cost scenario - input'!$G89=\"\"),\"\",Q104/'Cost scenario - input'!$G89),\"\")","v":""},{"$f":"IFERROR(IF(OR(R104=\"\",'Cost scenario - input'!$G89=\"\"),\"\",R104/'Cost scenario - input'!$G89),\"\")","v":""},{"$f":"IFERROR(IF(OR(S104=\"\",'Cost scenario - input'!$G89=\"\"),\"\",S104/'Cost scenario - input'!$G89),\"\")","v":""},{"$f":"IFERROR(IF(OR(T104=\"\",'Cost scenario - input'!$G89=\"\"),\"\",T104/'Cost scenario - input'!$G89),\"\")","v":""},{"$f":"IFERROR(IF(OR(U104=\"\",'Cost scenario - input'!$G89=\"\"),\"\",U104/'Cost scenario - input'!$G89),\"\")","v":""},{"$f":"IFERROR(IF(OR(V104=\"\",'Cost scenario - input'!$G89=\"\"),\"\",V104/'Cost scenario - input'!$G89),\"\")","v":""},{"$f":"IFERROR(IF(OR(W104=\"\",'Cost scenario - input'!$G89=\"\"),\"\",W104/'Cost scenario - input'!$G89),\"\")","v":""}]
[{"$f":"IFERROR('Cost scenario - input'!A90,\"\")","v":""},{"$f":"IFERROR('Cost scenario - input'!B90,\"\")","v":""},{"$f":"IFERROR('Cost scenario - input'!C90,\"\")","v":""},{"$f":"IFERROR(repcalc('Cost scenario - input'!$CY90:$GK90,'Cost scenario - input'!$J90,'Cost scenario - input'!$H90,'Cost scenario - input'!$I90,20,TRUE,TRUE),\"\")","v":""},"","","","","","","","","","","","","","","","","","","",{"$f":"IFERROR(IF(OR(D105=\"\",'Cost scenario - input'!$G90=\"\"),\"\",D105/'Cost scenario - input'!$G90),\"\")","v":""},{"$f":"IFERROR(IF(OR(E105=\"\",'Cost scenario - input'!$G90=\"\"),\"\",E105/'Cost scenario - input'!$G90),\"\")","v":""},{"$f":"IFERROR(IF(OR(F105=\"\",'Cost scenario - input'!$G90=\"\"),\"\",F105/'Cost scenario - input'!$G90),\"\")","v":""},{"$f":"IFERROR(IF(OR(G105=\"\",'Cost scenario - input'!$G90=\"\"),\"\",G105/'Cost scenario - input'!$G90),\"\")","v":""},{"$f":"IFERROR(IF(OR(H105=\"\",'Cost scenario - input'!$G90=\"\"),\"\",H105/'Cost scenario - input'!$G90),\"\")","v":""},{"$f":"IFERROR(IF(OR(I105=\"\",'Cost scenario - input'!$G90=\"\"),\"\",I105/'Cost scenario - input'!$G90),\"\")","v":""},{"$f":"IFERROR(IF(OR(J105=\"\",'Cost scenario - input'!$G90=\"\"),\"\",J105/'Cost scenario - input'!$G90),\"\")","v":""},{"$f":"IFERROR(IF(OR(K105=\"\",'Cost scenario - input'!$G90=\"\"),\"\",K105/'Cost scenario - input'!$G90),\"\")","v":""},{"$f":"IFERROR(IF(OR(L105=\"\",'Cost scenario - input'!$G90=\"\"),\"\",L105/'Cost scenario - input'!$G90),\"\")","v":""},{"$f":"IFERROR(IF(OR(M105=\"\",'Cost scenario - input'!$G90=\"\"),\"\",M105/'Cost scenario - input'!$G90),\"\")","v":""},{"$f":"IFERROR(IF(OR(N105=\"\",'Cost scenario - input'!$G90=\"\"),\"\",N105/'Cost scenario - input'!$G90),\"\")","v":""},{"$f":"IFERROR(IF(OR(O105=\"\",'Cost scenario - input'!$G90=\"\"),\"\",O105/'Cost scenario - input'!$G90),\"\")","v":""},{"$f":"IFERROR(IF(OR(P105=\"\",'Cost scenario - input'!$G90=\"\"),\"\",P105/'Cost scenario - input'!$G90),\"\")","v":""},{"$f":"IFERROR(IF(OR(Q105=\"\",'Cost scenario - input'!$G90=\"\"),\"\",Q105/'Cost scenario - input'!$G90),\"\")","v":""},{"$f":"IFERROR(IF(OR(R105=\"\",'Cost scenario - input'!$G90=\"\"),\"\",R105/'Cost scenario - input'!$G90),\"\")","v":""},{"$f":"IFERROR(IF(OR(S105=\"\",'Cost scenario - input'!$G90=\"\"),\"\",S105/'Cost scenario - input'!$G90),\"\")","v":""},{"$f":"IFERROR(IF(OR(T105=\"\",'Cost scenario - input'!$G90=\"\"),\"\",T105/'Cost scenario - input'!$G90),\"\")","v":""},{"$f":"IFERROR(IF(OR(U105=\"\",'Cost scenario - input'!$G90=\"\"),\"\",U105/'Cost scenario - input'!$G90),\"\")","v":""},{"$f":"IFERROR(IF(OR(V105=\"\",'Cost scenario - input'!$G90=\"\"),\"\",V105/'Cost scenario - input'!$G90),\"\")","v":""},{"$f":"IFERROR(IF(OR(W105=\"\",'Cost scenario - input'!$G90=\"\"),\"\",W105/'Cost scenario - input'!$G90),\"\")","v":""}]
[{"$f":"IFERROR('Cost scenario - input'!A91,\"\")","v":""},{"$f":"IFERROR('Cost scenario - input'!B91,\"\")","v":""},{"$f":"IFERROR('Cost scenario - input'!C91,\"\")","v":""},{"$f":"IFERROR(repcalc('Cost scenario - input'!$CY91:$GK91,'Cost scenario - input'!$J91,'Cost scenario - input'!$H91,'Cost scenario - input'!$I91,20,TRUE,TRUE),\"\")","v":""},"","","","","","","","","","","","","","","","","","","",{"$f":"IFERROR(IF(OR(D106=\"\",'Cost scenario - input'!$G91=\"\"),\"\",D106/'Cost scenario - input'!$G91),\"\")","v":""},{"$f":"IFERROR(IF(OR(E106=\"\",'Cost scenario - input'!$G91=\"\"),\"\",E106/'Cost scenario - input'!$G91),\"\")","v":""},{"$f":"IFERROR(IF(OR(F106=\"\",'Cost scenario - input'!$G91=\"\"),\"\",F106/'Cost scenario - input'!$G91),\"\")","v":""},{"$f":"IFERROR(IF(OR(G106=\"\",'Cost scenario - input'!$G91=\"\"),\"\",G106/'Cost scenario - input'!$G91),\"\")","v":""},{"$f":"IFERROR(IF(OR(H106=\"\",'Cost scenario - input'!$G91=\"\"),\"\",H106/'Cost scenario - input'!$G91),\"\")","v":""},{"$f":"IFERROR(IF(OR(I106=\"\",'Cost scenario - input'!$G91=\"\"),\"\",I106/'Cost scenario - input'!$G91),\"\")","v":""},{"$f":"IFERROR(IF(OR(J106=\"\",'Cost scenario - input'!$G91=\"\"),\"\",J106/'Cost scenario - input'!$G91),\"\")","v":""},{"$f":"IFERROR(IF(OR(K106=\"\",'Cost scenario - input'!$G91=\"\"),\"\",K106/'Cost scenario - input'!$G91),\"\")","v":""},{"$f":"IFERROR(IF(OR(L106=\"\",'Cost scenario - input'!$G91=\"\"),\"\",L106/'Cost scenario - input'!$G91),\"\")","v":""},{"$f":"IFERROR(IF(OR(M106=\"\",'Cost scenario - input'!$G91=\"\"),\"\",M106/'Cost scenario - input'!$G91),\"\")","v":""},{"$f":"IFERROR(IF(OR(N106=\"\",'Cost scenario - input'!$G91=\"\"),\"\",N106/'Cost scenario - input'!$G91),\"\")","v":""},{"$f":"IFERROR(IF(OR(O106=\"\",'Cost scenario - input'!$G91=\"\"),\"\",O106/'Cost scenario - input'!$G91),\"\")","v":""},{"$f":"IFERROR(IF(OR(P106=\"\",'Cost scenario - input'!$G91=\"\"),\"\",P106/'Cost scenario - input'!$G91),\"\")","v":""},{"$f":"IFERROR(IF(OR(Q106=\"\",'Cost scenario - input'!$G91=\"\"),\"\",Q106/'Cost scenario - input'!$G91),\"\")","v":""},{"$f":"IFERROR(IF(OR(R106=\"\",'Cost scenario - input'!$G91=\"\"),\"\",R106/'Cost scenario - input'!$G91),\"\")","v":""},{"$f":"IFERROR(IF(OR(S106=\"\",'Cost scenario - input'!$G91=\"\"),\"\",S106/'Cost scenario - input'!$G91),\"\")","v":""},{"$f":"IFERROR(IF(OR(T106=\"\",'Cost scenario - input'!$G91=\"\"),\"\",T106/'Cost scenario - input'!$G91),\"\")","v":""},{"$f":"IFERROR(IF(OR(U106=\"\",'Cost scenario - input'!$G91=\"\"),\"\",U106/'Cost scenario - input'!$G91),\"\")","v":""},{"$f":"IFERROR(IF(OR(V106=\"\",'Cost scenario - input'!$G91=\"\"),\"\",V106/'Cost scenario - input'!$G91),\"\")","v":""},{"$f":"IFERROR(IF(OR(W106=\"\",'Cost scenario - input'!$G91=\"\"),\"\",W106/'Cost scenario - input'!$G91),\"\")","v":""}]
[{"$f":"IFERROR('Cost scenario - input'!A92,\"\")","v":""},{"$f":"IFERROR('Cost scenario - input'!B92,\"\")","v":""},{"$f":"IFERROR('Cost scenario - input'!C92,\"\")","v":""},{"$f":"IFERROR(repcalc('Cost scenario - input'!$CY92:$GK92,'Cost scenario - input'!$J92,'Cost scenario - input'!$H92,'Cost scenario - input'!$I92,20,TRUE,TRUE),\"\")","v":""},"","","","","","","","","","","","","","","","","","","",{"$f":"IFERROR(IF(OR(D107=\"\",'Cost scenario - input'!$G92=\"\"),\"\",D107/'Cost scenario - input'!$G92),\"\")","v":""},{"$f":"IFERROR(IF(OR(E107=\"\",'Cost scenario - input'!$G92=\"\"),\"\",E107/'Cost scenario - input'!$G92),\"\")","v":""},{"$f":"IFERROR(IF(OR(F107=\"\",'Cost scenario - input'!$G92=\"\"),\"\",F107/'Cost scenario - input'!$G92),\"\")","v":""},{"$f":"IFERROR(IF(OR(G107=\"\",'Cost scenario - input'!$G92=\"\"),\"\",G107/'Cost scenario - input'!$G92),\"\")","v":""},{"$f":"IFERROR(IF(OR(H107=\"\",'Cost scenario - input'!$G92=\"\"),\"\",H107/'Cost scenario - input'!$G92),\"\")","v":""},{"$f":"IFERROR(IF(OR(I107=\"\",'Cost scenario - input'!$G92=\"\"),\"\",I107/'Cost scenario - input'!$G92),\"\")","v":""},{"$f":"IFERROR(IF(OR(J107=\"\",'Cost scenario - input'!$G92=\"\"),\"\",J107/'Cost scenario - input'!$G92),\"\")","v":""},{"$f":"IFERROR(IF(OR(K107=\"\",'Cost scenario - input'!$G92=\"\"),\"\",K107/'Cost scenario - input'!$G92),\"\")","v":""},{"$f":"IFERROR(IF(OR(L107=\"\",'Cost scenario - input'!$G92=\"\"),\"\",L107/'Cost scenario - input'!$G92),\"\")","v":""},{"$f":"IFERROR(IF(OR(M107=\"\",'Cost scenario - input'!$G92=\"\"),\"\",M107/'Cost scenario - input'!$G92),\"\")","v":""},{"$f":"IFERROR(IF(OR(N107=\"\",'Cost scenario - input'!$G92=\"\"),\"\",N107/'Cost scenario - input'!$G92),\"\")","v":""},{"$f":"IFERROR(IF(OR(O107=\"\",'Cost scenario - input'!$G92=\"\"),\"\",O107/'Cost scenario - input'!$G92),\"\")","v":""},{"$f":"IFERROR(IF(OR(P107=\"\",'Cost scenario - input'!$G92=\"\"),\"\",P107/'Cost scenario - input'!$G92),\"\")","v":""},{"$f":"IFERROR(IF(OR(Q107=\"\",'Cost scenario - input'!$G92=\"\"),\"\",Q107/'Cost scenario - input'!$G92),\"\")","v":""},{"$f":"IFERROR(IF(OR(R107=\"\",'Cost scenario - input'!$G92=\"\"),\"\",R107/'Cost scenario - input'!$G92),\"\")","v":""},{"$f":"IFERROR(IF(OR(S107=\"\",'Cost scenario - input'!$G92=\"\"),\"\",S107/'Cost scenario - input'!$G92),\"\")","v":""},{"$f":"IFERROR(IF(OR(T107=\"\",'Cost scenario - input'!$G92=\"\"),\"\",T107/'Cost scenario - input'!$G92),\"\")","v":""},{"$f":"IFERROR(IF(OR(U107=\"\",'Cost scenario - input'!$G92=\"\"),\"\",U107/'Cost scenario - input'!$G92),\"\")","v":""},{"$f":"IFERROR(IF(OR(V107=\"\",'Cost scenario - input'!$G92=\"\"),\"\",V107/'Cost scenario - input'!$G92),\"\")","v":""},{"$f":"IFERROR(IF(OR(W107=\"\",'Cost scenario - input'!$G92=\"\"),\"\",W107/'Cost scenario - input'!$G92),\"\")","v":""}]
[{"$f":"IFERROR('Cost scenario - input'!A93,\"\")","v":""},{"$f":"IFERROR('Cost scenario - input'!B93,\"\")","v":""},{"$f":"IFERROR('Cost scenario - input'!C93,\"\")","v":""},{"$f":"IFERROR(repcalc('Cost scenario - input'!$CY93:$GK93,'Cost scenario - input'!$J93,'Cost scenario - input'!$H93,'Cost scenario - input'!$I93,20,TRUE,TRUE),\"\")","v":""},"","","","","","","","","","","","","","","","","","","",{"$f":"IFERROR(IF(OR(D108=\"\",'Cost scenario - input'!$G93=\"\"),\"\",D108/'Cost scenario - input'!$G93),\"\")","v":""},{"$f":"IFERROR(IF(OR(E108=\"\",'Cost scenario - input'!$G93=\"\"),\"\",E108/'Cost scenario - input'!$G93),\"\")","v":""},{"$f":"IFERROR(IF(OR(F108=\"\",'Cost scenario - input'!$G93=\"\"),\"\",F108/'Cost scenario - input'!$G93),\"\")","v":""},{"$f":"IFERROR(IF(OR(G108=\"\",'Cost scenario - input'!$G93=\"\"),\"\",G108/'Cost scenario - input'!$G93),\"\")","v":""},{"$f":"IFERROR(IF(OR(H108=\"\",'Cost scenario - input'!$G93=\"\"),\"\",H108/'Cost scenario - input'!$G93),\"\")","v":""},{"$f":"IFERROR(IF(OR(I108=\"\",'Cost scenario - input'!$G93=\"\"),\"\",I108/'Cost scenario - input'!$G93),\"\")","v":""},{"$f":"IFERROR(IF(OR(J108=\"\",'Cost scenario - input'!$G93=\"\"),\"\",J108/'Cost scenario - input'!$G93),\"\")","v":""},{"$f":"IFERROR(IF(OR(K108=\"\",'Cost scenario - input'!$G93=\"\"),\"\",K108/'Cost scenario - input'!$G93),\"\")","v":""},{"$f":"IFERROR(IF(OR(L108=\"\",'Cost scenario - input'!$G93=\"\"),\"\",L108/'Cost scenario - input'!$G93),\"\")","v":""},{"$f":"IFERROR(IF(OR(M108=\"\",'Cost scenario - input'!$G93=\"\"),\"\",M108/'Cost scenario - input'!$G93),\"\")","v":""},{"$f":"IFERROR(IF(OR(N108=\"\",'Cost scenario - input'!$G93=\"\"),\"\",N108/'Cost scenario - input'!$G93),\"\")","v":""},{"$f":"IFERROR(IF(OR(O108=\"\",'Cost scenario - input'!$G93=\"\"),\"\",O108/'Cost scenario - input'!$G93),\"\")","v":""},{"$f":"IFERROR(IF(OR(P108=\"\",'Cost scenario - input'!$G93=\"\"),\"\",P108/'Cost scenario - input'!$G93),\"\")","v":""},{"$f":"IFERROR(IF(OR(Q108=\"\",'Cost scenario - input'!$G93=\"\"),\"\",Q108/'Cost scenario - input'!$G93),\"\")","v":""},{"$f":"IFERROR(IF(OR(R108=\"\",'Cost scenario - input'!$G93=\"\"),\"\",R108/'Cost scenario - input'!$G93),\"\")","v":""},{"$f":"IFERROR(IF(OR(S108=\"\",'Cost scenario - input'!$G93=\"\"),\"\",S108/'Cost scenario - input'!$G93),\"\")","v":""},{"$f":"IFERROR(IF(OR(T108=\"\",'Cost scenario - input'!$G93=\"\"),\"\",T108/'Cost scenario - input'!$G93),\"\")","v":""},{"$f":"IFERROR(IF(OR(U108=\"\",'Cost scenario - input'!$G93=\"\"),\"\",U108/'Cost scenario - input'!$G93),\"\")","v":""},{"$f":"IFERROR(IF(OR(V108=\"\",'Cost scenario - input'!$G93=\"\"),\"\",V108/'Cost scenario - input'!$G93),\"\")","v":""},{"$f":"IFERROR(IF(OR(W108=\"\",'Cost scenario - input'!$G93=\"\"),\"\",W108/'Cost scenario - input'!$G93),\"\")","v":""}]
[{"$f":"IFERROR('Cost scenario - input'!A94,\"\")","v":""},{"$f":"IFERROR('Cost scenario - input'!B94,\"\")","v":""},{"$f":"IFERROR('Cost scenario - input'!C94,\"\")","v":""},{"$f":"IFERROR(repcalc('Cost scenario - input'!$CY94:$GK94,'Cost scenario - input'!$J94,'Cost scenario - input'!$H94,'Cost scenario - input'!$I94,20,TRUE,TRUE),\"\")","v":""},"","","","","","","","","","","","","","","","","","","",{"$f":"IFERROR(IF(OR(D109=\"\",'Cost scenario - input'!$G94=\"\"),\"\",D109/'Cost scenario - input'!$G94),\"\")","v":""},{"$f":"IFERROR(IF(OR(E109=\"\",'Cost scenario - input'!$G94=\"\"),\"\",E109/'Cost scenario - input'!$G94),\"\")","v":""},{"$f":"IFERROR(IF(OR(F109=\"\",'Cost scenario - input'!$G94=\"\"),\"\",F109/'Cost scenario - input'!$G94),\"\")","v":""},{"$f":"IFERROR(IF(OR(G109=\"\",'Cost scenario - input'!$G94=\"\"),\"\",G109/'Cost scenario - input'!$G94),\"\")","v":""},{"$f":"IFERROR(IF(OR(H109=\"\",'Cost scenario - input'!$G94=\"\"),\"\",H109/'Cost scenario - input'!$G94),\"\")","v":""},{"$f":"IFERROR(IF(OR(I109=\"\",'Cost scenario - input'!$G94=\"\"),\"\",I109/'Cost scenario - input'!$G94),\"\")","v":""},{"$f":"IFERROR(IF(OR(J109=\"\",'Cost scenario - input'!$G94=\"\"),\"\",J109/'Cost scenario - input'!$G94),\"\")","v":""},{"$f":"IFERROR(IF(OR(K109=\"\",'Cost scenario - input'!$G94=\"\"),\"\",K109/'Cost scenario - input'!$G94),\"\")","v":""},{"$f":"IFERROR(IF(OR(L109=\"\",'Cost scenario - input'!$G94=\"\"),\"\",L109/'Cost scenario - input'!$G94),\"\")","v":""},{"$f":"IFERROR(IF(OR(M109=\"\",'Cost scenario - input'!$G94=\"\"),\"\",M109/'Cost scenario - input'!$G94),\"\")","v":""},{"$f":"IFERROR(IF(OR(N109=\"\",'Cost scenario - input'!$G94=\"\"),\"\",N109/'Cost scenario - input'!$G94),\"\")","v":""},{"$f":"IFERROR(IF(OR(O109=\"\",'Cost scenario - input'!$G94=\"\"),\"\",O109/'Cost scenario - input'!$G94),\"\")","v":""},{"$f":"IFERROR(IF(OR(P109=\"\",'Cost scenario - input'!$G94=\"\"),\"\",P109/'Cost scenario - input'!$G94),\"\")","v":""},{"$f":"IFERROR(IF(OR(Q109=\"\",'Cost scenario - input'!$G94=\"\"),\"\",Q109/'Cost scenario - input'!$G94),\"\")","v":""},{"$f":"IFERROR(IF(OR(R109=\"\",'Cost scenario - input'!$G94=\"\"),\"\",R109/'Cost scenario - input'!$G94),\"\")","v":""},{"$f":"IFERROR(IF(OR(S109=\"\",'Cost scenario - input'!$G94=\"\"),\"\",S109/'Cost scenario - input'!$G94),\"\")","v":""},{"$f":"IFERROR(IF(OR(T109=\"\",'Cost scenario - input'!$G94=\"\"),\"\",T109/'Cost scenario - input'!$G94),\"\")","v":""},{"$f":"IFERROR(IF(OR(U109=\"\",'Cost scenario - input'!$G94=\"\"),\"\",U109/'Cost scenario - input'!$G94),\"\")","v":""},{"$f":"IFERROR(IF(OR(V109=\"\",'Cost scenario - input'!$G94=\"\"),\"\",V109/'Cost scenario - input'!$G94),\"\")","v":""},{"$f":"IFERROR(IF(OR(W109=\"\",'Cost scenario - input'!$G94=\"\"),\"\",W109/'Cost scenario - input'!$G94),\"\")","v":""}]
[{"$f":"IFERROR('Cost scenario - input'!A95,\"\")","v":""},{"$f":"IFERROR('Cost scenario - input'!B95,\"\")","v":""},{"$f":"IFERROR('Cost scenario - input'!C95,\"\")","v":""},{"$f":"IFERROR(repcalc('Cost scenario - input'!$CY95:$GK95,'Cost scenario - input'!$J95,'Cost scenario - input'!$H95,'Cost scenario - input'!$I95,20,TRUE,TRUE),\"\")","v":""},"","","","","","","","","","","","","","","","","","","",{"$f":"IFERROR(IF(OR(D110=\"\",'Cost scenario - input'!$G95=\"\"),\"\",D110/'Cost scenario - input'!$G95),\"\")","v":""},{"$f":"IFERROR(IF(OR(E110=\"\",'Cost scenario - input'!$G95=\"\"),\"\",E110/'Cost scenario - input'!$G95),\"\")","v":""},{"$f":"IFERROR(IF(OR(F110=\"\",'Cost scenario - input'!$G95=\"\"),\"\",F110/'Cost scenario - input'!$G95),\"\")","v":""},{"$f":"IFERROR(IF(OR(G110=\"\",'Cost scenario - input'!$G95=\"\"),\"\",G110/'Cost scenario - input'!$G95),\"\")","v":""},{"$f":"IFERROR(IF(OR(H110=\"\",'Cost scenario - input'!$G95=\"\"),\"\",H110/'Cost scenario - input'!$G95),\"\")","v":""},{"$f":"IFERROR(IF(OR(I110=\"\",'Cost scenario - input'!$G95=\"\"),\"\",I110/'Cost scenario - input'!$G95),\"\")","v":""},{"$f":"IFERROR(IF(OR(J110=\"\",'Cost scenario - input'!$G95=\"\"),\"\",J110/'Cost scenario - input'!$G95),\"\")","v":""},{"$f":"IFERROR(IF(OR(K110=\"\",'Cost scenario - input'!$G95=\"\"),\"\",K110/'Cost scenario - input'!$G95),\"\")","v":""},{"$f":"IFERROR(IF(OR(L110=\"\",'Cost scenario - input'!$G95=\"\"),\"\",L110/'Cost scenario - input'!$G95),\"\")","v":""},{"$f":"IFERROR(IF(OR(M110=\"\",'Cost scenario - input'!$G95=\"\"),\"\",M110/'Cost scenario - input'!$G95),\"\")","v":""},{"$f":"IFERROR(IF(OR(N110=\"\",'Cost scenario - input'!$G95=\"\"),\"\",N110/'Cost scenario - input'!$G95),\"\")","v":""},{"$f":"IFERROR(IF(OR(O110=\"\",'Cost scenario - input'!$G95=\"\"),\"\",O110/'Cost scenario - input'!$G95),\"\")","v":""},{"$f":"IFERROR(IF(OR(P110=\"\",'Cost scenario - input'!$G95=\"\"),\"\",P110/'Cost scenario - input'!$G95),\"\")","v":""},{"$f":"IFERROR(IF(OR(Q110=\"\",'Cost scenario - input'!$G95=\"\"),\"\",Q110/'Cost scenario - input'!$G95),\"\")","v":""},{"$f":"IFERROR(IF(OR(R110=\"\",'Cost scenario - input'!$G95=\"\"),\"\",R110/'Cost scenario - input'!$G95),\"\")","v":""},{"$f":"IFERROR(IF(OR(S110=\"\",'Cost scenario - input'!$G95=\"\"),\"\",S110/'Cost scenario - input'!$G95),\"\")","v":""},{"$f":"IFERROR(IF(OR(T110=\"\",'Cost scenario - input'!$G95=\"\"),\"\",T110/'Cost scenario - input'!$G95),\"\")","v":""},{"$f":"IFERROR(IF(OR(U110=\"\",'Cost scenario - input'!$G95=\"\"),\"\",U110/'Cost scenario - input'!$G95),\"\")","v":""},{"$f":"IFERROR(IF(OR(V110=\"\",'Cost scenario - input'!$G95=\"\"),\"\",V110/'Cost scenario - input'!$G95),\"\")","v":""},{"$f":"IFERROR(IF(OR(W110=\"\",'Cost scenario - input'!$G95=\"\"),\"\",W110/'Cost scenario - input'!$G95),\"\")","v":""}]
[{"$f":"IFERROR('Cost scenario - input'!A96,\"\")","v":""},{"$f":"IFERROR('Cost scenario - input'!B96,\"\")","v":""},{"$f":"IFERROR('Cost scenario - input'!C96,\"\")","v":""},{"$f":"IFERROR(repcalc('Cost scenario - input'!$CY96:$GK96,'Cost scenario - input'!$J96,'Cost scenario - input'!$H96,'Cost scenario - input'!$I96,20,TRUE,TRUE),\"\")","v":""},"","","","","","","","","","","","","","","","","","","",{"$f":"IFERROR(IF(OR(D111=\"\",'Cost scenario - input'!$G96=\"\"),\"\",D111/'Cost scenario - input'!$G96),\"\")","v":""},{"$f":"IFERROR(IF(OR(E111=\"\",'Cost scenario - input'!$G96=\"\"),\"\",E111/'Cost scenario - input'!$G96),\"\")","v":""},{"$f":"IFERROR(IF(OR(F111=\"\",'Cost scenario - input'!$G96=\"\"),\"\",F111/'Cost scenario - input'!$G96),\"\")","v":""},{"$f":"IFERROR(IF(OR(G111=\"\",'Cost scenario - input'!$G96=\"\"),\"\",G111/'Cost scenario - input'!$G96),\"\")","v":""},{"$f":"IFERROR(IF(OR(H111=\"\",'Cost scenario - input'!$G96=\"\"),\"\",H111/'Cost scenario - input'!$G96),\"\")","v":""},{"$f":"IFERROR(IF(OR(I111=\"\",'Cost scenario - input'!$G96=\"\"),\"\",I111/'Cost scenario - input'!$G96),\"\")","v":""},{"$f":"IFERROR(IF(OR(J111=\"\",'Cost scenario - input'!$G96=\"\"),\"\",J111/'Cost scenario - input'!$G96),\"\")","v":""},{"$f":"IFERROR(IF(OR(K111=\"\",'Cost scenario - input'!$G96=\"\"),\"\",K111/'Cost scenario - input'!$G96),\"\")","v":""},{"$f":"IFERROR(IF(OR(L111=\"\",'Cost scenario - input'!$G96=\"\"),\"\",L111/'Cost scenario - input'!$G96),\"\")","v":""},{"$f":"IFERROR(IF(OR(M111=\"\",'Cost scenario - input'!$G96=\"\"),\"\",M111/'Cost scenario - input'!$G96),\"\")","v":""},{"$f":"IFERROR(IF(OR(N111=\"\",'Cost scenario - input'!$G96=\"\"),\"\",N111/'Cost scenario - input'!$G96),\"\")","v":""},{"$f":"IFERROR(IF(OR(O111=\"\",'Cost scenario - input'!$G96=\"\"),\"\",O111/'Cost scenario - input'!$G96),\"\")","v":""},{"$f":"IFERROR(IF(OR(P111=\"\",'Cost scenario - input'!$G96=\"\"),\"\",P111/'Cost scenario - input'!$G96),\"\")","v":""},{"$f":"IFERROR(IF(OR(Q111=\"\",'Cost scenario - input'!$G96=\"\"),\"\",Q111/'Cost scenario - input'!$G96),\"\")","v":""},{"$f":"IFERROR(IF(OR(R111=\"\",'Cost scenario - input'!$G96=\"\"),\"\",R111/'Cost scenario - input'!$G96),\"\")","v":""},{"$f":"IFERROR(IF(OR(S111=\"\",'Cost scenario - input'!$G96=\"\"),\"\",S111/'Cost scenario - input'!$G96),\"\")","v":""},{"$f":"IFERROR(IF(OR(T111=\"\",'Cost scenario - input'!$G96=\"\"),\"\",T111/'Cost scenario - input'!$G96),\"\")","v":""},{"$f":"IFERROR(IF(OR(U111=\"\",'Cost scenario - input'!$G96=\"\"),\"\",U111/'Cost scenario - input'!$G96),\"\")","v":""},{"$f":"IFERROR(IF(OR(V111=\"\",'Cost scenario - input'!$G96=\"\"),\"\",V111/'Cost scenario - input'!$G96),\"\")","v":""},{"$f":"IFERROR(IF(OR(W111=\"\",'Cost scenario - input'!$G96=\"\"),\"\",W111/'Cost scenario - input'!$G96),\"\")","v":""}]
[{"$f":"IFERROR('Cost scenario - input'!A97,\"\")","v":""},{"$f":"IFERROR('Cost scenario - input'!B97,\"\")","v":""},{"$f":"IFERROR('Cost scenario - input'!C97,\"\")","v":""},{"$f":"IFERROR(repcalc('Cost scenario - input'!$CY97:$GK97,'Cost scenario - input'!$J97,'Cost scenario - input'!$H97,'Cost scenario - input'!$I97,20,TRUE,TRUE),\"\")","v":""},"","","","","","","","","","","","","","","","","","","",{"$f":"IFERROR(IF(OR(D112=\"\",'Cost scenario - input'!$G97=\"\"),\"\",D112/'Cost scenario - input'!$G97),\"\")","v":""},{"$f":"IFERROR(IF(OR(E112=\"\",'Cost scenario - input'!$G97=\"\"),\"\",E112/'Cost scenario - input'!$G97),\"\")","v":""},{"$f":"IFERROR(IF(OR(F112=\"\",'Cost scenario - input'!$G97=\"\"),\"\",F112/'Cost scenario - input'!$G97),\"\")","v":""},{"$f":"IFERROR(IF(OR(G112=\"\",'Cost scenario - input'!$G97=\"\"),\"\",G112/'Cost scenario - input'!$G97),\"\")","v":""},{"$f":"IFERROR(IF(OR(H112=\"\",'Cost scenario - input'!$G97=\"\"),\"\",H112/'Cost scenario - input'!$G97),\"\")","v":""},{"$f":"IFERROR(IF(OR(I112=\"\",'Cost scenario - input'!$G97=\"\"),\"\",I112/'Cost scenario - input'!$G97),\"\")","v":""},{"$f":"IFERROR(IF(OR(J112=\"\",'Cost scenario - input'!$G97=\"\"),\"\",J112/'Cost scenario - input'!$G97),\"\")","v":""},{"$f":"IFERROR(IF(OR(K112=\"\",'Cost scenario - input'!$G97=\"\"),\"\",K112/'Cost scenario - input'!$G97),\"\")","v":""},{"$f":"IFERROR(IF(OR(L112=\"\",'Cost scenario - input'!$G97=\"\"),\"\",L112/'Cost scenario - input'!$G97),\"\")","v":""},{"$f":"IFERROR(IF(OR(M112=\"\",'Cost scenario - input'!$G97=\"\"),\"\",M112/'Cost scenario - input'!$G97),\"\")","v":""},{"$f":"IFERROR(IF(OR(N112=\"\",'Cost scenario - input'!$G97=\"\"),\"\",N112/'Cost scenario - input'!$G97),\"\")","v":""},{"$f":"IFERROR(IF(OR(O112=\"\",'Cost scenario - input'!$G97=\"\"),\"\",O112/'Cost scenario - input'!$G97),\"\")","v":""},{"$f":"IFERROR(IF(OR(P112=\"\",'Cost scenario - input'!$G97=\"\"),\"\",P112/'Cost scenario - input'!$G97),\"\")","v":""},{"$f":"IFERROR(IF(OR(Q112=\"\",'Cost scenario - input'!$G97=\"\"),\"\",Q112/'Cost scenario - input'!$G97),\"\")","v":""},{"$f":"IFERROR(IF(OR(R112=\"\",'Cost scenario - input'!$G97=\"\"),\"\",R112/'Cost scenario - input'!$G97),\"\")","v":""},{"$f":"IFERROR(IF(OR(S112=\"\",'Cost scenario - input'!$G97=\"\"),\"\",S112/'Cost scenario - input'!$G97),\"\")","v":""},{"$f":"IFERROR(IF(OR(T112=\"\",'Cost scenario - input'!$G97=\"\"),\"\",T112/'Cost scenario - input'!$G97),\"\")","v":""},{"$f":"IFERROR(IF(OR(U112=\"\",'Cost scenario - input'!$G97=\"\"),\"\",U112/'Cost scenario - input'!$G97),\"\")","v":""},{"$f":"IFERROR(IF(OR(V112=\"\",'Cost scenario - input'!$G97=\"\"),\"\",V112/'Cost scenario - input'!$G97),\"\")","v":""},{"$f":"IFERROR(IF(OR(W112=\"\",'Cost scenario - input'!$G97=\"\"),\"\",W112/'Cost scenario - input'!$G97),\"\")","v":""}]
[{"$f":"IFERROR('Cost scenario - input'!A98,\"\")","v":""},{"$f":"IFERROR('Cost scenario - input'!B98,\"\")","v":""},{"$f":"IFERROR('Cost scenario - input'!C98,\"\")","v":""},{"$f":"IFERROR(repcalc('Cost scenario - input'!$CY98:$GK98,'Cost scenario - input'!$J98,'Cost scenario - input'!$H98,'Cost scenario - input'!$I98,20,TRUE,TRUE),\"\")","v":""},"","","","","","","","","","","","","","","","","","","",{"$f":"IFERROR(IF(OR(D113=\"\",'Cost scenario - input'!$G98=\"\"),\"\",D113/'Cost scenario - input'!$G98),\"\")","v":""},{"$f":"IFERROR(IF(OR(E113=\"\",'Cost scenario - input'!$G98=\"\"),\"\",E113/'Cost scenario - input'!$G98),\"\")","v":""},{"$f":"IFERROR(IF(OR(F113=\"\",'Cost scenario - input'!$G98=\"\"),\"\",F113/'Cost scenario - input'!$G98),\"\")","v":""},{"$f":"IFERROR(IF(OR(G113=\"\",'Cost scenario - input'!$G98=\"\"),\"\",G113/'Cost scenario - input'!$G98),\"\")","v":""},{"$f":"IFERROR(IF(OR(H113=\"\",'Cost scenario - input'!$G98=\"\"),\"\",H113/'Cost scenario - input'!$G98),\"\")","v":""},{"$f":"IFERROR(IF(OR(I113=\"\",'Cost scenario - input'!$G98=\"\"),\"\",I113/'Cost scenario - input'!$G98),\"\")","v":""},{"$f":"IFERROR(IF(OR(J113=\"\",'Cost scenario - input'!$G98=\"\"),\"\",J113/'Cost scenario - input'!$G98),\"\")","v":""},{"$f":"IFERROR(IF(OR(K113=\"\",'Cost scenario - input'!$G98=\"\"),\"\",K113/'Cost scenario - input'!$G98),\"\")","v":""},{"$f":"IFERROR(IF(OR(L113=\"\",'Cost scenario - input'!$G98=\"\"),\"\",L113/'Cost scenario - input'!$G98),\"\")","v":""},{"$f":"IFERROR(IF(OR(M113=\"\",'Cost scenario - input'!$G98=\"\"),\"\",M113/'Cost scenario - input'!$G98),\"\")","v":""},{"$f":"IFERROR(IF(OR(N113=\"\",'Cost scenario - input'!$G98=\"\"),\"\",N113/'Cost scenario - input'!$G98),\"\")","v":""},{"$f":"IFERROR(IF(OR(O113=\"\",'Cost scenario - input'!$G98=\"\"),\"\",O113/'Cost scenario - input'!$G98),\"\")","v":""},{"$f":"IFERROR(IF(OR(P113=\"\",'Cost scenario - input'!$G98=\"\"),\"\",P113/'Cost scenario - input'!$G98),\"\")","v":""},{"$f":"IFERROR(IF(OR(Q113=\"\",'Cost scenario - input'!$G98=\"\"),\"\",Q113/'Cost scenario - input'!$G98),\"\")","v":""},{"$f":"IFERROR(IF(OR(R113=\"\",'Cost scenario - input'!$G98=\"\"),\"\",R113/'Cost scenario - input'!$G98),\"\")","v":""},{"$f":"IFERROR(IF(OR(S113=\"\",'Cost scenario - input'!$G98=\"\"),\"\",S113/'Cost scenario - input'!$G98),\"\")","v":""},{"$f":"IFERROR(IF(OR(T113=\"\",'Cost scenario - input'!$G98=\"\"),\"\",T113/'Cost scenario - input'!$G98),\"\")","v":""},{"$f":"IFERROR(IF(OR(U113=\"\",'Cost scenario - input'!$G98=\"\"),\"\",U113/'Cost scenario - input'!$G98),\"\")","v":""},{"$f":"IFERROR(IF(OR(V113=\"\",'Cost scenario - input'!$G98=\"\"),\"\",V113/'Cost scenario - input'!$G98),\"\")","v":""},{"$f":"IFERROR(IF(OR(W113=\"\",'Cost scenario - input'!$G98=\"\"),\"\",W113/'Cost scenario - input'!$G98),\"\")","v":""}]
[{"$f":"IFERROR('Cost scenario - input'!A99,\"\")","v":""},{"$f":"IFERROR('Cost scenario - input'!B99,\"\")","v":""},{"$f":"IFERROR('Cost scenario - input'!C99,\"\")","v":""},{"$f":"IFERROR(repcalc('Cost scenario - input'!$CY99:$GK99,'Cost scenario - input'!$J99,'Cost scenario - input'!$H99,'Cost scenario - input'!$I99,20,TRUE,TRUE),\"\")","v":""},"","","","","","","","","","","","","","","","","","","",{"$f":"IFERROR(IF(OR(D114=\"\",'Cost scenario - input'!$G99=\"\"),\"\",D114/'Cost scenario - input'!$G99),\"\")","v":""},{"$f":"IFERROR(IF(OR(E114=\"\",'Cost scenario - input'!$G99=\"\"),\"\",E114/'Cost scenario - input'!$G99),\"\")","v":""},{"$f":"IFERROR(IF(OR(F114=\"\",'Cost scenario - input'!$G99=\"\"),\"\",F114/'Cost scenario - input'!$G99),\"\")","v":""},{"$f":"IFERROR(IF(OR(G114=\"\",'Cost scenario - input'!$G99=\"\"),\"\",G114/'Cost scenario - input'!$G99),\"\")","v":""},{"$f":"IFERROR(IF(OR(H114=\"\",'Cost scenario - input'!$G99=\"\"),\"\",H114/'Cost scenario - input'!$G99),\"\")","v":""},{"$f":"IFERROR(IF(OR(I114=\"\",'Cost scenario - input'!$G99=\"\"),\"\",I114/'Cost scenario - input'!$G99),\"\")","v":""},{"$f":"IFERROR(IF(OR(J114=\"\",'Cost scenario - input'!$G99=\"\"),\"\",J114/'Cost scenario - input'!$G99),\"\")","v":""},{"$f":"IFERROR(IF(OR(K114=\"\",'Cost scenario - input'!$G99=\"\"),\"\",K114/'Cost scenario - input'!$G99),\"\")","v":""},{"$f":"IFERROR(IF(OR(L114=\"\",'Cost scenario - input'!$G99=\"\"),\"\",L114/'Cost scenario - input'!$G99),\"\")","v":""},{"$f":"IFERROR(IF(OR(M114=\"\",'Cost scenario - input'!$G99=\"\"),\"\",M114/'Cost scenario - input'!$G99),\"\")","v":""},{"$f":"IFERROR(IF(OR(N114=\"\",'Cost scenario - input'!$G99=\"\"),\"\",N114/'Cost scenario - input'!$G99),\"\")","v":""},{"$f":"IFERROR(IF(OR(O114=\"\",'Cost scenario - input'!$G99=\"\"),\"\",O114/'Cost scenario - input'!$G99),\"\")","v":""},{"$f":"IFERROR(IF(OR(P114=\"\",'Cost scenario - input'!$G99=\"\"),\"\",P114/'Cost scenario - input'!$G99),\"\")","v":""},{"$f":"IFERROR(IF(OR(Q114=\"\",'Cost scenario - input'!$G99=\"\"),\"\",Q114/'Cost scenario - input'!$G99),\"\")","v":""},{"$f":"IFERROR(IF(OR(R114=\"\",'Cost scenario - input'!$G99=\"\"),\"\",R114/'Cost scenario - input'!$G99),\"\")","v":""},{"$f":"IFERROR(IF(OR(S114=\"\",'Cost scenario - input'!$G99=\"\"),\"\",S114/'Cost scenario - input'!$G99),\"\")","v":""},{"$f":"IFERROR(IF(OR(T114=\"\",'Cost scenario - input'!$G99=\"\"),\"\",T114/'Cost scenario - input'!$G99),\"\")","v":""},{"$f":"IFERROR(IF(OR(U114=\"\",'Cost scenario - input'!$G99=\"\"),\"\",U114/'Cost scenario - input'!$G99),\"\")","v":""},{"$f":"IFERROR(IF(OR(V114=\"\",'Cost scenario - input'!$G99=\"\"),\"\",V114/'Cost scenario - input'!$G99),\"\")","v":""},{"$f":"IFERROR(IF(OR(W114=\"\",'Cost scenario - input'!$G99=\"\"),\"\",W114/'Cost scenario - input'!$G99),\"\")","v":""}]
[{"$f":"IFERROR('Cost scenario - input'!A100,\"\")","v":""},{"$f":"IFERROR('Cost scenario - input'!B100,\"\")","v":""},{"$f":"IFERROR('Cost scenario - input'!C100,\"\")","v":""},{"$f":"IFERROR(repcalc('Cost scenario - input'!$CY100:$GK100,'Cost scenario - input'!$J100,'Cost scenario - input'!$H100,'Cost scenario - input'!$I100,20,TRUE,TRUE),\"\")","v":""},"","","","","","","","","","","","","","","","","","","",{"$f":"IFERROR(IF(OR(D115=\"\",'Cost scenario - input'!$G100=\"\"),\"\",D115/'Cost scenario - input'!$G100),\"\")","v":""},{"$f":"IFERROR(IF(OR(E115=\"\",'Cost scenario - input'!$G100=\"\"),\"\",E115/'Cost scenario - input'!$G100),\"\")","v":""},{"$f":"IFERROR(IF(OR(F115=\"\",'Cost scenario - input'!$G100=\"\"),\"\",F115/'Cost scenario - input'!$G100),\"\")","v":""},{"$f":"IFERROR(IF(OR(G115=\"\",'Cost scenario - input'!$G100=\"\"),\"\",G115/'Cost scenario - input'!$G100),\"\")","v":""},{"$f":"IFERROR(IF(OR(H115=\"\",'Cost scenario - input'!$G100=\"\"),\"\",H115/'Cost scenario - input'!$G100),\"\")","v":""},{"$f":"IFERROR(IF(OR(I115=\"\",'Cost scenario - input'!$G100=\"\"),\"\",I115/'Cost scenario - input'!$G100),\"\")","v":""},{"$f":"IFERROR(IF(OR(J115=\"\",'Cost scenario - input'!$G100=\"\"),\"\",J115/'Cost scenario - input'!$G100),\"\")","v":""},{"$f":"IFERROR(IF(OR(K115=\"\",'Cost scenario - input'!$G100=\"\"),\"\",K115/'Cost scenario - input'!$G100),\"\")","v":""},{"$f":"IFERROR(IF(OR(L115=\"\",'Cost scenario - input'!$G100=\"\"),\"\",L115/'Cost scenario - input'!$G100),\"\")","v":""},{"$f":"IFERROR(IF(OR(M115=\"\",'Cost scenario - input'!$G100=\"\"),\"\",M115/'Cost scenario - input'!$G100),\"\")","v":""},{"$f":"IFERROR(IF(OR(N115=\"\",'Cost scenario - input'!$G100=\"\"),\"\",N115/'Cost scenario - input'!$G100),\"\")","v":""},{"$f":"IFERROR(IF(OR(O115=\"\",'Cost scenario - input'!$G100=\"\"),\"\",O115/'Cost scenario - input'!$G100),\"\")","v":""},{"$f":"IFERROR(IF(OR(P115=\"\",'Cost scenario - input'!$G100=\"\"),\"\",P115/'Cost scenario - input'!$G100),\"\")","v":""},{"$f":"IFERROR(IF(OR(Q115=\"\",'Cost scenario - input'!$G100=\"\"),\"\",Q115/'Cost scenario - input'!$G100),\"\")","v":""},{"$f":"IFERROR(IF(OR(R115=\"\",'Cost scenario - input'!$G100=\"\"),\"\",R115/'Cost scenario - input'!$G100),\"\")","v":""},{"$f":"IFERROR(IF(OR(S115=\"\",'Cost scenario - input'!$G100=\"\"),\"\",S115/'Cost scenario - input'!$G100),\"\")","v":""},{"$f":"IFERROR(IF(OR(T115=\"\",'Cost scenario - input'!$G100=\"\"),\"\",T115/'Cost scenario - input'!$G100),\"\")","v":""},{"$f":"IFERROR(IF(OR(U115=\"\",'Cost scenario - input'!$G100=\"\"),\"\",U115/'Cost scenario - input'!$G100),\"\")","v":""},{"$f":"IFERROR(IF(OR(V115=\"\",'Cost scenario - input'!$G100=\"\"),\"\",V115/'Cost scenario - input'!$G100),\"\")","v":""},{"$f":"IFERROR(IF(OR(W115=\"\",'Cost scenario - input'!$G100=\"\"),\"\",W115/'Cost scenario - input'!$G100),\"\")","v":""}]
[{"$f":"IFERROR('Cost scenario - input'!A101,\"\")","v":""},{"$f":"IFERROR('Cost scenario - input'!B101,\"\")","v":""},{"$f":"IFERROR('Cost scenario - input'!C101,\"\")","v":""},{"$f":"IFERROR(repcalc('Cost scenario - input'!$CY101:$GK101,'Cost scenario - input'!$J101,'Cost scenario - input'!$H101,'Cost scenario - input'!$I101,20,TRUE,TRUE),\"\")","v":""},"","","","","","","","","","","","","","","","","","","",{"$f":"IFERROR(IF(OR(D116=\"\",'Cost scenario - input'!$G101=\"\"),\"\",D116/'Cost scenario - input'!$G101),\"\")","v":""},{"$f":"IFERROR(IF(OR(E116=\"\",'Cost scenario - input'!$G101=\"\"),\"\",E116/'Cost scenario - input'!$G101),\"\")","v":""},{"$f":"IFERROR(IF(OR(F116=\"\",'Cost scenario - input'!$G101=\"\"),\"\",F116/'Cost scenario - input'!$G101),\"\")","v":""},{"$f":"IFERROR(IF(OR(G116=\"\",'Cost scenario - input'!$G101=\"\"),\"\",G116/'Cost scenario - input'!$G101),\"\")","v":""},{"$f":"IFERROR(IF(OR(H116=\"\",'Cost scenario - input'!$G101=\"\"),\"\",H116/'Cost scenario - input'!$G101),\"\")","v":""},{"$f":"IFERROR(IF(OR(I116=\"\",'Cost scenario - input'!$G101=\"\"),\"\",I116/'Cost scenario - input'!$G101),\"\")","v":""},{"$f":"IFERROR(IF(OR(J116=\"\",'Cost scenario - input'!$G101=\"\"),\"\",J116/'Cost scenario - input'!$G101),\"\")","v":""},{"$f":"IFERROR(IF(OR(K116=\"\",'Cost scenario - input'!$G101=\"\"),\"\",K116/'Cost scenario - input'!$G101),\"\")","v":""},{"$f":"IFERROR(IF(OR(L116=\"\",'Cost scenario - input'!$G101=\"\"),\"\",L116/'Cost scenario - input'!$G101),\"\")","v":""},{"$f":"IFERROR(IF(OR(M116=\"\",'Cost scenario - input'!$G101=\"\"),\"\",M116/'Cost scenario - input'!$G101),\"\")","v":""},{"$f":"IFERROR(IF(OR(N116=\"\",'Cost scenario - input'!$G101=\"\"),\"\",N116/'Cost scenario - input'!$G101),\"\")","v":""},{"$f":"IFERROR(IF(OR(O116=\"\",'Cost scenario - input'!$G101=\"\"),\"\",O116/'Cost scenario - input'!$G101),\"\")","v":""},{"$f":"IFERROR(IF(OR(P116=\"\",'Cost scenario - input'!$G101=\"\"),\"\",P116/'Cost scenario - input'!$G101),\"\")","v":""},{"$f":"IFERROR(IF(OR(Q116=\"\",'Cost scenario - input'!$G101=\"\"),\"\",Q116/'Cost scenario - input'!$G101),\"\")","v":""},{"$f":"IFERROR(IF(OR(R116=\"\",'Cost scenario - input'!$G101=\"\"),\"\",R116/'Cost scenario - input'!$G101),\"\")","v":""},{"$f":"IFERROR(IF(OR(S116=\"\",'Cost scenario - input'!$G101=\"\"),\"\",S116/'Cost scenario - input'!$G101),\"\")","v":""},{"$f":"IFERROR(IF(OR(T116=\"\",'Cost scenario - input'!$G101=\"\"),\"\",T116/'Cost scenario - input'!$G101),\"\")","v":""},{"$f":"IFERROR(IF(OR(U116=\"\",'Cost scenario - input'!$G101=\"\"),\"\",U116/'Cost scenario - input'!$G101),\"\")","v":""},{"$f":"IFERROR(IF(OR(V116=\"\",'Cost scenario - input'!$G101=\"\"),\"\",V116/'Cost scenario - input'!$G101),\"\")","v":""},{"$f":"IFERROR(IF(OR(W116=\"\",'Cost scenario - input'!$G101=\"\"),\"\",W116/'Cost scenario - input'!$G101),\"\")","v":""}]
[{"$f":"IFERROR('Cost scenario - input'!A102,\"\")","v":""},{"$f":"IFERROR('Cost scenario - input'!B102,\"\")","v":""},{"$f":"IFERROR('Cost scenario - input'!C102,\"\")","v":""},{"$f":"IFERROR(repcalc('Cost scenario - input'!$CY102:$GK102,'Cost scenario - input'!$J102,'Cost scenario - input'!$H102,'Cost scenario - input'!$I102,20,TRUE,TRUE),\"\")","v":""},"","","","","","","","","","","","","","","","","","","",{"$f":"IFERROR(IF(OR(D117=\"\",'Cost scenario - input'!$G102=\"\"),\"\",D117/'Cost scenario - input'!$G102),\"\")","v":""},{"$f":"IFERROR(IF(OR(E117=\"\",'Cost scenario - input'!$G102=\"\"),\"\",E117/'Cost scenario - input'!$G102),\"\")","v":""},{"$f":"IFERROR(IF(OR(F117=\"\",'Cost scenario - input'!$G102=\"\"),\"\",F117/'Cost scenario - input'!$G102),\"\")","v":""},{"$f":"IFERROR(IF(OR(G117=\"\",'Cost scenario - input'!$G102=\"\"),\"\",G117/'Cost scenario - input'!$G102),\"\")","v":""},{"$f":"IFERROR(IF(OR(H117=\"\",'Cost scenario - input'!$G102=\"\"),\"\",H117/'Cost scenario - input'!$G102),\"\")","v":""},{"$f":"IFERROR(IF(OR(I117=\"\",'Cost scenario - input'!$G102=\"\"),\"\",I117/'Cost scenario - input'!$G102),\"\")","v":""},{"$f":"IFERROR(IF(OR(J117=\"\",'Cost scenario - input'!$G102=\"\"),\"\",J117/'Cost scenario - input'!$G102),\"\")","v":""},{"$f":"IFERROR(IF(OR(K117=\"\",'Cost scenario - input'!$G102=\"\"),\"\",K117/'Cost scenario - input'!$G102),\"\")","v":""},{"$f":"IFERROR(IF(OR(L117=\"\",'Cost scenario - input'!$G102=\"\"),\"\",L117/'Cost scenario - input'!$G102),\"\")","v":""},{"$f":"IFERROR(IF(OR(M117=\"\",'Cost scenario - input'!$G102=\"\"),\"\",M117/'Cost scenario - input'!$G102),\"\")","v":""},{"$f":"IFERROR(IF(OR(N117=\"\",'Cost scenario - input'!$G102=\"\"),\"\",N117/'Cost scenario - input'!$G102),\"\")","v":""},{"$f":"IFERROR(IF(OR(O117=\"\",'Cost scenario - input'!$G102=\"\"),\"\",O117/'Cost scenario - input'!$G102),\"\")","v":""},{"$f":"IFERROR(IF(OR(P117=\"\",'Cost scenario - input'!$G102=\"\"),\"\",P117/'Cost scenario - input'!$G102),\"\")","v":""},{"$f":"IFERROR(IF(OR(Q117=\"\",'Cost scenario - input'!$G102=\"\"),\"\",Q117/'Cost scenario - input'!$G102),\"\")","v":""},{"$f":"IFERROR(IF(OR(R117=\"\",'Cost scenario - input'!$G102=\"\"),\"\",R117/'Cost scenario - input'!$G102),\"\")","v":""},{"$f":"IFERROR(IF(OR(S117=\"\",'Cost scenario - input'!$G102=\"\"),\"\",S117/'Cost scenario - input'!$G102),\"\")","v":""},{"$f":"IFERROR(IF(OR(T117=\"\",'Cost scenario - input'!$G102=\"\"),\"\",T117/'Cost scenario - input'!$G102),\"\")","v":""},{"$f":"IFERROR(IF(OR(U117=\"\",'Cost scenario - input'!$G102=\"\"),\"\",U117/'Cost scenario - input'!$G102),\"\")","v":""},{"$f":"IFERROR(IF(OR(V117=\"\",'Cost scenario - input'!$G102=\"\"),\"\",V117/'Cost scenario - input'!$G102),\"\")","v":""},{"$f":"IFERROR(IF(OR(W117=\"\",'Cost scenario - input'!$G102=\"\"),\"\",W117/'Cost scenario - input'!$G102),\"\")","v":""}]
[{"$f":"IFERROR('Cost scenario - input'!A103,\"\")","v":""},{"$f":"IFERROR('Cost scenario - input'!B103,\"\")","v":""},{"$f":"IFERROR('Cost scenario - input'!C103,\"\")","v":""},{"$f":"IFERROR(repcalc('Cost scenario - input'!$CY103:$GK103,'Cost scenario - input'!$J103,'Cost scenario - input'!$H103,'Cost scenario - input'!$I103,20,TRUE,TRUE),\"\")","v":""},"","","","","","","","","","","","","","","","","","","",{"$f":"IFERROR(IF(OR(D118=\"\",'Cost scenario - input'!$G103=\"\"),\"\",D118/'Cost scenario - input'!$G103),\"\")","v":""},{"$f":"IFERROR(IF(OR(E118=\"\",'Cost scenario - input'!$G103=\"\"),\"\",E118/'Cost scenario - input'!$G103),\"\")","v":""},{"$f":"IFERROR(IF(OR(F118=\"\",'Cost scenario - input'!$G103=\"\"),\"\",F118/'Cost scenario - input'!$G103),\"\")","v":""},{"$f":"IFERROR(IF(OR(G118=\"\",'Cost scenario - input'!$G103=\"\"),\"\",G118/'Cost scenario - input'!$G103),\"\")","v":""},{"$f":"IFERROR(IF(OR(H118=\"\",'Cost scenario - input'!$G103=\"\"),\"\",H118/'Cost scenario - input'!$G103),\"\")","v":""},{"$f":"IFERROR(IF(OR(I118=\"\",'Cost scenario - input'!$G103=\"\"),\"\",I118/'Cost scenario - input'!$G103),\"\")","v":""},{"$f":"IFERROR(IF(OR(J118=\"\",'Cost scenario - input'!$G103=\"\"),\"\",J118/'Cost scenario - input'!$G103),\"\")","v":""},{"$f":"IFERROR(IF(OR(K118=\"\",'Cost scenario - input'!$G103=\"\"),\"\",K118/'Cost scenario - input'!$G103),\"\")","v":""},{"$f":"IFERROR(IF(OR(L118=\"\",'Cost scenario - input'!$G103=\"\"),\"\",L118/'Cost scenario - input'!$G103),\"\")","v":""},{"$f":"IFERROR(IF(OR(M118=\"\",'Cost scenario - input'!$G103=\"\"),\"\",M118/'Cost scenario - input'!$G103),\"\")","v":""},{"$f":"IFERROR(IF(OR(N118=\"\",'Cost scenario - input'!$G103=\"\"),\"\",N118/'Cost scenario - input'!$G103),\"\")","v":""},{"$f":"IFERROR(IF(OR(O118=\"\",'Cost scenario - input'!$G103=\"\"),\"\",O118/'Cost scenario - input'!$G103),\"\")","v":""},{"$f":"IFERROR(IF(OR(P118=\"\",'Cost scenario - input'!$G103=\"\"),\"\",P118/'Cost scenario - input'!$G103),\"\")","v":""},{"$f":"IFERROR(IF(OR(Q118=\"\",'Cost scenario - input'!$G103=\"\"),\"\",Q118/'Cost scenario - input'!$G103),\"\")","v":""},{"$f":"IFERROR(IF(OR(R118=\"\",'Cost scenario - input'!$G103=\"\"),\"\",R118/'Cost scenario - input'!$G103),\"\")","v":""},{"$f":"IFERROR(IF(OR(S118=\"\",'Cost scenario - input'!$G103=\"\"),\"\",S118/'Cost scenario - input'!$G103),\"\")","v":""},{"$f":"IFERROR(IF(OR(T118=\"\",'Cost scenario - input'!$G103=\"\"),\"\",T118/'Cost scenario - input'!$G103),\"\")","v":""},{"$f":"IFERROR(IF(OR(U118=\"\",'Cost scenario - input'!$G103=\"\"),\"\",U118/'Cost scenario - input'!$G103),\"\")","v":""},{"$f":"IFERROR(IF(OR(V118=\"\",'Cost scenario - input'!$G103=\"\"),\"\",V118/'Cost scenario - input'!$G103),\"\")","v":""},{"$f":"IFERROR(IF(OR(W118=\"\",'Cost scenario - input'!$G103=\"\"),\"\",W118/'Cost scenario - input'!$G103),\"\")","v":""}]
[{"$f":"IFERROR('Cost scenario - input'!A104,\"\")","v":""},{"$f":"IFERROR('Cost scenario - input'!B104,\"\")","v":""},{"$f":"IFERROR('Cost scenario - input'!C104,\"\")","v":""},{"$f":"IFERROR(repcalc('Cost scenario - input'!$CY104:$GK104,'Cost scenario - input'!$J104,'Cost scenario - input'!$H104,'Cost scenario - input'!$I104,20,TRUE,TRUE),\"\")","v":""},"","","","","","","","","","","","","","","","","","","",{"$f":"IFERROR(IF(OR(D119=\"\",'Cost scenario - input'!$G104=\"\"),\"\",D119/'Cost scenario - input'!$G104),\"\")","v":""},{"$f":"IFERROR(IF(OR(E119=\"\",'Cost scenario - input'!$G104=\"\"),\"\",E119/'Cost scenario - input'!$G104),\"\")","v":""},{"$f":"IFERROR(IF(OR(F119=\"\",'Cost scenario - input'!$G104=\"\"),\"\",F119/'Cost scenario - input'!$G104),\"\")","v":""},{"$f":"IFERROR(IF(OR(G119=\"\",'Cost scenario - input'!$G104=\"\"),\"\",G119/'Cost scenario - input'!$G104),\"\")","v":""},{"$f":"IFERROR(IF(OR(H119=\"\",'Cost scenario - input'!$G104=\"\"),\"\",H119/'Cost scenario - input'!$G104),\"\")","v":""},{"$f":"IFERROR(IF(OR(I119=\"\",'Cost scenario - input'!$G104=\"\"),\"\",I119/'Cost scenario - input'!$G104),\"\")","v":""},{"$f":"IFERROR(IF(OR(J119=\"\",'Cost scenario - input'!$G104=\"\"),\"\",J119/'Cost scenario - input'!$G104),\"\")","v":""},{"$f":"IFERROR(IF(OR(K119=\"\",'Cost scenario - input'!$G104=\"\"),\"\",K119/'Cost scenario - input'!$G104),\"\")","v":""},{"$f":"IFERROR(IF(OR(L119=\"\",'Cost scenario - input'!$G104=\"\"),\"\",L119/'Cost scenario - input'!$G104),\"\")","v":""},{"$f":"IFERROR(IF(OR(M119=\"\",'Cost scenario - input'!$G104=\"\"),\"\",M119/'Cost scenario - input'!$G104),\"\")","v":""},{"$f":"IFERROR(IF(OR(N119=\"\",'Cost scenario - input'!$G104=\"\"),\"\",N119/'Cost scenario - input'!$G104),\"\")","v":""},{"$f":"IFERROR(IF(OR(O119=\"\",'Cost scenario - input'!$G104=\"\"),\"\",O119/'Cost scenario - input'!$G104),\"\")","v":""},{"$f":"IFERROR(IF(OR(P119=\"\",'Cost scenario - input'!$G104=\"\"),\"\",P119/'Cost scenario - input'!$G104),\"\")","v":""},{"$f":"IFERROR(IF(OR(Q119=\"\",'Cost scenario - input'!$G104=\"\"),\"\",Q119/'Cost scenario - input'!$G104),\"\")","v":""},{"$f":"IFERROR(IF(OR(R119=\"\",'Cost scenario - input'!$G104=\"\"),\"\",R119/'Cost scenario - input'!$G104),\"\")","v":""},{"$f":"IFERROR(IF(OR(S119=\"\",'Cost scenario - input'!$G104=\"\"),\"\",S119/'Cost scenario - input'!$G104),\"\")","v":""},{"$f":"IFERROR(IF(OR(T119=\"\",'Cost scenario - input'!$G104=\"\"),\"\",T119/'Cost scenario - input'!$G104),\"\")","v":""},{"$f":"IFERROR(IF(OR(U119=\"\",'Cost scenario - input'!$G104=\"\"),\"\",U119/'Cost scenario - input'!$G104),\"\")","v":""},{"$f":"IFERROR(IF(OR(V119=\"\",'Cost scenario - input'!$G104=\"\"),\"\",V119/'Cost scenario - input'!$G104),\"\")","v":""},{"$f":"IFERROR(IF(OR(W119=\"\",'Cost scenario - input'!$G104=\"\"),\"\",W119/'Cost scenario - input'!$G104),\"\")","v":""}]
[{"$f":"IFERROR('Cost scenario - input'!A105,\"\")","v":""},{"$f":"IFERROR('Cost scenario - input'!B105,\"\")","v":""},{"$f":"IFERROR('Cost scenario - input'!C105,\"\")","v":""},{"$f":"IFERROR(repcalc('Cost scenario - input'!$CY105:$GK105,'Cost scenario - input'!$J105,'Cost scenario - input'!$H105,'Cost scenario - input'!$I105,20,TRUE,TRUE),\"\")","v":""},"","","","","","","","","","","","","","","","","","","",{"$f":"IFERROR(IF(OR(D120=\"\",'Cost scenario - input'!$G105=\"\"),\"\",D120/'Cost scenario - input'!$G105),\"\")","v":""},{"$f":"IFERROR(IF(OR(E120=\"\",'Cost scenario - input'!$G105=\"\"),\"\",E120/'Cost scenario - input'!$G105),\"\")","v":""},{"$f":"IFERROR(IF(OR(F120=\"\",'Cost scenario - input'!$G105=\"\"),\"\",F120/'Cost scenario - input'!$G105),\"\")","v":""},{"$f":"IFERROR(IF(OR(G120=\"\",'Cost scenario - input'!$G105=\"\"),\"\",G120/'Cost scenario - input'!$G105),\"\")","v":""},{"$f":"IFERROR(IF(OR(H120=\"\",'Cost scenario - input'!$G105=\"\"),\"\",H120/'Cost scenario - input'!$G105),\"\")","v":""},{"$f":"IFERROR(IF(OR(I120=\"\",'Cost scenario - input'!$G105=\"\"),\"\",I120/'Cost scenario - input'!$G105),\"\")","v":""},{"$f":"IFERROR(IF(OR(J120=\"\",'Cost scenario - input'!$G105=\"\"),\"\",J120/'Cost scenario - input'!$G105),\"\")","v":""},{"$f":"IFERROR(IF(OR(K120=\"\",'Cost scenario - input'!$G105=\"\"),\"\",K120/'Cost scenario - input'!$G105),\"\")","v":""},{"$f":"IFERROR(IF(OR(L120=\"\",'Cost scenario - input'!$G105=\"\"),\"\",L120/'Cost scenario - input'!$G105),\"\")","v":""},{"$f":"IFERROR(IF(OR(M120=\"\",'Cost scenario - input'!$G105=\"\"),\"\",M120/'Cost scenario - input'!$G105),\"\")","v":""},{"$f":"IFERROR(IF(OR(N120=\"\",'Cost scenario - input'!$G105=\"\"),\"\",N120/'Cost scenario - input'!$G105),\"\")","v":""},{"$f":"IFERROR(IF(OR(O120=\"\",'Cost scenario - input'!$G105=\"\"),\"\",O120/'Cost scenario - input'!$G105),\"\")","v":""},{"$f":"IFERROR(IF(OR(P120=\"\",'Cost scenario - input'!$G105=\"\"),\"\",P120/'Cost scenario - input'!$G105),\"\")","v":""},{"$f":"IFERROR(IF(OR(Q120=\"\",'Cost scenario - input'!$G105=\"\"),\"\",Q120/'Cost scenario - input'!$G105),\"\")","v":""},{"$f":"IFERROR(IF(OR(R120=\"\",'Cost scenario - input'!$G105=\"\"),\"\",R120/'Cost scenario - input'!$G105),\"\")","v":""},{"$f":"IFERROR(IF(OR(S120=\"\",'Cost scenario - input'!$G105=\"\"),\"\",S120/'Cost scenario - input'!$G105),\"\")","v":""},{"$f":"IFERROR(IF(OR(T120=\"\",'Cost scenario - input'!$G105=\"\"),\"\",T120/'Cost scenario - input'!$G105),\"\")","v":""},{"$f":"IFERROR(IF(OR(U120=\"\",'Cost scenario - input'!$G105=\"\"),\"\",U120/'Cost scenario - input'!$G105),\"\")","v":""},{"$f":"IFERROR(IF(OR(V120=\"\",'Cost scenario - input'!$G105=\"\"),\"\",V120/'Cost scenario - input'!$G105),\"\")","v":""},{"$f":"IFERROR(IF(OR(W120=\"\",'Cost scenario - input'!$G105=\"\"),\"\",W120/'Cost scenario - input'!$G105),\"\")","v":""}]
[{"$f":"IFERROR('Cost scenario - input'!A106,\"\")","v":""},{"$f":"IFERROR('Cost scenario - input'!B106,\"\")","v":""},{"$f":"IFERROR('Cost scenario - input'!C106,\"\")","v":""},{"$f":"IFERROR(repcalc('Cost scenario - input'!$CY106:$GK106,'Cost scenario - input'!$J106,'Cost scenario - input'!$H106,'Cost scenario - input'!$I106,20,TRUE,TRUE),\"\")","v":""},"","","","","","","","","","","","","","","","","","","",{"$f":"IFERROR(IF(OR(D121=\"\",'Cost scenario - input'!$G106=\"\"),\"\",D121/'Cost scenario - input'!$G106),\"\")","v":""},{"$f":"IFERROR(IF(OR(E121=\"\",'Cost scenario - input'!$G106=\"\"),\"\",E121/'Cost scenario - input'!$G106),\"\")","v":""},{"$f":"IFERROR(IF(OR(F121=\"\",'Cost scenario - input'!$G106=\"\"),\"\",F121/'Cost scenario - input'!$G106),\"\")","v":""},{"$f":"IFERROR(IF(OR(G121=\"\",'Cost scenario - input'!$G106=\"\"),\"\",G121/'Cost scenario - input'!$G106),\"\")","v":""},{"$f":"IFERROR(IF(OR(H121=\"\",'Cost scenario - input'!$G106=\"\"),\"\",H121/'Cost scenario - input'!$G106),\"\")","v":""},{"$f":"IFERROR(IF(OR(I121=\"\",'Cost scenario - input'!$G106=\"\"),\"\",I121/'Cost scenario - input'!$G106),\"\")","v":""},{"$f":"IFERROR(IF(OR(J121=\"\",'Cost scenario - input'!$G106=\"\"),\"\",J121/'Cost scenario - input'!$G106),\"\")","v":""},{"$f":"IFERROR(IF(OR(K121=\"\",'Cost scenario - input'!$G106=\"\"),\"\",K121/'Cost scenario - input'!$G106),\"\")","v":""},{"$f":"IFERROR(IF(OR(L121=\"\",'Cost scenario - input'!$G106=\"\"),\"\",L121/'Cost scenario - input'!$G106),\"\")","v":""},{"$f":"IFERROR(IF(OR(M121=\"\",'Cost scenario - input'!$G106=\"\"),\"\",M121/'Cost scenario - input'!$G106),\"\")","v":""},{"$f":"IFERROR(IF(OR(N121=\"\",'Cost scenario - input'!$G106=\"\"),\"\",N121/'Cost scenario - input'!$G106),\"\")","v":""},{"$f":"IFERROR(IF(OR(O121=\"\",'Cost scenario - input'!$G106=\"\"),\"\",O121/'Cost scenario - input'!$G106),\"\")","v":""},{"$f":"IFERROR(IF(OR(P121=\"\",'Cost scenario - input'!$G106=\"\"),\"\",P121/'Cost scenario - input'!$G106),\"\")","v":""},{"$f":"IFERROR(IF(OR(Q121=\"\",'Cost scenario - input'!$G106=\"\"),\"\",Q121/'Cost scenario - input'!$G106),\"\")","v":""},{"$f":"IFERROR(IF(OR(R121=\"\",'Cost scenario - input'!$G106=\"\"),\"\",R121/'Cost scenario - input'!$G106),\"\")","v":""},{"$f":"IFERROR(IF(OR(S121=\"\",'Cost scenario - input'!$G106=\"\"),\"\",S121/'Cost scenario - input'!$G106),\"\")","v":""},{"$f":"IFERROR(IF(OR(T121=\"\",'Cost scenario - input'!$G106=\"\"),\"\",T121/'Cost scenario - input'!$G106),\"\")","v":""},{"$f":"IFERROR(IF(OR(U121=\"\",'Cost scenario - input'!$G106=\"\"),\"\",U121/'Cost scenario - input'!$G106),\"\")","v":""},{"$f":"IFERROR(IF(OR(V121=\"\",'Cost scenario - input'!$G106=\"\"),\"\",V121/'Cost scenario - input'!$G106),\"\")","v":""},{"$f":"IFERROR(IF(OR(W121=\"\",'Cost scenario - input'!$G106=\"\"),\"\",W121/'Cost scenario - input'!$G106),\"\")","v":""}]
[{"$f":"IFERROR('Cost scenario - input'!A107,\"\")","v":""},{"$f":"IFERROR('Cost scenario - input'!B107,\"\")","v":""},{"$f":"IFERROR('Cost scenario - input'!C107,\"\")","v":""},{"$f":"IFERROR(repcalc('Cost scenario - input'!$CY107:$GK107,'Cost scenario - input'!$J107,'Cost scenario - input'!$H107,'Cost scenario - input'!$I107,20,TRUE,TRUE),\"\")","v":""},"","","","","","","","","","","","","","","","","","","",{"$f":"IFERROR(IF(OR(D122=\"\",'Cost scenario - input'!$G107=\"\"),\"\",D122/'Cost scenario - input'!$G107),\"\")","v":""},{"$f":"IFERROR(IF(OR(E122=\"\",'Cost scenario - input'!$G107=\"\"),\"\",E122/'Cost scenario - input'!$G107),\"\")","v":""},{"$f":"IFERROR(IF(OR(F122=\"\",'Cost scenario - input'!$G107=\"\"),\"\",F122/'Cost scenario - input'!$G107),\"\")","v":""},{"$f":"IFERROR(IF(OR(G122=\"\",'Cost scenario - input'!$G107=\"\"),\"\",G122/'Cost scenario - input'!$G107),\"\")","v":""},{"$f":"IFERROR(IF(OR(H122=\"\",'Cost scenario - input'!$G107=\"\"),\"\",H122/'Cost scenario - input'!$G107),\"\")","v":""},{"$f":"IFERROR(IF(OR(I122=\"\",'Cost scenario - input'!$G107=\"\"),\"\",I122/'Cost scenario - input'!$G107),\"\")","v":""},{"$f":"IFERROR(IF(OR(J122=\"\",'Cost scenario - input'!$G107=\"\"),\"\",J122/'Cost scenario - input'!$G107),\"\")","v":""},{"$f":"IFERROR(IF(OR(K122=\"\",'Cost scenario - input'!$G107=\"\"),\"\",K122/'Cost scenario - input'!$G107),\"\")","v":""},{"$f":"IFERROR(IF(OR(L122=\"\",'Cost scenario - input'!$G107=\"\"),\"\",L122/'Cost scenario - input'!$G107),\"\")","v":""},{"$f":"IFERROR(IF(OR(M122=\"\",'Cost scenario - input'!$G107=\"\"),\"\",M122/'Cost scenario - input'!$G107),\"\")","v":""},{"$f":"IFERROR(IF(OR(N122=\"\",'Cost scenario - input'!$G107=\"\"),\"\",N122/'Cost scenario - input'!$G107),\"\")","v":""},{"$f":"IFERROR(IF(OR(O122=\"\",'Cost scenario - input'!$G107=\"\"),\"\",O122/'Cost scenario - input'!$G107),\"\")","v":""},{"$f":"IFERROR(IF(OR(P122=\"\",'Cost scenario - input'!$G107=\"\"),\"\",P122/'Cost scenario - input'!$G107),\"\")","v":""},{"$f":"IFERROR(IF(OR(Q122=\"\",'Cost scenario - input'!$G107=\"\"),\"\",Q122/'Cost scenario - input'!$G107),\"\")","v":""},{"$f":"IFERROR(IF(OR(R122=\"\",'Cost scenario - input'!$G107=\"\"),\"\",R122/'Cost scenario - input'!$G107),\"\")","v":""},{"$f":"IFERROR(IF(OR(S122=\"\",'Cost scenario - input'!$G107=\"\"),\"\",S122/'Cost scenario - input'!$G107),\"\")","v":""},{"$f":"IFERROR(IF(OR(T122=\"\",'Cost scenario - input'!$G107=\"\"),\"\",T122/'Cost scenario - input'!$G107),\"\")","v":""},{"$f":"IFERROR(IF(OR(U122=\"\",'Cost scenario - input'!$G107=\"\"),\"\",U122/'Cost scenario - input'!$G107),\"\")","v":""},{"$f":"IFERROR(IF(OR(V122=\"\",'Cost scenario - input'!$G107=\"\"),\"\",V122/'Cost scenario - input'!$G107),\"\")","v":""},{"$f":"IFERROR(IF(OR(W122=\"\",'Cost scenario - input'!$G107=\"\"),\"\",W122/'Cost scenario - input'!$G107),\"\")","v":""}]
[{"$f":"IFERROR('Cost scenario - input'!A108,\"\")","v":""},{"$f":"IFERROR('Cost scenario - input'!B108,\"\")","v":""},{"$f":"IFERROR('Cost scenario - input'!C108,\"\")","v":""},{"$f":"IFERROR(repcalc('Cost scenario - input'!$CY108:$GK108,'Cost scenario - input'!$J108,'Cost scenario - input'!$H108,'Cost scenario - input'!$I108,20,TRUE,TRUE),\"\")","v":""},"","","","","","","","","","","","","","","","","","","",{"$f":"IFERROR(IF(OR(D123=\"\",'Cost scenario - input'!$G108=\"\"),\"\",D123/'Cost scenario - input'!$G108),\"\")","v":""},{"$f":"IFERROR(IF(OR(E123=\"\",'Cost scenario - input'!$G108=\"\"),\"\",E123/'Cost scenario - input'!$G108),\"\")","v":""},{"$f":"IFERROR(IF(OR(F123=\"\",'Cost scenario - input'!$G108=\"\"),\"\",F123/'Cost scenario - input'!$G108),\"\")","v":""},{"$f":"IFERROR(IF(OR(G123=\"\",'Cost scenario - input'!$G108=\"\"),\"\",G123/'Cost scenario - input'!$G108),\"\")","v":""},{"$f":"IFERROR(IF(OR(H123=\"\",'Cost scenario - input'!$G108=\"\"),\"\",H123/'Cost scenario - input'!$G108),\"\")","v":""},{"$f":"IFERROR(IF(OR(I123=\"\",'Cost scenario - input'!$G108=\"\"),\"\",I123/'Cost scenario - input'!$G108),\"\")","v":""},{"$f":"IFERROR(IF(OR(J123=\"\",'Cost scenario - input'!$G108=\"\"),\"\",J123/'Cost scenario - input'!$G108),\"\")","v":""},{"$f":"IFERROR(IF(OR(K123=\"\",'Cost scenario - input'!$G108=\"\"),\"\",K123/'Cost scenario - input'!$G108),\"\")","v":""},{"$f":"IFERROR(IF(OR(L123=\"\",'Cost scenario - input'!$G108=\"\"),\"\",L123/'Cost scenario - input'!$G108),\"\")","v":""},{"$f":"IFERROR(IF(OR(M123=\"\",'Cost scenario - input'!$G108=\"\"),\"\",M123/'Cost scenario - input'!$G108),\"\")","v":""},{"$f":"IFERROR(IF(OR(N123=\"\",'Cost scenario - input'!$G108=\"\"),\"\",N123/'Cost scenario - input'!$G108),\"\")","v":""},{"$f":"IFERROR(IF(OR(O123=\"\",'Cost scenario - input'!$G108=\"\"),\"\",O123/'Cost scenario - input'!$G108),\"\")","v":""},{"$f":"IFERROR(IF(OR(P123=\"\",'Cost scenario - input'!$G108=\"\"),\"\",P123/'Cost scenario - input'!$G108),\"\")","v":""},{"$f":"IFERROR(IF(OR(Q123=\"\",'Cost scenario - input'!$G108=\"\"),\"\",Q123/'Cost scenario - input'!$G108),\"\")","v":""},{"$f":"IFERROR(IF(OR(R123=\"\",'Cost scenario - input'!$G108=\"\"),\"\",R123/'Cost scenario - input'!$G108),\"\")","v":""},{"$f":"IFERROR(IF(OR(S123=\"\",'Cost scenario - input'!$G108=\"\"),\"\",S123/'Cost scenario - input'!$G108),\"\")","v":""},{"$f":"IFERROR(IF(OR(T123=\"\",'Cost scenario - input'!$G108=\"\"),\"\",T123/'Cost scenario - input'!$G108),\"\")","v":""},{"$f":"IFERROR(IF(OR(U123=\"\",'Cost scenario - input'!$G108=\"\"),\"\",U123/'Cost scenario - input'!$G108),\"\")","v":""},{"$f":"IFERROR(IF(OR(V123=\"\",'Cost scenario - input'!$G108=\"\"),\"\",V123/'Cost scenario - input'!$G108),\"\")","v":""},{"$f":"IFERROR(IF(OR(W123=\"\",'Cost scenario - input'!$G108=\"\"),\"\",W123/'Cost scenario - input'!$G108),\"\")","v":""}]
[{"$f":"IFERROR('Cost scenario - input'!A109,\"\")","v":""},{"$f":"IFERROR('Cost scenario - input'!B109,\"\")","v":""},{"$f":"IFERROR('Cost scenario - input'!C109,\"\")","v":""},{"$f":"IFERROR(repcalc('Cost scenario - input'!$CY109:$GK109,'Cost scenario - input'!$J109,'Cost scenario - input'!$H109,'Cost scenario - input'!$I109,20,TRUE,TRUE),\"\")","v":""},"","","","","","","","","","","","","","","","","","","",{"$f":"IFERROR(IF(OR(D124=\"\",'Cost scenario - input'!$G109=\"\"),\"\",D124/'Cost scenario - input'!$G109),\"\")","v":""},{"$f":"IFERROR(IF(OR(E124=\"\",'Cost scenario - input'!$G109=\"\"),\"\",E124/'Cost scenario - input'!$G109),\"\")","v":""},{"$f":"IFERROR(IF(OR(F124=\"\",'Cost scenario - input'!$G109=\"\"),\"\",F124/'Cost scenario - input'!$G109),\"\")","v":""},{"$f":"IFERROR(IF(OR(G124=\"\",'Cost scenario - input'!$G109=\"\"),\"\",G124/'Cost scenario - input'!$G109),\"\")","v":""},{"$f":"IFERROR(IF(OR(H124=\"\",'Cost scenario - input'!$G109=\"\"),\"\",H124/'Cost scenario - input'!$G109),\"\")","v":""},{"$f":"IFERROR(IF(OR(I124=\"\",'Cost scenario - input'!$G109=\"\"),\"\",I124/'Cost scenario - input'!$G109),\"\")","v":""},{"$f":"IFERROR(IF(OR(J124=\"\",'Cost scenario - input'!$G109=\"\"),\"\",J124/'Cost scenario - input'!$G109),\"\")","v":""},{"$f":"IFERROR(IF(OR(K124=\"\",'Cost scenario - input'!$G109=\"\"),\"\",K124/'Cost scenario - input'!$G109),\"\")","v":""},{"$f":"IFERROR(IF(OR(L124=\"\",'Cost scenario - input'!$G109=\"\"),\"\",L124/'Cost scenario - input'!$G109),\"\")","v":""},{"$f":"IFERROR(IF(OR(M124=\"\",'Cost scenario - input'!$G109=\"\"),\"\",M124/'Cost scenario - input'!$G109),\"\")","v":""},{"$f":"IFERROR(IF(OR(N124=\"\",'Cost scenario - input'!$G109=\"\"),\"\",N124/'Cost scenario - input'!$G109),\"\")","v":""},{"$f":"IFERROR(IF(OR(O124=\"\",'Cost scenario - input'!$G109=\"\"),\"\",O124/'Cost scenario - input'!$G109),\"\")","v":""},{"$f":"IFERROR(IF(OR(P124=\"\",'Cost scenario - input'!$G109=\"\"),\"\",P124/'Cost scenario - input'!$G109),\"\")","v":""},{"$f":"IFERROR(IF(OR(Q124=\"\",'Cost scenario - input'!$G109=\"\"),\"\",Q124/'Cost scenario - input'!$G109),\"\")","v":""},{"$f":"IFERROR(IF(OR(R124=\"\",'Cost scenario - input'!$G109=\"\"),\"\",R124/'Cost scenario - input'!$G109),\"\")","v":""},{"$f":"IFERROR(IF(OR(S124=\"\",'Cost scenario - input'!$G109=\"\"),\"\",S124/'Cost scenario - input'!$G109),\"\")","v":""},{"$f":"IFERROR(IF(OR(T124=\"\",'Cost scenario - input'!$G109=\"\"),\"\",T124/'Cost scenario - input'!$G109),\"\")","v":""},{"$f":"IFERROR(IF(OR(U124=\"\",'Cost scenario - input'!$G109=\"\"),\"\",U124/'Cost scenario - input'!$G109),\"\")","v":""},{"$f":"IFERROR(IF(OR(V124=\"\",'Cost scenario - input'!$G109=\"\"),\"\",V124/'Cost scenario - input'!$G109),\"\")","v":""},{"$f":"IFERROR(IF(OR(W124=\"\",'Cost scenario - input'!$G109=\"\"),\"\",W124/'Cost scenario - input'!$G109),\"\")","v":""}]
[{"$f":"IFERROR('Cost scenario - input'!A110,\"\")","v":""},{"$f":"IFERROR('Cost scenario - input'!B110,\"\")","v":""},{"$f":"IFERROR('Cost scenario - input'!C110,\"\")","v":""},{"$f":"IFERROR(repcalc('Cost scenario - input'!$CY110:$GK110,'Cost scenario - input'!$J110,'Cost scenario - input'!$H110,'Cost scenario - input'!$I110,20,TRUE,TRUE),\"\")","v":""},"","","","","","","","","","","","","","","","","","","",{"$f":"IFERROR(IF(OR(D125=\"\",'Cost scenario - input'!$G110=\"\"),\"\",D125/'Cost scenario - input'!$G110),\"\")","v":""},{"$f":"IFERROR(IF(OR(E125=\"\",'Cost scenario - input'!$G110=\"\"),\"\",E125/'Cost scenario - input'!$G110),\"\")","v":""},{"$f":"IFERROR(IF(OR(F125=\"\",'Cost scenario - input'!$G110=\"\"),\"\",F125/'Cost scenario - input'!$G110),\"\")","v":""},{"$f":"IFERROR(IF(OR(G125=\"\",'Cost scenario - input'!$G110=\"\"),\"\",G125/'Cost scenario - input'!$G110),\"\")","v":""},{"$f":"IFERROR(IF(OR(H125=\"\",'Cost scenario - input'!$G110=\"\"),\"\",H125/'Cost scenario - input'!$G110),\"\")","v":""},{"$f":"IFERROR(IF(OR(I125=\"\",'Cost scenario - input'!$G110=\"\"),\"\",I125/'Cost scenario - input'!$G110),\"\")","v":""},{"$f":"IFERROR(IF(OR(J125=\"\",'Cost scenario - input'!$G110=\"\"),\"\",J125/'Cost scenario - input'!$G110),\"\")","v":""},{"$f":"IFERROR(IF(OR(K125=\"\",'Cost scenario - input'!$G110=\"\"),\"\",K125/'Cost scenario - input'!$G110),\"\")","v":""},{"$f":"IFERROR(IF(OR(L125=\"\",'Cost scenario - input'!$G110=\"\"),\"\",L125/'Cost scenario - input'!$G110),\"\")","v":""},{"$f":"IFERROR(IF(OR(M125=\"\",'Cost scenario - input'!$G110=\"\"),\"\",M125/'Cost scenario - input'!$G110),\"\")","v":""},{"$f":"IFERROR(IF(OR(N125=\"\",'Cost scenario - input'!$G110=\"\"),\"\",N125/'Cost scenario - input'!$G110),\"\")","v":""},{"$f":"IFERROR(IF(OR(O125=\"\",'Cost scenario - input'!$G110=\"\"),\"\",O125/'Cost scenario - input'!$G110),\"\")","v":""},{"$f":"IFERROR(IF(OR(P125=\"\",'Cost scenario - input'!$G110=\"\"),\"\",P125/'Cost scenario - input'!$G110),\"\")","v":""},{"$f":"IFERROR(IF(OR(Q125=\"\",'Cost scenario - input'!$G110=\"\"),\"\",Q125/'Cost scenario - input'!$G110),\"\")","v":""},{"$f":"IFERROR(IF(OR(R125=\"\",'Cost scenario - input'!$G110=\"\"),\"\",R125/'Cost scenario - input'!$G110),\"\")","v":""},{"$f":"IFERROR(IF(OR(S125=\"\",'Cost scenario - input'!$G110=\"\"),\"\",S125/'Cost scenario - input'!$G110),\"\")","v":""},{"$f":"IFERROR(IF(OR(T125=\"\",'Cost scenario - input'!$G110=\"\"),\"\",T125/'Cost scenario - input'!$G110),\"\")","v":""},{"$f":"IFERROR(IF(OR(U125=\"\",'Cost scenario - input'!$G110=\"\"),\"\",U125/'Cost scenario - input'!$G110),\"\")","v":""},{"$f":"IFERROR(IF(OR(V125=\"\",'Cost scenario - input'!$G110=\"\"),\"\",V125/'Cost scenario - input'!$G110),\"\")","v":""},{"$f":"IFERROR(IF(OR(W125=\"\",'Cost scenario - input'!$G110=\"\"),\"\",W125/'Cost scenario - input'!$G110),\"\")","v":""}]
[{"$f":"IFERROR('Cost scenario - input'!A111,\"\")","v":""},{"$f":"IFERROR('Cost scenario - input'!B111,\"\")","v":""},{"$f":"IFERROR('Cost scenario - input'!C111,\"\")","v":""},{"$f":"IFERROR(repcalc('Cost scenario - input'!$CY111:$GK111,'Cost scenario - input'!$J111,'Cost scenario - input'!$H111,'Cost scenario - input'!$I111,20,TRUE,TRUE),\"\")","v":""},"","","","","","","","","","","","","","","","","","","",{"$f":"IFERROR(IF(OR(D126=\"\",'Cost scenario - input'!$G111=\"\"),\"\",D126/'Cost scenario - input'!$G111),\"\")","v":""},{"$f":"IFERROR(IF(OR(E126=\"\",'Cost scenario - input'!$G111=\"\"),\"\",E126/'Cost scenario - input'!$G111),\"\")","v":""},{"$f":"IFERROR(IF(OR(F126=\"\",'Cost scenario - input'!$G111=\"\"),\"\",F126/'Cost scenario - input'!$G111),\"\")","v":""},{"$f":"IFERROR(IF(OR(G126=\"\",'Cost scenario - input'!$G111=\"\"),\"\",G126/'Cost scenario - input'!$G111),\"\")","v":""},{"$f":"IFERROR(IF(OR(H126=\"\",'Cost scenario - input'!$G111=\"\"),\"\",H126/'Cost scenario - input'!$G111),\"\")","v":""},{"$f":"IFERROR(IF(OR(I126=\"\",'Cost scenario - input'!$G111=\"\"),\"\",I126/'Cost scenario - input'!$G111),\"\")","v":""},{"$f":"IFERROR(IF(OR(J126=\"\",'Cost scenario - input'!$G111=\"\"),\"\",J126/'Cost scenario - input'!$G111),\"\")","v":""},{"$f":"IFERROR(IF(OR(K126=\"\",'Cost scenario - input'!$G111=\"\"),\"\",K126/'Cost scenario - input'!$G111),\"\")","v":""},{"$f":"IFERROR(IF(OR(L126=\"\",'Cost scenario - input'!$G111=\"\"),\"\",L126/'Cost scenario - input'!$G111),\"\")","v":""},{"$f":"IFERROR(IF(OR(M126=\"\",'Cost scenario - input'!$G111=\"\"),\"\",M126/'Cost scenario - input'!$G111),\"\")","v":""},{"$f":"IFERROR(IF(OR(N126=\"\",'Cost scenario - input'!$G111=\"\"),\"\",N126/'Cost scenario - input'!$G111),\"\")","v":""},{"$f":"IFERROR(IF(OR(O126=\"\",'Cost scenario - input'!$G111=\"\"),\"\",O126/'Cost scenario - input'!$G111),\"\")","v":""},{"$f":"IFERROR(IF(OR(P126=\"\",'Cost scenario - input'!$G111=\"\"),\"\",P126/'Cost scenario - input'!$G111),\"\")","v":""},{"$f":"IFERROR(IF(OR(Q126=\"\",'Cost scenario - input'!$G111=\"\"),\"\",Q126/'Cost scenario - input'!$G111),\"\")","v":""},{"$f":"IFERROR(IF(OR(R126=\"\",'Cost scenario - input'!$G111=\"\"),\"\",R126/'Cost scenario - input'!$G111),\"\")","v":""},{"$f":"IFERROR(IF(OR(S126=\"\",'Cost scenario - input'!$G111=\"\"),\"\",S126/'Cost scenario - input'!$G111),\"\")","v":""},{"$f":"IFERROR(IF(OR(T126=\"\",'Cost scenario - input'!$G111=\"\"),\"\",T126/'Cost scenario - input'!$G111),\"\")","v":""},{"$f":"IFERROR(IF(OR(U126=\"\",'Cost scenario - input'!$G111=\"\"),\"\",U126/'Cost scenario - input'!$G111),\"\")","v":""},{"$f":"IFERROR(IF(OR(V126=\"\",'Cost scenario - input'!$G111=\"\"),\"\",V126/'Cost scenario - input'!$G111),\"\")","v":""},{"$f":"IFERROR(IF(OR(W126=\"\",'Cost scenario - input'!$G111=\"\"),\"\",W126/'Cost scenario - input'!$G111),\"\")","v":""}]
[{"$f":"IFERROR('Cost scenario - input'!A112,\"\")","v":""},{"$f":"IFERROR('Cost scenario - input'!B112,\"\")","v":""},{"$f":"IFERROR('Cost scenario - input'!C112,\"\")","v":""},{"$f":"IFERROR(repcalc('Cost scenario - input'!$CY112:$GK112,'Cost scenario - input'!$J112,'Cost scenario - input'!$H112,'Cost scenario - input'!$I112,20,TRUE,TRUE),\"\")","v":""},"","","","","","","","","","","","","","","","","","","",{"$f":"IFERROR(IF(OR(D127=\"\",'Cost scenario - input'!$G112=\"\"),\"\",D127/'Cost scenario - input'!$G112),\"\")","v":""},{"$f":"IFERROR(IF(OR(E127=\"\",'Cost scenario - input'!$G112=\"\"),\"\",E127/'Cost scenario - input'!$G112),\"\")","v":""},{"$f":"IFERROR(IF(OR(F127=\"\",'Cost scenario - input'!$G112=\"\"),\"\",F127/'Cost scenario - input'!$G112),\"\")","v":""},{"$f":"IFERROR(IF(OR(G127=\"\",'Cost scenario - input'!$G112=\"\"),\"\",G127/'Cost scenario - input'!$G112),\"\")","v":""},{"$f":"IFERROR(IF(OR(H127=\"\",'Cost scenario - input'!$G112=\"\"),\"\",H127/'Cost scenario - input'!$G112),\"\")","v":""},{"$f":"IFERROR(IF(OR(I127=\"\",'Cost scenario - input'!$G112=\"\"),\"\",I127/'Cost scenario - input'!$G112),\"\")","v":""},{"$f":"IFERROR(IF(OR(J127=\"\",'Cost scenario - input'!$G112=\"\"),\"\",J127/'Cost scenario - input'!$G112),\"\")","v":""},{"$f":"IFERROR(IF(OR(K127=\"\",'Cost scenario - input'!$G112=\"\"),\"\",K127/'Cost scenario - input'!$G112),\"\")","v":""},{"$f":"IFERROR(IF(OR(L127=\"\",'Cost scenario - input'!$G112=\"\"),\"\",L127/'Cost scenario - input'!$G112),\"\")","v":""},{"$f":"IFERROR(IF(OR(M127=\"\",'Cost scenario - input'!$G112=\"\"),\"\",M127/'Cost scenario - input'!$G112),\"\")","v":""},{"$f":"IFERROR(IF(OR(N127=\"\",'Cost scenario - input'!$G112=\"\"),\"\",N127/'Cost scenario - input'!$G112),\"\")","v":""},{"$f":"IFERROR(IF(OR(O127=\"\",'Cost scenario - input'!$G112=\"\"),\"\",O127/'Cost scenario - input'!$G112),\"\")","v":""},{"$f":"IFERROR(IF(OR(P127=\"\",'Cost scenario - input'!$G112=\"\"),\"\",P127/'Cost scenario - input'!$G112),\"\")","v":""},{"$f":"IFERROR(IF(OR(Q127=\"\",'Cost scenario - input'!$G112=\"\"),\"\",Q127/'Cost scenario - input'!$G112),\"\")","v":""},{"$f":"IFERROR(IF(OR(R127=\"\",'Cost scenario - input'!$G112=\"\"),\"\",R127/'Cost scenario - input'!$G112),\"\")","v":""},{"$f":"IFERROR(IF(OR(S127=\"\",'Cost scenario - input'!$G112=\"\"),\"\",S127/'Cost scenario - input'!$G112),\"\")","v":""},{"$f":"IFERROR(IF(OR(T127=\"\",'Cost scenario - input'!$G112=\"\"),\"\",T127/'Cost scenario - input'!$G112),\"\")","v":""},{"$f":"IFERROR(IF(OR(U127=\"\",'Cost scenario - input'!$G112=\"\"),\"\",U127/'Cost scenario - input'!$G112),\"\")","v":""},{"$f":"IFERROR(IF(OR(V127=\"\",'Cost scenario - input'!$G112=\"\"),\"\",V127/'Cost scenario - input'!$G112),\"\")","v":""},{"$f":"IFERROR(IF(OR(W127=\"\",'Cost scenario - input'!$G112=\"\"),\"\",W127/'Cost scenario - input'!$G112),\"\")","v":""}]
[{"$f":"IFERROR('Cost scenario - input'!A113,\"\")","v":""},{"$f":"IFERROR('Cost scenario - input'!B113,\"\")","v":""},{"$f":"IFERROR('Cost scenario - input'!C113,\"\")","v":""},{"$f":"IFERROR(repcalc('Cost scenario - input'!$CY113:$GK113,'Cost scenario - input'!$J113,'Cost scenario - input'!$H113,'Cost scenario - input'!$I113,20,TRUE,TRUE),\"\")","v":""},"","","","","","","","","","","","","","","","","","","",{"$f":"IFERROR(IF(OR(D128=\"\",'Cost scenario - input'!$G113=\"\"),\"\",D128/'Cost scenario - input'!$G113),\"\")","v":""},{"$f":"IFERROR(IF(OR(E128=\"\",'Cost scenario - input'!$G113=\"\"),\"\",E128/'Cost scenario - input'!$G113),\"\")","v":""},{"$f":"IFERROR(IF(OR(F128=\"\",'Cost scenario - input'!$G113=\"\"),\"\",F128/'Cost scenario - input'!$G113),\"\")","v":""},{"$f":"IFERROR(IF(OR(G128=\"\",'Cost scenario - input'!$G113=\"\"),\"\",G128/'Cost scenario - input'!$G113),\"\")","v":""},{"$f":"IFERROR(IF(OR(H128=\"\",'Cost scenario - input'!$G113=\"\"),\"\",H128/'Cost scenario - input'!$G113),\"\")","v":""},{"$f":"IFERROR(IF(OR(I128=\"\",'Cost scenario - input'!$G113=\"\"),\"\",I128/'Cost scenario - input'!$G113),\"\")","v":""},{"$f":"IFERROR(IF(OR(J128=\"\",'Cost scenario - input'!$G113=\"\"),\"\",J128/'Cost scenario - input'!$G113),\"\")","v":""},{"$f":"IFERROR(IF(OR(K128=\"\",'Cost scenario - input'!$G113=\"\"),\"\",K128/'Cost scenario - input'!$G113),\"\")","v":""},{"$f":"IFERROR(IF(OR(L128=\"\",'Cost scenario - input'!$G113=\"\"),\"\",L128/'Cost scenario - input'!$G113),\"\")","v":""},{"$f":"IFERROR(IF(OR(M128=\"\",'Cost scenario - input'!$G113=\"\"),\"\",M128/'Cost scenario - input'!$G113),\"\")","v":""},{"$f":"IFERROR(IF(OR(N128=\"\",'Cost scenario - input'!$G113=\"\"),\"\",N128/'Cost scenario - input'!$G113),\"\")","v":""},{"$f":"IFERROR(IF(OR(O128=\"\",'Cost scenario - input'!$G113=\"\"),\"\",O128/'Cost scenario - input'!$G113),\"\")","v":""},{"$f":"IFERROR(IF(OR(P128=\"\",'Cost scenario - input'!$G113=\"\"),\"\",P128/'Cost scenario - input'!$G113),\"\")","v":""},{"$f":"IFERROR(IF(OR(Q128=\"\",'Cost scenario - input'!$G113=\"\"),\"\",Q128/'Cost scenario - input'!$G113),\"\")","v":""},{"$f":"IFERROR(IF(OR(R128=\"\",'Cost scenario - input'!$G113=\"\"),\"\",R128/'Cost scenario - input'!$G113),\"\")","v":""},{"$f":"IFERROR(IF(OR(S128=\"\",'Cost scenario - input'!$G113=\"\"),\"\",S128/'Cost scenario - input'!$G113),\"\")","v":""},{"$f":"IFERROR(IF(OR(T128=\"\",'Cost scenario - input'!$G113=\"\"),\"\",T128/'Cost scenario - input'!$G113),\"\")","v":""},{"$f":"IFERROR(IF(OR(U128=\"\",'Cost scenario - input'!$G113=\"\"),\"\",U128/'Cost scenario - input'!$G113),\"\")","v":""},{"$f":"IFERROR(IF(OR(V128=\"\",'Cost scenario - input'!$G113=\"\"),\"\",V128/'Cost scenario - input'!$G113),\"\")","v":""},{"$f":"IFERROR(IF(OR(W128=\"\",'Cost scenario - input'!$G113=\"\"),\"\",W128/'Cost scenario - input'!$G113),\"\")","v":""}]
[{"$f":"IFERROR('Cost scenario - input'!A114,\"\")","v":""},{"$f":"IFERROR('Cost scenario - input'!B114,\"\")","v":""},{"$f":"IFERROR('Cost scenario - input'!C114,\"\")","v":""},{"$f":"IFERROR(repcalc('Cost scenario - input'!$CY114:$GK114,'Cost scenario - input'!$J114,'Cost scenario - input'!$H114,'Cost scenario - input'!$I114,20,TRUE,TRUE),\"\")","v":""},"","","","","","","","","","","","","","","","","","","",{"$f":"IFERROR(IF(OR(D129=\"\",'Cost scenario - input'!$G114=\"\"),\"\",D129/'Cost scenario - input'!$G114),\"\")","v":""},{"$f":"IFERROR(IF(OR(E129=\"\",'Cost scenario - input'!$G114=\"\"),\"\",E129/'Cost scenario - input'!$G114),\"\")","v":""},{"$f":"IFERROR(IF(OR(F129=\"\",'Cost scenario - input'!$G114=\"\"),\"\",F129/'Cost scenario - input'!$G114),\"\")","v":""},{"$f":"IFERROR(IF(OR(G129=\"\",'Cost scenario - input'!$G114=\"\"),\"\",G129/'Cost scenario - input'!$G114),\"\")","v":""},{"$f":"IFERROR(IF(OR(H129=\"\",'Cost scenario - input'!$G114=\"\"),\"\",H129/'Cost scenario - input'!$G114),\"\")","v":""},{"$f":"IFERROR(IF(OR(I129=\"\",'Cost scenario - input'!$G114=\"\"),\"\",I129/'Cost scenario - input'!$G114),\"\")","v":""},{"$f":"IFERROR(IF(OR(J129=\"\",'Cost scenario - input'!$G114=\"\"),\"\",J129/'Cost scenario - input'!$G114),\"\")","v":""},{"$f":"IFERROR(IF(OR(K129=\"\",'Cost scenario - input'!$G114=\"\"),\"\",K129/'Cost scenario - input'!$G114),\"\")","v":""},{"$f":"IFERROR(IF(OR(L129=\"\",'Cost scenario - input'!$G114=\"\"),\"\",L129/'Cost scenario - input'!$G114),\"\")","v":""},{"$f":"IFERROR(IF(OR(M129=\"\",'Cost scenario - input'!$G114=\"\"),\"\",M129/'Cost scenario - input'!$G114),\"\")","v":""},{"$f":"IFERROR(IF(OR(N129=\"\",'Cost scenario - input'!$G114=\"\"),\"\",N129/'Cost scenario - input'!$G114),\"\")","v":""},{"$f":"IFERROR(IF(OR(O129=\"\",'Cost scenario - input'!$G114=\"\"),\"\",O129/'Cost scenario - input'!$G114),\"\")","v":""},{"$f":"IFERROR(IF(OR(P129=\"\",'Cost scenario - input'!$G114=\"\"),\"\",P129/'Cost scenario - input'!$G114),\"\")","v":""},{"$f":"IFERROR(IF(OR(Q129=\"\",'Cost scenario - input'!$G114=\"\"),\"\",Q129/'Cost scenario - input'!$G114),\"\")","v":""},{"$f":"IFERROR(IF(OR(R129=\"\",'Cost scenario - input'!$G114=\"\"),\"\",R129/'Cost scenario - input'!$G114),\"\")","v":""},{"$f":"IFERROR(IF(OR(S129=\"\",'Cost scenario - input'!$G114=\"\"),\"\",S129/'Cost scenario - input'!$G114),\"\")","v":""},{"$f":"IFERROR(IF(OR(T129=\"\",'Cost scenario - input'!$G114=\"\"),\"\",T129/'Cost scenario - input'!$G114),\"\")","v":""},{"$f":"IFERROR(IF(OR(U129=\"\",'Cost scenario - input'!$G114=\"\"),\"\",U129/'Cost scenario - input'!$G114),\"\")","v":""},{"$f":"IFERROR(IF(OR(V129=\"\",'Cost scenario - input'!$G114=\"\"),\"\",V129/'Cost scenario - input'!$G114),\"\")","v":""},{"$f":"IFERROR(IF(OR(W129=\"\",'Cost scenario - input'!$G114=\"\"),\"\",W129/'Cost scenario - input'!$G114),\"\")","v":""}]
[{"$f":"IFERROR('Cost scenario - input'!A115,\"\")","v":""},{"$f":"IFERROR('Cost scenario - input'!B115,\"\")","v":""},{"$f":"IFERROR('Cost scenario - input'!C115,\"\")","v":""},{"$f":"IFERROR(repcalc('Cost scenario - input'!$CY115:$GK115,'Cost scenario - input'!$J115,'Cost scenario - input'!$H115,'Cost scenario - input'!$I115,20,TRUE,TRUE),\"\")","v":""},"","","","","","","","","","","","","","","","","","","",{"$f":"IFERROR(IF(OR(D130=\"\",'Cost scenario - input'!$G115=\"\"),\"\",D130/'Cost scenario - input'!$G115),\"\")","v":""},{"$f":"IFERROR(IF(OR(E130=\"\",'Cost scenario - input'!$G115=\"\"),\"\",E130/'Cost scenario - input'!$G115),\"\")","v":""},{"$f":"IFERROR(IF(OR(F130=\"\",'Cost scenario - input'!$G115=\"\"),\"\",F130/'Cost scenario - input'!$G115),\"\")","v":""},{"$f":"IFERROR(IF(OR(G130=\"\",'Cost scenario - input'!$G115=\"\"),\"\",G130/'Cost scenario - input'!$G115),\"\")","v":""},{"$f":"IFERROR(IF(OR(H130=\"\",'Cost scenario - input'!$G115=\"\"),\"\",H130/'Cost scenario - input'!$G115),\"\")","v":""},{"$f":"IFERROR(IF(OR(I130=\"\",'Cost scenario - input'!$G115=\"\"),\"\",I130/'Cost scenario - input'!$G115),\"\")","v":""},{"$f":"IFERROR(IF(OR(J130=\"\",'Cost scenario - input'!$G115=\"\"),\"\",J130/'Cost scenario - input'!$G115),\"\")","v":""},{"$f":"IFERROR(IF(OR(K130=\"\",'Cost scenario - input'!$G115=\"\"),\"\",K130/'Cost scenario - input'!$G115),\"\")","v":""},{"$f":"IFERROR(IF(OR(L130=\"\",'Cost scenario - input'!$G115=\"\"),\"\",L130/'Cost scenario - input'!$G115),\"\")","v":""},{"$f":"IFERROR(IF(OR(M130=\"\",'Cost scenario - input'!$G115=\"\"),\"\",M130/'Cost scenario - input'!$G115),\"\")","v":""},{"$f":"IFERROR(IF(OR(N130=\"\",'Cost scenario - input'!$G115=\"\"),\"\",N130/'Cost scenario - input'!$G115),\"\")","v":""},{"$f":"IFERROR(IF(OR(O130=\"\",'Cost scenario - input'!$G115=\"\"),\"\",O130/'Cost scenario - input'!$G115),\"\")","v":""},{"$f":"IFERROR(IF(OR(P130=\"\",'Cost scenario - input'!$G115=\"\"),\"\",P130/'Cost scenario - input'!$G115),\"\")","v":""},{"$f":"IFERROR(IF(OR(Q130=\"\",'Cost scenario - input'!$G115=\"\"),\"\",Q130/'Cost scenario - input'!$G115),\"\")","v":""},{"$f":"IFERROR(IF(OR(R130=\"\",'Cost scenario - input'!$G115=\"\"),\"\",R130/'Cost scenario - input'!$G115),\"\")","v":""},{"$f":"IFERROR(IF(OR(S130=\"\",'Cost scenario - input'!$G115=\"\"),\"\",S130/'Cost scenario - input'!$G115),\"\")","v":""},{"$f":"IFERROR(IF(OR(T130=\"\",'Cost scenario - input'!$G115=\"\"),\"\",T130/'Cost scenario - input'!$G115),\"\")","v":""},{"$f":"IFERROR(IF(OR(U130=\"\",'Cost scenario - input'!$G115=\"\"),\"\",U130/'Cost scenario - input'!$G115),\"\")","v":""},{"$f":"IFERROR(IF(OR(V130=\"\",'Cost scenario - input'!$G115=\"\"),\"\",V130/'Cost scenario - input'!$G115),\"\")","v":""},{"$f":"IFERROR(IF(OR(W130=\"\",'Cost scenario - input'!$G115=\"\"),\"\",W130/'Cost scenario - input'!$G115),\"\")","v":""}]
[{"$f":"IFERROR('Cost scenario - input'!A116,\"\")","v":""},{"$f":"IFERROR('Cost scenario - input'!B116,\"\")","v":""},{"$f":"IFERROR('Cost scenario - input'!C116,\"\")","v":""},{"$f":"IFERROR(repcalc('Cost scenario - input'!$CY116:$GK116,'Cost scenario - input'!$J116,'Cost scenario - input'!$H116,'Cost scenario - input'!$I116,20,TRUE,TRUE),\"\")","v":""},"","","","","","","","","","","","","","","","","","","",{"$f":"IFERROR(IF(OR(D131=\"\",'Cost scenario - input'!$G116=\"\"),\"\",D131/'Cost scenario - input'!$G116),\"\")","v":""},{"$f":"IFERROR(IF(OR(E131=\"\",'Cost scenario - input'!$G116=\"\"),\"\",E131/'Cost scenario - input'!$G116),\"\")","v":""},{"$f":"IFERROR(IF(OR(F131=\"\",'Cost scenario - input'!$G116=\"\"),\"\",F131/'Cost scenario - input'!$G116),\"\")","v":""},{"$f":"IFERROR(IF(OR(G131=\"\",'Cost scenario - input'!$G116=\"\"),\"\",G131/'Cost scenario - input'!$G116),\"\")","v":""},{"$f":"IFERROR(IF(OR(H131=\"\",'Cost scenario - input'!$G116=\"\"),\"\",H131/'Cost scenario - input'!$G116),\"\")","v":""},{"$f":"IFERROR(IF(OR(I131=\"\",'Cost scenario - input'!$G116=\"\"),\"\",I131/'Cost scenario - input'!$G116),\"\")","v":""},{"$f":"IFERROR(IF(OR(J131=\"\",'Cost scenario - input'!$G116=\"\"),\"\",J131/'Cost scenario - input'!$G116),\"\")","v":""},{"$f":"IFERROR(IF(OR(K131=\"\",'Cost scenario - input'!$G116=\"\"),\"\",K131/'Cost scenario - input'!$G116),\"\")","v":""},{"$f":"IFERROR(IF(OR(L131=\"\",'Cost scenario - input'!$G116=\"\"),\"\",L131/'Cost scenario - input'!$G116),\"\")","v":""},{"$f":"IFERROR(IF(OR(M131=\"\",'Cost scenario - input'!$G116=\"\"),\"\",M131/'Cost scenario - input'!$G116),\"\")","v":""},{"$f":"IFERROR(IF(OR(N131=\"\",'Cost scenario - input'!$G116=\"\"),\"\",N131/'Cost scenario - input'!$G116),\"\")","v":""},{"$f":"IFERROR(IF(OR(O131=\"\",'Cost scenario - input'!$G116=\"\"),\"\",O131/'Cost scenario - input'!$G116),\"\")","v":""},{"$f":"IFERROR(IF(OR(P131=\"\",'Cost scenario - input'!$G116=\"\"),\"\",P131/'Cost scenario - input'!$G116),\"\")","v":""},{"$f":"IFERROR(IF(OR(Q131=\"\",'Cost scenario - input'!$G116=\"\"),\"\",Q131/'Cost scenario - input'!$G116),\"\")","v":""},{"$f":"IFERROR(IF(OR(R131=\"\",'Cost scenario - input'!$G116=\"\"),\"\",R131/'Cost scenario - input'!$G116),\"\")","v":""},{"$f":"IFERROR(IF(OR(S131=\"\",'Cost scenario - input'!$G116=\"\"),\"\",S131/'Cost scenario - input'!$G116),\"\")","v":""},{"$f":"IFERROR(IF(OR(T131=\"\",'Cost scenario - input'!$G116=\"\"),\"\",T131/'Cost scenario - input'!$G116),\"\")","v":""},{"$f":"IFERROR(IF(OR(U131=\"\",'Cost scenario - input'!$G116=\"\"),\"\",U131/'Cost scenario - input'!$G116),\"\")","v":""},{"$f":"IFERROR(IF(OR(V131=\"\",'Cost scenario - input'!$G116=\"\"),\"\",V131/'Cost scenario - input'!$G116),\"\")","v":""},{"$f":"IFERROR(IF(OR(W131=\"\",'Cost scenario - input'!$G116=\"\"),\"\",W131/'Cost scenario - input'!$G116),\"\")","v":""}]
[{"$f":"IFERROR('Cost scenario - input'!A117,\"\")","v":""},{"$f":"IFERROR('Cost scenario - input'!B117,\"\")","v":""},{"$f":"IFERROR('Cost scenario - input'!C117,\"\")","v":""},{"$f":"IFERROR(repcalc('Cost scenario - input'!$CY117:$GK117,'Cost scenario - input'!$J117,'Cost scenario - input'!$H117,'Cost scenario - input'!$I117,20,TRUE,TRUE),\"\")","v":""},"","","","","","","","","","","","","","","","","","","",{"$f":"IFERROR(IF(OR(D132=\"\",'Cost scenario - input'!$G117=\"\"),\"\",D132/'Cost scenario - input'!$G117),\"\")","v":""},{"$f":"IFERROR(IF(OR(E132=\"\",'Cost scenario - input'!$G117=\"\"),\"\",E132/'Cost scenario - input'!$G117),\"\")","v":""},{"$f":"IFERROR(IF(OR(F132=\"\",'Cost scenario - input'!$G117=\"\"),\"\",F132/'Cost scenario - input'!$G117),\"\")","v":""},{"$f":"IFERROR(IF(OR(G132=\"\",'Cost scenario - input'!$G117=\"\"),\"\",G132/'Cost scenario - input'!$G117),\"\")","v":""},{"$f":"IFERROR(IF(OR(H132=\"\",'Cost scenario - input'!$G117=\"\"),\"\",H132/'Cost scenario - input'!$G117),\"\")","v":""},{"$f":"IFERROR(IF(OR(I132=\"\",'Cost scenario - input'!$G117=\"\"),\"\",I132/'Cost scenario - input'!$G117),\"\")","v":""},{"$f":"IFERROR(IF(OR(J132=\"\",'Cost scenario - input'!$G117=\"\"),\"\",J132/'Cost scenario - input'!$G117),\"\")","v":""},{"$f":"IFERROR(IF(OR(K132=\"\",'Cost scenario - input'!$G117=\"\"),\"\",K132/'Cost scenario - input'!$G117),\"\")","v":""},{"$f":"IFERROR(IF(OR(L132=\"\",'Cost scenario - input'!$G117=\"\"),\"\",L132/'Cost scenario - input'!$G117),\"\")","v":""},{"$f":"IFERROR(IF(OR(M132=\"\",'Cost scenario - input'!$G117=\"\"),\"\",M132/'Cost scenario - input'!$G117),\"\")","v":""},{"$f":"IFERROR(IF(OR(N132=\"\",'Cost scenario - input'!$G117=\"\"),\"\",N132/'Cost scenario - input'!$G117),\"\")","v":""},{"$f":"IFERROR(IF(OR(O132=\"\",'Cost scenario - input'!$G117=\"\"),\"\",O132/'Cost scenario - input'!$G117),\"\")","v":""},{"$f":"IFERROR(IF(OR(P132=\"\",'Cost scenario - input'!$G117=\"\"),\"\",P132/'Cost scenario - input'!$G117),\"\")","v":""},{"$f":"IFERROR(IF(OR(Q132=\"\",'Cost scenario - input'!$G117=\"\"),\"\",Q132/'Cost scenario - input'!$G117),\"\")","v":""},{"$f":"IFERROR(IF(OR(R132=\"\",'Cost scenario - input'!$G117=\"\"),\"\",R132/'Cost scenario - input'!$G117),\"\")","v":""},{"$f":"IFERROR(IF(OR(S132=\"\",'Cost scenario - input'!$G117=\"\"),\"\",S132/'Cost scenario - input'!$G117),\"\")","v":""},{"$f":"IFERROR(IF(OR(T132=\"\",'Cost scenario - input'!$G117=\"\"),\"\",T132/'Cost scenario - input'!$G117),\"\")","v":""},{"$f":"IFERROR(IF(OR(U132=\"\",'Cost scenario - input'!$G117=\"\"),\"\",U132/'Cost scenario - input'!$G117),\"\")","v":""},{"$f":"IFERROR(IF(OR(V132=\"\",'Cost scenario - input'!$G117=\"\"),\"\",V132/'Cost scenario - input'!$G117),\"\")","v":""},{"$f":"IFERROR(IF(OR(W132=\"\",'Cost scenario - input'!$G117=\"\"),\"\",W132/'Cost scenario - input'!$G117),\"\")","v":""}]
[{"$f":"IFERROR('Cost scenario - input'!A118,\"\")","v":""},{"$f":"IFERROR('Cost scenario - input'!B118,\"\")","v":""},{"$f":"IFERROR('Cost scenario - input'!C118,\"\")","v":""},{"$f":"IFERROR(repcalc('Cost scenario - input'!$CY118:$GK118,'Cost scenario - input'!$J118,'Cost scenario - input'!$H118,'Cost scenario - input'!$I118,20,TRUE,TRUE),\"\")","v":""},"","","","","","","","","","","","","","","","","","","",{"$f":"IFERROR(IF(OR(D133=\"\",'Cost scenario - input'!$G118=\"\"),\"\",D133/'Cost scenario - input'!$G118),\"\")","v":""},{"$f":"IFERROR(IF(OR(E133=\"\",'Cost scenario - input'!$G118=\"\"),\"\",E133/'Cost scenario - input'!$G118),\"\")","v":""},{"$f":"IFERROR(IF(OR(F133=\"\",'Cost scenario - input'!$G118=\"\"),\"\",F133/'Cost scenario - input'!$G118),\"\")","v":""},{"$f":"IFERROR(IF(OR(G133=\"\",'Cost scenario - input'!$G118=\"\"),\"\",G133/'Cost scenario - input'!$G118),\"\")","v":""},{"$f":"IFERROR(IF(OR(H133=\"\",'Cost scenario - input'!$G118=\"\"),\"\",H133/'Cost scenario - input'!$G118),\"\")","v":""},{"$f":"IFERROR(IF(OR(I133=\"\",'Cost scenario - input'!$G118=\"\"),\"\",I133/'Cost scenario - input'!$G118),\"\")","v":""},{"$f":"IFERROR(IF(OR(J133=\"\",'Cost scenario - input'!$G118=\"\"),\"\",J133/'Cost scenario - input'!$G118),\"\")","v":""},{"$f":"IFERROR(IF(OR(K133=\"\",'Cost scenario - input'!$G118=\"\"),\"\",K133/'Cost scenario - input'!$G118),\"\")","v":""},{"$f":"IFERROR(IF(OR(L133=\"\",'Cost scenario - input'!$G118=\"\"),\"\",L133/'Cost scenario - input'!$G118),\"\")","v":""},{"$f":"IFERROR(IF(OR(M133=\"\",'Cost scenario - input'!$G118=\"\"),\"\",M133/'Cost scenario - input'!$G118),\"\")","v":""},{"$f":"IFERROR(IF(OR(N133=\"\",'Cost scenario - input'!$G118=\"\"),\"\",N133/'Cost scenario - input'!$G118),\"\")","v":""},{"$f":"IFERROR(IF(OR(O133=\"\",'Cost scenario - input'!$G118=\"\"),\"\",O133/'Cost scenario - input'!$G118),\"\")","v":""},{"$f":"IFERROR(IF(OR(P133=\"\",'Cost scenario - input'!$G118=\"\"),\"\",P133/'Cost scenario - input'!$G118),\"\")","v":""},{"$f":"IFERROR(IF(OR(Q133=\"\",'Cost scenario - input'!$G118=\"\"),\"\",Q133/'Cost scenario - input'!$G118),\"\")","v":""},{"$f":"IFERROR(IF(OR(R133=\"\",'Cost scenario - input'!$G118=\"\"),\"\",R133/'Cost scenario - input'!$G118),\"\")","v":""},{"$f":"IFERROR(IF(OR(S133=\"\",'Cost scenario - input'!$G118=\"\"),\"\",S133/'Cost scenario - input'!$G118),\"\")","v":""},{"$f":"IFERROR(IF(OR(T133=\"\",'Cost scenario - input'!$G118=\"\"),\"\",T133/'Cost scenario - input'!$G118),\"\")","v":""},{"$f":"IFERROR(IF(OR(U133=\"\",'Cost scenario - input'!$G118=\"\"),\"\",U133/'Cost scenario - input'!$G118),\"\")","v":""},{"$f":"IFERROR(IF(OR(V133=\"\",'Cost scenario - input'!$G118=\"\"),\"\",V133/'Cost scenario - input'!$G118),\"\")","v":""},{"$f":"IFERROR(IF(OR(W133=\"\",'Cost scenario - input'!$G118=\"\"),\"\",W133/'Cost scenario - input'!$G118),\"\")","v":""}]
[{"$f":"IFERROR('Cost scenario - input'!A119,\"\")","v":""},{"$f":"IFERROR('Cost scenario - input'!B119,\"\")","v":""},{"$f":"IFERROR('Cost scenario - input'!C119,\"\")","v":""},{"$f":"IFERROR(repcalc('Cost scenario - input'!$CY119:$GK119,'Cost scenario - input'!$J119,'Cost scenario - input'!$H119,'Cost scenario - input'!$I119,20,TRUE,TRUE),\"\")","v":""},"","","","","","","","","","","","","","","","","","","",{"$f":"IFERROR(IF(OR(D134=\"\",'Cost scenario - input'!$G119=\"\"),\"\",D134/'Cost scenario - input'!$G119),\"\")","v":""},{"$f":"IFERROR(IF(OR(E134=\"\",'Cost scenario - input'!$G119=\"\"),\"\",E134/'Cost scenario - input'!$G119),\"\")","v":""},{"$f":"IFERROR(IF(OR(F134=\"\",'Cost scenario - input'!$G119=\"\"),\"\",F134/'Cost scenario - input'!$G119),\"\")","v":""},{"$f":"IFERROR(IF(OR(G134=\"\",'Cost scenario - input'!$G119=\"\"),\"\",G134/'Cost scenario - input'!$G119),\"\")","v":""},{"$f":"IFERROR(IF(OR(H134=\"\",'Cost scenario - input'!$G119=\"\"),\"\",H134/'Cost scenario - input'!$G119),\"\")","v":""},{"$f":"IFERROR(IF(OR(I134=\"\",'Cost scenario - input'!$G119=\"\"),\"\",I134/'Cost scenario - input'!$G119),\"\")","v":""},{"$f":"IFERROR(IF(OR(J134=\"\",'Cost scenario - input'!$G119=\"\"),\"\",J134/'Cost scenario - input'!$G119),\"\")","v":""},{"$f":"IFERROR(IF(OR(K134=\"\",'Cost scenario - input'!$G119=\"\"),\"\",K134/'Cost scenario - input'!$G119),\"\")","v":""},{"$f":"IFERROR(IF(OR(L134=\"\",'Cost scenario - input'!$G119=\"\"),\"\",L134/'Cost scenario - input'!$G119),\"\")","v":""},{"$f":"IFERROR(IF(OR(M134=\"\",'Cost scenario - input'!$G119=\"\"),\"\",M134/'Cost scenario - input'!$G119),\"\")","v":""},{"$f":"IFERROR(IF(OR(N134=\"\",'Cost scenario - input'!$G119=\"\"),\"\",N134/'Cost scenario - input'!$G119),\"\")","v":""},{"$f":"IFERROR(IF(OR(O134=\"\",'Cost scenario - input'!$G119=\"\"),\"\",O134/'Cost scenario - input'!$G119),\"\")","v":""},{"$f":"IFERROR(IF(OR(P134=\"\",'Cost scenario - input'!$G119=\"\"),\"\",P134/'Cost scenario - input'!$G119),\"\")","v":""},{"$f":"IFERROR(IF(OR(Q134=\"\",'Cost scenario - input'!$G119=\"\"),\"\",Q134/'Cost scenario - input'!$G119),\"\")","v":""},{"$f":"IFERROR(IF(OR(R134=\"\",'Cost scenario - input'!$G119=\"\"),\"\",R134/'Cost scenario - input'!$G119),\"\")","v":""},{"$f":"IFERROR(IF(OR(S134=\"\",'Cost scenario - input'!$G119=\"\"),\"\",S134/'Cost scenario - input'!$G119),\"\")","v":""},{"$f":"IFERROR(IF(OR(T134=\"\",'Cost scenario - input'!$G119=\"\"),\"\",T134/'Cost scenario - input'!$G119),\"\")","v":""},{"$f":"IFERROR(IF(OR(U134=\"\",'Cost scenario - input'!$G119=\"\"),\"\",U134/'Cost scenario - input'!$G119),\"\")","v":""},{"$f":"IFERROR(IF(OR(V134=\"\",'Cost scenario - input'!$G119=\"\"),\"\",V134/'Cost scenario - input'!$G119),\"\")","v":""},{"$f":"IFERROR(IF(OR(W134=\"\",'Cost scenario - input'!$G119=\"\"),\"\",W134/'Cost scenario - input'!$G119),\"\")","v":""}]
[{"$f":"IFERROR('Cost scenario - input'!A120,\"\")","v":""},{"$f":"IFERROR('Cost scenario - input'!B120,\"\")","v":""},{"$f":"IFERROR('Cost scenario - input'!C120,\"\")","v":""},{"$f":"IFERROR(repcalc('Cost scenario - input'!$CY120:$GK120,'Cost scenario - input'!$J120,'Cost scenario - input'!$H120,'Cost scenario - input'!$I120,20,TRUE,TRUE),\"\")","v":""},"","","","","","","","","","","","","","","","","","","",{"$f":"IFERROR(IF(OR(D135=\"\",'Cost scenario - input'!$G120=\"\"),\"\",D135/'Cost scenario - input'!$G120),\"\")","v":""},{"$f":"IFERROR(IF(OR(E135=\"\",'Cost scenario - input'!$G120=\"\"),\"\",E135/'Cost scenario - input'!$G120),\"\")","v":""},{"$f":"IFERROR(IF(OR(F135=\"\",'Cost scenario - input'!$G120=\"\"),\"\",F135/'Cost scenario - input'!$G120),\"\")","v":""},{"$f":"IFERROR(IF(OR(G135=\"\",'Cost scenario - input'!$G120=\"\"),\"\",G135/'Cost scenario - input'!$G120),\"\")","v":""},{"$f":"IFERROR(IF(OR(H135=\"\",'Cost scenario - input'!$G120=\"\"),\"\",H135/'Cost scenario - input'!$G120),\"\")","v":""},{"$f":"IFERROR(IF(OR(I135=\"\",'Cost scenario - input'!$G120=\"\"),\"\",I135/'Cost scenario - input'!$G120),\"\")","v":""},{"$f":"IFERROR(IF(OR(J135=\"\",'Cost scenario - input'!$G120=\"\"),\"\",J135/'Cost scenario - input'!$G120),\"\")","v":""},{"$f":"IFERROR(IF(OR(K135=\"\",'Cost scenario - input'!$G120=\"\"),\"\",K135/'Cost scenario - input'!$G120),\"\")","v":""},{"$f":"IFERROR(IF(OR(L135=\"\",'Cost scenario - input'!$G120=\"\"),\"\",L135/'Cost scenario - input'!$G120),\"\")","v":""},{"$f":"IFERROR(IF(OR(M135=\"\",'Cost scenario - input'!$G120=\"\"),\"\",M135/'Cost scenario - input'!$G120),\"\")","v":""},{"$f":"IFERROR(IF(OR(N135=\"\",'Cost scenario - input'!$G120=\"\"),\"\",N135/'Cost scenario - input'!$G120),\"\")","v":""},{"$f":"IFERROR(IF(OR(O135=\"\",'Cost scenario - input'!$G120=\"\"),\"\",O135/'Cost scenario - input'!$G120),\"\")","v":""},{"$f":"IFERROR(IF(OR(P135=\"\",'Cost scenario - input'!$G120=\"\"),\"\",P135/'Cost scenario - input'!$G120),\"\")","v":""},{"$f":"IFERROR(IF(OR(Q135=\"\",'Cost scenario - input'!$G120=\"\"),\"\",Q135/'Cost scenario - input'!$G120),\"\")","v":""},{"$f":"IFERROR(IF(OR(R135=\"\",'Cost scenario - input'!$G120=\"\"),\"\",R135/'Cost scenario - input'!$G120),\"\")","v":""},{"$f":"IFERROR(IF(OR(S135=\"\",'Cost scenario - input'!$G120=\"\"),\"\",S135/'Cost scenario - input'!$G120),\"\")","v":""},{"$f":"IFERROR(IF(OR(T135=\"\",'Cost scenario - input'!$G120=\"\"),\"\",T135/'Cost scenario - input'!$G120),\"\")","v":""},{"$f":"IFERROR(IF(OR(U135=\"\",'Cost scenario - input'!$G120=\"\"),\"\",U135/'Cost scenario - input'!$G120),\"\")","v":""},{"$f":"IFERROR(IF(OR(V135=\"\",'Cost scenario - input'!$G120=\"\"),\"\",V135/'Cost scenario - input'!$G120),\"\")","v":""},{"$f":"IFERROR(IF(OR(W135=\"\",'Cost scenario - input'!$G120=\"\"),\"\",W135/'Cost scenario - input'!$G120),\"\")","v":""}]
[{"$f":"IFERROR('Cost scenario - input'!A121,\"\")","v":""},{"$f":"IFERROR('Cost scenario - input'!B121,\"\")","v":""},{"$f":"IFERROR('Cost scenario - input'!C121,\"\")","v":""},{"$f":"IFERROR(repcalc('Cost scenario - input'!$CY121:$GK121,'Cost scenario - input'!$J121,'Cost scenario - input'!$H121,'Cost scenario - input'!$I121,20,TRUE,TRUE),\"\")","v":""},"","","","","","","","","","","","","","","","","","","",{"$f":"IFERROR(IF(OR(D136=\"\",'Cost scenario - input'!$G121=\"\"),\"\",D136/'Cost scenario - input'!$G121),\"\")","v":""},{"$f":"IFERROR(IF(OR(E136=\"\",'Cost scenario - input'!$G121=\"\"),\"\",E136/'Cost scenario - input'!$G121),\"\")","v":""},{"$f":"IFERROR(IF(OR(F136=\"\",'Cost scenario - input'!$G121=\"\"),\"\",F136/'Cost scenario - input'!$G121),\"\")","v":""},{"$f":"IFERROR(IF(OR(G136=\"\",'Cost scenario - input'!$G121=\"\"),\"\",G136/'Cost scenario - input'!$G121),\"\")","v":""},{"$f":"IFERROR(IF(OR(H136=\"\",'Cost scenario - input'!$G121=\"\"),\"\",H136/'Cost scenario - input'!$G121),\"\")","v":""},{"$f":"IFERROR(IF(OR(I136=\"\",'Cost scenario - input'!$G121=\"\"),\"\",I136/'Cost scenario - input'!$G121),\"\")","v":""},{"$f":"IFERROR(IF(OR(J136=\"\",'Cost scenario - input'!$G121=\"\"),\"\",J136/'Cost scenario - input'!$G121),\"\")","v":""},{"$f":"IFERROR(IF(OR(K136=\"\",'Cost scenario - input'!$G121=\"\"),\"\",K136/'Cost scenario - input'!$G121),\"\")","v":""},{"$f":"IFERROR(IF(OR(L136=\"\",'Cost scenario - input'!$G121=\"\"),\"\",L136/'Cost scenario - input'!$G121),\"\")","v":""},{"$f":"IFERROR(IF(OR(M136=\"\",'Cost scenario - input'!$G121=\"\"),\"\",M136/'Cost scenario - input'!$G121),\"\")","v":""},{"$f":"IFERROR(IF(OR(N136=\"\",'Cost scenario - input'!$G121=\"\"),\"\",N136/'Cost scenario - input'!$G121),\"\")","v":""},{"$f":"IFERROR(IF(OR(O136=\"\",'Cost scenario - input'!$G121=\"\"),\"\",O136/'Cost scenario - input'!$G121),\"\")","v":""},{"$f":"IFERROR(IF(OR(P136=\"\",'Cost scenario - input'!$G121=\"\"),\"\",P136/'Cost scenario - input'!$G121),\"\")","v":""},{"$f":"IFERROR(IF(OR(Q136=\"\",'Cost scenario - input'!$G121=\"\"),\"\",Q136/'Cost scenario - input'!$G121),\"\")","v":""},{"$f":"IFERROR(IF(OR(R136=\"\",'Cost scenario - input'!$G121=\"\"),\"\",R136/'Cost scenario - input'!$G121),\"\")","v":""},{"$f":"IFERROR(IF(OR(S136=\"\",'Cost scenario - input'!$G121=\"\"),\"\",S136/'Cost scenario - input'!$G121),\"\")","v":""},{"$f":"IFERROR(IF(OR(T136=\"\",'Cost scenario - input'!$G121=\"\"),\"\",T136/'Cost scenario - input'!$G121),\"\")","v":""},{"$f":"IFERROR(IF(OR(U136=\"\",'Cost scenario - input'!$G121=\"\"),\"\",U136/'Cost scenario - input'!$G121),\"\")","v":""},{"$f":"IFERROR(IF(OR(V136=\"\",'Cost scenario - input'!$G121=\"\"),\"\",V136/'Cost scenario - input'!$G121),\"\")","v":""},{"$f":"IFERROR(IF(OR(W136=\"\",'Cost scenario - input'!$G121=\"\"),\"\",W136/'Cost scenario - input'!$G121),\"\")","v":""}]
[{"$f":"IFERROR('Cost scenario - input'!A122,\"\")","v":""},{"$f":"IFERROR('Cost scenario - input'!B122,\"\")","v":""},{"$f":"IFERROR('Cost scenario - input'!C122,\"\")","v":""},{"$f":"IFERROR(repcalc('Cost scenario - input'!$CY122:$GK122,'Cost scenario - input'!$J122,'Cost scenario - input'!$H122,'Cost scenario - input'!$I122,20,TRUE,TRUE),\"\")","v":""},"","","","","","","","","","","","","","","","","","","",{"$f":"IFERROR(IF(OR(D137=\"\",'Cost scenario - input'!$G122=\"\"),\"\",D137/'Cost scenario - input'!$G122),\"\")","v":""},{"$f":"IFERROR(IF(OR(E137=\"\",'Cost scenario - input'!$G122=\"\"),\"\",E137/'Cost scenario - input'!$G122),\"\")","v":""},{"$f":"IFERROR(IF(OR(F137=\"\",'Cost scenario - input'!$G122=\"\"),\"\",F137/'Cost scenario - input'!$G122),\"\")","v":""},{"$f":"IFERROR(IF(OR(G137=\"\",'Cost scenario - input'!$G122=\"\"),\"\",G137/'Cost scenario - input'!$G122),\"\")","v":""},{"$f":"IFERROR(IF(OR(H137=\"\",'Cost scenario - input'!$G122=\"\"),\"\",H137/'Cost scenario - input'!$G122),\"\")","v":""},{"$f":"IFERROR(IF(OR(I137=\"\",'Cost scenario - input'!$G122=\"\"),\"\",I137/'Cost scenario - input'!$G122),\"\")","v":""},{"$f":"IFERROR(IF(OR(J137=\"\",'Cost scenario - input'!$G122=\"\"),\"\",J137/'Cost scenario - input'!$G122),\"\")","v":""},{"$f":"IFERROR(IF(OR(K137=\"\",'Cost scenario - input'!$G122=\"\"),\"\",K137/'Cost scenario - input'!$G122),\"\")","v":""},{"$f":"IFERROR(IF(OR(L137=\"\",'Cost scenario - input'!$G122=\"\"),\"\",L137/'Cost scenario - input'!$G122),\"\")","v":""},{"$f":"IFERROR(IF(OR(M137=\"\",'Cost scenario - input'!$G122=\"\"),\"\",M137/'Cost scenario - input'!$G122),\"\")","v":""},{"$f":"IFERROR(IF(OR(N137=\"\",'Cost scenario - input'!$G122=\"\"),\"\",N137/'Cost scenario - input'!$G122),\"\")","v":""},{"$f":"IFERROR(IF(OR(O137=\"\",'Cost scenario - input'!$G122=\"\"),\"\",O137/'Cost scenario - input'!$G122),\"\")","v":""},{"$f":"IFERROR(IF(OR(P137=\"\",'Cost scenario - input'!$G122=\"\"),\"\",P137/'Cost scenario - input'!$G122),\"\")","v":""},{"$f":"IFERROR(IF(OR(Q137=\"\",'Cost scenario - input'!$G122=\"\"),\"\",Q137/'Cost scenario - input'!$G122),\"\")","v":""},{"$f":"IFERROR(IF(OR(R137=\"\",'Cost scenario - input'!$G122=\"\"),\"\",R137/'Cost scenario - input'!$G122),\"\")","v":""},{"$f":"IFERROR(IF(OR(S137=\"\",'Cost scenario - input'!$G122=\"\"),\"\",S137/'Cost scenario - input'!$G122),\"\")","v":""},{"$f":"IFERROR(IF(OR(T137=\"\",'Cost scenario - input'!$G122=\"\"),\"\",T137/'Cost scenario - input'!$G122),\"\")","v":""},{"$f":"IFERROR(IF(OR(U137=\"\",'Cost scenario - input'!$G122=\"\"),\"\",U137/'Cost scenario - input'!$G122),\"\")","v":""},{"$f":"IFERROR(IF(OR(V137=\"\",'Cost scenario - input'!$G122=\"\"),\"\",V137/'Cost scenario - input'!$G122),\"\")","v":""},{"$f":"IFERROR(IF(OR(W137=\"\",'Cost scenario - input'!$G122=\"\"),\"\",W137/'Cost scenario - input'!$G122),\"\")","v":""}]
[{"$f":"IFERROR('Cost scenario - input'!A123,\"\")","v":""},{"$f":"IFERROR('Cost scenario - input'!B123,\"\")","v":""},{"$f":"IFERROR('Cost scenario - input'!C123,\"\")","v":""},{"$f":"IFERROR(repcalc('Cost scenario - input'!$CY123:$GK123,'Cost scenario - input'!$J123,'Cost scenario - input'!$H123,'Cost scenario - input'!$I123,20,TRUE,TRUE),\"\")","v":""},"","","","","","","","","","","","","","","","","","","",{"$f":"IFERROR(IF(OR(D138=\"\",'Cost scenario - input'!$G123=\"\"),\"\",D138/'Cost scenario - input'!$G123),\"\")","v":""},{"$f":"IFERROR(IF(OR(E138=\"\",'Cost scenario - input'!$G123=\"\"),\"\",E138/'Cost scenario - input'!$G123),\"\")","v":""},{"$f":"IFERROR(IF(OR(F138=\"\",'Cost scenario - input'!$G123=\"\"),\"\",F138/'Cost scenario - input'!$G123),\"\")","v":""},{"$f":"IFERROR(IF(OR(G138=\"\",'Cost scenario - input'!$G123=\"\"),\"\",G138/'Cost scenario - input'!$G123),\"\")","v":""},{"$f":"IFERROR(IF(OR(H138=\"\",'Cost scenario - input'!$G123=\"\"),\"\",H138/'Cost scenario - input'!$G123),\"\")","v":""},{"$f":"IFERROR(IF(OR(I138=\"\",'Cost scenario - input'!$G123=\"\"),\"\",I138/'Cost scenario - input'!$G123),\"\")","v":""},{"$f":"IFERROR(IF(OR(J138=\"\",'Cost scenario - input'!$G123=\"\"),\"\",J138/'Cost scenario - input'!$G123),\"\")","v":""},{"$f":"IFERROR(IF(OR(K138=\"\",'Cost scenario - input'!$G123=\"\"),\"\",K138/'Cost scenario - input'!$G123),\"\")","v":""},{"$f":"IFERROR(IF(OR(L138=\"\",'Cost scenario - input'!$G123=\"\"),\"\",L138/'Cost scenario - input'!$G123),\"\")","v":""},{"$f":"IFERROR(IF(OR(M138=\"\",'Cost scenario - input'!$G123=\"\"),\"\",M138/'Cost scenario - input'!$G123),\"\")","v":""},{"$f":"IFERROR(IF(OR(N138=\"\",'Cost scenario - input'!$G123=\"\"),\"\",N138/'Cost scenario - input'!$G123),\"\")","v":""},{"$f":"IFERROR(IF(OR(O138=\"\",'Cost scenario - input'!$G123=\"\"),\"\",O138/'Cost scenario - input'!$G123),\"\")","v":""},{"$f":"IFERROR(IF(OR(P138=\"\",'Cost scenario - input'!$G123=\"\"),\"\",P138/'Cost scenario - input'!$G123),\"\")","v":""},{"$f":"IFERROR(IF(OR(Q138=\"\",'Cost scenario - input'!$G123=\"\"),\"\",Q138/'Cost scenario - input'!$G123),\"\")","v":""},{"$f":"IFERROR(IF(OR(R138=\"\",'Cost scenario - input'!$G123=\"\"),\"\",R138/'Cost scenario - input'!$G123),\"\")","v":""},{"$f":"IFERROR(IF(OR(S138=\"\",'Cost scenario - input'!$G123=\"\"),\"\",S138/'Cost scenario - input'!$G123),\"\")","v":""},{"$f":"IFERROR(IF(OR(T138=\"\",'Cost scenario - input'!$G123=\"\"),\"\",T138/'Cost scenario - input'!$G123),\"\")","v":""},{"$f":"IFERROR(IF(OR(U138=\"\",'Cost scenario - input'!$G123=\"\"),\"\",U138/'Cost scenario - input'!$G123),\"\")","v":""},{"$f":"IFERROR(IF(OR(V138=\"\",'Cost scenario - input'!$G123=\"\"),\"\",V138/'Cost scenario - input'!$G123),\"\")","v":""},{"$f":"IFERROR(IF(OR(W138=\"\",'Cost scenario - input'!$G123=\"\"),\"\",W138/'Cost scenario - input'!$G123),\"\")","v":""}]
[{"$f":"IFERROR('Cost scenario - input'!A124,\"\")","v":""},{"$f":"IFERROR('Cost scenario - input'!B124,\"\")","v":""},{"$f":"IFERROR('Cost scenario - input'!C124,\"\")","v":""},{"$f":"IFERROR(repcalc('Cost scenario - input'!$CY124:$GK124,'Cost scenario - input'!$J124,'Cost scenario - input'!$H124,'Cost scenario - input'!$I124,20,TRUE,TRUE),\"\")","v":""},"","","","","","","","","","","","","","","","","","","",{"$f":"IFERROR(IF(OR(D139=\"\",'Cost scenario - input'!$G124=\"\"),\"\",D139/'Cost scenario - input'!$G124),\"\")","v":""},{"$f":"IFERROR(IF(OR(E139=\"\",'Cost scenario - input'!$G124=\"\"),\"\",E139/'Cost scenario - input'!$G124),\"\")","v":""},{"$f":"IFERROR(IF(OR(F139=\"\",'Cost scenario - input'!$G124=\"\"),\"\",F139/'Cost scenario - input'!$G124),\"\")","v":""},{"$f":"IFERROR(IF(OR(G139=\"\",'Cost scenario - input'!$G124=\"\"),\"\",G139/'Cost scenario - input'!$G124),\"\")","v":""},{"$f":"IFERROR(IF(OR(H139=\"\",'Cost scenario - input'!$G124=\"\"),\"\",H139/'Cost scenario - input'!$G124),\"\")","v":""},{"$f":"IFERROR(IF(OR(I139=\"\",'Cost scenario - input'!$G124=\"\"),\"\",I139/'Cost scenario - input'!$G124),\"\")","v":""},{"$f":"IFERROR(IF(OR(J139=\"\",'Cost scenario - input'!$G124=\"\"),\"\",J139/'Cost scenario - input'!$G124),\"\")","v":""},{"$f":"IFERROR(IF(OR(K139=\"\",'Cost scenario - input'!$G124=\"\"),\"\",K139/'Cost scenario - input'!$G124),\"\")","v":""},{"$f":"IFERROR(IF(OR(L139=\"\",'Cost scenario - input'!$G124=\"\"),\"\",L139/'Cost scenario - input'!$G124),\"\")","v":""},{"$f":"IFERROR(IF(OR(M139=\"\",'Cost scenario - input'!$G124=\"\"),\"\",M139/'Cost scenario - input'!$G124),\"\")","v":""},{"$f":"IFERROR(IF(OR(N139=\"\",'Cost scenario - input'!$G124=\"\"),\"\",N139/'Cost scenario - input'!$G124),\"\")","v":""},{"$f":"IFERROR(IF(OR(O139=\"\",'Cost scenario - input'!$G124=\"\"),\"\",O139/'Cost scenario - input'!$G124),\"\")","v":""},{"$f":"IFERROR(IF(OR(P139=\"\",'Cost scenario - input'!$G124=\"\"),\"\",P139/'Cost scenario - input'!$G124),\"\")","v":""},{"$f":"IFERROR(IF(OR(Q139=\"\",'Cost scenario - input'!$G124=\"\"),\"\",Q139/'Cost scenario - input'!$G124),\"\")","v":""},{"$f":"IFERROR(IF(OR(R139=\"\",'Cost scenario - input'!$G124=\"\"),\"\",R139/'Cost scenario - input'!$G124),\"\")","v":""},{"$f":"IFERROR(IF(OR(S139=\"\",'Cost scenario - input'!$G124=\"\"),\"\",S139/'Cost scenario - input'!$G124),\"\")","v":""},{"$f":"IFERROR(IF(OR(T139=\"\",'Cost scenario - input'!$G124=\"\"),\"\",T139/'Cost scenario - input'!$G124),\"\")","v":""},{"$f":"IFERROR(IF(OR(U139=\"\",'Cost scenario - input'!$G124=\"\"),\"\",U139/'Cost scenario - input'!$G124),\"\")","v":""},{"$f":"IFERROR(IF(OR(V139=\"\",'Cost scenario - input'!$G124=\"\"),\"\",V139/'Cost scenario - input'!$G124),\"\")","v":""},{"$f":"IFERROR(IF(OR(W139=\"\",'Cost scenario - input'!$G124=\"\"),\"\",W139/'Cost scenario - input'!$G124),\"\")","v":""}]
[{"$f":"IFERROR('Cost scenario - input'!A125,\"\")","v":""},{"$f":"IFERROR('Cost scenario - input'!B125,\"\")","v":""},{"$f":"IFERROR('Cost scenario - input'!C125,\"\")","v":""},{"$f":"IFERROR(repcalc('Cost scenario - input'!$CY125:$GK125,'Cost scenario - input'!$J125,'Cost scenario - input'!$H125,'Cost scenario - input'!$I125,20,TRUE,TRUE),\"\")","v":""},"","","","","","","","","","","","","","","","","","","",{"$f":"IFERROR(IF(OR(D140=\"\",'Cost scenario - input'!$G125=\"\"),\"\",D140/'Cost scenario - input'!$G125),\"\")","v":""},{"$f":"IFERROR(IF(OR(E140=\"\",'Cost scenario - input'!$G125=\"\"),\"\",E140/'Cost scenario - input'!$G125),\"\")","v":""},{"$f":"IFERROR(IF(OR(F140=\"\",'Cost scenario - input'!$G125=\"\"),\"\",F140/'Cost scenario - input'!$G125),\"\")","v":""},{"$f":"IFERROR(IF(OR(G140=\"\",'Cost scenario - input'!$G125=\"\"),\"\",G140/'Cost scenario - input'!$G125),\"\")","v":""},{"$f":"IFERROR(IF(OR(H140=\"\",'Cost scenario - input'!$G125=\"\"),\"\",H140/'Cost scenario - input'!$G125),\"\")","v":""},{"$f":"IFERROR(IF(OR(I140=\"\",'Cost scenario - input'!$G125=\"\"),\"\",I140/'Cost scenario - input'!$G125),\"\")","v":""},{"$f":"IFERROR(IF(OR(J140=\"\",'Cost scenario - input'!$G125=\"\"),\"\",J140/'Cost scenario - input'!$G125),\"\")","v":""},{"$f":"IFERROR(IF(OR(K140=\"\",'Cost scenario - input'!$G125=\"\"),\"\",K140/'Cost scenario - input'!$G125),\"\")","v":""},{"$f":"IFERROR(IF(OR(L140=\"\",'Cost scenario - input'!$G125=\"\"),\"\",L140/'Cost scenario - input'!$G125),\"\")","v":""},{"$f":"IFERROR(IF(OR(M140=\"\",'Cost scenario - input'!$G125=\"\"),\"\",M140/'Cost scenario - input'!$G125),\"\")","v":""},{"$f":"IFERROR(IF(OR(N140=\"\",'Cost scenario - input'!$G125=\"\"),\"\",N140/'Cost scenario - input'!$G125),\"\")","v":""},{"$f":"IFERROR(IF(OR(O140=\"\",'Cost scenario - input'!$G125=\"\"),\"\",O140/'Cost scenario - input'!$G125),\"\")","v":""},{"$f":"IFERROR(IF(OR(P140=\"\",'Cost scenario - input'!$G125=\"\"),\"\",P140/'Cost scenario - input'!$G125),\"\")","v":""},{"$f":"IFERROR(IF(OR(Q140=\"\",'Cost scenario - input'!$G125=\"\"),\"\",Q140/'Cost scenario - input'!$G125),\"\")","v":""},{"$f":"IFERROR(IF(OR(R140=\"\",'Cost scenario - input'!$G125=\"\"),\"\",R140/'Cost scenario - input'!$G125),\"\")","v":""},{"$f":"IFERROR(IF(OR(S140=\"\",'Cost scenario - input'!$G125=\"\"),\"\",S140/'Cost scenario - input'!$G125),\"\")","v":""},{"$f":"IFERROR(IF(OR(T140=\"\",'Cost scenario - input'!$G125=\"\"),\"\",T140/'Cost scenario - input'!$G125),\"\")","v":""},{"$f":"IFERROR(IF(OR(U140=\"\",'Cost scenario - input'!$G125=\"\"),\"\",U140/'Cost scenario - input'!$G125),\"\")","v":""},{"$f":"IFERROR(IF(OR(V140=\"\",'Cost scenario - input'!$G125=\"\"),\"\",V140/'Cost scenario - input'!$G125),\"\")","v":""},{"$f":"IFERROR(IF(OR(W140=\"\",'Cost scenario - input'!$G125=\"\"),\"\",W140/'Cost scenario - input'!$G125),\"\")","v":""}]
[{"$f":"IFERROR('Cost scenario - input'!A126,\"\")","v":""},{"$f":"IFERROR('Cost scenario - input'!B126,\"\")","v":""},{"$f":"IFERROR('Cost scenario - input'!C126,\"\")","v":""},{"$f":"IFERROR(repcalc('Cost scenario - input'!$CY126:$GK126,'Cost scenario - input'!$J126,'Cost scenario - input'!$H126,'Cost scenario - input'!$I126,20,TRUE,TRUE),\"\")","v":""},"","","","","","","","","","","","","","","","","","","",{"$f":"IFERROR(IF(OR(D141=\"\",'Cost scenario - input'!$G126=\"\"),\"\",D141/'Cost scenario - input'!$G126),\"\")","v":""},{"$f":"IFERROR(IF(OR(E141=\"\",'Cost scenario - input'!$G126=\"\"),\"\",E141/'Cost scenario - input'!$G126),\"\")","v":""},{"$f":"IFERROR(IF(OR(F141=\"\",'Cost scenario - input'!$G126=\"\"),\"\",F141/'Cost scenario - input'!$G126),\"\")","v":""},{"$f":"IFERROR(IF(OR(G141=\"\",'Cost scenario - input'!$G126=\"\"),\"\",G141/'Cost scenario - input'!$G126),\"\")","v":""},{"$f":"IFERROR(IF(OR(H141=\"\",'Cost scenario - input'!$G126=\"\"),\"\",H141/'Cost scenario - input'!$G126),\"\")","v":""},{"$f":"IFERROR(IF(OR(I141=\"\",'Cost scenario - input'!$G126=\"\"),\"\",I141/'Cost scenario - input'!$G126),\"\")","v":""},{"$f":"IFERROR(IF(OR(J141=\"\",'Cost scenario - input'!$G126=\"\"),\"\",J141/'Cost scenario - input'!$G126),\"\")","v":""},{"$f":"IFERROR(IF(OR(K141=\"\",'Cost scenario - input'!$G126=\"\"),\"\",K141/'Cost scenario - input'!$G126),\"\")","v":""},{"$f":"IFERROR(IF(OR(L141=\"\",'Cost scenario - input'!$G126=\"\"),\"\",L141/'Cost scenario - input'!$G126),\"\")","v":""},{"$f":"IFERROR(IF(OR(M141=\"\",'Cost scenario - input'!$G126=\"\"),\"\",M141/'Cost scenario - input'!$G126),\"\")","v":""},{"$f":"IFERROR(IF(OR(N141=\"\",'Cost scenario - input'!$G126=\"\"),\"\",N141/'Cost scenario - input'!$G126),\"\")","v":""},{"$f":"IFERROR(IF(OR(O141=\"\",'Cost scenario - input'!$G126=\"\"),\"\",O141/'Cost scenario - input'!$G126),\"\")","v":""},{"$f":"IFERROR(IF(OR(P141=\"\",'Cost scenario - input'!$G126=\"\"),\"\",P141/'Cost scenario - input'!$G126),\"\")","v":""},{"$f":"IFERROR(IF(OR(Q141=\"\",'Cost scenario - input'!$G126=\"\"),\"\",Q141/'Cost scenario - input'!$G126),\"\")","v":""},{"$f":"IFERROR(IF(OR(R141=\"\",'Cost scenario - input'!$G126=\"\"),\"\",R141/'Cost scenario - input'!$G126),\"\")","v":""},{"$f":"IFERROR(IF(OR(S141=\"\",'Cost scenario - input'!$G126=\"\"),\"\",S141/'Cost scenario - input'!$G126),\"\")","v":""},{"$f":"IFERROR(IF(OR(T141=\"\",'Cost scenario - input'!$G126=\"\"),\"\",T141/'Cost scenario - input'!$G126),\"\")","v":""},{"$f":"IFERROR(IF(OR(U141=\"\",'Cost scenario - input'!$G126=\"\"),\"\",U141/'Cost scenario - input'!$G126),\"\")","v":""},{"$f":"IFERROR(IF(OR(V141=\"\",'Cost scenario - input'!$G126=\"\"),\"\",V141/'Cost scenario - input'!$G126),\"\")","v":""},{"$f":"IFERROR(IF(OR(W141=\"\",'Cost scenario - input'!$G126=\"\"),\"\",W141/'Cost scenario - input'!$G126),\"\")","v":""}]
[{"$f":"IFERROR('Cost scenario - input'!A127,\"\")","v":""},{"$f":"IFERROR('Cost scenario - input'!B127,\"\")","v":""},{"$f":"IFERROR('Cost scenario - input'!C127,\"\")","v":""},{"$f":"IFERROR(repcalc('Cost scenario - input'!$CY127:$GK127,'Cost scenario - input'!$J127,'Cost scenario - input'!$H127,'Cost scenario - input'!$I127,20,TRUE,TRUE),\"\")","v":""},"","","","","","","","","","","","","","","","","","","",{"$f":"IFERROR(IF(OR(D142=\"\",'Cost scenario - input'!$G127=\"\"),\"\",D142/'Cost scenario - input'!$G127),\"\")","v":""},{"$f":"IFERROR(IF(OR(E142=\"\",'Cost scenario - input'!$G127=\"\"),\"\",E142/'Cost scenario - input'!$G127),\"\")","v":""},{"$f":"IFERROR(IF(OR(F142=\"\",'Cost scenario - input'!$G127=\"\"),\"\",F142/'Cost scenario - input'!$G127),\"\")","v":""},{"$f":"IFERROR(IF(OR(G142=\"\",'Cost scenario - input'!$G127=\"\"),\"\",G142/'Cost scenario - input'!$G127),\"\")","v":""},{"$f":"IFERROR(IF(OR(H142=\"\",'Cost scenario - input'!$G127=\"\"),\"\",H142/'Cost scenario - input'!$G127),\"\")","v":""},{"$f":"IFERROR(IF(OR(I142=\"\",'Cost scenario - input'!$G127=\"\"),\"\",I142/'Cost scenario - input'!$G127),\"\")","v":""},{"$f":"IFERROR(IF(OR(J142=\"\",'Cost scenario - input'!$G127=\"\"),\"\",J142/'Cost scenario - input'!$G127),\"\")","v":""},{"$f":"IFERROR(IF(OR(K142=\"\",'Cost scenario - input'!$G127=\"\"),\"\",K142/'Cost scenario - input'!$G127),\"\")","v":""},{"$f":"IFERROR(IF(OR(L142=\"\",'Cost scenario - input'!$G127=\"\"),\"\",L142/'Cost scenario - input'!$G127),\"\")","v":""},{"$f":"IFERROR(IF(OR(M142=\"\",'Cost scenario - input'!$G127=\"\"),\"\",M142/'Cost scenario - input'!$G127),\"\")","v":""},{"$f":"IFERROR(IF(OR(N142=\"\",'Cost scenario - input'!$G127=\"\"),\"\",N142/'Cost scenario - input'!$G127),\"\")","v":""},{"$f":"IFERROR(IF(OR(O142=\"\",'Cost scenario - input'!$G127=\"\"),\"\",O142/'Cost scenario - input'!$G127),\"\")","v":""},{"$f":"IFERROR(IF(OR(P142=\"\",'Cost scenario - input'!$G127=\"\"),\"\",P142/'Cost scenario - input'!$G127),\"\")","v":""},{"$f":"IFERROR(IF(OR(Q142=\"\",'Cost scenario - input'!$G127=\"\"),\"\",Q142/'Cost scenario - input'!$G127),\"\")","v":""},{"$f":"IFERROR(IF(OR(R142=\"\",'Cost scenario - input'!$G127=\"\"),\"\",R142/'Cost scenario - input'!$G127),\"\")","v":""},{"$f":"IFERROR(IF(OR(S142=\"\",'Cost scenario - input'!$G127=\"\"),\"\",S142/'Cost scenario - input'!$G127),\"\")","v":""},{"$f":"IFERROR(IF(OR(T142=\"\",'Cost scenario - input'!$G127=\"\"),\"\",T142/'Cost scenario - input'!$G127),\"\")","v":""},{"$f":"IFERROR(IF(OR(U142=\"\",'Cost scenario - input'!$G127=\"\"),\"\",U142/'Cost scenario - input'!$G127),\"\")","v":""},{"$f":"IFERROR(IF(OR(V142=\"\",'Cost scenario - input'!$G127=\"\"),\"\",V142/'Cost scenario - input'!$G127),\"\")","v":""},{"$f":"IFERROR(IF(OR(W142=\"\",'Cost scenario - input'!$G127=\"\"),\"\",W142/'Cost scenario - input'!$G127),\"\")","v":""}]
[{"$f":"IFERROR('Cost scenario - input'!A128,\"\")","v":""},{"$f":"IFERROR('Cost scenario - input'!B128,\"\")","v":""},{"$f":"IFERROR('Cost scenario - input'!C128,\"\")","v":""},{"$f":"IFERROR(repcalc('Cost scenario - input'!$CY128:$GK128,'Cost scenario - input'!$J128,'Cost scenario - input'!$H128,'Cost scenario - input'!$I128,20,TRUE,TRUE),\"\")","v":""},"","","","","","","","","","","","","","","","","","","",{"$f":"IFERROR(IF(OR(D143=\"\",'Cost scenario - input'!$G128=\"\"),\"\",D143/'Cost scenario - input'!$G128),\"\")","v":""},{"$f":"IFERROR(IF(OR(E143=\"\",'Cost scenario - input'!$G128=\"\"),\"\",E143/'Cost scenario - input'!$G128),\"\")","v":""},{"$f":"IFERROR(IF(OR(F143=\"\",'Cost scenario - input'!$G128=\"\"),\"\",F143/'Cost scenario - input'!$G128),\"\")","v":""},{"$f":"IFERROR(IF(OR(G143=\"\",'Cost scenario - input'!$G128=\"\"),\"\",G143/'Cost scenario - input'!$G128),\"\")","v":""},{"$f":"IFERROR(IF(OR(H143=\"\",'Cost scenario - input'!$G128=\"\"),\"\",H143/'Cost scenario - input'!$G128),\"\")","v":""},{"$f":"IFERROR(IF(OR(I143=\"\",'Cost scenario - input'!$G128=\"\"),\"\",I143/'Cost scenario - input'!$G128),\"\")","v":""},{"$f":"IFERROR(IF(OR(J143=\"\",'Cost scenario - input'!$G128=\"\"),\"\",J143/'Cost scenario - input'!$G128),\"\")","v":""},{"$f":"IFERROR(IF(OR(K143=\"\",'Cost scenario - input'!$G128=\"\"),\"\",K143/'Cost scenario - input'!$G128),\"\")","v":""},{"$f":"IFERROR(IF(OR(L143=\"\",'Cost scenario - input'!$G128=\"\"),\"\",L143/'Cost scenario - input'!$G128),\"\")","v":""},{"$f":"IFERROR(IF(OR(M143=\"\",'Cost scenario - input'!$G128=\"\"),\"\",M143/'Cost scenario - input'!$G128),\"\")","v":""},{"$f":"IFERROR(IF(OR(N143=\"\",'Cost scenario - input'!$G128=\"\"),\"\",N143/'Cost scenario - input'!$G128),\"\")","v":""},{"$f":"IFERROR(IF(OR(O143=\"\",'Cost scenario - input'!$G128=\"\"),\"\",O143/'Cost scenario - input'!$G128),\"\")","v":""},{"$f":"IFERROR(IF(OR(P143=\"\",'Cost scenario - input'!$G128=\"\"),\"\",P143/'Cost scenario - input'!$G128),\"\")","v":""},{"$f":"IFERROR(IF(OR(Q143=\"\",'Cost scenario - input'!$G128=\"\"),\"\",Q143/'Cost scenario - input'!$G128),\"\")","v":""},{"$f":"IFERROR(IF(OR(R143=\"\",'Cost scenario - input'!$G128=\"\"),\"\",R143/'Cost scenario - input'!$G128),\"\")","v":""},{"$f":"IFERROR(IF(OR(S143=\"\",'Cost scenario - input'!$G128=\"\"),\"\",S143/'Cost scenario - input'!$G128),\"\")","v":""},{"$f":"IFERROR(IF(OR(T143=\"\",'Cost scenario - input'!$G128=\"\"),\"\",T143/'Cost scenario - input'!$G128),\"\")","v":""},{"$f":"IFERROR(IF(OR(U143=\"\",'Cost scenario - input'!$G128=\"\"),\"\",U143/'Cost scenario - input'!$G128),\"\")","v":""},{"$f":"IFERROR(IF(OR(V143=\"\",'Cost scenario - input'!$G128=\"\"),\"\",V143/'Cost scenario - input'!$G128),\"\")","v":""},{"$f":"IFERROR(IF(OR(W143=\"\",'Cost scenario - input'!$G128=\"\"),\"\",W143/'Cost scenario - input'!$G128),\"\")","v":""}]
[{"$f":"IFERROR('Cost scenario - input'!A129,\"\")","v":""},{"$f":"IFERROR('Cost scenario - input'!B129,\"\")","v":""},{"$f":"IFERROR('Cost scenario - input'!C129,\"\")","v":""},{"$f":"IFERROR(repcalc('Cost scenario - input'!$CY129:$GK129,'Cost scenario - input'!$J129,'Cost scenario - input'!$H129,'Cost scenario - input'!$I129,20,TRUE,TRUE),\"\")","v":""},"","","","","","","","","","","","","","","","","","","",{"$f":"IFERROR(IF(OR(D144=\"\",'Cost scenario - input'!$G129=\"\"),\"\",D144/'Cost scenario - input'!$G129),\"\")","v":""},{"$f":"IFERROR(IF(OR(E144=\"\",'Cost scenario - input'!$G129=\"\"),\"\",E144/'Cost scenario - input'!$G129),\"\")","v":""},{"$f":"IFERROR(IF(OR(F144=\"\",'Cost scenario - input'!$G129=\"\"),\"\",F144/'Cost scenario - input'!$G129),\"\")","v":""},{"$f":"IFERROR(IF(OR(G144=\"\",'Cost scenario - input'!$G129=\"\"),\"\",G144/'Cost scenario - input'!$G129),\"\")","v":""},{"$f":"IFERROR(IF(OR(H144=\"\",'Cost scenario - input'!$G129=\"\"),\"\",H144/'Cost scenario - input'!$G129),\"\")","v":""},{"$f":"IFERROR(IF(OR(I144=\"\",'Cost scenario - input'!$G129=\"\"),\"\",I144/'Cost scenario - input'!$G129),\"\")","v":""},{"$f":"IFERROR(IF(OR(J144=\"\",'Cost scenario - input'!$G129=\"\"),\"\",J144/'Cost scenario - input'!$G129),\"\")","v":""},{"$f":"IFERROR(IF(OR(K144=\"\",'Cost scenario - input'!$G129=\"\"),\"\",K144/'Cost scenario - input'!$G129),\"\")","v":""},{"$f":"IFERROR(IF(OR(L144=\"\",'Cost scenario - input'!$G129=\"\"),\"\",L144/'Cost scenario - input'!$G129),\"\")","v":""},{"$f":"IFERROR(IF(OR(M144=\"\",'Cost scenario - input'!$G129=\"\"),\"\",M144/'Cost scenario - input'!$G129),\"\")","v":""},{"$f":"IFERROR(IF(OR(N144=\"\",'Cost scenario - input'!$G129=\"\"),\"\",N144/'Cost scenario - input'!$G129),\"\")","v":""},{"$f":"IFERROR(IF(OR(O144=\"\",'Cost scenario - input'!$G129=\"\"),\"\",O144/'Cost scenario - input'!$G129),\"\")","v":""},{"$f":"IFERROR(IF(OR(P144=\"\",'Cost scenario - input'!$G129=\"\"),\"\",P144/'Cost scenario - input'!$G129),\"\")","v":""},{"$f":"IFERROR(IF(OR(Q144=\"\",'Cost scenario - input'!$G129=\"\"),\"\",Q144/'Cost scenario - input'!$G129),\"\")","v":""},{"$f":"IFERROR(IF(OR(R144=\"\",'Cost scenario - input'!$G129=\"\"),\"\",R144/'Cost scenario - input'!$G129),\"\")","v":""},{"$f":"IFERROR(IF(OR(S144=\"\",'Cost scenario - input'!$G129=\"\"),\"\",S144/'Cost scenario - input'!$G129),\"\")","v":""},{"$f":"IFERROR(IF(OR(T144=\"\",'Cost scenario - input'!$G129=\"\"),\"\",T144/'Cost scenario - input'!$G129),\"\")","v":""},{"$f":"IFERROR(IF(OR(U144=\"\",'Cost scenario - input'!$G129=\"\"),\"\",U144/'Cost scenario - input'!$G129),\"\")","v":""},{"$f":"IFERROR(IF(OR(V144=\"\",'Cost scenario - input'!$G129=\"\"),\"\",V144/'Cost scenario - input'!$G129),\"\")","v":""},{"$f":"IFERROR(IF(OR(W144=\"\",'Cost scenario - input'!$G129=\"\"),\"\",W144/'Cost scenario - input'!$G129),\"\")","v":""}]
[{"$f":"IFERROR('Cost scenario - input'!A130,\"\")","v":""},{"$f":"IFERROR('Cost scenario - input'!B130,\"\")","v":""},{"$f":"IFERROR('Cost scenario - input'!C130,\"\")","v":""},{"$f":"IFERROR(repcalc('Cost scenario - input'!$CY130:$GK130,'Cost scenario - input'!$J130,'Cost scenario - input'!$H130,'Cost scenario - input'!$I130,20,TRUE,TRUE),\"\")","v":""},"","","","","","","","","","","","","","","","","","","",{"$f":"IFERROR(IF(OR(D145=\"\",'Cost scenario - input'!$G130=\"\"),\"\",D145/'Cost scenario - input'!$G130),\"\")","v":""},{"$f":"IFERROR(IF(OR(E145=\"\",'Cost scenario - input'!$G130=\"\"),\"\",E145/'Cost scenario - input'!$G130),\"\")","v":""},{"$f":"IFERROR(IF(OR(F145=\"\",'Cost scenario - input'!$G130=\"\"),\"\",F145/'Cost scenario - input'!$G130),\"\")","v":""},{"$f":"IFERROR(IF(OR(G145=\"\",'Cost scenario - input'!$G130=\"\"),\"\",G145/'Cost scenario - input'!$G130),\"\")","v":""},{"$f":"IFERROR(IF(OR(H145=\"\",'Cost scenario - input'!$G130=\"\"),\"\",H145/'Cost scenario - input'!$G130),\"\")","v":""},{"$f":"IFERROR(IF(OR(I145=\"\",'Cost scenario - input'!$G130=\"\"),\"\",I145/'Cost scenario - input'!$G130),\"\")","v":""},{"$f":"IFERROR(IF(OR(J145=\"\",'Cost scenario - input'!$G130=\"\"),\"\",J145/'Cost scenario - input'!$G130),\"\")","v":""},{"$f":"IFERROR(IF(OR(K145=\"\",'Cost scenario - input'!$G130=\"\"),\"\",K145/'Cost scenario - input'!$G130),\"\")","v":""},{"$f":"IFERROR(IF(OR(L145=\"\",'Cost scenario - input'!$G130=\"\"),\"\",L145/'Cost scenario - input'!$G130),\"\")","v":""},{"$f":"IFERROR(IF(OR(M145=\"\",'Cost scenario - input'!$G130=\"\"),\"\",M145/'Cost scenario - input'!$G130),\"\")","v":""},{"$f":"IFERROR(IF(OR(N145=\"\",'Cost scenario - input'!$G130=\"\"),\"\",N145/'Cost scenario - input'!$G130),\"\")","v":""},{"$f":"IFERROR(IF(OR(O145=\"\",'Cost scenario - input'!$G130=\"\"),\"\",O145/'Cost scenario - input'!$G130),\"\")","v":""},{"$f":"IFERROR(IF(OR(P145=\"\",'Cost scenario - input'!$G130=\"\"),\"\",P145/'Cost scenario - input'!$G130),\"\")","v":""},{"$f":"IFERROR(IF(OR(Q145=\"\",'Cost scenario - input'!$G130=\"\"),\"\",Q145/'Cost scenario - input'!$G130),\"\")","v":""},{"$f":"IFERROR(IF(OR(R145=\"\",'Cost scenario - input'!$G130=\"\"),\"\",R145/'Cost scenario - input'!$G130),\"\")","v":""},{"$f":"IFERROR(IF(OR(S145=\"\",'Cost scenario - input'!$G130=\"\"),\"\",S145/'Cost scenario - input'!$G130),\"\")","v":""},{"$f":"IFERROR(IF(OR(T145=\"\",'Cost scenario - input'!$G130=\"\"),\"\",T145/'Cost scenario - input'!$G130),\"\")","v":""},{"$f":"IFERROR(IF(OR(U145=\"\",'Cost scenario - input'!$G130=\"\"),\"\",U145/'Cost scenario - input'!$G130),\"\")","v":""},{"$f":"IFERROR(IF(OR(V145=\"\",'Cost scenario - input'!$G130=\"\"),\"\",V145/'Cost scenario - input'!$G130),\"\")","v":""},{"$f":"IFERROR(IF(OR(W145=\"\",'Cost scenario - input'!$G130=\"\"),\"\",W145/'Cost scenario - input'!$G130),\"\")","v":""}]
[{"$f":"IFERROR('Cost scenario - input'!A131,\"\")","v":""},{"$f":"IFERROR('Cost scenario - input'!B131,\"\")","v":""},{"$f":"IFERROR('Cost scenario - input'!C131,\"\")","v":""},{"$f":"IFERROR(repcalc('Cost scenario - input'!$CY131:$GK131,'Cost scenario - input'!$J131,'Cost scenario - input'!$H131,'Cost scenario - input'!$I131,20,TRUE,TRUE),\"\")","v":""},"","","","","","","","","","","","","","","","","","","",{"$f":"IFERROR(IF(OR(D146=\"\",'Cost scenario - input'!$G131=\"\"),\"\",D146/'Cost scenario - input'!$G131),\"\")","v":""},{"$f":"IFERROR(IF(OR(E146=\"\",'Cost scenario - input'!$G131=\"\"),\"\",E146/'Cost scenario - input'!$G131),\"\")","v":""},{"$f":"IFERROR(IF(OR(F146=\"\",'Cost scenario - input'!$G131=\"\"),\"\",F146/'Cost scenario - input'!$G131),\"\")","v":""},{"$f":"IFERROR(IF(OR(G146=\"\",'Cost scenario - input'!$G131=\"\"),\"\",G146/'Cost scenario - input'!$G131),\"\")","v":""},{"$f":"IFERROR(IF(OR(H146=\"\",'Cost scenario - input'!$G131=\"\"),\"\",H146/'Cost scenario - input'!$G131),\"\")","v":""},{"$f":"IFERROR(IF(OR(I146=\"\",'Cost scenario - input'!$G131=\"\"),\"\",I146/'Cost scenario - input'!$G131),\"\")","v":""},{"$f":"IFERROR(IF(OR(J146=\"\",'Cost scenario - input'!$G131=\"\"),\"\",J146/'Cost scenario - input'!$G131),\"\")","v":""},{"$f":"IFERROR(IF(OR(K146=\"\",'Cost scenario - input'!$G131=\"\"),\"\",K146/'Cost scenario - input'!$G131),\"\")","v":""},{"$f":"IFERROR(IF(OR(L146=\"\",'Cost scenario - input'!$G131=\"\"),\"\",L146/'Cost scenario - input'!$G131),\"\")","v":""},{"$f":"IFERROR(IF(OR(M146=\"\",'Cost scenario - input'!$G131=\"\"),\"\",M146/'Cost scenario - input'!$G131),\"\")","v":""},{"$f":"IFERROR(IF(OR(N146=\"\",'Cost scenario - input'!$G131=\"\"),\"\",N146/'Cost scenario - input'!$G131),\"\")","v":""},{"$f":"IFERROR(IF(OR(O146=\"\",'Cost scenario - input'!$G131=\"\"),\"\",O146/'Cost scenario - input'!$G131),\"\")","v":""},{"$f":"IFERROR(IF(OR(P146=\"\",'Cost scenario - input'!$G131=\"\"),\"\",P146/'Cost scenario - input'!$G131),\"\")","v":""},{"$f":"IFERROR(IF(OR(Q146=\"\",'Cost scenario - input'!$G131=\"\"),\"\",Q146/'Cost scenario - input'!$G131),\"\")","v":""},{"$f":"IFERROR(IF(OR(R146=\"\",'Cost scenario - input'!$G131=\"\"),\"\",R146/'Cost scenario - input'!$G131),\"\")","v":""},{"$f":"IFERROR(IF(OR(S146=\"\",'Cost scenario - input'!$G131=\"\"),\"\",S146/'Cost scenario - input'!$G131),\"\")","v":""},{"$f":"IFERROR(IF(OR(T146=\"\",'Cost scenario - input'!$G131=\"\"),\"\",T146/'Cost scenario - input'!$G131),\"\")","v":""},{"$f":"IFERROR(IF(OR(U146=\"\",'Cost scenario - input'!$G131=\"\"),\"\",U146/'Cost scenario - input'!$G131),\"\")","v":""},{"$f":"IFERROR(IF(OR(V146=\"\",'Cost scenario - input'!$G131=\"\"),\"\",V146/'Cost scenario - input'!$G131),\"\")","v":""},{"$f":"IFERROR(IF(OR(W146=\"\",'Cost scenario - input'!$G131=\"\"),\"\",W146/'Cost scenario - input'!$G131),\"\")","v":""}]
[{"$f":"IFERROR('Cost scenario - input'!A132,\"\")","v":""},{"$f":"IFERROR('Cost scenario - input'!B132,\"\")","v":""},{"$f":"IFERROR('Cost scenario - input'!C132,\"\")","v":""},{"$f":"IFERROR(repcalc('Cost scenario - input'!$CY132:$GK132,'Cost scenario - input'!$J132,'Cost scenario - input'!$H132,'Cost scenario - input'!$I132,20,TRUE,TRUE),\"\")","v":""},"","","","","","","","","","","","","","","","","","","",{"$f":"IFERROR(IF(OR(D147=\"\",'Cost scenario - input'!$G132=\"\"),\"\",D147/'Cost scenario - input'!$G132),\"\")","v":""},{"$f":"IFERROR(IF(OR(E147=\"\",'Cost scenario - input'!$G132=\"\"),\"\",E147/'Cost scenario - input'!$G132),\"\")","v":""},{"$f":"IFERROR(IF(OR(F147=\"\",'Cost scenario - input'!$G132=\"\"),\"\",F147/'Cost scenario - input'!$G132),\"\")","v":""},{"$f":"IFERROR(IF(OR(G147=\"\",'Cost scenario - input'!$G132=\"\"),\"\",G147/'Cost scenario - input'!$G132),\"\")","v":""},{"$f":"IFERROR(IF(OR(H147=\"\",'Cost scenario - input'!$G132=\"\"),\"\",H147/'Cost scenario - input'!$G132),\"\")","v":""},{"$f":"IFERROR(IF(OR(I147=\"\",'Cost scenario - input'!$G132=\"\"),\"\",I147/'Cost scenario - input'!$G132),\"\")","v":""},{"$f":"IFERROR(IF(OR(J147=\"\",'Cost scenario - input'!$G132=\"\"),\"\",J147/'Cost scenario - input'!$G132),\"\")","v":""},{"$f":"IFERROR(IF(OR(K147=\"\",'Cost scenario - input'!$G132=\"\"),\"\",K147/'Cost scenario - input'!$G132),\"\")","v":""},{"$f":"IFERROR(IF(OR(L147=\"\",'Cost scenario - input'!$G132=\"\"),\"\",L147/'Cost scenario - input'!$G132),\"\")","v":""},{"$f":"IFERROR(IF(OR(M147=\"\",'Cost scenario - input'!$G132=\"\"),\"\",M147/'Cost scenario - input'!$G132),\"\")","v":""},{"$f":"IFERROR(IF(OR(N147=\"\",'Cost scenario - input'!$G132=\"\"),\"\",N147/'Cost scenario - input'!$G132),\"\")","v":""},{"$f":"IFERROR(IF(OR(O147=\"\",'Cost scenario - input'!$G132=\"\"),\"\",O147/'Cost scenario - input'!$G132),\"\")","v":""},{"$f":"IFERROR(IF(OR(P147=\"\",'Cost scenario - input'!$G132=\"\"),\"\",P147/'Cost scenario - input'!$G132),\"\")","v":""},{"$f":"IFERROR(IF(OR(Q147=\"\",'Cost scenario - input'!$G132=\"\"),\"\",Q147/'Cost scenario - input'!$G132),\"\")","v":""},{"$f":"IFERROR(IF(OR(R147=\"\",'Cost scenario - input'!$G132=\"\"),\"\",R147/'Cost scenario - input'!$G132),\"\")","v":""},{"$f":"IFERROR(IF(OR(S147=\"\",'Cost scenario - input'!$G132=\"\"),\"\",S147/'Cost scenario - input'!$G132),\"\")","v":""},{"$f":"IFERROR(IF(OR(T147=\"\",'Cost scenario - input'!$G132=\"\"),\"\",T147/'Cost scenario - input'!$G132),\"\")","v":""},{"$f":"IFERROR(IF(OR(U147=\"\",'Cost scenario - input'!$G132=\"\"),\"\",U147/'Cost scenario - input'!$G132),\"\")","v":""},{"$f":"IFERROR(IF(OR(V147=\"\",'Cost scenario - input'!$G132=\"\"),\"\",V147/'Cost scenario - input'!$G132),\"\")","v":""},{"$f":"IFERROR(IF(OR(W147=\"\",'Cost scenario - input'!$G132=\"\"),\"\",W147/'Cost scenario - input'!$G132),\"\")","v":""}]
[{"$f":"IFERROR('Cost scenario - input'!A133,\"\")","v":""},{"$f":"IFERROR('Cost scenario - input'!B133,\"\")","v":""},{"$f":"IFERROR('Cost scenario - input'!C133,\"\")","v":""},{"$f":"IFERROR(repcalc('Cost scenario - input'!$CY133:$GK133,'Cost scenario - input'!$J133,'Cost scenario - input'!$H133,'Cost scenario - input'!$I133,20,TRUE,TRUE),\"\")","v":""},"","","","","","","","","","","","","","","","","","","",{"$f":"IFERROR(IF(OR(D148=\"\",'Cost scenario - input'!$G133=\"\"),\"\",D148/'Cost scenario - input'!$G133),\"\")","v":""},{"$f":"IFERROR(IF(OR(E148=\"\",'Cost scenario - input'!$G133=\"\"),\"\",E148/'Cost scenario - input'!$G133),\"\")","v":""},{"$f":"IFERROR(IF(OR(F148=\"\",'Cost scenario - input'!$G133=\"\"),\"\",F148/'Cost scenario - input'!$G133),\"\")","v":""},{"$f":"IFERROR(IF(OR(G148=\"\",'Cost scenario - input'!$G133=\"\"),\"\",G148/'Cost scenario - input'!$G133),\"\")","v":""},{"$f":"IFERROR(IF(OR(H148=\"\",'Cost scenario - input'!$G133=\"\"),\"\",H148/'Cost scenario - input'!$G133),\"\")","v":""},{"$f":"IFERROR(IF(OR(I148=\"\",'Cost scenario - input'!$G133=\"\"),\"\",I148/'Cost scenario - input'!$G133),\"\")","v":""},{"$f":"IFERROR(IF(OR(J148=\"\",'Cost scenario - input'!$G133=\"\"),\"\",J148/'Cost scenario - input'!$G133),\"\")","v":""},{"$f":"IFERROR(IF(OR(K148=\"\",'Cost scenario - input'!$G133=\"\"),\"\",K148/'Cost scenario - input'!$G133),\"\")","v":""},{"$f":"IFERROR(IF(OR(L148=\"\",'Cost scenario - input'!$G133=\"\"),\"\",L148/'Cost scenario - input'!$G133),\"\")","v":""},{"$f":"IFERROR(IF(OR(M148=\"\",'Cost scenario - input'!$G133=\"\"),\"\",M148/'Cost scenario - input'!$G133),\"\")","v":""},{"$f":"IFERROR(IF(OR(N148=\"\",'Cost scenario - input'!$G133=\"\"),\"\",N148/'Cost scenario - input'!$G133),\"\")","v":""},{"$f":"IFERROR(IF(OR(O148=\"\",'Cost scenario - input'!$G133=\"\"),\"\",O148/'Cost scenario - input'!$G133),\"\")","v":""},{"$f":"IFERROR(IF(OR(P148=\"\",'Cost scenario - input'!$G133=\"\"),\"\",P148/'Cost scenario - input'!$G133),\"\")","v":""},{"$f":"IFERROR(IF(OR(Q148=\"\",'Cost scenario - input'!$G133=\"\"),\"\",Q148/'Cost scenario - input'!$G133),\"\")","v":""},{"$f":"IFERROR(IF(OR(R148=\"\",'Cost scenario - input'!$G133=\"\"),\"\",R148/'Cost scenario - input'!$G133),\"\")","v":""},{"$f":"IFERROR(IF(OR(S148=\"\",'Cost scenario - input'!$G133=\"\"),\"\",S148/'Cost scenario - input'!$G133),\"\")","v":""},{"$f":"IFERROR(IF(OR(T148=\"\",'Cost scenario - input'!$G133=\"\"),\"\",T148/'Cost scenario - input'!$G133),\"\")","v":""},{"$f":"IFERROR(IF(OR(U148=\"\",'Cost scenario - input'!$G133=\"\"),\"\",U148/'Cost scenario - input'!$G133),\"\")","v":""},{"$f":"IFERROR(IF(OR(V148=\"\",'Cost scenario - input'!$G133=\"\"),\"\",V148/'Cost scenario - input'!$G133),\"\")","v":""},{"$f":"IFERROR(IF(OR(W148=\"\",'Cost scenario - input'!$G133=\"\"),\"\",W148/'Cost scenario - input'!$G133),\"\")","v":""}]
[{"$f":"IFERROR('Cost scenario - input'!A134,\"\")","v":""},{"$f":"IFERROR('Cost scenario - input'!B134,\"\")","v":""},{"$f":"IFERROR('Cost scenario - input'!C134,\"\")","v":""},{"$f":"IFERROR(repcalc('Cost scenario - input'!$CY134:$GK134,'Cost scenario - input'!$J134,'Cost scenario - input'!$H134,'Cost scenario - input'!$I134,20,TRUE,TRUE),\"\")","v":""},"","","","","","","","","","","","","","","","","","","",{"$f":"IFERROR(IF(OR(D149=\"\",'Cost scenario - input'!$G134=\"\"),\"\",D149/'Cost scenario - input'!$G134),\"\")","v":""},{"$f":"IFERROR(IF(OR(E149=\"\",'Cost scenario - input'!$G134=\"\"),\"\",E149/'Cost scenario - input'!$G134),\"\")","v":""},{"$f":"IFERROR(IF(OR(F149=\"\",'Cost scenario - input'!$G134=\"\"),\"\",F149/'Cost scenario - input'!$G134),\"\")","v":""},{"$f":"IFERROR(IF(OR(G149=\"\",'Cost scenario - input'!$G134=\"\"),\"\",G149/'Cost scenario - input'!$G134),\"\")","v":""},{"$f":"IFERROR(IF(OR(H149=\"\",'Cost scenario - input'!$G134=\"\"),\"\",H149/'Cost scenario - input'!$G134),\"\")","v":""},{"$f":"IFERROR(IF(OR(I149=\"\",'Cost scenario - input'!$G134=\"\"),\"\",I149/'Cost scenario - input'!$G134),\"\")","v":""},{"$f":"IFERROR(IF(OR(J149=\"\",'Cost scenario - input'!$G134=\"\"),\"\",J149/'Cost scenario - input'!$G134),\"\")","v":""},{"$f":"IFERROR(IF(OR(K149=\"\",'Cost scenario - input'!$G134=\"\"),\"\",K149/'Cost scenario - input'!$G134),\"\")","v":""},{"$f":"IFERROR(IF(OR(L149=\"\",'Cost scenario - input'!$G134=\"\"),\"\",L149/'Cost scenario - input'!$G134),\"\")","v":""},{"$f":"IFERROR(IF(OR(M149=\"\",'Cost scenario - input'!$G134=\"\"),\"\",M149/'Cost scenario - input'!$G134),\"\")","v":""},{"$f":"IFERROR(IF(OR(N149=\"\",'Cost scenario - input'!$G134=\"\"),\"\",N149/'Cost scenario - input'!$G134),\"\")","v":""},{"$f":"IFERROR(IF(OR(O149=\"\",'Cost scenario - input'!$G134=\"\"),\"\",O149/'Cost scenario - input'!$G134),\"\")","v":""},{"$f":"IFERROR(IF(OR(P149=\"\",'Cost scenario - input'!$G134=\"\"),\"\",P149/'Cost scenario - input'!$G134),\"\")","v":""},{"$f":"IFERROR(IF(OR(Q149=\"\",'Cost scenario - input'!$G134=\"\"),\"\",Q149/'Cost scenario - input'!$G134),\"\")","v":""},{"$f":"IFERROR(IF(OR(R149=\"\",'Cost scenario - input'!$G134=\"\"),\"\",R149/'Cost scenario - input'!$G134),\"\")","v":""},{"$f":"IFERROR(IF(OR(S149=\"\",'Cost scenario - input'!$G134=\"\"),\"\",S149/'Cost scenario - input'!$G134),\"\")","v":""},{"$f":"IFERROR(IF(OR(T149=\"\",'Cost scenario - input'!$G134=\"\"),\"\",T149/'Cost scenario - input'!$G134),\"\")","v":""},{"$f":"IFERROR(IF(OR(U149=\"\",'Cost scenario - input'!$G134=\"\"),\"\",U149/'Cost scenario - input'!$G134),\"\")","v":""},{"$f":"IFERROR(IF(OR(V149=\"\",'Cost scenario - input'!$G134=\"\"),\"\",V149/'Cost scenario - input'!$G134),\"\")","v":""},{"$f":"IFERROR(IF(OR(W149=\"\",'Cost scenario - input'!$G134=\"\"),\"\",W149/'Cost scenario - input'!$G134),\"\")","v":""}]
[{"$f":"IFERROR('Cost scenario - input'!A135,\"\")","v":""},{"$f":"IFERROR('Cost scenario - input'!B135,\"\")","v":""},{"$f":"IFERROR('Cost scenario - input'!C135,\"\")","v":""},{"$f":"IFERROR(repcalc('Cost scenario - input'!$CY135:$GK135,'Cost scenario - input'!$J135,'Cost scenario - input'!$H135,'Cost scenario - input'!$I135,20,TRUE,TRUE),\"\")","v":""},"","","","","","","","","","","","","","","","","","","",{"$f":"IFERROR(IF(OR(D150=\"\",'Cost scenario - input'!$G135=\"\"),\"\",D150/'Cost scenario - input'!$G135),\"\")","v":""},{"$f":"IFERROR(IF(OR(E150=\"\",'Cost scenario - input'!$G135=\"\"),\"\",E150/'Cost scenario - input'!$G135),\"\")","v":""},{"$f":"IFERROR(IF(OR(F150=\"\",'Cost scenario - input'!$G135=\"\"),\"\",F150/'Cost scenario - input'!$G135),\"\")","v":""},{"$f":"IFERROR(IF(OR(G150=\"\",'Cost scenario - input'!$G135=\"\"),\"\",G150/'Cost scenario - input'!$G135),\"\")","v":""},{"$f":"IFERROR(IF(OR(H150=\"\",'Cost scenario - input'!$G135=\"\"),\"\",H150/'Cost scenario - input'!$G135),\"\")","v":""},{"$f":"IFERROR(IF(OR(I150=\"\",'Cost scenario - input'!$G135=\"\"),\"\",I150/'Cost scenario - input'!$G135),\"\")","v":""},{"$f":"IFERROR(IF(OR(J150=\"\",'Cost scenario - input'!$G135=\"\"),\"\",J150/'Cost scenario - input'!$G135),\"\")","v":""},{"$f":"IFERROR(IF(OR(K150=\"\",'Cost scenario - input'!$G135=\"\"),\"\",K150/'Cost scenario - input'!$G135),\"\")","v":""},{"$f":"IFERROR(IF(OR(L150=\"\",'Cost scenario - input'!$G135=\"\"),\"\",L150/'Cost scenario - input'!$G135),\"\")","v":""},{"$f":"IFERROR(IF(OR(M150=\"\",'Cost scenario - input'!$G135=\"\"),\"\",M150/'Cost scenario - input'!$G135),\"\")","v":""},{"$f":"IFERROR(IF(OR(N150=\"\",'Cost scenario - input'!$G135=\"\"),\"\",N150/'Cost scenario - input'!$G135),\"\")","v":""},{"$f":"IFERROR(IF(OR(O150=\"\",'Cost scenario - input'!$G135=\"\"),\"\",O150/'Cost scenario - input'!$G135),\"\")","v":""},{"$f":"IFERROR(IF(OR(P150=\"\",'Cost scenario - input'!$G135=\"\"),\"\",P150/'Cost scenario - input'!$G135),\"\")","v":""},{"$f":"IFERROR(IF(OR(Q150=\"\",'Cost scenario - input'!$G135=\"\"),\"\",Q150/'Cost scenario - input'!$G135),\"\")","v":""},{"$f":"IFERROR(IF(OR(R150=\"\",'Cost scenario - input'!$G135=\"\"),\"\",R150/'Cost scenario - input'!$G135),\"\")","v":""},{"$f":"IFERROR(IF(OR(S150=\"\",'Cost scenario - input'!$G135=\"\"),\"\",S150/'Cost scenario - input'!$G135),\"\")","v":""},{"$f":"IFERROR(IF(OR(T150=\"\",'Cost scenario - input'!$G135=\"\"),\"\",T150/'Cost scenario - input'!$G135),\"\")","v":""},{"$f":"IFERROR(IF(OR(U150=\"\",'Cost scenario - input'!$G135=\"\"),\"\",U150/'Cost scenario - input'!$G135),\"\")","v":""},{"$f":"IFERROR(IF(OR(V150=\"\",'Cost scenario - input'!$G135=\"\"),\"\",V150/'Cost scenario - input'!$G135),\"\")","v":""},{"$f":"IFERROR(IF(OR(W150=\"\",'Cost scenario - input'!$G135=\"\"),\"\",W150/'Cost scenario - input'!$G135),\"\")","v":""}]
[{"$f":"IFERROR('Cost scenario - input'!A136,\"\")","v":""},{"$f":"IFERROR('Cost scenario - input'!B136,\"\")","v":""},{"$f":"IFERROR('Cost scenario - input'!C136,\"\")","v":""},{"$f":"IFERROR(repcalc('Cost scenario - input'!$CY136:$GK136,'Cost scenario - input'!$J136,'Cost scenario - input'!$H136,'Cost scenario - input'!$I136,20,TRUE,TRUE),\"\")","v":""},"","","","","","","","","","","","","","","","","","","",{"$f":"IFERROR(IF(OR(D151=\"\",'Cost scenario - input'!$G136=\"\"),\"\",D151/'Cost scenario - input'!$G136),\"\")","v":""},{"$f":"IFERROR(IF(OR(E151=\"\",'Cost scenario - input'!$G136=\"\"),\"\",E151/'Cost scenario - input'!$G136),\"\")","v":""},{"$f":"IFERROR(IF(OR(F151=\"\",'Cost scenario - input'!$G136=\"\"),\"\",F151/'Cost scenario - input'!$G136),\"\")","v":""},{"$f":"IFERROR(IF(OR(G151=\"\",'Cost scenario - input'!$G136=\"\"),\"\",G151/'Cost scenario - input'!$G136),\"\")","v":""},{"$f":"IFERROR(IF(OR(H151=\"\",'Cost scenario - input'!$G136=\"\"),\"\",H151/'Cost scenario - input'!$G136),\"\")","v":""},{"$f":"IFERROR(IF(OR(I151=\"\",'Cost scenario - input'!$G136=\"\"),\"\",I151/'Cost scenario - input'!$G136),\"\")","v":""},{"$f":"IFERROR(IF(OR(J151=\"\",'Cost scenario - input'!$G136=\"\"),\"\",J151/'Cost scenario - input'!$G136),\"\")","v":""},{"$f":"IFERROR(IF(OR(K151=\"\",'Cost scenario - input'!$G136=\"\"),\"\",K151/'Cost scenario - input'!$G136),\"\")","v":""},{"$f":"IFERROR(IF(OR(L151=\"\",'Cost scenario - input'!$G136=\"\"),\"\",L151/'Cost scenario - input'!$G136),\"\")","v":""},{"$f":"IFERROR(IF(OR(M151=\"\",'Cost scenario - input'!$G136=\"\"),\"\",M151/'Cost scenario - input'!$G136),\"\")","v":""},{"$f":"IFERROR(IF(OR(N151=\"\",'Cost scenario - input'!$G136=\"\"),\"\",N151/'Cost scenario - input'!$G136),\"\")","v":""},{"$f":"IFERROR(IF(OR(O151=\"\",'Cost scenario - input'!$G136=\"\"),\"\",O151/'Cost scenario - input'!$G136),\"\")","v":""},{"$f":"IFERROR(IF(OR(P151=\"\",'Cost scenario - input'!$G136=\"\"),\"\",P151/'Cost scenario - input'!$G136),\"\")","v":""},{"$f":"IFERROR(IF(OR(Q151=\"\",'Cost scenario - input'!$G136=\"\"),\"\",Q151/'Cost scenario - input'!$G136),\"\")","v":""},{"$f":"IFERROR(IF(OR(R151=\"\",'Cost scenario - input'!$G136=\"\"),\"\",R151/'Cost scenario - input'!$G136),\"\")","v":""},{"$f":"IFERROR(IF(OR(S151=\"\",'Cost scenario - input'!$G136=\"\"),\"\",S151/'Cost scenario - input'!$G136),\"\")","v":""},{"$f":"IFERROR(IF(OR(T151=\"\",'Cost scenario - input'!$G136=\"\"),\"\",T151/'Cost scenario - input'!$G136),\"\")","v":""},{"$f":"IFERROR(IF(OR(U151=\"\",'Cost scenario - input'!$G136=\"\"),\"\",U151/'Cost scenario - input'!$G136),\"\")","v":""},{"$f":"IFERROR(IF(OR(V151=\"\",'Cost scenario - input'!$G136=\"\"),\"\",V151/'Cost scenario - input'!$G136),\"\")","v":""},{"$f":"IFERROR(IF(OR(W151=\"\",'Cost scenario - input'!$G136=\"\"),\"\",W151/'Cost scenario - input'!$G136),\"\")","v":""}]
[{"$f":"IFERROR('Cost scenario - input'!A137,\"\")","v":""},{"$f":"IFERROR('Cost scenario - input'!B137,\"\")","v":""},{"$f":"IFERROR('Cost scenario - input'!C137,\"\")","v":""},{"$f":"IFERROR(repcalc('Cost scenario - input'!$CY137:$GK137,'Cost scenario - input'!$J137,'Cost scenario - input'!$H137,'Cost scenario - input'!$I137,20,TRUE,TRUE),\"\")","v":""},"","","","","","","","","","","","","","","","","","","",{"$f":"IFERROR(IF(OR(D152=\"\",'Cost scenario - input'!$G137=\"\"),\"\",D152/'Cost scenario - input'!$G137),\"\")","v":""},{"$f":"IFERROR(IF(OR(E152=\"\",'Cost scenario - input'!$G137=\"\"),\"\",E152/'Cost scenario - input'!$G137),\"\")","v":""},{"$f":"IFERROR(IF(OR(F152=\"\",'Cost scenario - input'!$G137=\"\"),\"\",F152/'Cost scenario - input'!$G137),\"\")","v":""},{"$f":"IFERROR(IF(OR(G152=\"\",'Cost scenario - input'!$G137=\"\"),\"\",G152/'Cost scenario - input'!$G137),\"\")","v":""},{"$f":"IFERROR(IF(OR(H152=\"\",'Cost scenario - input'!$G137=\"\"),\"\",H152/'Cost scenario - input'!$G137),\"\")","v":""},{"$f":"IFERROR(IF(OR(I152=\"\",'Cost scenario - input'!$G137=\"\"),\"\",I152/'Cost scenario - input'!$G137),\"\")","v":""},{"$f":"IFERROR(IF(OR(J152=\"\",'Cost scenario - input'!$G137=\"\"),\"\",J152/'Cost scenario - input'!$G137),\"\")","v":""},{"$f":"IFERROR(IF(OR(K152=\"\",'Cost scenario - input'!$G137=\"\"),\"\",K152/'Cost scenario - input'!$G137),\"\")","v":""},{"$f":"IFERROR(IF(OR(L152=\"\",'Cost scenario - input'!$G137=\"\"),\"\",L152/'Cost scenario - input'!$G137),\"\")","v":""},{"$f":"IFERROR(IF(OR(M152=\"\",'Cost scenario - input'!$G137=\"\"),\"\",M152/'Cost scenario - input'!$G137),\"\")","v":""},{"$f":"IFERROR(IF(OR(N152=\"\",'Cost scenario - input'!$G137=\"\"),\"\",N152/'Cost scenario - input'!$G137),\"\")","v":""},{"$f":"IFERROR(IF(OR(O152=\"\",'Cost scenario - input'!$G137=\"\"),\"\",O152/'Cost scenario - input'!$G137),\"\")","v":""},{"$f":"IFERROR(IF(OR(P152=\"\",'Cost scenario - input'!$G137=\"\"),\"\",P152/'Cost scenario - input'!$G137),\"\")","v":""},{"$f":"IFERROR(IF(OR(Q152=\"\",'Cost scenario - input'!$G137=\"\"),\"\",Q152/'Cost scenario - input'!$G137),\"\")","v":""},{"$f":"IFERROR(IF(OR(R152=\"\",'Cost scenario - input'!$G137=\"\"),\"\",R152/'Cost scenario - input'!$G137),\"\")","v":""},{"$f":"IFERROR(IF(OR(S152=\"\",'Cost scenario - input'!$G137=\"\"),\"\",S152/'Cost scenario - input'!$G137),\"\")","v":""},{"$f":"IFERROR(IF(OR(T152=\"\",'Cost scenario - input'!$G137=\"\"),\"\",T152/'Cost scenario - input'!$G137),\"\")","v":""},{"$f":"IFERROR(IF(OR(U152=\"\",'Cost scenario - input'!$G137=\"\"),\"\",U152/'Cost scenario - input'!$G137),\"\")","v":""},{"$f":"IFERROR(IF(OR(V152=\"\",'Cost scenario - input'!$G137=\"\"),\"\",V152/'Cost scenario - input'!$G137),\"\")","v":""},{"$f":"IFERROR(IF(OR(W152=\"\",'Cost scenario - input'!$G137=\"\"),\"\",W152/'Cost scenario - input'!$G137),\"\")","v":""}]
[{"$f":"IFERROR('Cost scenario - input'!A138,\"\")","v":""},{"$f":"IFERROR('Cost scenario - input'!B138,\"\")","v":""},{"$f":"IFERROR('Cost scenario - input'!C138,\"\")","v":""},{"$f":"IFERROR(repcalc('Cost scenario - input'!$CY138:$GK138,'Cost scenario - input'!$J138,'Cost scenario - input'!$H138,'Cost scenario - input'!$I138,20,TRUE,TRUE),\"\")","v":""},"","","","","","","","","","","","","","","","","","","",{"$f":"IFERROR(IF(OR(D153=\"\",'Cost scenario - input'!$G138=\"\"),\"\",D153/'Cost scenario - input'!$G138),\"\")","v":""},{"$f":"IFERROR(IF(OR(E153=\"\",'Cost scenario - input'!$G138=\"\"),\"\",E153/'Cost scenario - input'!$G138),\"\")","v":""},{"$f":"IFERROR(IF(OR(F153=\"\",'Cost scenario - input'!$G138=\"\"),\"\",F153/'Cost scenario - input'!$G138),\"\")","v":""},{"$f":"IFERROR(IF(OR(G153=\"\",'Cost scenario - input'!$G138=\"\"),\"\",G153/'Cost scenario - input'!$G138),\"\")","v":""},{"$f":"IFERROR(IF(OR(H153=\"\",'Cost scenario - input'!$G138=\"\"),\"\",H153/'Cost scenario - input'!$G138),\"\")","v":""},{"$f":"IFERROR(IF(OR(I153=\"\",'Cost scenario - input'!$G138=\"\"),\"\",I153/'Cost scenario - input'!$G138),\"\")","v":""},{"$f":"IFERROR(IF(OR(J153=\"\",'Cost scenario - input'!$G138=\"\"),\"\",J153/'Cost scenario - input'!$G138),\"\")","v":""},{"$f":"IFERROR(IF(OR(K153=\"\",'Cost scenario - input'!$G138=\"\"),\"\",K153/'Cost scenario - input'!$G138),\"\")","v":""},{"$f":"IFERROR(IF(OR(L153=\"\",'Cost scenario - input'!$G138=\"\"),\"\",L153/'Cost scenario - input'!$G138),\"\")","v":""},{"$f":"IFERROR(IF(OR(M153=\"\",'Cost scenario - input'!$G138=\"\"),\"\",M153/'Cost scenario - input'!$G138),\"\")","v":""},{"$f":"IFERROR(IF(OR(N153=\"\",'Cost scenario - input'!$G138=\"\"),\"\",N153/'Cost scenario - input'!$G138),\"\")","v":""},{"$f":"IFERROR(IF(OR(O153=\"\",'Cost scenario - input'!$G138=\"\"),\"\",O153/'Cost scenario - input'!$G138),\"\")","v":""},{"$f":"IFERROR(IF(OR(P153=\"\",'Cost scenario - input'!$G138=\"\"),\"\",P153/'Cost scenario - input'!$G138),\"\")","v":""},{"$f":"IFERROR(IF(OR(Q153=\"\",'Cost scenario - input'!$G138=\"\"),\"\",Q153/'Cost scenario - input'!$G138),\"\")","v":""},{"$f":"IFERROR(IF(OR(R153=\"\",'Cost scenario - input'!$G138=\"\"),\"\",R153/'Cost scenario - input'!$G138),\"\")","v":""},{"$f":"IFERROR(IF(OR(S153=\"\",'Cost scenario - input'!$G138=\"\"),\"\",S153/'Cost scenario - input'!$G138),\"\")","v":""},{"$f":"IFERROR(IF(OR(T153=\"\",'Cost scenario - input'!$G138=\"\"),\"\",T153/'Cost scenario - input'!$G138),\"\")","v":""},{"$f":"IFERROR(IF(OR(U153=\"\",'Cost scenario - input'!$G138=\"\"),\"\",U153/'Cost scenario - input'!$G138),\"\")","v":""},{"$f":"IFERROR(IF(OR(V153=\"\",'Cost scenario - input'!$G138=\"\"),\"\",V153/'Cost scenario - input'!$G138),\"\")","v":""},{"$f":"IFERROR(IF(OR(W153=\"\",'Cost scenario - input'!$G138=\"\"),\"\",W153/'Cost scenario - input'!$G138),\"\")","v":""}]
[{"$f":"IFERROR('Cost scenario - input'!A139,\"\")","v":""},{"$f":"IFERROR('Cost scenario - input'!B139,\"\")","v":""},{"$f":"IFERROR('Cost scenario - input'!C139,\"\")","v":""},{"$f":"IFERROR(repcalc('Cost scenario - input'!$CY139:$GK139,'Cost scenario - input'!$J139,'Cost scenario - input'!$H139,'Cost scenario - input'!$I139,20,TRUE,TRUE),\"\")","v":""},"","","","","","","","","","","","","","","","","","","",{"$f":"IFERROR(IF(OR(D154=\"\",'Cost scenario - input'!$G139=\"\"),\"\",D154/'Cost scenario - input'!$G139),\"\")","v":""},{"$f":"IFERROR(IF(OR(E154=\"\",'Cost scenario - input'!$G139=\"\"),\"\",E154/'Cost scenario - input'!$G139),\"\")","v":""},{"$f":"IFERROR(IF(OR(F154=\"\",'Cost scenario - input'!$G139=\"\"),\"\",F154/'Cost scenario - input'!$G139),\"\")","v":""},{"$f":"IFERROR(IF(OR(G154=\"\",'Cost scenario - input'!$G139=\"\"),\"\",G154/'Cost scenario - input'!$G139),\"\")","v":""},{"$f":"IFERROR(IF(OR(H154=\"\",'Cost scenario - input'!$G139=\"\"),\"\",H154/'Cost scenario - input'!$G139),\"\")","v":""},{"$f":"IFERROR(IF(OR(I154=\"\",'Cost scenario - input'!$G139=\"\"),\"\",I154/'Cost scenario - input'!$G139),\"\")","v":""},{"$f":"IFERROR(IF(OR(J154=\"\",'Cost scenario - input'!$G139=\"\"),\"\",J154/'Cost scenario - input'!$G139),\"\")","v":""},{"$f":"IFERROR(IF(OR(K154=\"\",'Cost scenario - input'!$G139=\"\"),\"\",K154/'Cost scenario - input'!$G139),\"\")","v":""},{"$f":"IFERROR(IF(OR(L154=\"\",'Cost scenario - input'!$G139=\"\"),\"\",L154/'Cost scenario - input'!$G139),\"\")","v":""},{"$f":"IFERROR(IF(OR(M154=\"\",'Cost scenario - input'!$G139=\"\"),\"\",M154/'Cost scenario - input'!$G139),\"\")","v":""},{"$f":"IFERROR(IF(OR(N154=\"\",'Cost scenario - input'!$G139=\"\"),\"\",N154/'Cost scenario - input'!$G139),\"\")","v":""},{"$f":"IFERROR(IF(OR(O154=\"\",'Cost scenario - input'!$G139=\"\"),\"\",O154/'Cost scenario - input'!$G139),\"\")","v":""},{"$f":"IFERROR(IF(OR(P154=\"\",'Cost scenario - input'!$G139=\"\"),\"\",P154/'Cost scenario - input'!$G139),\"\")","v":""},{"$f":"IFERROR(IF(OR(Q154=\"\",'Cost scenario - input'!$G139=\"\"),\"\",Q154/'Cost scenario - input'!$G139),\"\")","v":""},{"$f":"IFERROR(IF(OR(R154=\"\",'Cost scenario - input'!$G139=\"\"),\"\",R154/'Cost scenario - input'!$G139),\"\")","v":""},{"$f":"IFERROR(IF(OR(S154=\"\",'Cost scenario - input'!$G139=\"\"),\"\",S154/'Cost scenario - input'!$G139),\"\")","v":""},{"$f":"IFERROR(IF(OR(T154=\"\",'Cost scenario - input'!$G139=\"\"),\"\",T154/'Cost scenario - input'!$G139),\"\")","v":""},{"$f":"IFERROR(IF(OR(U154=\"\",'Cost scenario - input'!$G139=\"\"),\"\",U154/'Cost scenario - input'!$G139),\"\")","v":""},{"$f":"IFERROR(IF(OR(V154=\"\",'Cost scenario - input'!$G139=\"\"),\"\",V154/'Cost scenario - input'!$G139),\"\")","v":""},{"$f":"IFERROR(IF(OR(W154=\"\",'Cost scenario - input'!$G139=\"\"),\"\",W154/'Cost scenario - input'!$G139),\"\")","v":""}]
[{"$f":"IFERROR('Cost scenario - input'!A140,\"\")","v":""},{"$f":"IFERROR('Cost scenario - input'!B140,\"\")","v":""},{"$f":"IFERROR('Cost scenario - input'!C140,\"\")","v":""},{"$f":"IFERROR(repcalc('Cost scenario - input'!$CY140:$GK140,'Cost scenario - input'!$J140,'Cost scenario - input'!$H140,'Cost scenario - input'!$I140,20,TRUE,TRUE),\"\")","v":""},"","","","","","","","","","","","","","","","","","","",{"$f":"IFERROR(IF(OR(D155=\"\",'Cost scenario - input'!$G140=\"\"),\"\",D155/'Cost scenario - input'!$G140),\"\")","v":""},{"$f":"IFERROR(IF(OR(E155=\"\",'Cost scenario - input'!$G140=\"\"),\"\",E155/'Cost scenario - input'!$G140),\"\")","v":""},{"$f":"IFERROR(IF(OR(F155=\"\",'Cost scenario - input'!$G140=\"\"),\"\",F155/'Cost scenario - input'!$G140),\"\")","v":""},{"$f":"IFERROR(IF(OR(G155=\"\",'Cost scenario - input'!$G140=\"\"),\"\",G155/'Cost scenario - input'!$G140),\"\")","v":""},{"$f":"IFERROR(IF(OR(H155=\"\",'Cost scenario - input'!$G140=\"\"),\"\",H155/'Cost scenario - input'!$G140),\"\")","v":""},{"$f":"IFERROR(IF(OR(I155=\"\",'Cost scenario - input'!$G140=\"\"),\"\",I155/'Cost scenario - input'!$G140),\"\")","v":""},{"$f":"IFERROR(IF(OR(J155=\"\",'Cost scenario - input'!$G140=\"\"),\"\",J155/'Cost scenario - input'!$G140),\"\")","v":""},{"$f":"IFERROR(IF(OR(K155=\"\",'Cost scenario - input'!$G140=\"\"),\"\",K155/'Cost scenario - input'!$G140),\"\")","v":""},{"$f":"IFERROR(IF(OR(L155=\"\",'Cost scenario - input'!$G140=\"\"),\"\",L155/'Cost scenario - input'!$G140),\"\")","v":""},{"$f":"IFERROR(IF(OR(M155=\"\",'Cost scenario - input'!$G140=\"\"),\"\",M155/'Cost scenario - input'!$G140),\"\")","v":""},{"$f":"IFERROR(IF(OR(N155=\"\",'Cost scenario - input'!$G140=\"\"),\"\",N155/'Cost scenario - input'!$G140),\"\")","v":""},{"$f":"IFERROR(IF(OR(O155=\"\",'Cost scenario - input'!$G140=\"\"),\"\",O155/'Cost scenario - input'!$G140),\"\")","v":""},{"$f":"IFERROR(IF(OR(P155=\"\",'Cost scenario - input'!$G140=\"\"),\"\",P155/'Cost scenario - input'!$G140),\"\")","v":""},{"$f":"IFERROR(IF(OR(Q155=\"\",'Cost scenario - input'!$G140=\"\"),\"\",Q155/'Cost scenario - input'!$G140),\"\")","v":""},{"$f":"IFERROR(IF(OR(R155=\"\",'Cost scenario - input'!$G140=\"\"),\"\",R155/'Cost scenario - input'!$G140),\"\")","v":""},{"$f":"IFERROR(IF(OR(S155=\"\",'Cost scenario - input'!$G140=\"\"),\"\",S155/'Cost scenario - input'!$G140),\"\")","v":""},{"$f":"IFERROR(IF(OR(T155=\"\",'Cost scenario - input'!$G140=\"\"),\"\",T155/'Cost scenario - input'!$G140),\"\")","v":""},{"$f":"IFERROR(IF(OR(U155=\"\",'Cost scenario - input'!$G140=\"\"),\"\",U155/'Cost scenario - input'!$G140),\"\")","v":""},{"$f":"IFERROR(IF(OR(V155=\"\",'Cost scenario - input'!$G140=\"\"),\"\",V155/'Cost scenario - input'!$G140),\"\")","v":""},{"$f":"IFERROR(IF(OR(W155=\"\",'Cost scenario - input'!$G140=\"\"),\"\",W155/'Cost scenario - input'!$G140),\"\")","v":""}]
[{"$f":"IFERROR('Cost scenario - input'!A141,\"\")","v":""},{"$f":"IFERROR('Cost scenario - input'!B141,\"\")","v":""},{"$f":"IFERROR('Cost scenario - input'!C141,\"\")","v":""},{"$f":"IFERROR(repcalc('Cost scenario - input'!$CY141:$GK141,'Cost scenario - input'!$J141,'Cost scenario - input'!$H141,'Cost scenario - input'!$I141,20,TRUE,TRUE),\"\")","v":""},"","","","","","","","","","","","","","","","","","","",{"$f":"IFERROR(IF(OR(D156=\"\",'Cost scenario - input'!$G141=\"\"),\"\",D156/'Cost scenario - input'!$G141),\"\")","v":""},{"$f":"IFERROR(IF(OR(E156=\"\",'Cost scenario - input'!$G141=\"\"),\"\",E156/'Cost scenario - input'!$G141),\"\")","v":""},{"$f":"IFERROR(IF(OR(F156=\"\",'Cost scenario - input'!$G141=\"\"),\"\",F156/'Cost scenario - input'!$G141),\"\")","v":""},{"$f":"IFERROR(IF(OR(G156=\"\",'Cost scenario - input'!$G141=\"\"),\"\",G156/'Cost scenario - input'!$G141),\"\")","v":""},{"$f":"IFERROR(IF(OR(H156=\"\",'Cost scenario - input'!$G141=\"\"),\"\",H156/'Cost scenario - input'!$G141),\"\")","v":""},{"$f":"IFERROR(IF(OR(I156=\"\",'Cost scenario - input'!$G141=\"\"),\"\",I156/'Cost scenario - input'!$G141),\"\")","v":""},{"$f":"IFERROR(IF(OR(J156=\"\",'Cost scenario - input'!$G141=\"\"),\"\",J156/'Cost scenario - input'!$G141),\"\")","v":""},{"$f":"IFERROR(IF(OR(K156=\"\",'Cost scenario - input'!$G141=\"\"),\"\",K156/'Cost scenario - input'!$G141),\"\")","v":""},{"$f":"IFERROR(IF(OR(L156=\"\",'Cost scenario - input'!$G141=\"\"),\"\",L156/'Cost scenario - input'!$G141),\"\")","v":""},{"$f":"IFERROR(IF(OR(M156=\"\",'Cost scenario - input'!$G141=\"\"),\"\",M156/'Cost scenario - input'!$G141),\"\")","v":""},{"$f":"IFERROR(IF(OR(N156=\"\",'Cost scenario - input'!$G141=\"\"),\"\",N156/'Cost scenario - input'!$G141),\"\")","v":""},{"$f":"IFERROR(IF(OR(O156=\"\",'Cost scenario - input'!$G141=\"\"),\"\",O156/'Cost scenario - input'!$G141),\"\")","v":""},{"$f":"IFERROR(IF(OR(P156=\"\",'Cost scenario - input'!$G141=\"\"),\"\",P156/'Cost scenario - input'!$G141),\"\")","v":""},{"$f":"IFERROR(IF(OR(Q156=\"\",'Cost scenario - input'!$G141=\"\"),\"\",Q156/'Cost scenario - input'!$G141),\"\")","v":""},{"$f":"IFERROR(IF(OR(R156=\"\",'Cost scenario - input'!$G141=\"\"),\"\",R156/'Cost scenario - input'!$G141),\"\")","v":""},{"$f":"IFERROR(IF(OR(S156=\"\",'Cost scenario - input'!$G141=\"\"),\"\",S156/'Cost scenario - input'!$G141),\"\")","v":""},{"$f":"IFERROR(IF(OR(T156=\"\",'Cost scenario - input'!$G141=\"\"),\"\",T156/'Cost scenario - input'!$G141),\"\")","v":""},{"$f":"IFERROR(IF(OR(U156=\"\",'Cost scenario - input'!$G141=\"\"),\"\",U156/'Cost scenario - input'!$G141),\"\")","v":""},{"$f":"IFERROR(IF(OR(V156=\"\",'Cost scenario - input'!$G141=\"\"),\"\",V156/'Cost scenario - input'!$G141),\"\")","v":""},{"$f":"IFERROR(IF(OR(W156=\"\",'Cost scenario - input'!$G141=\"\"),\"\",W156/'Cost scenario - input'!$G141),\"\")","v":""}]
[{"$f":"IFERROR('Cost scenario - input'!A142,\"\")","v":""},{"$f":"IFERROR('Cost scenario - input'!B142,\"\")","v":""},{"$f":"IFERROR('Cost scenario - input'!C142,\"\")","v":""},{"$f":"IFERROR(repcalc('Cost scenario - input'!$CY142:$GK142,'Cost scenario - input'!$J142,'Cost scenario - input'!$H142,'Cost scenario - input'!$I142,20,TRUE,TRUE),\"\")","v":""},"","","","","","","","","","","","","","","","","","","",{"$f":"IFERROR(IF(OR(D157=\"\",'Cost scenario - input'!$G142=\"\"),\"\",D157/'Cost scenario - input'!$G142),\"\")","v":""},{"$f":"IFERROR(IF(OR(E157=\"\",'Cost scenario - input'!$G142=\"\"),\"\",E157/'Cost scenario - input'!$G142),\"\")","v":""},{"$f":"IFERROR(IF(OR(F157=\"\",'Cost scenario - input'!$G142=\"\"),\"\",F157/'Cost scenario - input'!$G142),\"\")","v":""},{"$f":"IFERROR(IF(OR(G157=\"\",'Cost scenario - input'!$G142=\"\"),\"\",G157/'Cost scenario - input'!$G142),\"\")","v":""},{"$f":"IFERROR(IF(OR(H157=\"\",'Cost scenario - input'!$G142=\"\"),\"\",H157/'Cost scenario - input'!$G142),\"\")","v":""},{"$f":"IFERROR(IF(OR(I157=\"\",'Cost scenario - input'!$G142=\"\"),\"\",I157/'Cost scenario - input'!$G142),\"\")","v":""},{"$f":"IFERROR(IF(OR(J157=\"\",'Cost scenario - input'!$G142=\"\"),\"\",J157/'Cost scenario - input'!$G142),\"\")","v":""},{"$f":"IFERROR(IF(OR(K157=\"\",'Cost scenario - input'!$G142=\"\"),\"\",K157/'Cost scenario - input'!$G142),\"\")","v":""},{"$f":"IFERROR(IF(OR(L157=\"\",'Cost scenario - input'!$G142=\"\"),\"\",L157/'Cost scenario - input'!$G142),\"\")","v":""},{"$f":"IFERROR(IF(OR(M157=\"\",'Cost scenario - input'!$G142=\"\"),\"\",M157/'Cost scenario - input'!$G142),\"\")","v":""},{"$f":"IFERROR(IF(OR(N157=\"\",'Cost scenario - input'!$G142=\"\"),\"\",N157/'Cost scenario - input'!$G142),\"\")","v":""},{"$f":"IFERROR(IF(OR(O157=\"\",'Cost scenario - input'!$G142=\"\"),\"\",O157/'Cost scenario - input'!$G142),\"\")","v":""},{"$f":"IFERROR(IF(OR(P157=\"\",'Cost scenario - input'!$G142=\"\"),\"\",P157/'Cost scenario - input'!$G142),\"\")","v":""},{"$f":"IFERROR(IF(OR(Q157=\"\",'Cost scenario - input'!$G142=\"\"),\"\",Q157/'Cost scenario - input'!$G142),\"\")","v":""},{"$f":"IFERROR(IF(OR(R157=\"\",'Cost scenario - input'!$G142=\"\"),\"\",R157/'Cost scenario - input'!$G142),\"\")","v":""},{"$f":"IFERROR(IF(OR(S157=\"\",'Cost scenario - input'!$G142=\"\"),\"\",S157/'Cost scenario - input'!$G142),\"\")","v":""},{"$f":"IFERROR(IF(OR(T157=\"\",'Cost scenario - input'!$G142=\"\"),\"\",T157/'Cost scenario - input'!$G142),\"\")","v":""},{"$f":"IFERROR(IF(OR(U157=\"\",'Cost scenario - input'!$G142=\"\"),\"\",U157/'Cost scenario - input'!$G142),\"\")","v":""},{"$f":"IFERROR(IF(OR(V157=\"\",'Cost scenario - input'!$G142=\"\"),\"\",V157/'Cost scenario - input'!$G142),\"\")","v":""},{"$f":"IFERROR(IF(OR(W157=\"\",'Cost scenario - input'!$G142=\"\"),\"\",W157/'Cost scenario - input'!$G142),\"\")","v":""}]
[{"$f":"IFERROR('Cost scenario - input'!A143,\"\")","v":""},{"$f":"IFERROR('Cost scenario - input'!B143,\"\")","v":""},{"$f":"IFERROR('Cost scenario - input'!C143,\"\")","v":""},{"$f":"IFERROR(repcalc('Cost scenario - input'!$CY143:$GK143,'Cost scenario - input'!$J143,'Cost scenario - input'!$H143,'Cost scenario - input'!$I143,20,TRUE,TRUE),\"\")","v":""},"","","","","","","","","","","","","","","","","","","",{"$f":"IFERROR(IF(OR(D158=\"\",'Cost scenario - input'!$G143=\"\"),\"\",D158/'Cost scenario - input'!$G143),\"\")","v":""},{"$f":"IFERROR(IF(OR(E158=\"\",'Cost scenario - input'!$G143=\"\"),\"\",E158/'Cost scenario - input'!$G143),\"\")","v":""},{"$f":"IFERROR(IF(OR(F158=\"\",'Cost scenario - input'!$G143=\"\"),\"\",F158/'Cost scenario - input'!$G143),\"\")","v":""},{"$f":"IFERROR(IF(OR(G158=\"\",'Cost scenario - input'!$G143=\"\"),\"\",G158/'Cost scenario - input'!$G143),\"\")","v":""},{"$f":"IFERROR(IF(OR(H158=\"\",'Cost scenario - input'!$G143=\"\"),\"\",H158/'Cost scenario - input'!$G143),\"\")","v":""},{"$f":"IFERROR(IF(OR(I158=\"\",'Cost scenario - input'!$G143=\"\"),\"\",I158/'Cost scenario - input'!$G143),\"\")","v":""},{"$f":"IFERROR(IF(OR(J158=\"\",'Cost scenario - input'!$G143=\"\"),\"\",J158/'Cost scenario - input'!$G143),\"\")","v":""},{"$f":"IFERROR(IF(OR(K158=\"\",'Cost scenario - input'!$G143=\"\"),\"\",K158/'Cost scenario - input'!$G143),\"\")","v":""},{"$f":"IFERROR(IF(OR(L158=\"\",'Cost scenario - input'!$G143=\"\"),\"\",L158/'Cost scenario - input'!$G143),\"\")","v":""},{"$f":"IFERROR(IF(OR(M158=\"\",'Cost scenario - input'!$G143=\"\"),\"\",M158/'Cost scenario - input'!$G143),\"\")","v":""},{"$f":"IFERROR(IF(OR(N158=\"\",'Cost scenario - input'!$G143=\"\"),\"\",N158/'Cost scenario - input'!$G143),\"\")","v":""},{"$f":"IFERROR(IF(OR(O158=\"\",'Cost scenario - input'!$G143=\"\"),\"\",O158/'Cost scenario - input'!$G143),\"\")","v":""},{"$f":"IFERROR(IF(OR(P158=\"\",'Cost scenario - input'!$G143=\"\"),\"\",P158/'Cost scenario - input'!$G143),\"\")","v":""},{"$f":"IFERROR(IF(OR(Q158=\"\",'Cost scenario - input'!$G143=\"\"),\"\",Q158/'Cost scenario - input'!$G143),\"\")","v":""},{"$f":"IFERROR(IF(OR(R158=\"\",'Cost scenario - input'!$G143=\"\"),\"\",R158/'Cost scenario - input'!$G143),\"\")","v":""},{"$f":"IFERROR(IF(OR(S158=\"\",'Cost scenario - input'!$G143=\"\"),\"\",S158/'Cost scenario - input'!$G143),\"\")","v":""},{"$f":"IFERROR(IF(OR(T158=\"\",'Cost scenario - input'!$G143=\"\"),\"\",T158/'Cost scenario - input'!$G143),\"\")","v":""},{"$f":"IFERROR(IF(OR(U158=\"\",'Cost scenario - input'!$G143=\"\"),\"\",U158/'Cost scenario - input'!$G143),\"\")","v":""},{"$f":"IFERROR(IF(OR(V158=\"\",'Cost scenario - input'!$G143=\"\"),\"\",V158/'Cost scenario - input'!$G143),\"\")","v":""},{"$f":"IFERROR(IF(OR(W158=\"\",'Cost scenario - input'!$G143=\"\"),\"\",W158/'Cost scenario - input'!$G143),\"\")","v":""}]
[{"$f":"IFERROR('Cost scenario - input'!A144,\"\")","v":""},{"$f":"IFERROR('Cost scenario - input'!B144,\"\")","v":""},{"$f":"IFERROR('Cost scenario - input'!C144,\"\")","v":""},{"$f":"IFERROR(repcalc('Cost scenario - input'!$CY144:$GK144,'Cost scenario - input'!$J144,'Cost scenario - input'!$H144,'Cost scenario - input'!$I144,20,TRUE,TRUE),\"\")","v":""},"","","","","","","","","","","","","","","","","","","",{"$f":"IFERROR(IF(OR(D159=\"\",'Cost scenario - input'!$G144=\"\"),\"\",D159/'Cost scenario - input'!$G144),\"\")","v":""},{"$f":"IFERROR(IF(OR(E159=\"\",'Cost scenario - input'!$G144=\"\"),\"\",E159/'Cost scenario - input'!$G144),\"\")","v":""},{"$f":"IFERROR(IF(OR(F159=\"\",'Cost scenario - input'!$G144=\"\"),\"\",F159/'Cost scenario - input'!$G144),\"\")","v":""},{"$f":"IFERROR(IF(OR(G159=\"\",'Cost scenario - input'!$G144=\"\"),\"\",G159/'Cost scenario - input'!$G144),\"\")","v":""},{"$f":"IFERROR(IF(OR(H159=\"\",'Cost scenario - input'!$G144=\"\"),\"\",H159/'Cost scenario - input'!$G144),\"\")","v":""},{"$f":"IFERROR(IF(OR(I159=\"\",'Cost scenario - input'!$G144=\"\"),\"\",I159/'Cost scenario - input'!$G144),\"\")","v":""},{"$f":"IFERROR(IF(OR(J159=\"\",'Cost scenario - input'!$G144=\"\"),\"\",J159/'Cost scenario - input'!$G144),\"\")","v":""},{"$f":"IFERROR(IF(OR(K159=\"\",'Cost scenario - input'!$G144=\"\"),\"\",K159/'Cost scenario - input'!$G144),\"\")","v":""},{"$f":"IFERROR(IF(OR(L159=\"\",'Cost scenario - input'!$G144=\"\"),\"\",L159/'Cost scenario - input'!$G144),\"\")","v":""},{"$f":"IFERROR(IF(OR(M159=\"\",'Cost scenario - input'!$G144=\"\"),\"\",M159/'Cost scenario - input'!$G144),\"\")","v":""},{"$f":"IFERROR(IF(OR(N159=\"\",'Cost scenario - input'!$G144=\"\"),\"\",N159/'Cost scenario - input'!$G144),\"\")","v":""},{"$f":"IFERROR(IF(OR(O159=\"\",'Cost scenario - input'!$G144=\"\"),\"\",O159/'Cost scenario - input'!$G144),\"\")","v":""},{"$f":"IFERROR(IF(OR(P159=\"\",'Cost scenario - input'!$G144=\"\"),\"\",P159/'Cost scenario - input'!$G144),\"\")","v":""},{"$f":"IFERROR(IF(OR(Q159=\"\",'Cost scenario - input'!$G144=\"\"),\"\",Q159/'Cost scenario - input'!$G144),\"\")","v":""},{"$f":"IFERROR(IF(OR(R159=\"\",'Cost scenario - input'!$G144=\"\"),\"\",R159/'Cost scenario - input'!$G144),\"\")","v":""},{"$f":"IFERROR(IF(OR(S159=\"\",'Cost scenario - input'!$G144=\"\"),\"\",S159/'Cost scenario - input'!$G144),\"\")","v":""},{"$f":"IFERROR(IF(OR(T159=\"\",'Cost scenario - input'!$G144=\"\"),\"\",T159/'Cost scenario - input'!$G144),\"\")","v":""},{"$f":"IFERROR(IF(OR(U159=\"\",'Cost scenario - input'!$G144=\"\"),\"\",U159/'Cost scenario - input'!$G144),\"\")","v":""},{"$f":"IFERROR(IF(OR(V159=\"\",'Cost scenario - input'!$G144=\"\"),\"\",V159/'Cost scenario - input'!$G144),\"\")","v":""},{"$f":"IFERROR(IF(OR(W159=\"\",'Cost scenario - input'!$G144=\"\"),\"\",W159/'Cost scenario - input'!$G144),\"\")","v":""}]
[{"$f":"IFERROR('Cost scenario - input'!A145,\"\")","v":""},{"$f":"IFERROR('Cost scenario - input'!B145,\"\")","v":""},{"$f":"IFERROR('Cost scenario - input'!C145,\"\")","v":""},{"$f":"IFERROR(repcalc('Cost scenario - input'!$CY145:$GK145,'Cost scenario - input'!$J145,'Cost scenario - input'!$H145,'Cost scenario - input'!$I145,20,TRUE,TRUE),\"\")","v":""},"","","","","","","","","","","","","","","","","","","",{"$f":"IFERROR(IF(OR(D160=\"\",'Cost scenario - input'!$G145=\"\"),\"\",D160/'Cost scenario - input'!$G145),\"\")","v":""},{"$f":"IFERROR(IF(OR(E160=\"\",'Cost scenario - input'!$G145=\"\"),\"\",E160/'Cost scenario - input'!$G145),\"\")","v":""},{"$f":"IFERROR(IF(OR(F160=\"\",'Cost scenario - input'!$G145=\"\"),\"\",F160/'Cost scenario - input'!$G145),\"\")","v":""},{"$f":"IFERROR(IF(OR(G160=\"\",'Cost scenario - input'!$G145=\"\"),\"\",G160/'Cost scenario - input'!$G145),\"\")","v":""},{"$f":"IFERROR(IF(OR(H160=\"\",'Cost scenario - input'!$G145=\"\"),\"\",H160/'Cost scenario - input'!$G145),\"\")","v":""},{"$f":"IFERROR(IF(OR(I160=\"\",'Cost scenario - input'!$G145=\"\"),\"\",I160/'Cost scenario - input'!$G145),\"\")","v":""},{"$f":"IFERROR(IF(OR(J160=\"\",'Cost scenario - input'!$G145=\"\"),\"\",J160/'Cost scenario - input'!$G145),\"\")","v":""},{"$f":"IFERROR(IF(OR(K160=\"\",'Cost scenario - input'!$G145=\"\"),\"\",K160/'Cost scenario - input'!$G145),\"\")","v":""},{"$f":"IFERROR(IF(OR(L160=\"\",'Cost scenario - input'!$G145=\"\"),\"\",L160/'Cost scenario - input'!$G145),\"\")","v":""},{"$f":"IFERROR(IF(OR(M160=\"\",'Cost scenario - input'!$G145=\"\"),\"\",M160/'Cost scenario - input'!$G145),\"\")","v":""},{"$f":"IFERROR(IF(OR(N160=\"\",'Cost scenario - input'!$G145=\"\"),\"\",N160/'Cost scenario - input'!$G145),\"\")","v":""},{"$f":"IFERROR(IF(OR(O160=\"\",'Cost scenario - input'!$G145=\"\"),\"\",O160/'Cost scenario - input'!$G145),\"\")","v":""},{"$f":"IFERROR(IF(OR(P160=\"\",'Cost scenario - input'!$G145=\"\"),\"\",P160/'Cost scenario - input'!$G145),\"\")","v":""},{"$f":"IFERROR(IF(OR(Q160=\"\",'Cost scenario - input'!$G145=\"\"),\"\",Q160/'Cost scenario - input'!$G145),\"\")","v":""},{"$f":"IFERROR(IF(OR(R160=\"\",'Cost scenario - input'!$G145=\"\"),\"\",R160/'Cost scenario - input'!$G145),\"\")","v":""},{"$f":"IFERROR(IF(OR(S160=\"\",'Cost scenario - input'!$G145=\"\"),\"\",S160/'Cost scenario - input'!$G145),\"\")","v":""},{"$f":"IFERROR(IF(OR(T160=\"\",'Cost scenario - input'!$G145=\"\"),\"\",T160/'Cost scenario - input'!$G145),\"\")","v":""},{"$f":"IFERROR(IF(OR(U160=\"\",'Cost scenario - input'!$G145=\"\"),\"\",U160/'Cost scenario - input'!$G145),\"\")","v":""},{"$f":"IFERROR(IF(OR(V160=\"\",'Cost scenario - input'!$G145=\"\"),\"\",V160/'Cost scenario - input'!$G145),\"\")","v":""},{"$f":"IFERROR(IF(OR(W160=\"\",'Cost scenario - input'!$G145=\"\"),\"\",W160/'Cost scenario - input'!$G145),\"\")","v":""}]
[{"$f":"IFERROR('Cost scenario - input'!A146,\"\")","v":""},{"$f":"IFERROR('Cost scenario - input'!B146,\"\")","v":""},{"$f":"IFERROR('Cost scenario - input'!C146,\"\")","v":""},{"$f":"IFERROR(repcalc('Cost scenario - input'!$CY146:$GK146,'Cost scenario - input'!$J146,'Cost scenario - input'!$H146,'Cost scenario - input'!$I146,20,TRUE,TRUE),\"\")","v":""},"","","","","","","","","","","","","","","","","","","",{"$f":"IFERROR(IF(OR(D161=\"\",'Cost scenario - input'!$G146=\"\"),\"\",D161/'Cost scenario - input'!$G146),\"\")","v":""},{"$f":"IFERROR(IF(OR(E161=\"\",'Cost scenario - input'!$G146=\"\"),\"\",E161/'Cost scenario - input'!$G146),\"\")","v":""},{"$f":"IFERROR(IF(OR(F161=\"\",'Cost scenario - input'!$G146=\"\"),\"\",F161/'Cost scenario - input'!$G146),\"\")","v":""},{"$f":"IFERROR(IF(OR(G161=\"\",'Cost scenario - input'!$G146=\"\"),\"\",G161/'Cost scenario - input'!$G146),\"\")","v":""},{"$f":"IFERROR(IF(OR(H161=\"\",'Cost scenario - input'!$G146=\"\"),\"\",H161/'Cost scenario - input'!$G146),\"\")","v":""},{"$f":"IFERROR(IF(OR(I161=\"\",'Cost scenario - input'!$G146=\"\"),\"\",I161/'Cost scenario - input'!$G146),\"\")","v":""},{"$f":"IFERROR(IF(OR(J161=\"\",'Cost scenario - input'!$G146=\"\"),\"\",J161/'Cost scenario - input'!$G146),\"\")","v":""},{"$f":"IFERROR(IF(OR(K161=\"\",'Cost scenario - input'!$G146=\"\"),\"\",K161/'Cost scenario - input'!$G146),\"\")","v":""},{"$f":"IFERROR(IF(OR(L161=\"\",'Cost scenario - input'!$G146=\"\"),\"\",L161/'Cost scenario - input'!$G146),\"\")","v":""},{"$f":"IFERROR(IF(OR(M161=\"\",'Cost scenario - input'!$G146=\"\"),\"\",M161/'Cost scenario - input'!$G146),\"\")","v":""},{"$f":"IFERROR(IF(OR(N161=\"\",'Cost scenario - input'!$G146=\"\"),\"\",N161/'Cost scenario - input'!$G146),\"\")","v":""},{"$f":"IFERROR(IF(OR(O161=\"\",'Cost scenario - input'!$G146=\"\"),\"\",O161/'Cost scenario - input'!$G146),\"\")","v":""},{"$f":"IFERROR(IF(OR(P161=\"\",'Cost scenario - input'!$G146=\"\"),\"\",P161/'Cost scenario - input'!$G146),\"\")","v":""},{"$f":"IFERROR(IF(OR(Q161=\"\",'Cost scenario - input'!$G146=\"\"),\"\",Q161/'Cost scenario - input'!$G146),\"\")","v":""},{"$f":"IFERROR(IF(OR(R161=\"\",'Cost scenario - input'!$G146=\"\"),\"\",R161/'Cost scenario - input'!$G146),\"\")","v":""},{"$f":"IFERROR(IF(OR(S161=\"\",'Cost scenario - input'!$G146=\"\"),\"\",S161/'Cost scenario - input'!$G146),\"\")","v":""},{"$f":"IFERROR(IF(OR(T161=\"\",'Cost scenario - input'!$G146=\"\"),\"\",T161/'Cost scenario - input'!$G146),\"\")","v":""},{"$f":"IFERROR(IF(OR(U161=\"\",'Cost scenario - input'!$G146=\"\"),\"\",U161/'Cost scenario - input'!$G146),\"\")","v":""},{"$f":"IFERROR(IF(OR(V161=\"\",'Cost scenario - input'!$G146=\"\"),\"\",V161/'Cost scenario - input'!$G146),\"\")","v":""},{"$f":"IFERROR(IF(OR(W161=\"\",'Cost scenario - input'!$G146=\"\"),\"\",W161/'Cost scenario - input'!$G146),\"\")","v":""}]
[{"$f":"IFERROR('Cost scenario - input'!A147,\"\")","v":""},{"$f":"IFERROR('Cost scenario - input'!B147,\"\")","v":""},{"$f":"IFERROR('Cost scenario - input'!C147,\"\")","v":""},{"$f":"IFERROR(repcalc('Cost scenario - input'!$CY147:$GK147,'Cost scenario - input'!$J147,'Cost scenario - input'!$H147,'Cost scenario - input'!$I147,20,TRUE,TRUE),\"\")","v":""},"","","","","","","","","","","","","","","","","","","",{"$f":"IFERROR(IF(OR(D162=\"\",'Cost scenario - input'!$G147=\"\"),\"\",D162/'Cost scenario - input'!$G147),\"\")","v":""},{"$f":"IFERROR(IF(OR(E162=\"\",'Cost scenario - input'!$G147=\"\"),\"\",E162/'Cost scenario - input'!$G147),\"\")","v":""},{"$f":"IFERROR(IF(OR(F162=\"\",'Cost scenario - input'!$G147=\"\"),\"\",F162/'Cost scenario - input'!$G147),\"\")","v":""},{"$f":"IFERROR(IF(OR(G162=\"\",'Cost scenario - input'!$G147=\"\"),\"\",G162/'Cost scenario - input'!$G147),\"\")","v":""},{"$f":"IFERROR(IF(OR(H162=\"\",'Cost scenario - input'!$G147=\"\"),\"\",H162/'Cost scenario - input'!$G147),\"\")","v":""},{"$f":"IFERROR(IF(OR(I162=\"\",'Cost scenario - input'!$G147=\"\"),\"\",I162/'Cost scenario - input'!$G147),\"\")","v":""},{"$f":"IFERROR(IF(OR(J162=\"\",'Cost scenario - input'!$G147=\"\"),\"\",J162/'Cost scenario - input'!$G147),\"\")","v":""},{"$f":"IFERROR(IF(OR(K162=\"\",'Cost scenario - input'!$G147=\"\"),\"\",K162/'Cost scenario - input'!$G147),\"\")","v":""},{"$f":"IFERROR(IF(OR(L162=\"\",'Cost scenario - input'!$G147=\"\"),\"\",L162/'Cost scenario - input'!$G147),\"\")","v":""},{"$f":"IFERROR(IF(OR(M162=\"\",'Cost scenario - input'!$G147=\"\"),\"\",M162/'Cost scenario - input'!$G147),\"\")","v":""},{"$f":"IFERROR(IF(OR(N162=\"\",'Cost scenario - input'!$G147=\"\"),\"\",N162/'Cost scenario - input'!$G147),\"\")","v":""},{"$f":"IFERROR(IF(OR(O162=\"\",'Cost scenario - input'!$G147=\"\"),\"\",O162/'Cost scenario - input'!$G147),\"\")","v":""},{"$f":"IFERROR(IF(OR(P162=\"\",'Cost scenario - input'!$G147=\"\"),\"\",P162/'Cost scenario - input'!$G147),\"\")","v":""},{"$f":"IFERROR(IF(OR(Q162=\"\",'Cost scenario - input'!$G147=\"\"),\"\",Q162/'Cost scenario - input'!$G147),\"\")","v":""},{"$f":"IFERROR(IF(OR(R162=\"\",'Cost scenario - input'!$G147=\"\"),\"\",R162/'Cost scenario - input'!$G147),\"\")","v":""},{"$f":"IFERROR(IF(OR(S162=\"\",'Cost scenario - input'!$G147=\"\"),\"\",S162/'Cost scenario - input'!$G147),\"\")","v":""},{"$f":"IFERROR(IF(OR(T162=\"\",'Cost scenario - input'!$G147=\"\"),\"\",T162/'Cost scenario - input'!$G147),\"\")","v":""},{"$f":"IFERROR(IF(OR(U162=\"\",'Cost scenario - input'!$G147=\"\"),\"\",U162/'Cost scenario - input'!$G147),\"\")","v":""},{"$f":"IFERROR(IF(OR(V162=\"\",'Cost scenario - input'!$G147=\"\"),\"\",V162/'Cost scenario - input'!$G147),\"\")","v":""},{"$f":"IFERROR(IF(OR(W162=\"\",'Cost scenario - input'!$G147=\"\"),\"\",W162/'Cost scenario - input'!$G147),\"\")","v":""}]
[{"$f":"IFERROR('Cost scenario - input'!A148,\"\")","v":""},{"$f":"IFERROR('Cost scenario - input'!B148,\"\")","v":""},{"$f":"IFERROR('Cost scenario - input'!C148,\"\")","v":""},{"$f":"IFERROR(repcalc('Cost scenario - input'!$CY148:$GK148,'Cost scenario - input'!$J148,'Cost scenario - input'!$H148,'Cost scenario - input'!$I148,20,TRUE,TRUE),\"\")","v":""},"","","","","","","","","","","","","","","","","","","",{"$f":"IFERROR(IF(OR(D163=\"\",'Cost scenario - input'!$G148=\"\"),\"\",D163/'Cost scenario - input'!$G148),\"\")","v":""},{"$f":"IFERROR(IF(OR(E163=\"\",'Cost scenario - input'!$G148=\"\"),\"\",E163/'Cost scenario - input'!$G148),\"\")","v":""},{"$f":"IFERROR(IF(OR(F163=\"\",'Cost scenario - input'!$G148=\"\"),\"\",F163/'Cost scenario - input'!$G148),\"\")","v":""},{"$f":"IFERROR(IF(OR(G163=\"\",'Cost scenario - input'!$G148=\"\"),\"\",G163/'Cost scenario - input'!$G148),\"\")","v":""},{"$f":"IFERROR(IF(OR(H163=\"\",'Cost scenario - input'!$G148=\"\"),\"\",H163/'Cost scenario - input'!$G148),\"\")","v":""},{"$f":"IFERROR(IF(OR(I163=\"\",'Cost scenario - input'!$G148=\"\"),\"\",I163/'Cost scenario - input'!$G148),\"\")","v":""},{"$f":"IFERROR(IF(OR(J163=\"\",'Cost scenario - input'!$G148=\"\"),\"\",J163/'Cost scenario - input'!$G148),\"\")","v":""},{"$f":"IFERROR(IF(OR(K163=\"\",'Cost scenario - input'!$G148=\"\"),\"\",K163/'Cost scenario - input'!$G148),\"\")","v":""},{"$f":"IFERROR(IF(OR(L163=\"\",'Cost scenario - input'!$G148=\"\"),\"\",L163/'Cost scenario - input'!$G148),\"\")","v":""},{"$f":"IFERROR(IF(OR(M163=\"\",'Cost scenario - input'!$G148=\"\"),\"\",M163/'Cost scenario - input'!$G148),\"\")","v":""},{"$f":"IFERROR(IF(OR(N163=\"\",'Cost scenario - input'!$G148=\"\"),\"\",N163/'Cost scenario - input'!$G148),\"\")","v":""},{"$f":"IFERROR(IF(OR(O163=\"\",'Cost scenario - input'!$G148=\"\"),\"\",O163/'Cost scenario - input'!$G148),\"\")","v":""},{"$f":"IFERROR(IF(OR(P163=\"\",'Cost scenario - input'!$G148=\"\"),\"\",P163/'Cost scenario - input'!$G148),\"\")","v":""},{"$f":"IFERROR(IF(OR(Q163=\"\",'Cost scenario - input'!$G148=\"\"),\"\",Q163/'Cost scenario - input'!$G148),\"\")","v":""},{"$f":"IFERROR(IF(OR(R163=\"\",'Cost scenario - input'!$G148=\"\"),\"\",R163/'Cost scenario - input'!$G148),\"\")","v":""},{"$f":"IFERROR(IF(OR(S163=\"\",'Cost scenario - input'!$G148=\"\"),\"\",S163/'Cost scenario - input'!$G148),\"\")","v":""},{"$f":"IFERROR(IF(OR(T163=\"\",'Cost scenario - input'!$G148=\"\"),\"\",T163/'Cost scenario - input'!$G148),\"\")","v":""},{"$f":"IFERROR(IF(OR(U163=\"\",'Cost scenario - input'!$G148=\"\"),\"\",U163/'Cost scenario - input'!$G148),\"\")","v":""},{"$f":"IFERROR(IF(OR(V163=\"\",'Cost scenario - input'!$G148=\"\"),\"\",V163/'Cost scenario - input'!$G148),\"\")","v":""},{"$f":"IFERROR(IF(OR(W163=\"\",'Cost scenario - input'!$G148=\"\"),\"\",W163/'Cost scenario - input'!$G148),\"\")","v":""}]
[{"$f":"IFERROR('Cost scenario - input'!A149,\"\")","v":""},{"$f":"IFERROR('Cost scenario - input'!B149,\"\")","v":""},{"$f":"IFERROR('Cost scenario - input'!C149,\"\")","v":""},{"$f":"IFERROR(repcalc('Cost scenario - input'!$CY149:$GK149,'Cost scenario - input'!$J149,'Cost scenario - input'!$H149,'Cost scenario - input'!$I149,20,TRUE,TRUE),\"\")","v":""},"","","","","","","","","","","","","","","","","","","",{"$f":"IFERROR(IF(OR(D164=\"\",'Cost scenario - input'!$G149=\"\"),\"\",D164/'Cost scenario - input'!$G149),\"\")","v":""},{"$f":"IFERROR(IF(OR(E164=\"\",'Cost scenario - input'!$G149=\"\"),\"\",E164/'Cost scenario - input'!$G149),\"\")","v":""},{"$f":"IFERROR(IF(OR(F164=\"\",'Cost scenario - input'!$G149=\"\"),\"\",F164/'Cost scenario - input'!$G149),\"\")","v":""},{"$f":"IFERROR(IF(OR(G164=\"\",'Cost scenario - input'!$G149=\"\"),\"\",G164/'Cost scenario - input'!$G149),\"\")","v":""},{"$f":"IFERROR(IF(OR(H164=\"\",'Cost scenario - input'!$G149=\"\"),\"\",H164/'Cost scenario - input'!$G149),\"\")","v":""},{"$f":"IFERROR(IF(OR(I164=\"\",'Cost scenario - input'!$G149=\"\"),\"\",I164/'Cost scenario - input'!$G149),\"\")","v":""},{"$f":"IFERROR(IF(OR(J164=\"\",'Cost scenario - input'!$G149=\"\"),\"\",J164/'Cost scenario - input'!$G149),\"\")","v":""},{"$f":"IFERROR(IF(OR(K164=\"\",'Cost scenario - input'!$G149=\"\"),\"\",K164/'Cost scenario - input'!$G149),\"\")","v":""},{"$f":"IFERROR(IF(OR(L164=\"\",'Cost scenario - input'!$G149=\"\"),\"\",L164/'Cost scenario - input'!$G149),\"\")","v":""},{"$f":"IFERROR(IF(OR(M164=\"\",'Cost scenario - input'!$G149=\"\"),\"\",M164/'Cost scenario - input'!$G149),\"\")","v":""},{"$f":"IFERROR(IF(OR(N164=\"\",'Cost scenario - input'!$G149=\"\"),\"\",N164/'Cost scenario - input'!$G149),\"\")","v":""},{"$f":"IFERROR(IF(OR(O164=\"\",'Cost scenario - input'!$G149=\"\"),\"\",O164/'Cost scenario - input'!$G149),\"\")","v":""},{"$f":"IFERROR(IF(OR(P164=\"\",'Cost scenario - input'!$G149=\"\"),\"\",P164/'Cost scenario - input'!$G149),\"\")","v":""},{"$f":"IFERROR(IF(OR(Q164=\"\",'Cost scenario - input'!$G149=\"\"),\"\",Q164/'Cost scenario - input'!$G149),\"\")","v":""},{"$f":"IFERROR(IF(OR(R164=\"\",'Cost scenario - input'!$G149=\"\"),\"\",R164/'Cost scenario - input'!$G149),\"\")","v":""},{"$f":"IFERROR(IF(OR(S164=\"\",'Cost scenario - input'!$G149=\"\"),\"\",S164/'Cost scenario - input'!$G149),\"\")","v":""},{"$f":"IFERROR(IF(OR(T164=\"\",'Cost scenario - input'!$G149=\"\"),\"\",T164/'Cost scenario - input'!$G149),\"\")","v":""},{"$f":"IFERROR(IF(OR(U164=\"\",'Cost scenario - input'!$G149=\"\"),\"\",U164/'Cost scenario - input'!$G149),\"\")","v":""},{"$f":"IFERROR(IF(OR(V164=\"\",'Cost scenario - input'!$G149=\"\"),\"\",V164/'Cost scenario - input'!$G149),\"\")","v":""},{"$f":"IFERROR(IF(OR(W164=\"\",'Cost scenario - input'!$G149=\"\"),\"\",W164/'Cost scenario - input'!$G149),\"\")","v":""}]
[{"$f":"IFERROR('Cost scenario - input'!A150,\"\")","v":""},{"$f":"IFERROR('Cost scenario - input'!B150,\"\")","v":""},{"$f":"IFERROR('Cost scenario - input'!C150,\"\")","v":""},{"$f":"IFERROR(repcalc('Cost scenario - input'!$CY150:$GK150,'Cost scenario - input'!$J150,'Cost scenario - input'!$H150,'Cost scenario - input'!$I150,20,TRUE,TRUE),\"\")","v":""},"","","","","","","","","","","","","","","","","","","",{"$f":"IFERROR(IF(OR(D165=\"\",'Cost scenario - input'!$G150=\"\"),\"\",D165/'Cost scenario - input'!$G150),\"\")","v":""},{"$f":"IFERROR(IF(OR(E165=\"\",'Cost scenario - input'!$G150=\"\"),\"\",E165/'Cost scenario - input'!$G150),\"\")","v":""},{"$f":"IFERROR(IF(OR(F165=\"\",'Cost scenario - input'!$G150=\"\"),\"\",F165/'Cost scenario - input'!$G150),\"\")","v":""},{"$f":"IFERROR(IF(OR(G165=\"\",'Cost scenario - input'!$G150=\"\"),\"\",G165/'Cost scenario - input'!$G150),\"\")","v":""},{"$f":"IFERROR(IF(OR(H165=\"\",'Cost scenario - input'!$G150=\"\"),\"\",H165/'Cost scenario - input'!$G150),\"\")","v":""},{"$f":"IFERROR(IF(OR(I165=\"\",'Cost scenario - input'!$G150=\"\"),\"\",I165/'Cost scenario - input'!$G150),\"\")","v":""},{"$f":"IFERROR(IF(OR(J165=\"\",'Cost scenario - input'!$G150=\"\"),\"\",J165/'Cost scenario - input'!$G150),\"\")","v":""},{"$f":"IFERROR(IF(OR(K165=\"\",'Cost scenario - input'!$G150=\"\"),\"\",K165/'Cost scenario - input'!$G150),\"\")","v":""},{"$f":"IFERROR(IF(OR(L165=\"\",'Cost scenario - input'!$G150=\"\"),\"\",L165/'Cost scenario - input'!$G150),\"\")","v":""},{"$f":"IFERROR(IF(OR(M165=\"\",'Cost scenario - input'!$G150=\"\"),\"\",M165/'Cost scenario - input'!$G150),\"\")","v":""},{"$f":"IFERROR(IF(OR(N165=\"\",'Cost scenario - input'!$G150=\"\"),\"\",N165/'Cost scenario - input'!$G150),\"\")","v":""},{"$f":"IFERROR(IF(OR(O165=\"\",'Cost scenario - input'!$G150=\"\"),\"\",O165/'Cost scenario - input'!$G150),\"\")","v":""},{"$f":"IFERROR(IF(OR(P165=\"\",'Cost scenario - input'!$G150=\"\"),\"\",P165/'Cost scenario - input'!$G150),\"\")","v":""},{"$f":"IFERROR(IF(OR(Q165=\"\",'Cost scenario - input'!$G150=\"\"),\"\",Q165/'Cost scenario - input'!$G150),\"\")","v":""},{"$f":"IFERROR(IF(OR(R165=\"\",'Cost scenario - input'!$G150=\"\"),\"\",R165/'Cost scenario - input'!$G150),\"\")","v":""},{"$f":"IFERROR(IF(OR(S165=\"\",'Cost scenario - input'!$G150=\"\"),\"\",S165/'Cost scenario - input'!$G150),\"\")","v":""},{"$f":"IFERROR(IF(OR(T165=\"\",'Cost scenario - input'!$G150=\"\"),\"\",T165/'Cost scenario - input'!$G150),\"\")","v":""},{"$f":"IFERROR(IF(OR(U165=\"\",'Cost scenario - input'!$G150=\"\"),\"\",U165/'Cost scenario - input'!$G150),\"\")","v":""},{"$f":"IFERROR(IF(OR(V165=\"\",'Cost scenario - input'!$G150=\"\"),\"\",V165/'Cost scenario - input'!$G150),\"\")","v":""},{"$f":"IFERROR(IF(OR(W165=\"\",'Cost scenario - input'!$G150=\"\"),\"\",W165/'Cost scenario - input'!$G150),\"\")","v":""}]
[{"$f":"IFERROR('Cost scenario - input'!A151,\"\")","v":""},{"$f":"IFERROR('Cost scenario - input'!B151,\"\")","v":""},{"$f":"IFERROR('Cost scenario - input'!C151,\"\")","v":""},{"$f":"IFERROR(repcalc('Cost scenario - input'!$CY151:$GK151,'Cost scenario - input'!$J151,'Cost scenario - input'!$H151,'Cost scenario - input'!$I151,20,TRUE,TRUE),\"\")","v":""},"","","","","","","","","","","","","","","","","","","",{"$f":"IFERROR(IF(OR(D166=\"\",'Cost scenario - input'!$G151=\"\"),\"\",D166/'Cost scenario - input'!$G151),\"\")","v":""},{"$f":"IFERROR(IF(OR(E166=\"\",'Cost scenario - input'!$G151=\"\"),\"\",E166/'Cost scenario - input'!$G151),\"\")","v":""},{"$f":"IFERROR(IF(OR(F166=\"\",'Cost scenario - input'!$G151=\"\"),\"\",F166/'Cost scenario - input'!$G151),\"\")","v":""},{"$f":"IFERROR(IF(OR(G166=\"\",'Cost scenario - input'!$G151=\"\"),\"\",G166/'Cost scenario - input'!$G151),\"\")","v":""},{"$f":"IFERROR(IF(OR(H166=\"\",'Cost scenario - input'!$G151=\"\"),\"\",H166/'Cost scenario - input'!$G151),\"\")","v":""},{"$f":"IFERROR(IF(OR(I166=\"\",'Cost scenario - input'!$G151=\"\"),\"\",I166/'Cost scenario - input'!$G151),\"\")","v":""},{"$f":"IFERROR(IF(OR(J166=\"\",'Cost scenario - input'!$G151=\"\"),\"\",J166/'Cost scenario - input'!$G151),\"\")","v":""},{"$f":"IFERROR(IF(OR(K166=\"\",'Cost scenario - input'!$G151=\"\"),\"\",K166/'Cost scenario - input'!$G151),\"\")","v":""},{"$f":"IFERROR(IF(OR(L166=\"\",'Cost scenario - input'!$G151=\"\"),\"\",L166/'Cost scenario - input'!$G151),\"\")","v":""},{"$f":"IFERROR(IF(OR(M166=\"\",'Cost scenario - input'!$G151=\"\"),\"\",M166/'Cost scenario - input'!$G151),\"\")","v":""},{"$f":"IFERROR(IF(OR(N166=\"\",'Cost scenario - input'!$G151=\"\"),\"\",N166/'Cost scenario - input'!$G151),\"\")","v":""},{"$f":"IFERROR(IF(OR(O166=\"\",'Cost scenario - input'!$G151=\"\"),\"\",O166/'Cost scenario - input'!$G151),\"\")","v":""},{"$f":"IFERROR(IF(OR(P166=\"\",'Cost scenario - input'!$G151=\"\"),\"\",P166/'Cost scenario - input'!$G151),\"\")","v":""},{"$f":"IFERROR(IF(OR(Q166=\"\",'Cost scenario - input'!$G151=\"\"),\"\",Q166/'Cost scenario - input'!$G151),\"\")","v":""},{"$f":"IFERROR(IF(OR(R166=\"\",'Cost scenario - input'!$G151=\"\"),\"\",R166/'Cost scenario - input'!$G151),\"\")","v":""},{"$f":"IFERROR(IF(OR(S166=\"\",'Cost scenario - input'!$G151=\"\"),\"\",S166/'Cost scenario - input'!$G151),\"\")","v":""},{"$f":"IFERROR(IF(OR(T166=\"\",'Cost scenario - input'!$G151=\"\"),\"\",T166/'Cost scenario - input'!$G151),\"\")","v":""},{"$f":"IFERROR(IF(OR(U166=\"\",'Cost scenario - input'!$G151=\"\"),\"\",U166/'Cost scenario - input'!$G151),\"\")","v":""},{"$f":"IFERROR(IF(OR(V166=\"\",'Cost scenario - input'!$G151=\"\"),\"\",V166/'Cost scenario - input'!$G151),\"\")","v":""},{"$f":"IFERROR(IF(OR(W166=\"\",'Cost scenario - input'!$G151=\"\"),\"\",W166/'Cost scenario - input'!$G151),\"\")","v":""}]
[{"$f":"IFERROR('Cost scenario - input'!A152,\"\")","v":""},{"$f":"IFERROR('Cost scenario - input'!B152,\"\")","v":""},{"$f":"IFERROR('Cost scenario - input'!C152,\"\")","v":""},{"$f":"IFERROR(repcalc('Cost scenario - input'!$CY152:$GK152,'Cost scenario - input'!$J152,'Cost scenario - input'!$H152,'Cost scenario - input'!$I152,20,TRUE,TRUE),\"\")","v":""},"","","","","","","","","","","","","","","","","","","",{"$f":"IFERROR(IF(OR(D167=\"\",'Cost scenario - input'!$G152=\"\"),\"\",D167/'Cost scenario - input'!$G152),\"\")","v":""},{"$f":"IFERROR(IF(OR(E167=\"\",'Cost scenario - input'!$G152=\"\"),\"\",E167/'Cost scenario - input'!$G152),\"\")","v":""},{"$f":"IFERROR(IF(OR(F167=\"\",'Cost scenario - input'!$G152=\"\"),\"\",F167/'Cost scenario - input'!$G152),\"\")","v":""},{"$f":"IFERROR(IF(OR(G167=\"\",'Cost scenario - input'!$G152=\"\"),\"\",G167/'Cost scenario - input'!$G152),\"\")","v":""},{"$f":"IFERROR(IF(OR(H167=\"\",'Cost scenario - input'!$G152=\"\"),\"\",H167/'Cost scenario - input'!$G152),\"\")","v":""},{"$f":"IFERROR(IF(OR(I167=\"\",'Cost scenario - input'!$G152=\"\"),\"\",I167/'Cost scenario - input'!$G152),\"\")","v":""},{"$f":"IFERROR(IF(OR(J167=\"\",'Cost scenario - input'!$G152=\"\"),\"\",J167/'Cost scenario - input'!$G152),\"\")","v":""},{"$f":"IFERROR(IF(OR(K167=\"\",'Cost scenario - input'!$G152=\"\"),\"\",K167/'Cost scenario - input'!$G152),\"\")","v":""},{"$f":"IFERROR(IF(OR(L167=\"\",'Cost scenario - input'!$G152=\"\"),\"\",L167/'Cost scenario - input'!$G152),\"\")","v":""},{"$f":"IFERROR(IF(OR(M167=\"\",'Cost scenario - input'!$G152=\"\"),\"\",M167/'Cost scenario - input'!$G152),\"\")","v":""},{"$f":"IFERROR(IF(OR(N167=\"\",'Cost scenario - input'!$G152=\"\"),\"\",N167/'Cost scenario - input'!$G152),\"\")","v":""},{"$f":"IFERROR(IF(OR(O167=\"\",'Cost scenario - input'!$G152=\"\"),\"\",O167/'Cost scenario - input'!$G152),\"\")","v":""},{"$f":"IFERROR(IF(OR(P167=\"\",'Cost scenario - input'!$G152=\"\"),\"\",P167/'Cost scenario - input'!$G152),\"\")","v":""},{"$f":"IFERROR(IF(OR(Q167=\"\",'Cost scenario - input'!$G152=\"\"),\"\",Q167/'Cost scenario - input'!$G152),\"\")","v":""},{"$f":"IFERROR(IF(OR(R167=\"\",'Cost scenario - input'!$G152=\"\"),\"\",R167/'Cost scenario - input'!$G152),\"\")","v":""},{"$f":"IFERROR(IF(OR(S167=\"\",'Cost scenario - input'!$G152=\"\"),\"\",S167/'Cost scenario - input'!$G152),\"\")","v":""},{"$f":"IFERROR(IF(OR(T167=\"\",'Cost scenario - input'!$G152=\"\"),\"\",T167/'Cost scenario - input'!$G152),\"\")","v":""},{"$f":"IFERROR(IF(OR(U167=\"\",'Cost scenario - input'!$G152=\"\"),\"\",U167/'Cost scenario - input'!$G152),\"\")","v":""},{"$f":"IFERROR(IF(OR(V167=\"\",'Cost scenario - input'!$G152=\"\"),\"\",V167/'Cost scenario - input'!$G152),\"\")","v":""},{"$f":"IFERROR(IF(OR(W167=\"\",'Cost scenario - input'!$G152=\"\"),\"\",W167/'Cost scenario - input'!$G152),\"\")","v":""}]
[{"$f":"IFERROR('Cost scenario - input'!A153,\"\")","v":""},{"$f":"IFERROR('Cost scenario - input'!B153,\"\")","v":""},{"$f":"IFERROR('Cost scenario - input'!C153,\"\")","v":""},{"$f":"IFERROR(repcalc('Cost scenario - input'!$CY153:$GK153,'Cost scenario - input'!$J153,'Cost scenario - input'!$H153,'Cost scenario - input'!$I153,20,TRUE,TRUE),\"\")","v":""},"","","","","","","","","","","","","","","","","","","",{"$f":"IFERROR(IF(OR(D168=\"\",'Cost scenario - input'!$G153=\"\"),\"\",D168/'Cost scenario - input'!$G153),\"\")","v":""},{"$f":"IFERROR(IF(OR(E168=\"\",'Cost scenario - input'!$G153=\"\"),\"\",E168/'Cost scenario - input'!$G153),\"\")","v":""},{"$f":"IFERROR(IF(OR(F168=\"\",'Cost scenario - input'!$G153=\"\"),\"\",F168/'Cost scenario - input'!$G153),\"\")","v":""},{"$f":"IFERROR(IF(OR(G168=\"\",'Cost scenario - input'!$G153=\"\"),\"\",G168/'Cost scenario - input'!$G153),\"\")","v":""},{"$f":"IFERROR(IF(OR(H168=\"\",'Cost scenario - input'!$G153=\"\"),\"\",H168/'Cost scenario - input'!$G153),\"\")","v":""},{"$f":"IFERROR(IF(OR(I168=\"\",'Cost scenario - input'!$G153=\"\"),\"\",I168/'Cost scenario - input'!$G153),\"\")","v":""},{"$f":"IFERROR(IF(OR(J168=\"\",'Cost scenario - input'!$G153=\"\"),\"\",J168/'Cost scenario - input'!$G153),\"\")","v":""},{"$f":"IFERROR(IF(OR(K168=\"\",'Cost scenario - input'!$G153=\"\"),\"\",K168/'Cost scenario - input'!$G153),\"\")","v":""},{"$f":"IFERROR(IF(OR(L168=\"\",'Cost scenario - input'!$G153=\"\"),\"\",L168/'Cost scenario - input'!$G153),\"\")","v":""},{"$f":"IFERROR(IF(OR(M168=\"\",'Cost scenario - input'!$G153=\"\"),\"\",M168/'Cost scenario - input'!$G153),\"\")","v":""},{"$f":"IFERROR(IF(OR(N168=\"\",'Cost scenario - input'!$G153=\"\"),\"\",N168/'Cost scenario - input'!$G153),\"\")","v":""},{"$f":"IFERROR(IF(OR(O168=\"\",'Cost scenario - input'!$G153=\"\"),\"\",O168/'Cost scenario - input'!$G153),\"\")","v":""},{"$f":"IFERROR(IF(OR(P168=\"\",'Cost scenario - input'!$G153=\"\"),\"\",P168/'Cost scenario - input'!$G153),\"\")","v":""},{"$f":"IFERROR(IF(OR(Q168=\"\",'Cost scenario - input'!$G153=\"\"),\"\",Q168/'Cost scenario - input'!$G153),\"\")","v":""},{"$f":"IFERROR(IF(OR(R168=\"\",'Cost scenario - input'!$G153=\"\"),\"\",R168/'Cost scenario - input'!$G153),\"\")","v":""},{"$f":"IFERROR(IF(OR(S168=\"\",'Cost scenario - input'!$G153=\"\"),\"\",S168/'Cost scenario - input'!$G153),\"\")","v":""},{"$f":"IFERROR(IF(OR(T168=\"\",'Cost scenario - input'!$G153=\"\"),\"\",T168/'Cost scenario - input'!$G153),\"\")","v":""},{"$f":"IFERROR(IF(OR(U168=\"\",'Cost scenario - input'!$G153=\"\"),\"\",U168/'Cost scenario - input'!$G153),\"\")","v":""},{"$f":"IFERROR(IF(OR(V168=\"\",'Cost scenario - input'!$G153=\"\"),\"\",V168/'Cost scenario - input'!$G153),\"\")","v":""},{"$f":"IFERROR(IF(OR(W168=\"\",'Cost scenario - input'!$G153=\"\"),\"\",W168/'Cost scenario - input'!$G153),\"\")","v":""}]
[{"$f":"IFERROR('Cost scenario - input'!A154,\"\")","v":""},{"$f":"IFERROR('Cost scenario - input'!B154,\"\")","v":""},{"$f":"IFERROR('Cost scenario - input'!C154,\"\")","v":""},{"$f":"IFERROR(repcalc('Cost scenario - input'!$CY154:$GK154,'Cost scenario - input'!$J154,'Cost scenario - input'!$H154,'Cost scenario - input'!$I154,20,TRUE,TRUE),\"\")","v":""},"","","","","","","","","","","","","","","","","","","",{"$f":"IFERROR(IF(OR(D169=\"\",'Cost scenario - input'!$G154=\"\"),\"\",D169/'Cost scenario - input'!$G154),\"\")","v":""},{"$f":"IFERROR(IF(OR(E169=\"\",'Cost scenario - input'!$G154=\"\"),\"\",E169/'Cost scenario - input'!$G154),\"\")","v":""},{"$f":"IFERROR(IF(OR(F169=\"\",'Cost scenario - input'!$G154=\"\"),\"\",F169/'Cost scenario - input'!$G154),\"\")","v":""},{"$f":"IFERROR(IF(OR(G169=\"\",'Cost scenario - input'!$G154=\"\"),\"\",G169/'Cost scenario - input'!$G154),\"\")","v":""},{"$f":"IFERROR(IF(OR(H169=\"\",'Cost scenario - input'!$G154=\"\"),\"\",H169/'Cost scenario - input'!$G154),\"\")","v":""},{"$f":"IFERROR(IF(OR(I169=\"\",'Cost scenario - input'!$G154=\"\"),\"\",I169/'Cost scenario - input'!$G154),\"\")","v":""},{"$f":"IFERROR(IF(OR(J169=\"\",'Cost scenario - input'!$G154=\"\"),\"\",J169/'Cost scenario - input'!$G154),\"\")","v":""},{"$f":"IFERROR(IF(OR(K169=\"\",'Cost scenario - input'!$G154=\"\"),\"\",K169/'Cost scenario - input'!$G154),\"\")","v":""},{"$f":"IFERROR(IF(OR(L169=\"\",'Cost scenario - input'!$G154=\"\"),\"\",L169/'Cost scenario - input'!$G154),\"\")","v":""},{"$f":"IFERROR(IF(OR(M169=\"\",'Cost scenario - input'!$G154=\"\"),\"\",M169/'Cost scenario - input'!$G154),\"\")","v":""},{"$f":"IFERROR(IF(OR(N169=\"\",'Cost scenario - input'!$G154=\"\"),\"\",N169/'Cost scenario - input'!$G154),\"\")","v":""},{"$f":"IFERROR(IF(OR(O169=\"\",'Cost scenario - input'!$G154=\"\"),\"\",O169/'Cost scenario - input'!$G154),\"\")","v":""},{"$f":"IFERROR(IF(OR(P169=\"\",'Cost scenario - input'!$G154=\"\"),\"\",P169/'Cost scenario - input'!$G154),\"\")","v":""},{"$f":"IFERROR(IF(OR(Q169=\"\",'Cost scenario - input'!$G154=\"\"),\"\",Q169/'Cost scenario - input'!$G154),\"\")","v":""},{"$f":"IFERROR(IF(OR(R169=\"\",'Cost scenario - input'!$G154=\"\"),\"\",R169/'Cost scenario - input'!$G154),\"\")","v":""},{"$f":"IFERROR(IF(OR(S169=\"\",'Cost scenario - input'!$G154=\"\"),\"\",S169/'Cost scenario - input'!$G154),\"\")","v":""},{"$f":"IFERROR(IF(OR(T169=\"\",'Cost scenario - input'!$G154=\"\"),\"\",T169/'Cost scenario - input'!$G154),\"\")","v":""},{"$f":"IFERROR(IF(OR(U169=\"\",'Cost scenario - input'!$G154=\"\"),\"\",U169/'Cost scenario - input'!$G154),\"\")","v":""},{"$f":"IFERROR(IF(OR(V169=\"\",'Cost scenario - input'!$G154=\"\"),\"\",V169/'Cost scenario - input'!$G154),\"\")","v":""},{"$f":"IFERROR(IF(OR(W169=\"\",'Cost scenario - input'!$G154=\"\"),\"\",W169/'Cost scenario - input'!$G154),\"\")","v":""}]
[{"$f":"IFERROR('Cost scenario - input'!A155,\"\")","v":""},{"$f":"IFERROR('Cost scenario - input'!B155,\"\")","v":""},{"$f":"IFERROR('Cost scenario - input'!C155,\"\")","v":""},{"$f":"IFERROR(repcalc('Cost scenario - input'!$CY155:$GK155,'Cost scenario - input'!$J155,'Cost scenario - input'!$H155,'Cost scenario - input'!$I155,20,TRUE,TRUE),\"\")","v":""},"","","","","","","","","","","","","","","","","","","",{"$f":"IFERROR(IF(OR(D170=\"\",'Cost scenario - input'!$G155=\"\"),\"\",D170/'Cost scenario - input'!$G155),\"\")","v":""},{"$f":"IFERROR(IF(OR(E170=\"\",'Cost scenario - input'!$G155=\"\"),\"\",E170/'Cost scenario - input'!$G155),\"\")","v":""},{"$f":"IFERROR(IF(OR(F170=\"\",'Cost scenario - input'!$G155=\"\"),\"\",F170/'Cost scenario - input'!$G155),\"\")","v":""},{"$f":"IFERROR(IF(OR(G170=\"\",'Cost scenario - input'!$G155=\"\"),\"\",G170/'Cost scenario - input'!$G155),\"\")","v":""},{"$f":"IFERROR(IF(OR(H170=\"\",'Cost scenario - input'!$G155=\"\"),\"\",H170/'Cost scenario - input'!$G155),\"\")","v":""},{"$f":"IFERROR(IF(OR(I170=\"\",'Cost scenario - input'!$G155=\"\"),\"\",I170/'Cost scenario - input'!$G155),\"\")","v":""},{"$f":"IFERROR(IF(OR(J170=\"\",'Cost scenario - input'!$G155=\"\"),\"\",J170/'Cost scenario - input'!$G155),\"\")","v":""},{"$f":"IFERROR(IF(OR(K170=\"\",'Cost scenario - input'!$G155=\"\"),\"\",K170/'Cost scenario - input'!$G155),\"\")","v":""},{"$f":"IFERROR(IF(OR(L170=\"\",'Cost scenario - input'!$G155=\"\"),\"\",L170/'Cost scenario - input'!$G155),\"\")","v":""},{"$f":"IFERROR(IF(OR(M170=\"\",'Cost scenario - input'!$G155=\"\"),\"\",M170/'Cost scenario - input'!$G155),\"\")","v":""},{"$f":"IFERROR(IF(OR(N170=\"\",'Cost scenario - input'!$G155=\"\"),\"\",N170/'Cost scenario - input'!$G155),\"\")","v":""},{"$f":"IFERROR(IF(OR(O170=\"\",'Cost scenario - input'!$G155=\"\"),\"\",O170/'Cost scenario - input'!$G155),\"\")","v":""},{"$f":"IFERROR(IF(OR(P170=\"\",'Cost scenario - input'!$G155=\"\"),\"\",P170/'Cost scenario - input'!$G155),\"\")","v":""},{"$f":"IFERROR(IF(OR(Q170=\"\",'Cost scenario - input'!$G155=\"\"),\"\",Q170/'Cost scenario - input'!$G155),\"\")","v":""},{"$f":"IFERROR(IF(OR(R170=\"\",'Cost scenario - input'!$G155=\"\"),\"\",R170/'Cost scenario - input'!$G155),\"\")","v":""},{"$f":"IFERROR(IF(OR(S170=\"\",'Cost scenario - input'!$G155=\"\"),\"\",S170/'Cost scenario - input'!$G155),\"\")","v":""},{"$f":"IFERROR(IF(OR(T170=\"\",'Cost scenario - input'!$G155=\"\"),\"\",T170/'Cost scenario - input'!$G155),\"\")","v":""},{"$f":"IFERROR(IF(OR(U170=\"\",'Cost scenario - input'!$G155=\"\"),\"\",U170/'Cost scenario - input'!$G155),\"\")","v":""},{"$f":"IFERROR(IF(OR(V170=\"\",'Cost scenario - input'!$G155=\"\"),\"\",V170/'Cost scenario - input'!$G155),\"\")","v":""},{"$f":"IFERROR(IF(OR(W170=\"\",'Cost scenario - input'!$G155=\"\"),\"\",W170/'Cost scenario - input'!$G155),\"\")","v":""}]
[{"$f":"IFERROR('Cost scenario - input'!A156,\"\")","v":""},{"$f":"IFERROR('Cost scenario - input'!B156,\"\")","v":""},{"$f":"IFERROR('Cost scenario - input'!C156,\"\")","v":""},{"$f":"IFERROR(repcalc('Cost scenario - input'!$CY156:$GK156,'Cost scenario - input'!$J156,'Cost scenario - input'!$H156,'Cost scenario - input'!$I156,20,TRUE,TRUE),\"\")","v":""},"","","","","","","","","","","","","","","","","","","",{"$f":"IFERROR(IF(OR(D171=\"\",'Cost scenario - input'!$G156=\"\"),\"\",D171/'Cost scenario - input'!$G156),\"\")","v":""},{"$f":"IFERROR(IF(OR(E171=\"\",'Cost scenario - input'!$G156=\"\"),\"\",E171/'Cost scenario - input'!$G156),\"\")","v":""},{"$f":"IFERROR(IF(OR(F171=\"\",'Cost scenario - input'!$G156=\"\"),\"\",F171/'Cost scenario - input'!$G156),\"\")","v":""},{"$f":"IFERROR(IF(OR(G171=\"\",'Cost scenario - input'!$G156=\"\"),\"\",G171/'Cost scenario - input'!$G156),\"\")","v":""},{"$f":"IFERROR(IF(OR(H171=\"\",'Cost scenario - input'!$G156=\"\"),\"\",H171/'Cost scenario - input'!$G156),\"\")","v":""},{"$f":"IFERROR(IF(OR(I171=\"\",'Cost scenario - input'!$G156=\"\"),\"\",I171/'Cost scenario - input'!$G156),\"\")","v":""},{"$f":"IFERROR(IF(OR(J171=\"\",'Cost scenario - input'!$G156=\"\"),\"\",J171/'Cost scenario - input'!$G156),\"\")","v":""},{"$f":"IFERROR(IF(OR(K171=\"\",'Cost scenario - input'!$G156=\"\"),\"\",K171/'Cost scenario - input'!$G156),\"\")","v":""},{"$f":"IFERROR(IF(OR(L171=\"\",'Cost scenario - input'!$G156=\"\"),\"\",L171/'Cost scenario - input'!$G156),\"\")","v":""},{"$f":"IFERROR(IF(OR(M171=\"\",'Cost scenario - input'!$G156=\"\"),\"\",M171/'Cost scenario - input'!$G156),\"\")","v":""},{"$f":"IFERROR(IF(OR(N171=\"\",'Cost scenario - input'!$G156=\"\"),\"\",N171/'Cost scenario - input'!$G156),\"\")","v":""},{"$f":"IFERROR(IF(OR(O171=\"\",'Cost scenario - input'!$G156=\"\"),\"\",O171/'Cost scenario - input'!$G156),\"\")","v":""},{"$f":"IFERROR(IF(OR(P171=\"\",'Cost scenario - input'!$G156=\"\"),\"\",P171/'Cost scenario - input'!$G156),\"\")","v":""},{"$f":"IFERROR(IF(OR(Q171=\"\",'Cost scenario - input'!$G156=\"\"),\"\",Q171/'Cost scenario - input'!$G156),\"\")","v":""},{"$f":"IFERROR(IF(OR(R171=\"\",'Cost scenario - input'!$G156=\"\"),\"\",R171/'Cost scenario - input'!$G156),\"\")","v":""},{"$f":"IFERROR(IF(OR(S171=\"\",'Cost scenario - input'!$G156=\"\"),\"\",S171/'Cost scenario - input'!$G156),\"\")","v":""},{"$f":"IFERROR(IF(OR(T171=\"\",'Cost scenario - input'!$G156=\"\"),\"\",T171/'Cost scenario - input'!$G156),\"\")","v":""},{"$f":"IFERROR(IF(OR(U171=\"\",'Cost scenario - input'!$G156=\"\"),\"\",U171/'Cost scenario - input'!$G156),\"\")","v":""},{"$f":"IFERROR(IF(OR(V171=\"\",'Cost scenario - input'!$G156=\"\"),\"\",V171/'Cost scenario - input'!$G156),\"\")","v":""},{"$f":"IFERROR(IF(OR(W171=\"\",'Cost scenario - input'!$G156=\"\"),\"\",W171/'Cost scenario - input'!$G156),\"\")","v":""}]
[{"$f":"IFERROR('Cost scenario - input'!A157,\"\")","v":""},{"$f":"IFERROR('Cost scenario - input'!B157,\"\")","v":""},{"$f":"IFERROR('Cost scenario - input'!C157,\"\")","v":""},{"$f":"IFERROR(repcalc('Cost scenario - input'!$CY157:$GK157,'Cost scenario - input'!$J157,'Cost scenario - input'!$H157,'Cost scenario - input'!$I157,20,TRUE,TRUE),\"\")","v":""},"","","","","","","","","","","","","","","","","","","",{"$f":"IFERROR(IF(OR(D172=\"\",'Cost scenario - input'!$G157=\"\"),\"\",D172/'Cost scenario - input'!$G157),\"\")","v":""},{"$f":"IFERROR(IF(OR(E172=\"\",'Cost scenario - input'!$G157=\"\"),\"\",E172/'Cost scenario - input'!$G157),\"\")","v":""},{"$f":"IFERROR(IF(OR(F172=\"\",'Cost scenario - input'!$G157=\"\"),\"\",F172/'Cost scenario - input'!$G157),\"\")","v":""},{"$f":"IFERROR(IF(OR(G172=\"\",'Cost scenario - input'!$G157=\"\"),\"\",G172/'Cost scenario - input'!$G157),\"\")","v":""},{"$f":"IFERROR(IF(OR(H172=\"\",'Cost scenario - input'!$G157=\"\"),\"\",H172/'Cost scenario - input'!$G157),\"\")","v":""},{"$f":"IFERROR(IF(OR(I172=\"\",'Cost scenario - input'!$G157=\"\"),\"\",I172/'Cost scenario - input'!$G157),\"\")","v":""},{"$f":"IFERROR(IF(OR(J172=\"\",'Cost scenario - input'!$G157=\"\"),\"\",J172/'Cost scenario - input'!$G157),\"\")","v":""},{"$f":"IFERROR(IF(OR(K172=\"\",'Cost scenario - input'!$G157=\"\"),\"\",K172/'Cost scenario - input'!$G157),\"\")","v":""},{"$f":"IFERROR(IF(OR(L172=\"\",'Cost scenario - input'!$G157=\"\"),\"\",L172/'Cost scenario - input'!$G157),\"\")","v":""},{"$f":"IFERROR(IF(OR(M172=\"\",'Cost scenario - input'!$G157=\"\"),\"\",M172/'Cost scenario - input'!$G157),\"\")","v":""},{"$f":"IFERROR(IF(OR(N172=\"\",'Cost scenario - input'!$G157=\"\"),\"\",N172/'Cost scenario - input'!$G157),\"\")","v":""},{"$f":"IFERROR(IF(OR(O172=\"\",'Cost scenario - input'!$G157=\"\"),\"\",O172/'Cost scenario - input'!$G157),\"\")","v":""},{"$f":"IFERROR(IF(OR(P172=\"\",'Cost scenario - input'!$G157=\"\"),\"\",P172/'Cost scenario - input'!$G157),\"\")","v":""},{"$f":"IFERROR(IF(OR(Q172=\"\",'Cost scenario - input'!$G157=\"\"),\"\",Q172/'Cost scenario - input'!$G157),\"\")","v":""},{"$f":"IFERROR(IF(OR(R172=\"\",'Cost scenario - input'!$G157=\"\"),\"\",R172/'Cost scenario - input'!$G157),\"\")","v":""},{"$f":"IFERROR(IF(OR(S172=\"\",'Cost scenario - input'!$G157=\"\"),\"\",S172/'Cost scenario - input'!$G157),\"\")","v":""},{"$f":"IFERROR(IF(OR(T172=\"\",'Cost scenario - input'!$G157=\"\"),\"\",T172/'Cost scenario - input'!$G157),\"\")","v":""},{"$f":"IFERROR(IF(OR(U172=\"\",'Cost scenario - input'!$G157=\"\"),\"\",U172/'Cost scenario - input'!$G157),\"\")","v":""},{"$f":"IFERROR(IF(OR(V172=\"\",'Cost scenario - input'!$G157=\"\"),\"\",V172/'Cost scenario - input'!$G157),\"\")","v":""},{"$f":"IFERROR(IF(OR(W172=\"\",'Cost scenario - input'!$G157=\"\"),\"\",W172/'Cost scenario - input'!$G157),\"\")","v":""}]
[{"$f":"IFERROR('Cost scenario - input'!A158,\"\")","v":""},{"$f":"IFERROR('Cost scenario - input'!B158,\"\")","v":""},{"$f":"IFERROR('Cost scenario - input'!C158,\"\")","v":""},{"$f":"IFERROR(repcalc('Cost scenario - input'!$CY158:$GK158,'Cost scenario - input'!$J158,'Cost scenario - input'!$H158,'Cost scenario - input'!$I158,20,TRUE,TRUE),\"\")","v":""},"","","","","","","","","","","","","","","","","","","",{"$f":"IFERROR(IF(OR(D173=\"\",'Cost scenario - input'!$G158=\"\"),\"\",D173/'Cost scenario - input'!$G158),\"\")","v":""},{"$f":"IFERROR(IF(OR(E173=\"\",'Cost scenario - input'!$G158=\"\"),\"\",E173/'Cost scenario - input'!$G158),\"\")","v":""},{"$f":"IFERROR(IF(OR(F173=\"\",'Cost scenario - input'!$G158=\"\"),\"\",F173/'Cost scenario - input'!$G158),\"\")","v":""},{"$f":"IFERROR(IF(OR(G173=\"\",'Cost scenario - input'!$G158=\"\"),\"\",G173/'Cost scenario - input'!$G158),\"\")","v":""},{"$f":"IFERROR(IF(OR(H173=\"\",'Cost scenario - input'!$G158=\"\"),\"\",H173/'Cost scenario - input'!$G158),\"\")","v":""},{"$f":"IFERROR(IF(OR(I173=\"\",'Cost scenario - input'!$G158=\"\"),\"\",I173/'Cost scenario - input'!$G158),\"\")","v":""},{"$f":"IFERROR(IF(OR(J173=\"\",'Cost scenario - input'!$G158=\"\"),\"\",J173/'Cost scenario - input'!$G158),\"\")","v":""},{"$f":"IFERROR(IF(OR(K173=\"\",'Cost scenario - input'!$G158=\"\"),\"\",K173/'Cost scenario - input'!$G158),\"\")","v":""},{"$f":"IFERROR(IF(OR(L173=\"\",'Cost scenario - input'!$G158=\"\"),\"\",L173/'Cost scenario - input'!$G158),\"\")","v":""},{"$f":"IFERROR(IF(OR(M173=\"\",'Cost scenario - input'!$G158=\"\"),\"\",M173/'Cost scenario - input'!$G158),\"\")","v":""},{"$f":"IFERROR(IF(OR(N173=\"\",'Cost scenario - input'!$G158=\"\"),\"\",N173/'Cost scenario - input'!$G158),\"\")","v":""},{"$f":"IFERROR(IF(OR(O173=\"\",'Cost scenario - input'!$G158=\"\"),\"\",O173/'Cost scenario - input'!$G158),\"\")","v":""},{"$f":"IFERROR(IF(OR(P173=\"\",'Cost scenario - input'!$G158=\"\"),\"\",P173/'Cost scenario - input'!$G158),\"\")","v":""},{"$f":"IFERROR(IF(OR(Q173=\"\",'Cost scenario - input'!$G158=\"\"),\"\",Q173/'Cost scenario - input'!$G158),\"\")","v":""},{"$f":"IFERROR(IF(OR(R173=\"\",'Cost scenario - input'!$G158=\"\"),\"\",R173/'Cost scenario - input'!$G158),\"\")","v":""},{"$f":"IFERROR(IF(OR(S173=\"\",'Cost scenario - input'!$G158=\"\"),\"\",S173/'Cost scenario - input'!$G158),\"\")","v":""},{"$f":"IFERROR(IF(OR(T173=\"\",'Cost scenario - input'!$G158=\"\"),\"\",T173/'Cost scenario - input'!$G158),\"\")","v":""},{"$f":"IFERROR(IF(OR(U173=\"\",'Cost scenario - input'!$G158=\"\"),\"\",U173/'Cost scenario - input'!$G158),\"\")","v":""},{"$f":"IFERROR(IF(OR(V173=\"\",'Cost scenario - input'!$G158=\"\"),\"\",V173/'Cost scenario - input'!$G158),\"\")","v":""},{"$f":"IFERROR(IF(OR(W173=\"\",'Cost scenario - input'!$G158=\"\"),\"\",W173/'Cost scenario - input'!$G158),\"\")","v":""}]
[{"$f":"IFERROR('Cost scenario - input'!A159,\"\")","v":""},{"$f":"IFERROR('Cost scenario - input'!B159,\"\")","v":""},{"$f":"IFERROR('Cost scenario - input'!C159,\"\")","v":""},{"$f":"IFERROR(repcalc('Cost scenario - input'!$CY159:$GK159,'Cost scenario - input'!$J159,'Cost scenario - input'!$H159,'Cost scenario - input'!$I159,20,TRUE,TRUE),\"\")","v":""},"","","","","","","","","","","","","","","","","","","",{"$f":"IFERROR(IF(OR(D174=\"\",'Cost scenario - input'!$G159=\"\"),\"\",D174/'Cost scenario - input'!$G159),\"\")","v":""},{"$f":"IFERROR(IF(OR(E174=\"\",'Cost scenario - input'!$G159=\"\"),\"\",E174/'Cost scenario - input'!$G159),\"\")","v":""},{"$f":"IFERROR(IF(OR(F174=\"\",'Cost scenario - input'!$G159=\"\"),\"\",F174/'Cost scenario - input'!$G159),\"\")","v":""},{"$f":"IFERROR(IF(OR(G174=\"\",'Cost scenario - input'!$G159=\"\"),\"\",G174/'Cost scenario - input'!$G159),\"\")","v":""},{"$f":"IFERROR(IF(OR(H174=\"\",'Cost scenario - input'!$G159=\"\"),\"\",H174/'Cost scenario - input'!$G159),\"\")","v":""},{"$f":"IFERROR(IF(OR(I174=\"\",'Cost scenario - input'!$G159=\"\"),\"\",I174/'Cost scenario - input'!$G159),\"\")","v":""},{"$f":"IFERROR(IF(OR(J174=\"\",'Cost scenario - input'!$G159=\"\"),\"\",J174/'Cost scenario - input'!$G159),\"\")","v":""},{"$f":"IFERROR(IF(OR(K174=\"\",'Cost scenario - input'!$G159=\"\"),\"\",K174/'Cost scenario - input'!$G159),\"\")","v":""},{"$f":"IFERROR(IF(OR(L174=\"\",'Cost scenario - input'!$G159=\"\"),\"\",L174/'Cost scenario - input'!$G159),\"\")","v":""},{"$f":"IFERROR(IF(OR(M174=\"\",'Cost scenario - input'!$G159=\"\"),\"\",M174/'Cost scenario - input'!$G159),\"\")","v":""},{"$f":"IFERROR(IF(OR(N174=\"\",'Cost scenario - input'!$G159=\"\"),\"\",N174/'Cost scenario - input'!$G159),\"\")","v":""},{"$f":"IFERROR(IF(OR(O174=\"\",'Cost scenario - input'!$G159=\"\"),\"\",O174/'Cost scenario - input'!$G159),\"\")","v":""},{"$f":"IFERROR(IF(OR(P174=\"\",'Cost scenario - input'!$G159=\"\"),\"\",P174/'Cost scenario - input'!$G159),\"\")","v":""},{"$f":"IFERROR(IF(OR(Q174=\"\",'Cost scenario - input'!$G159=\"\"),\"\",Q174/'Cost scenario - input'!$G159),\"\")","v":""},{"$f":"IFERROR(IF(OR(R174=\"\",'Cost scenario - input'!$G159=\"\"),\"\",R174/'Cost scenario - input'!$G159),\"\")","v":""},{"$f":"IFERROR(IF(OR(S174=\"\",'Cost scenario - input'!$G159=\"\"),\"\",S174/'Cost scenario - input'!$G159),\"\")","v":""},{"$f":"IFERROR(IF(OR(T174=\"\",'Cost scenario - input'!$G159=\"\"),\"\",T174/'Cost scenario - input'!$G159),\"\")","v":""},{"$f":"IFERROR(IF(OR(U174=\"\",'Cost scenario - input'!$G159=\"\"),\"\",U174/'Cost scenario - input'!$G159),\"\")","v":""},{"$f":"IFERROR(IF(OR(V174=\"\",'Cost scenario - input'!$G159=\"\"),\"\",V174/'Cost scenario - input'!$G159),\"\")","v":""},{"$f":"IFERROR(IF(OR(W174=\"\",'Cost scenario - input'!$G159=\"\"),\"\",W174/'Cost scenario - input'!$G159),\"\")","v":""}]
[{"$f":"IFERROR('Cost scenario - input'!A160,\"\")","v":""},{"$f":"IFERROR('Cost scenario - input'!B160,\"\")","v":""},{"$f":"IFERROR('Cost scenario - input'!C160,\"\")","v":""},{"$f":"IFERROR(repcalc('Cost scenario - input'!$CY160:$GK160,'Cost scenario - input'!$J160,'Cost scenario - input'!$H160,'Cost scenario - input'!$I160,20,TRUE,TRUE),\"\")","v":""},"","","","","","","","","","","","","","","","","","","",{"$f":"IFERROR(IF(OR(D175=\"\",'Cost scenario - input'!$G160=\"\"),\"\",D175/'Cost scenario - input'!$G160),\"\")","v":""},{"$f":"IFERROR(IF(OR(E175=\"\",'Cost scenario - input'!$G160=\"\"),\"\",E175/'Cost scenario - input'!$G160),\"\")","v":""},{"$f":"IFERROR(IF(OR(F175=\"\",'Cost scenario - input'!$G160=\"\"),\"\",F175/'Cost scenario - input'!$G160),\"\")","v":""},{"$f":"IFERROR(IF(OR(G175=\"\",'Cost scenario - input'!$G160=\"\"),\"\",G175/'Cost scenario - input'!$G160),\"\")","v":""},{"$f":"IFERROR(IF(OR(H175=\"\",'Cost scenario - input'!$G160=\"\"),\"\",H175/'Cost scenario - input'!$G160),\"\")","v":""},{"$f":"IFERROR(IF(OR(I175=\"\",'Cost scenario - input'!$G160=\"\"),\"\",I175/'Cost scenario - input'!$G160),\"\")","v":""},{"$f":"IFERROR(IF(OR(J175=\"\",'Cost scenario - input'!$G160=\"\"),\"\",J175/'Cost scenario - input'!$G160),\"\")","v":""},{"$f":"IFERROR(IF(OR(K175=\"\",'Cost scenario - input'!$G160=\"\"),\"\",K175/'Cost scenario - input'!$G160),\"\")","v":""},{"$f":"IFERROR(IF(OR(L175=\"\",'Cost scenario - input'!$G160=\"\"),\"\",L175/'Cost scenario - input'!$G160),\"\")","v":""},{"$f":"IFERROR(IF(OR(M175=\"\",'Cost scenario - input'!$G160=\"\"),\"\",M175/'Cost scenario - input'!$G160),\"\")","v":""},{"$f":"IFERROR(IF(OR(N175=\"\",'Cost scenario - input'!$G160=\"\"),\"\",N175/'Cost scenario - input'!$G160),\"\")","v":""},{"$f":"IFERROR(IF(OR(O175=\"\",'Cost scenario - input'!$G160=\"\"),\"\",O175/'Cost scenario - input'!$G160),\"\")","v":""},{"$f":"IFERROR(IF(OR(P175=\"\",'Cost scenario - input'!$G160=\"\"),\"\",P175/'Cost scenario - input'!$G160),\"\")","v":""},{"$f":"IFERROR(IF(OR(Q175=\"\",'Cost scenario - input'!$G160=\"\"),\"\",Q175/'Cost scenario - input'!$G160),\"\")","v":""},{"$f":"IFERROR(IF(OR(R175=\"\",'Cost scenario - input'!$G160=\"\"),\"\",R175/'Cost scenario - input'!$G160),\"\")","v":""},{"$f":"IFERROR(IF(OR(S175=\"\",'Cost scenario - input'!$G160=\"\"),\"\",S175/'Cost scenario - input'!$G160),\"\")","v":""},{"$f":"IFERROR(IF(OR(T175=\"\",'Cost scenario - input'!$G160=\"\"),\"\",T175/'Cost scenario - input'!$G160),\"\")","v":""},{"$f":"IFERROR(IF(OR(U175=\"\",'Cost scenario - input'!$G160=\"\"),\"\",U175/'Cost scenario - input'!$G160),\"\")","v":""},{"$f":"IFERROR(IF(OR(V175=\"\",'Cost scenario - input'!$G160=\"\"),\"\",V175/'Cost scenario - input'!$G160),\"\")","v":""},{"$f":"IFERROR(IF(OR(W175=\"\",'Cost scenario - input'!$G160=\"\"),\"\",W175/'Cost scenario - input'!$G160),\"\")","v":""}]

{"sheet":"Lives scenario - input","index":4,"n_rows":190,"n_cols":192,"rows_kept":190,"cut":false,"hidden":false,"merged":[[1,3,1,4],[2,5,3,5],[2,6,3,7],[2,8,3,8],[2,3,3,3],[2,4,3,4]]}
[null,"Unit cost - historical"]
[null,"Replacement lives - comparative",null,"Asset lives"]
[null,null,null,"Historical","NEM median","Unit cost","Replacement \nlife",null,"Method","Volume",null,null,null,null,null,null,null,null,null,null,null,null,null,null,null,null,null,null,null,null,null,null,null,null,null,null,null,null,null,null,null,null,null,null,null,null,null,null,null,null,null,null,null,null,null,null,null,null,null,null,null,null,null,null,null,null,null,null,null,null,null,null,null,null,null,null,null,null,null,null,null,null,null,null,null,null,null,null,null,null,null,null,null,null,null,null,null,null,null,null,null,"Replacement Cost (NOT depreciated)"]
[null,null,null,null,null,null,null,null,null,"Installation date",null,null,null,null,null,null,null,null,null,null,null,null,null,null,null,null,null,null,null,null,null,null,null,null,null,null,null,null,null,null,null,null,null,null,null,null,null,null,null,null,null,null,null,null,null,null,null,null,null,null,null,null,null,null,null,null,null,null,null,null,null,null,null,null,null,null,null,null,null,null,null,null,null,null,null,null,null,null,null,null,null,null,null,null,null,null,null,null,null,null,null,"Installation date"]
["ID","Asset group","Asset category",null,null,"$ ('000)","μ","σ","#",2018,2017,2016,2015,2014,2013,2012,2011,2010,2009,2008,2007,2006,2005,2004,2003,2002,2001,2000,1999,1998,1997,1996,1995,1994,1993,1992,1991,1990,1989,1988,1987,1986,1985,1984,1983,1982,1981,1980,1979,1978,1977,1976,1975,1974,1973,1972,1971,1970,1969,1968,1967,1966,1965,1964,1963,1962,1961,1960,1959,1958,1957,1956,1955,1954,1953,1952,1951,1950,1949,1948,1947,1946,1945,1944,1943,1942,1941,1940,1939,1938,1937,1936,1935,1934,1933,1932,1931,1930,1929,1928,null,{"$f":"J5","v":2018},{"$f":"K5","v":2017},2016,2015,2014,2013,2012,2011,2010,2009,2008,2007,2006,2005,2004,2003,2002,2001,2000,1999,1998,1997,1996,1995,1994,1993,1992,1991,1990,1989,1988,1987,1986,1985,1984,1983,1982,1981,1980,1979,1978,1977,1976,1975,1974,1973,1972,1971,1970,1969,1968,1967,1966,1965,1964,1963,1962,1961,1960,1959,1958,1957,1956,1955,1954,{"$f":"BW5","v":1953},1952,1951,1950,1949,1948,1947,1946,1945,1944,1943,1942,1941,1940,1939,1938,1937,1936,1935,1934,1933,1932,1931,1930,1929,1928]
[1,"OVERHEAD CONDUCTORS","˂ = 1 kv",87.627628413139561,72.491265031944152,13.844894660452509,87.627628413139561,9.3609630067178209,2,22.332000000000001,30.999999999999499,17.8999999999997,226.67109266,285.29613724400002,23.338952415999699,36.068089755999701,28.857641623999601,32.6349999999996,29.669439999999799,265.74188128517102,97.470044988303897,245.667229707936,186.51051793392199,103.615163046905,164.792572608011,136.79786164957,187.12222668378899,428.42187065671698,26.660031159361399,178.765765342691,7.9546813828140799,426.05702850284598,229.28323236444899,239.26062450650301,9.77702059189523,518.18188392629395,734.11148811928695,534.73514234506797,637.32003933421504,321.847698350744,581.007684805856,555.23921989947996,550.97471579960904,843.40319137601205,676.40475592280995,522.82959292684302,662.84828697813998,847.81609808906296,472.72756081170002,594.61614338615402,1056.5962722720001,782.20725126437605,1425.21507202514,1208.7647617596299,1871.1357881670799,582.79113153284095,1656.42654228526,2099.67137100339,1065.7374017055699,2775.3765050286302,1075.16107673397,2884.42949335511,3205.9850393852498,3843.2033722930601,3922.9900039016402,3563.8218550729798,4616.9805518397998,3247.2064818537501,2866.9083482636001,2865.46721609003,2752.7762641883101,981.31968558062704,4621.6831806369601,2728.9475274132301,1242.41106230933,528.40579060514801,18.060457085170999,88.308232786375399,9.4399496452301097,20.262335438612201,94.0943257050982,97.529992355650805,123.808605176074,52.381536432816297,46.342717391579903,97.321730759198601,116.74682440360699,800.510323606832,277.207908118121,252.95496729852599,269.29025543702897,243.93408072428201,322.435045569164,82.526208316857904,22.4007178174312,10.122738544044999,1.38429912025125,3.5514360763720001,0,0,null,{"$f":"IFERROR($F6*J6,\"\")","v":309.18418755722541},{"$f":"IFERROR($F6*K6,\"\")","v":429.19173447402085},247.82361442209574,3138.23740044737,3949.894967177182,323.12533768482939,499.35890327556206,399.53100843336415,451.8281372438621,410.77027143461328,3679.1683532636689,1349.4625054126345,3401.2369168315631,2582.2184738615883,1434.5410176100111,2281.5358085828839,1893.9519843134526,{"$f":"IFERROR($F6*AA6,\"\")","v":2590.6875170663743},5931.4556694762559,369.10532304574014,2474.9931900647289,110.13172580252363,5898.7146789673143,3174.4021994938516,3312.5381426866161,135.36182018786451,7174.1735979143687,10163.696222039562,7403.3517170095438,8823.6288095776563,4455.9474803751455,8043.9901930504702,7687.2285108601263,{"$f":"IFERROR($F6*AQ6,\"\")","v":7628.1869008183457},11676.828340890355,9364.7525935803933,7238.5206394394072,9177.0647090737421,11737.924569478948,6544.863282530644,8232.3978685858274,14628.464088232638,10829.576996397394,19731.952540677299,16735.220795829049,25905.677882576001,8068.6818251181057,22933.050990717009,29069.728953109832,{"$f":"IFERROR($F6*BG6,\"\")","v":14755.022062317976},38424.795355216229,14885.491850400513,39934.622491003895,44386.52515327547,53208.745848093262,54313.383358026382,49340.738172103855,63921.60938957992,44957.231682003759,39692.044082881439,39672.091759746574,38111.897401481139,13586.267675092158,63986.716789903818,37781.991050938508,{"$f":"IFERROR($F6*BW6,\"\")","v":17201.05028265357},7315.7225089014,250.04512586381563,1222.6181805780859,130.69510843818691,280.52989972233968,1302.7260275333933,1350.2924703987237,1714.1170967202997,725.21685406499694,641.61004056554418,1347.4091105340253,1616.3474858102852,11082.981104941338,3837.9142869397829,3502.1348760863016,{"$f":"IFERROR($F6*CM6,\"\")","v":3728.2952196120145},3377.2416517220031,4464.07924074328,1142.5666608734575,310.13557850085658,140.14824881760541,19.165475498435637,49.169258370701115,0,0]
[1,"OVERHEAD CONDUCTORS","˃ 11 kv & < = 22 kv ; swer",83.430025425270983,73.07983216564503,2.5301122843053863,83.430025425270983,9.1340038003753303,2,7.7279999999999998,2.04,1.48,30.341360000000002,18.369289999999999,1.4898499999999999,15.70435,37.140860000000004,13.614990000000001,18.352329999999998,18.623790159839199,10.4681049023254,18.257482355723699,29.8792802484815,11.748592366079899,18.961273505593802,10.7461475127102,88.704572520674603,74.068143662129501,1.98400932296077,78.999587901252099,1.15328905443673,83.3060081989493,67.914409314376002,89.348508817920802,4.5209863093909899,129.254203734736,79.230094896938795,227.95799203536899,104.655020760036,112.601086209374,183.81354390542501,168.24704634423799,96.103745932712201,102.155422434264,146.52553650505999,200.945940672516,111.28694355557801,263.23149534592699,120.40529262132701,191.21842339501799,418.17203822903701,847.34288470669003,824.84375527096904,878.36138218868302,598.852096103956,330.45234430708001,760.24864565647204,1951.2130054971601,1074.95258915762,3079.7390586394599,747.52634965556695,1962.88447208496,1927.7250925430201,1975.5622956679999,1905.9755906084199,1770.34288523081,1402.4262416031399,1109.62058026248,974.29288765953197,724.97504124280499,225.385522169692,130.78471388951601,313.60625488695803,110.736805684369,33.722192666396403,8.9477105291149108,3.1013323658471701,6.1322559243044399,0,9.7089330917092695,2.0189653225900899,0,1.6861531341193601,0.77976218906442396,7.7239191074258198,3.0884117645825802,2.6775777849392299,1.2540141200352699,2.0988617910761702,2.01312378665203,0,0,7.0319146027641102,0,0,0,0,0.66533437161119602,0,0,null,{"$f":"IFERROR($F7*J7,\"\")","v":19.552707733112026},5.1614290599829884,3.7445661807719715,76.767047658532078,46.476366282968087,3.7694877867723795,39.733768852031289,93.970546135666552,34.44745344969499,46.433455578626265,47.120280263734934,26.48548080677093,46.193480388705375,75.597934002886333,29.725257868715236,47.974151022577132,27.188959830865848,224.43252860861682,187.40072015524999,5.0197663601994567,199.87782780402111,2.9179508039853141,210.77355470060684,171.83108128764687,226.06175974458955,11.438602998566616,327.02764866736669,200.46103638542635,576.75931595427653,264.7889536392023,284.893391444467,465.0689054568233,425.68391875365415,243.15326815211893,258.46468920933739,370.72605987588958,508.4157929768341,281.56846297276803,666.00523999080599,304.63890995660415,483.8040820172435,1058.0222108763082,2143.872641615159,2086.9473178436647,2222.3529231350453,1515.1630448346489,836.08153570885622,1923.5144375019727,4936.787994504798,2719.7507508735753,7792.085624718804,1891.3256001055133,4966.3181154944505,4877.3609374068328,4998.3944326801566,4822.3322553845774,4479.1662813551129,3548.2958617123381,2807.4646610401714,2465.0704035787494,1834.2682576632249,570.25067834612173,330.90001121122975,793.4590379244986,280.17655238676053,85.320933918962552,22.638712326122285,7.8467191165438113,15.515296044587144,0,24.564690882832696,5.108208964271773,0,4.2661567578554207,1.9728858933887581,19.542382616679163,7.8140285445636604,6.7745724458579515,3.1727965297936458,5.3103560006610238,5.0934292224356765,0,0,17.791533518639906,0,0,0,0,1.683370666784092,0,0]
[1,"OVERHEAD CONDUCTORS","> 1 kv & < = 11 kv",87.627628413139561,75.201418114363008,13.844894660452509,87.627628413139561,9.3609630067178209,2,39.75,21.049999999999901,27.351781211999999,78.742303191999994,106.636177413,150.95188570299999,147.45984603799999,268.55314579100002,211.60499602300001,101.811568459,227.02028695577201,51.418110512016703,215.93577493312301,47.3962538400094,41.912219858373902,257.56187594046202,299.46550751937701,197.52652287665001,260.73935197520802,13.7554984715931,321.59194739275398,204.65201693461501,492.117714673514,137.84750812012999,222.43143350638101,231.53252241393,573.89634966439098,420.72389147802801,589.83497942667202,885.28712398201299,503.47397084365099,693.41627145713903,424.495486990882,360.36746486627902,641.06936172862402,479.66971349000102,689.24173400485495,642.27366949536599,936.82686999693794,818.00662128820397,430.93997914322802,828.31976602033399,890.52324466759205,1371.0055920518901,953.06598091818205,1434.36580103912,1277.43532510978,1316.34713214411,1959.7553117817899,1929.5213651271999,2610.2729029018501,1629.76064877251,2009.4232690254601,2383.5418170170301,2050.4843478374701,2222.9127026975998,1830.56040029067,2275.06780748851,1305.98745877074,826.053136100708,1110.68279100994,1265.9133551396901,1443.11494296206,2577.1149730882198,951.27699278299804,495.625202695805,122.867502332958,8.1282130520775908,45.8137323182453,1.20304684016978,394.85739900556399,73.360878669510697,22.457176441261801,36.882950639973799,13.3178343797974,15.7275758482635,26.133348225841601,118.567660707147,111.93469625505,35.047151797936898,41.298627450582202,39.872825531904098,34.3274432435501,52.228580226843199,14.4161796939655,5.1131454854174399,4.0575456766025502,0.19457776751141401,1.7532479852223,0,0,null,550.33456275298727,291.43503260252396,378.68252965588403,1090.1788930146533,1476.36664327631,2089.9129563547021,2041.5660350426551,3718.0900142095402,2929.648879563907,1409.570440530304,3143.0719586883642,711.87832367837711,2989.6080573722693,656.19614171499791,580.27026892491244,3565.917040944234,4146.0684060447238,2734.7339018726821,3609.9088619314048,190.44342734122196,4452.4066353024637,2833.3856165088878,6813.3179201974253,1908.4842291290715,3079.5397660692915,3205.5433832897202,7945.5345071217125,5824.8779586489509,8166.203157212447,12256.70697578593,6970.5440906100857,9600.2752341678315,5877.0953012262498,4989.2495901279535,8875.5377831763253,6640.9766550784998,9542.4792028848442,8892.2112973456315,12970.269330189043,11325.215503287853,5966.3186162155935,11467.999905722194,12329.200515107188,18981.428000849744,13195.098110273071,19858.643419942196,17685.957511685807,18224.68738112396,27132.605851881144,26714.020045278605,36138.953375709694,22563.864504006138,27820.253487919617,32999.88537538435,28388.739798716433,30775.992208230055,25343.915911620104,31498.07414006507,18081.258794552959,11436.618653250742,15377.286242710008,17526.437051169018,19979.774368234652,35679.885330281308,13170.329757992649,6861.878722388843,1701.0876269927064,112.53425348372943,634.28629794827486,16.65605677374085,5466.7590951322982,1015.673637377613,310.91724220046535,510.64056637710672,184.38401409364786,217.74663088348518,361.81345331170041,1641.5567726267243,1549.7240785009151,485.2241247913251,571.77514667458297,552.03506930381354,475.25983566961332,723.0991915056369,199.59048926910683,70.790960629172758,56.176292472536808,2.6939086944615456,24.273533669053339,0,0]
[1,"OVERHEAD CONDUCTORS","> 22 kv & < = 66 kv",91.538010510785426,85.517964234053835,70.482331679962556,91.538010510785426,9.5675498697830381,2,16.524999999999999,9.0399999999999991,1.425,13.1381,68.475304382000004,9.9575700000000005,14.532470203000001,37.696199999999997,63.3626,70.595359999999999,76.856417656225204,53.773775147962603,30.051298234392299,30.629590055004002,42.046853735330501,37.524702328565098,71.781341362184705,24.1093685289636,100.374765023569,15.366940844010999,261.970652694698,2.7714737032883501,44.206321890142299,39.991937571001401,102.490763907519,0,123.136801666875,221.099694680146,197.49996628775901,259.92969518982397,84.612698523244603,200.028539653514,188.92870848820101,210.51826960693199,72.459195836326401,95.994442583745098,27.4756801539815,159.19529669483001,192.39569766442099,54.925198177347099,43.993027454997403,347.54514351893602,656.41036413824895,188.27681089574099,102.724236492806,468.892787180217,163.89205383546101,196.23487818385601,636.65400131567696,255.304553054346,656.59220509989404,538.08591837749998,1186.88010585912,1127.5680647510901,952.58176094143096,814.16882188244995,463.49532696309097,624.41569692338601,551.63719865954602,306.05575286384402,115.704390178094,469.27355580281102,277.48396765366198,719.745437114796,260.79514682483898,175.99403703525601,66.895188345373697,60.003229957848198,56.724761283139102,11.126611466770401,4.73437646912146,22.429318326271801,3.5967487441969301,54.311469791779302,0,125.065442145855,110.98989306137,34.521264862740203,37.244030919750301,17.112959207127101,14.522004740354699,20.569828467409401,0.73597929349173297,9.4417850789041804,4.0470199430424803,0.37915241935044702,0,0,0,0,0,null,1164.7205310113811,637.16027838686148,100.43732264394664,926.00392184451607,4826.2991153385174,701.83275146644473,1024.2823849770189,2656.9160714742043,4465.9437893047952,4975.7255785863617,5417.0195209797948,3790.1010556624278,2118.0855695699111,2158.8449254780744,2963.5602910724369,2644.8285157137884,5059.3163103221177,1699.2845092528635,7074.6474806894948,1083.0978214739471,18464.302433643981,195.33992879746361,3115.7646418121985,2818.7250084036768,7223.7880158624894,0,8678.9688970944499,15583.622014784503,13920.258130675253,18320.450989840741,5963.7002816520044,14098.477877317517,13316.135895532341,14837.818503127561,5107.0930741993188,6765.9121416206435,1936.5500017454888,11220.455703535055,13560.497376581518,3871.2560355234532,3100.7311526888261,24495.792079261839,46265.33300335706,13270.188633199205,7240.2437080568661,33048.65694837815,11551.494098141242,13831.091771331588,44872.858486106859,17994.460187781013,46278.149578328732,37925.550171400209,83654.077285511565,79473.62633151983,67140.183626956743,57384.516947403194,32668.23136712527,44010.27425672907,38880.676002927517,21571.523085910103,8155.1152053602236,33075.494408729144,19557.717044037403,50729.336623864685,18381.450039032836,12404.470092014528,4714.9288527521949,4229.167555758122,3998.0934392249087,784.22951987498607,333.68989259442873,1580.8706536277516,253.50723795797683,3827.9990278904556,0,8814.9039750253196,7822.8264558750552,2433.1392400674922,2625.0461403846216,1206.1612668624014,1023.5447547676685,1449.8094726398854,51.873536673468827,665.47902758224586,285.24340194094327,26.723546577918459,0,0,0,0,0]
[3,"SERVICE LINES","˂ = 11 kv ; commercial and industrial ; complex type",52.124454400114971,"",0.57094513285954573,52.124454400114971,7.2197267538401322,2,2658,2087,2160,1958,1709,901,864,844,831,868,891,909,956,922,1349,1740,2211,2454,2137,2025,1860,2012,2191,2126,1954,1909,1980,2048,2354,2413,2354,2505,2251,1849,1836,1854,1736,1608,1305,1070,1020,1111,1213,1197,1320,1181,1402,933,943,937,1043,1045,1175,1173,416,416,517,341,95,94,47,47,17,17,7,7,6,6,4,4,2,2,1,1,0,0,2,2,0,0,0,0,0,0,0,0,0,0,0,0,0,null,1517.5721631406725,1191.562492277872,1233.2414869766187,1117.9105701389906,975.74523205696369,514.42156470645068,493.29659479064753,481.87769213345661,474.45540540628252,495.58037532208567,508.71211337785525,518.98912576932707,545.82354701372572,526.41141249650116,770.20498422752723,993.44453117560954,1262.3596887524557,1401.0993560373252,1220.1097489208491,1156.1638940405801,1061.9579471187551,1148.7416073134061,1250.9407860952647,1213.8293524593942,1115.6267896075524,1089.9342586288728,1130.4713630619005,1169.2956320963497,1344.0048427513707,1377.6906055900838,1344.0048427513707,1430.2175578131621,1285.1974940668374,1055.6775506573001,1048.2552639301259,1058.5322763215977,991.16075064417134,918.0797736381495,745.08339838170718,610.91129215971398,582.36403551673664,634.32004260695533,692.556446158629,683.42132403287621,753.64757537460036,674.28620190712354,800.46507626908317,532.69180895795614,538.40126028655163,534.97558948939434,595.49577357250621,596.63766383822531,670.86053110996625,669.71864084424715,237.51317526957104,237.51317526957104,295.17863368838516,194.6922903051051,54.239787621656845,53.668842488797296,26.834421244398648,26.834421244398648,9.7060672586122774,9.7060672586122774,3.9966159300168203,3.9966159300168203,3.4256707971572746,3.4256707971572746,2.2837805314381829,2.2837805314381829,1.1418902657190915,1.1418902657190915,0.57094513285954573,0.57094513285954573,0,0,1.1418902657190915,1.1418902657190915,0,0,0,0,0,0,0,0,0,0,0,0,0]
[3,"SERVICE LINES","˂ = 11 kv ; residential ; simple type",54.359765525336428,55.878458150344443,0.54416672791877152,55.878458150344443,7.475189505982069,2,22773,18846,18759,13148,13315,5803,6454,7928,8539,8756,8607,8302,8357,8631,9607,11477,13145,14986,14238,11711,10625,10196,11618,14504,15997,16273,16491,15826,15392,15612,16043,16566,16276,16247,15054,12707,11648,10039,7843,6923,7564,11936,15690,15583,17652,14908,15049,10068,8741,8708,9871,9873,9841,9840,4820,4822,12148,9819,1886,1883,938,938,216,216,76,76,64,64,38,38,17,17,5,5,2,2,8,8,0,0,0,0,0,0,0,0,0,0,0,0,0,null,12392.308894894184,10255.366154357169,10208.023649028235,7154.7041386760084,7245.5799822384424,3157.7995221126312,3512.0520619877516,4314.1538189400208,4646.6396896983897,4764.7238696567638,4683.6430271968666,4517.6721751816413,4547.6013452171737,4696.7030286669169,5227.8097551156379,6245.4015363237404,7153.0716384922516,8154.8825845907104,7747.8458721074685,6372.736550656733,5781.771484136947,5548.3239578597941,6322.1290449602875,7892.5942217338625,8705.0351465165877,8855.2251634221684,8973.8535101084617,8611.9826360424777,8375.8142761257313,8495.5309562678613,8730.0668160008518,9014.6660147023686,8856.8576636059261,8841.0768284962815,8191.8859220891864,6914.7266116638293,6338.4540467978504,5462.8897815765476,4267.8996470669254,3767.2662573816551,4116.0771299775879,6495.1740644384572,8537.9759610455258,8479.7501211582166,9605.6310812221545,8112.4375798130459,8189.165088449593,5478.6706166861914,4756.5613687379819,4738.6038667166622,5371.4697712861935,5372.558104742031,5355.1447694486305,5354.6006027207113,2622.8836285684788,2623.9719620243163,6610.5374107572361,5343.1731014344177,1026.2984488548032,1024.6659486710469,510.4283907878077,510.4283907878077,117.54001323045465,117.54001323045465,41.356671321826639,41.356671321826639,34.826670586801377,34.826670586801377,20.678335660913319,20.678335660913319,9.2508343746191155,9.2508343746191155,2.7208336395938577,2.7208336395938577,1.088333455837543,1.088333455837543,4.3533338233501722,4.3533338233501722,0,0,0,0,0,0,0,0,0,0,0,0,0]
[4,"SWITCHGEAR","˂ = 11 kv ; circuit breaker",56.075737230263741,55.357387191951808,88.553473331039839,56.075737230263741,7.4883734702713474,2,76,14,40,54,54,130,270,70,40,64,24,64,26,28,34,60,62,20,8,64,22,20,0,0,12,8,18,40,56,0,52,0,62,0,0,6,0,0,0,0,0,4,22,0,0,0,76,84,88,72,24,160,126,4,152,38,32,30,0,0,60,2,20,0,0,2,0,0,0,0,0,0,0,0,0,0,0,0,0,0,0,0,0,0,0,0,0,0,0,0,0,null,6730.0639731590281,1239.7486266345577,3542.1389332415938,4781.8875598761515,4781.8875598761515,11511.951533035179,23909.437799380757,6198.7431331727885,3542.1389332415938,5667.4222931865497,2125.2833599449559,5667.4222931865497,2302.3903066070357,2479.4972532691154,3010.8180932553546,5313.2083998623903,5490.3153465244704,1771.0694666207969,708.42778664831872,5667.4222931865497,1948.1764132828764,1771.0694666207969,0,0,1062.641679972478,708.42778664831872,1593.9625199587172,3542.1389332415938,4958.9945065382308,0,4604.7806132140713,0,5490.3153465244704,0,0,531.32083998623898,0,0,0,0,0,354.21389332415936,1948.1764132828764,0,0,0,6730.0639731590281,7438.4917598073462,7792.7056531315056,6375.8500798348687,2125.2833599449559,14168.555732966375,11157.73763971102,354.21389332415936,13460.127946318056,3365.0319865795141,2833.7111465932749,2656.6041999311951,0,0,5313.2083998623903,177.10694666207968,1771.0694666207969,0,0,177.10694666207968,0,0,0,0,0,0,0,0,0,0,0,0,0,0,0,0,0,0,0,0,0,0,0,0,0]
[4,"SWITCHGEAR","˂ = 11 kv ; switch",76.636479141448234,63.316169287113297,68.190555362534511,76.636479141448234,8.7542263588193929,2,8,14,11,0,21,40,17,5,9,18,13,4,2,2,2,0,3,0,0,1,0,2,12,0,0,0,6,15,1,9,5,15,0,8,29,20,11,28,23,3,44,27,27,6,9,72,34,107,143,87,81,108,144,34,41,11,9,0,3,5,55,3,37,0,0,3,0,3,0,0,0,0,0,0,0,0,8,0,0,0,0,0,0,0,0,0,0,0,0,0,0,null,545.52444290027609,954.66777507548318,750.09610898787957,0,1432.0016626132247,2727.6222145013803,1159.2394411630867,340.95277681267254,613.71499826281058,1227.4299965256212,886.47721971294868,272.76222145013804,136.38111072506902,136.38111072506902,136.38111072506902,0,204.57166608760355,0,0,68.190555362534511,0,136.38111072506902,818.28666435041418,0,0,0,409.14333217520709,1022.8583304380177,68.190555362534511,613.71499826281058,340.95277681267254,1022.8583304380177,0,545.52444290027609,1977.5261055135009,1363.8111072506902,750.09610898787957,1909.3355501509664,1568.3827733382936,204.57166608760355,3000.3844359515183,1841.1449947884319,1841.1449947884319,409.14333217520709,613.71499826281058,4909.7199861024847,2318.4788823261733,7296.3894237911927,9751.2494168424346,5932.5783165405028,5523.4349843652953,7364.5799791537274,9819.4399722049693,2318.4788823261733,2795.812769863915,750.09610898787957,613.71499826281058,0,204.57166608760355,340.95277681267254,3750.480544939398,204.57166608760355,2523.0505484137771,0,0,204.57166608760355,0,204.57166608760355,0,0,0,0,0,0,0,0,545.52444290027609,0,0,0,0,0,0,0,0,0,0,0,0,0,0]
[4,"SWITCHGEAR","> 11 kv & < = 22 kv ; switch",46.016140032954489,49.13259333019208,45.391229992880596,49.13259333019208,7.0094645537438938,2,332,123,259,257,301,256,399,378,450,454,417,335,553,377,289,278,153,52,25,115,84,422,0,4,0,1,457,13,39,50,25,23,265,2,1,0,1,115,1,0,0,0,100,0,2,4,4,5,4,7,10,18,10,10,10,10,7,9,9,10,9,10,3,4,0,0,0,0,0,0,0,0,0,0,0,0,0,0,0,0,0,0,0,0,0,0,0,0,0,0,0,null,15069.888357636359,5583.1212891243131,11756.328568156074,11665.546108170312,13662.760227857059,11620.154878177433,18111.100767159358,17157.884937308867,20426.053496796267,20607.618416767789,18928.142907031208,15206.062047615,25101.350186062969,17112.493707315985,13118.065467942492,12618.761938020805,6944.8581889107309,2360.3439596297912,1134.780749822015,5219.9914491812688,3812.8633194019703,19155.099056995612,0,181.56491997152239,0,45.391229992880596,20743.792106746434,590.08598990744781,1770.2579697223432,2269.5614996440299,1134.780749822015,1043.9982898362537,12028.675948113358,90.782459985761193,45.391229992880596,0,45.391229992880596,5219.9914491812688,45.391229992880596,0,0,0,4539.1229992880599,0,90.782459985761193,181.56491997152239,181.56491997152239,226.95614996440298,181.56491997152239,317.73860995016418,453.91229992880596,817.04213987185074,453.91229992880596,453.91229992880596,453.91229992880596,453.91229992880596,317.73860995016418,408.52106993592537,408.52106993592537,453.91229992880596,408.52106993592537,453.91229992880596,136.17368997864179,181.56491997152239,0,0,0,0,0,0,0,0,0,0,0,0,0,0,0,0,0,0,0,0,0,0,0,0,0,0,0]
[4,"SWITCHGEAR","> 22 kv & < = 33 kv ; circuit breaker",67.399669997994536,56.47472704144657,249.55159763028806,67.399669997994536,8.2097302025093697,2,6,0,22,2,22,42,40,28,18,6,10,14,14,22,14,14,2,0,6,0,0,0,0,0,0,0,0,0,4,4,0,0,0,0,0,0,0,0,0,0,0,0,0,0,0,0,0,0,0,0,40,38,0,10,2,4,0,18,0,6,52,0,0,0,32,0,0,6,0,0,0,6,0,0,0,0,0,0,0,0,0,0,0,0,0,0,0,0,0,0,0,null,1497.3095857817284,0,5490.1351478663373,499.10319526057611,5490.1351478663373,10481.167100472099,9982.0639052115221,6987.4447336480653,4491.9287573451847,1497.3095857817284,2495.5159763028805,3493.7223668240326,3493.7223668240326,5490.1351478663373,3493.7223668240326,3493.7223668240326,499.10319526057611,0,1497.3095857817284,0,0,0,0,0,0,0,0,0,998.20639052115223,998.20639052115223,0,0,0,0,0,0,0,0,0,0,0,0,0,0,0,0,0,0,0,0,9982.0639052115221,9482.9607099509467,0,2495.5159763028805,499.10319526057611,998.20639052115223,0,4491.9287573451847,0,1497.3095857817284,12976.68307677498,0,0,0,7985.6511241692178,0,0,1497.3095857817284,0,0,0,1497.3095857817284,0,0,0,0,0,0,0,0,0,0,0,0,0,0,0,0,0,0,0]
[4,"SWITCHGEAR","> 22 kv & < = 33 kv ; switch",72.083772494700796,54.231980612241621,82.109610166288832,72.083772494700796,8.4902162807964316,2,4,14,12,7,60,45,33,32,39,10,5,14,20,20,17,6,7,9,4,0,0,0,8,0,0,3,30,16,4,5,0,10,3,3,11,4,3,11,22,13,4,5,9,2,16,45,10,6,20,79,38,69,70,30,16,4,3,0,0,7,21,23,34,8,1,1,0,1,0,0,0,0,0,0,0,0,4,4,0,0,0,0,0,0,0,0,0,0,0,0,0,null,328.43844066515533,1149.5345423280437,985.31532199546598,574.76727116402185,4926.57660997733,3694.9324574829975,2709.6171354875314,2627.5075253212426,3202.2747964852642,821.09610166288826,410.54805083144413,1149.5345423280437,1642.1922033257765,1642.1922033257765,1395.8633728269101,492.65766099773299,574.76727116402185,738.98649149659946,328.43844066515533,0,0,0,656.87688133031065,0,0,246.32883049886649,2463.288304988665,1313.7537626606213,328.43844066515533,410.54805083144413,0,821.09610166288826,246.32883049886649,246.32883049886649,903.20571182917718,328.43844066515533,246.32883049886649,903.20571182917718,1806.4114236583544,1067.4249321617549,328.43844066515533,410.54805083144413,738.98649149659946,164.21922033257766,1313.7537626606213,3694.9324574829975,821.09610166288826,492.65766099773299,1642.1922033257765,6486.6592031368173,3120.1651863189754,5665.5631014739292,5747.672711640218,2463.288304988665,1313.7537626606213,328.43844066515533,246.32883049886649,0,0,574.76727116402185,1724.3018134920655,1888.5210338246432,2791.7267456538202,656.87688133031065,82.109610166288832,82.109610166288832,0,82.109610166288832,0,0,0,0,0,0,0,0,328.43844066515533,328.43844066515533,0,0,0,0,0,0,0,0,0,0,0,0,0]
[4,"SWITCHGEAR","> 33 kv & < = 66 kv ; circuit breaker",68.18895459208386,49.77784528288926,242.97303409859092,68.18895459208386,8.2576603582421484,2,4,8,9,10,11,14,40,40,30,15,24,16,19,11,2,13,11,8,7,2,7,1,1,1,0,0,2,8,0,13,6,4,2,12,11,0,10,0,0,0,0,0,0,0,0,2,8,11,24,6,6,3,0,15,11,0,0,0,0,2,6,0,0,3,8,0,7,0,0,0,1,0,0,0,0,0,0,0,0,0,0,0,0,0,0,0,0,0,0,0,0,null,971.89213639436366,1943.7842727887273,2186.757306887318,2429.7303409859092,2672.7033750845003,3401.6224773802728,9718.9213639436366,9718.9213639436366,7289.1910229577279,3644.595511478864,5831.352818366182,3887.5685455774546,4616.4876478732276,2672.7033750845003,485.94606819718183,3158.6494432816817,2672.7033750845003,1943.7842727887273,1700.8112386901364,485.94606819718183,1700.8112386901364,242.97303409859092,242.97303409859092,242.97303409859092,0,0,485.94606819718183,1943.7842727887273,0,3158.6494432816817,1457.8382045915455,971.89213639436366,485.94606819718183,2915.676409183091,2672.7033750845003,0,2429.7303409859092,0,0,0,0,0,0,0,0,485.94606819718183,1943.7842727887273,2672.7033750845003,5831.352818366182,1457.8382045915455,1457.8382045915455,728.91910229577275,0,3644.595511478864,2672.7033750845003,0,0,0,0,485.94606819718183,1457.8382045915455,0,0,728.91910229577275,1943.7842727887273,0,1700.8112386901364,0,0,0,242.97303409859092,0,0,0,0,0,0,0,0,0,0,0,0,0,0,0,0,0,0,0,0]
[4,"SWITCHGEAR","> 33 kv & < = 66 kv ; switch",80.251469868239553,62.094070739875832,58.196617794914637,80.251469868239553,8.9583184732537582,2,2,1,17,35,58,71,73,83,63,21,24,18,22,12,7,20,20,13,3,2,9,1,12,0,0,0,17,12,0,2,25,9,4,21,1,5,0,0,7,4,10,18,6,3,0,12,14,86,75,38,49,31,74,34,65,22,25,4,0,30,33,0,39,14,10,13,0,0,0,0,0,0,0,0,0,0,0,8,0,0,6,15,0,0,0,6,0,0,0,0,0,null,116.39323558982927,58.196617794914637,989.34250251354888,2036.8816228220123,3375.4038321050489,4131.9598634389395,4248.3530990287682,4830.3192769779153,3666.386921079622,1222.1289736932074,1396.7188270779513,1047.5391203084635,1280.325591488122,698.35941353897567,407.37632456440247,1163.9323558982928,1163.9323558982928,756.55603133389025,174.58985338474392,116.39323558982927,523.76956015423173,58.196617794914637,698.35941353897567,0,0,0,989.34250251354888,698.35941353897567,0,116.39323558982927,1454.9154448728659,523.76956015423173,232.78647117965855,1222.1289736932074,58.196617794914637,290.98308897457321,0,0,407.37632456440247,232.78647117965855,581.96617794914641,1047.5391203084635,349.17970676948784,174.58985338474392,0,698.35941353897567,814.75264912880493,5004.9091303626592,4364.7463346185978,2211.4714762067561,2851.634271950817,1804.0951516423538,4306.5497168236834,1978.6850050270978,3782.7801566694516,1280.325591488122,1454.9154448728659,232.78647117965855,0,1745.898533847439,1920.488387232183,0,2269.6680940016709,814.75264912880493,581.96617794914641,756.55603133389025,0,0,0,0,0,0,0,0,0,0,0,465.5729423593171,0,0,349.17970676948784,872.94926692371951,0,0,0,349.17970676948784,0,0,0,0,0]
[5,"TRANSFORMERS","ground outdoor / indoor chamber mounted ; ˂ 22 kv ; > 600 kva ; multiple phase",62.913593182200934,58.142648515714264,47.318051969262044,62.913593182200934,7.9318089476613673,2,0,0,0,0,0,0,0,0,0,0,0,3,0,0,0,0,1,0,2,0,0,0,0,0,0,0,2,0,0,4,2,0,8,0,4,1,2,1,2,2,4,0,2,2,1,0,10,4,1,1,5,2,2,5,1,1,1,0,0,0,0,0,0,0,0,0,0,0,0,0,0,0,0,0,0,0,0,0,0,0,0,0,0,0,0,0,0,0,0,0,0,null,0,0,0,0,0,0,0,0,0,0,0,141.95415590778612,0,0,0,0,47.318051969262044,0,94.636103938524087,0,0,0,0,0,0,0,94.636103938524087,0,0,189.27220787704817,94.636103938524087,0,378.54441575409635,0,189.27220787704817,47.318051969262044,94.636103938524087,47.318051969262044,94.636103938524087,94.636103938524087,189.27220787704817,0,94.636103938524087,94.636103938524087,47.318051969262044,0,473.18051969262046,189.27220787704817,47.318051969262044,47.318051969262044,236.59025984631023,94.636103938524087,94.636103938524087,236.59025984631023,47.318051969262044,47.318051969262044,47.318051969262044,0,0,0,0,0,0,0,0,0,0,0,0,0,0,0,0,0,0,0,0,0,0,0,0,0,0,0,0,0,0,0,0,0,0]
[5,"TRANSFORMERS","ground outdoor / indoor chamber mounted ; > = 22 kv & < = 33 kv ; < = 15 mva",64.10872915526916,64.10872915526916,165.20980982882355,64.10872915526916,8.0067926884158283,2,6,8,5,6,2,8,11,6,7,4,3,4,2,2,5.9563416108396723,5.9126832216793401,9.9126832216793392,9.9126832216793392,1.9563416108396718,1.9563416108396718,3.9126832216793401,1.9126832216793399,5.82536644335869,4.7817080541983596,4.82536644335869,2.86902483251902,16.86902483251902,3.9126832216793401,7.7817080541983596,4.7817080541983596,28.825366443358689,7.6507328867173703,13.694391275877699,5.7380496650380302,15.694391275877699,22.60707449755704,8.6070744975570399,7.6507328867173703,7.6943912758776998,5.8690248325190204,2.86902483251902,9.8253664433586891,11.694391275877699,17.694391275877699,4.7817080541983596,5.8690248325190204,0.95634161083967195,7.7817080541983596,24.73804966503803,5.82536644335869,5.7817080541983596,16.825366443358689,9.9126832216793392,0,5,14.694391275877699,11.650732886717371,3.9126832216793401,1.9126832216793399,3,3,7.9126832216793401,7.9126832216793401,2,2,0.95634161083967195,4.9563416108396723,1.9126832216793399,1.9126832216793399,0,0,0,0,0,0,0,0,0,0,0,0,0,0,0,0,0,0,0,0,0,0,null,991.25885897294131,1321.6784786305884,826.04904914411782,991.25885897294131,330.4196196576471,1321.6784786305884,1817.307908117059,991.25885897294131,1156.4686688017648,660.83923931529421,495.62942948647066,660.83923931529421,330.4196196576471,330.4196196576471,984.04606480233076,976.83327063171953,1637.6725099470136,1637.6725099470136,323.2068254870365,323.2068254870365,646.41365097407243,315.99403131642532,962.40768229049945,789.98507829106495,797.19787246167584,473.99104697463963,2786.9283845781692,646.41365097407243,1285.6145077775357,789.98507829106495,4762.2333083534413,1263.9761252657029,2262.4477784092551,947.98209394927767,2592.8673980669018,3734.9104785274453,1421.9731409239155,1263.9761252657029,1271.1889194363139,969.62047646111034,473.99104697463963,1623.2469216057934,1932.0281587516079,2923.2870177245491,789.98507829106495,969.62047646111034,157.99701565821297,1285.6145077775357,4086.9684806969253,962.40768229049945,955.19488811988845,2779.7155904075585,1637.6725099470136,0,826.04904914411782,2427.6575882380785,1924.8153645809973,646.41365097407243,315.99403131642532,495.62942948647066,495.62942948647066,1307.2528902893666,1307.2528902893666,330.4196196576471,330.4196196576471,157.99701565821297,818.83625497350727,315.99403131642532,315.99403131642532,0,0,0,0,0,0,0,0,0,0,0,0,0,0,0,0,0,0,0,0,0,0]
[5,"TRANSFORMERS","ground outdoor / indoor chamber mounted ; > 33 kv & < = 66 kv ; < = 15 mva",72.39580942679261,69.525475953514359,93.458684802040068,72.39580942679261,8.5085727020924384,2,6,8,7,6,3,9,11,10,10,4,7,4.9563416108396696,2.9563416108396701,2,6.9563416108396696,4.9563416108396696,8.9563416108396705,18.781708054198401,6.7817080541983596,3.9126832216793401,3.9126832216793401,2.86902483251902,4.8690248325190204,1.9126832216793399,1.9563416108396701,0.95634161083967195,19.912683221679302,4.9126832216793401,6.9126832216793401,11.5197577192364,38.476099330076103,8.8253664433586891,8.9126832216793392,0.95634161083967195,19.912683221679302,16.869024832518999,1.9126832216793399,4.82536644335869,4.82536644335869,8,6.9126832216793401,7.9126832216793401,6.9126832216793401,15.9126832216793,1.9126832216793399,3.9563416108396701,3.9563416108396718,4.9126832216793401,30.912683221679298,10.912683221679341,6.9563416108396705,20.956341610839701,14.912683221679339,5.9563416108396723,24.912683221679341,14.912683221679339,18.956341610839669,7.9563416108396705,0.95634161083967195,6.9126832216793401,8.9563416108396705,7.9126832216793401,9.912683221679341,6,4,0.95634161083967195,6.9563416108396696,1.9563416108396718,0.95634161083967195,0,0,0,0,0,0,1,0,0,0,0,0,0,0,0,0,0,0,0,0,0,0,null,560.75210881224041,747.66947841632054,654.21079361428042,560.75210881224041,280.3760544061202,841.12816321836067,1028.0455328224407,934.58684802040068,934.58684802040068,373.83473920816027,654.21079361428042,463.21316837870023,276.29579877462015,186.91736960408014,650.13053798278031,463.21316837870023,{"$f":"IFERROR($F21*Z21,\"\")","v":837.04790758686056},1755.3137330812656,633.8095154567809,365.67422794516011,365.67422794516011,268.1352875116209,455.05265711570104,178.75685834107995,182.83711397258006,89.378429170540173,1861.0131847777977,459.13291274720018,646.05028235128032,1076.6214056779827,3595.9256397015674,824.80714069236114,{"$f":"IFERROR($F21*AP21,\"\")","v":832.96765195536034},89.378429170540173,1861.0131847777977,1576.5568747401799,178.75685834107995,450.97240148420093,450.97240148420093,747.66947841632054,646.05028235128032,739.50896715332044,646.05028235128032,1487.1784455696372,178.75685834107995,369.75448357666022,369.75448357666033,459.13291274720018,{"$f":"IFERROR($F21*BF21,\"\")","v":2889.0587176002382},1019.8850215594407,650.13053798278042,1958.5521252113442,1393.7197607676007,556.67185318074053,2328.3066087880015,1393.7197607676007,1771.634755607261,743.58922278482055,89.378429170540173,646.05028235128032,837.04790758686056,739.50896715332044,926.42633675740058,560.75210881224041,{"$f":"IFERROR($F21*BV21,\"\")","v":373.83473920816027},89.378429170540173,650.13053798278031,182.83711397258023,89.378429170540173,0,0,0,0,0,0,93.458684802040068,0,0,0,0,{"$f":"IFERROR($F21*CL21,\"\")","v":0},0,0,0,0,0,0,0,0,0,0]
[5,"TRANSFORMERS","ground outdoor / indoor chamber mounted ; > 33 kv & < = 66 kv ; > 15 mva and < = 40 mva",50.451831229180847,54.76543001909868,75.606371346702744,54.76543001909868,7.4003668840874832,2,3,0,1,3,6,1,8,4,4,4,2,4,3,5,2,5,5,4,0,1,0,0,2,0,3,0,1,5,1,3,1,1,4,0,2,4,2,0,4,1,4,0,0,0,0,1,4,0,4,6,4,2,0,0,0,0,0,0,0,0,0,2,3,0,0,0,0,0,0,0,0,0,0,0,0,0,0,0,0,0,0,0,0,0,0,0,0,0,0,0,0,null,226.81911404010822,0,75.606371346702744,226.81911404010822,453.63822808021644,75.606371346702744,604.85097077362195,302.42548538681098,302.42548538681098,302.42548538681098,151.21274269340549,302.42548538681098,226.81911404010822,378.03185673351373,151.21274269340549,378.03185673351373,378.03185673351373,302.42548538681098,0,75.606371346702744,0,0,151.21274269340549,0,226.81911404010822,0,75.606371346702744,378.03185673351373,75.606371346702744,226.81911404010822,75.606371346702744,75.606371346702744,302.42548538681098,0,151.21274269340549,302.42548538681098,151.21274269340549,0,302.42548538681098,75.606371346702744,302.42548538681098,0,0,0,0,75.606371346702744,302.42548538681098,0,302.42548538681098,453.63822808021644,302.42548538681098,151.21274269340549,0,0,0,0,0,0,0,0,0,151.21274269340549,226.81911404010822,0,0,0,0,0,0,0,0,0,0,0,0,0,0,0,0,0,0,0,0,0,0,0,0,0,0,0,0]
[5,"TRANSFORMERS","kiosk mounted ; < = 22 kv ; < = 60 kva ; multiple phase",56.807772981058406,"",45.064381484648131,56.807772981058406,7.537093138674777,2,0,0.95634161083967195,4.7817080541983596,2.86902483251902,5.7380496650380302,0,0,0,0,0,0,0,0,0,0,0,0,0,0,0,0,0,0,0,0,0,0,0,0,0,0.95634161083967195,0,0,0,0,0,0,0,0,0,0,0,0,0,0,0,0,0,0,0,0,0,0,0,0,0.95634161083967195,0.95634161083967195,0.95634161083967195,0.95634161083967195,0,0,0.95634161083967195,0.95634161083967195,0,0,0,0,0,0,0,0,0,0,0,0,0,0,0,0,0,0,0,0,0,0,0,0,0,0,0,0,null,0,43.096943180521883,215.48471590260939,129.29082954156581,258.58165908313123,0,0,0,0,0,0,0,0,0,0,0,0,0,0,0,0,0,0,0,0,0,0,0,0,0,43.096943180521883,0,0,0,0,0,0,0,0,0,0,0,0,0,0,0,0,0,0,0,0,0,0,0,0,43.096943180521883,43.096943180521883,43.096943180521883,43.096943180521883,0,0,43.096943180521883,43.096943180521883,0,0,0,0,0,0,0,0,0,0,0,0,0,0,0,0,0,0,0,0,0,0,0,0,0,0,0,0]
[5,"TRANSFORMERS","kiosk mounted ; < = 22 kv ; < = 60 kva ; single phase",71.604618519837842,41.326770265851934,10.964518010934404,71.604618519837842,8.4619512241467003,2,3.82536644335869,2.86902483251902,0.95634161083967195,3.82536644335869,0,0.95634161083967195,1.9126832216793399,1.9126832216793399,0.95634161083967195,3.82536644335869,7.6507328867173703,8.6070744975570399,9.5634161083967193,6.6943912758776998,5.7380496650380302,7.6507328867173703,4.7817080541983596,2.86902483251902,6.6943912758776998,7.6507328867173703,7.6507328867173703,8.6070744975570399,8.6070744975570399,9.5634161083967193,11.476099330076099,13.3887825517554,15.3014657734347,16.2578073842744,13.3887825517554,18.170490605953798,29.646589936029802,23.9085402709918,7.6507328867173703,2.86902483251902,1.9126832216793399,0.95634161083967195,0.95634161083967195,0.95634161083967195,0.95634161083967195,0.95634161083967195,0.95634161083967195,0,0,0,0.95634161083967195,0.95634161083967195,0,1.9126832216793399,1.9126832216793399,0,0,0,0.95634161083967195,0.95634161083967195,1.9126832216793399,1.9126832216793399,0.95634161083967195,1.9126832216793399,1.9126832216793399,0,0,1.9126832216793399,2.86902483251902,1.9126832216793399,0.95634161083967195,0,0,0,0,0,0,0,0,0,0,0,0,0,0,0,0,0,0,0,0,0,0,0,0,0,0,null,41.94329926663044,31.457474449972857,10.485824816657603,41.94329926663044,0,10.485824816657603,20.971649633315163,20.971649633315163,10.485824816657603,41.94329926663044,83.886598533260766,94.37242334991835,104.85824816657603,73.400773716603183,62.9149488999456,83.886598533260766,52.429124083288016,31.457474449972857,73.400773716603183,83.886598533260766,83.886598533260766,94.37242334991835,94.37242334991835,104.85824816657603,125.82989779989164,146.80154743320637,167.77319706652108,178.259021883179,146.80154743320637,199.23067151649479,325.0605693163854,262.14562041644012,83.886598533260766,31.457474449972857,20.971649633315163,10.485824816657603,10.485824816657603,10.485824816657603,10.485824816657603,10.485824816657603,10.485824816657603,0,0,0,10.485824816657603,10.485824816657603,0,20.971649633315163,20.971649633315163,0,0,0,10.485824816657603,10.485824816657603,20.971649633315163,20.971649633315163,10.485824816657603,20.971649633315163,20.971649633315163,0,0,20.971649633315163,31.457474449972857,20.971649633315163,10.485824816657603,0,0,0,0,0,0,0,0,0,0,0,0,0,0,0,0,0,0,0,0,0,0,0,0,0,0]
[5,"TRANSFORMERS","kiosk mounted ; < = 22 kv ; > 60 kva and < = 600 kva ; multiple phase",55.034704921227451,51.586527208471168,25.209274172343161,55.034704921227451,7.4185379234204536,2,147.27660806930899,152.05831612350801,228.56564499068199,201.78807988717099,184.57393089205701,78.420012088853099,153.97099934518701,225.69662015816201,166.40344028610301,43.991714098624897,20.0831738276331,28.690248325190201,21.039515438472801,15.3014657734347,2.86902483251902,6.6943912758776998,6.6943912758776998,1.9126832216793399,0.95634161083967195,1.9126832216793399,21.995857049312399,21.995857049312399,26.777565103510799,49.729763763662902,44.948055709464597,53.555130207021598,58.336838261220002,37.297322822747198,27.7339067143505,30.602931546869499,30.602931546869499,41.122689266105901,45.904397320304199,39.2100060444265,20.0831738276331,25.821223492671098,24.864881881831501,21.039515438472801,22.952198660152099,17.214148995114101,19.1268322167934,21.039515438472801,23.9085402709918,19.1268322167934,14.3451241625951,7.6507328867173703,2.86902483251902,10.5197577192364,6.6943912758776998,1.9126832216793399,3.82536644335869,6.6943912758776998,13.3887825517554,14.3451241625951,2.86902483251902,5.7380496650380302,5.7380496650380302,14.3451241625951,15.3014657734347,1.9126832216793399,4.7817080541983596,10.5197577192364,21.039515438472801,13.3887825517554,0.95634161083967195,0.95634161083967195,0.95634161083967195,0.95634161083967195,0.95634161083967195,0,0,0,0,0,0,0,0,0,0,0,0,0,0,0,0,0,0,0,0,0,0,null,3712.7363919919376,3833.2797813423422,5761.9740109485556,5086.9310305863783,4652.9748289249837,1976.9115853463629,3881.4971370824887,5689.647977338298,4194.9099493935037,1108.9991820235691,506.28223527162925,723.26033610232889,530.39091314170753,385.73884592124023,72.326033610232898,168.76074509054308,168.76074509054308,48.217355740155092,24.108677870077596,48.217355740155092,554.49959101178331,554.49959101178331,675.04298036217233,1253.651249244034,1133.1078598936474,1350.0859607243447,1470.6293500747338,940.23843693302604,699.15165823225061,771.47769184248295,771.47769184248295,1036.6731484133368,1157.2165377637232,988.45579267318021,506.28223527162925,650.93430249209393,626.82562462201827,530.39091314170753,578.60826888186159,433.9562016613969,482.17355740155091,530.39091314170753,602.71694675193999,482.17355740155091,361.63016805116445,192.86942296062062,72.326033610232898,265.19545657085376,168.76074509054308,48.217355740155092,96.43471148031044,168.76074509054308,337.52149018108616,361.63016805116445,72.326033610232898,144.65206722046554,144.65206722046554,361.63016805116445,385.73884592124023,48.217355740155092,120.54338935038798,265.19545657085376,530.39091314170753,337.52149018108616,24.108677870077596,24.108677870077596,24.108677870077596,24.108677870077596,24.108677870077596,0,0,0,0,0,0,0,0,0,0,0,0,0,0,0,0,0,0,0,0,0,0]
[5,"TRANSFORMERS","kiosk mounted ; < = 22 kv ; > 60 kva and < = 600 kva ; single phase",74.606030417180222,"",39.589306837455013,74.606030417180222,8.6374782440930193,2,0,0,0,0,0,12.432440940915701,25.821223492671098,39.2100060444265,128.149775852516,251.51784365083401,230.47832821236099,200.83173827633101,241.954427542437,251.51784365083401,227.609303379842,208.48247116304799,164.490757064424,146.32026645847,159.70904901022499,163.53441545358399,136.75685035007299,109.979285246562,155.88368256686601,219.00222888228501,222.82759532564401,190.31198055709501,232.39101143404,306.98565707953497,331.850538961366,291.68419130609999,264.906626202589,326.11248929632802,357.67176245403698,290.72784969525998,181.70490605953799,154.927340956027,151.10197451266799,126.237092630837,128.149775852516,192.22466377877399,256.299551705032,219.958570493124,179.79222283785799,142.494900015111,82.245378532211802,45.904397320304199,41.122689266105901,36.340981211907497,20.0831738276331,5.7380496650380302,16.2578073842744,28.690248325190201,75.550987256333997,76.507328867173698,30.602931546869499,29.646589936029802,21.039515438472801,65.987571147937402,60.249521482899297,8.6070744975570399,15.3014657734347,47.8170805419836,99.459527527325804,60.249521482899297,3.82536644335869,5.7380496650380302,1.9126832216793399,4.7817080541983596,2.86902483251902,0,0,0,0,0,0,0,0,0,0,0,0,0,0,0,0,0,0,0,0,0,0,null,0,0,0,0,0,492.19171914844958,1022.2443397698579,1552.2969603912663,5073.3607973763392,9957.4170873879029,9124.4772549828231,7950.7893093211269,9578.8080726583139,9957.4170873879029,9010.8945505639513,8253.6765211047732,6512.0750533487526,5792.7179253625454,6322.7705459839381,6474.2141518757817,5414.1089106329564,4354.003669390132,6171.3269400920954,8670.1464373073341,8821.5900431991777,7534.319393118607,9200.1990579287249,12153.349372819453,13137.732811116339,11547.574949252121,10487.469708009296,12910.567402278593,14159.97715088619,11509.714047779149,7193.5712798619879,6133.4660386191636,5982.0224327273199,4997.6389944304365,5073.3607973763392,7610.0411960645079,10146.721594752678,8708.007338780264,7117.849476916047,5641.2743194707027,3256.0375266743686,1817.3232707019706,1628.0187633371843,1438.7142559723936,795.0789309321126,227.16540883774653,643.63532504028115,1135.8270441887346,2991.01121636366,3028.8721178366191,1211.5488471346484,1173.6879456616896,832.93983240507157,2612.4022016340873,2385.2367927963378,340.7481132566196,605.77442356732217,1893.0450736478883,3937.5337531876044,2385.2367927963378,151.44360589183114,227.16540883774653,75.721802945915371,189.30450736478883,113.58270441887346,0,0,0,0,0,0,0,0,0,0,0,0,0,0,0,0,0,0,0,0,0,0]
[5,"TRANSFORMERS","kiosk mounted ; < = 22 kv ; > 600 kva ; multiple phase",54.185278686855504,45.471696297173295,50.785324314236576,54.185278686855504,7.3610650511223916,2,58.336838261220002,58.336838261220002,57.380496650380302,56.424155039540601,36.340981211907497,21.995857049312399,31.5592731577092,39.2100060444265,25.821223492671098,5.7380496650380302,5.7380496650380302,6.6943912758776998,1.9126832216793399,0,0,1.9126832216793399,1.9126832216793399,0.95634161083967195,0.95634161083967195,0,4.7817080541983596,4.7817080541983596,2.86902483251902,5.7380496650380302,4.7817080541983596,3.82536644335869,3.82536644335869,3.82536644335869,2.86902483251902,0,1.9126832216793399,1.9126832216793399,2.86902483251902,1.9126832216793399,0.95634161083967195,0.95634161083967195,3.82536644335869,3.82536644335869,2.86902483251902,0,0.95634161083967195,1.9126832216793399,0,0,0,1.9126832216793399,1.9126832216793399,0.95634161083967195,0.95634161083967195,0,1.9126832216793399,1.9126832216793399,1.9126832216793399,2.86902483251902,0.95634161083967195,3.82536644335869,3.82536644335869,1.9126832216793399,1.9126832216793399,0,0,2.86902483251902,3.82536644335869,0,0,0,0,0,0,0,0,0,0,0,0,0,0,0,0,0,0,0,0,0,0,0,0,0,0,0,0,null,2962.6552505632226,2962.6552505632226,2914.087131701529,2865.5190128398353,1845.5885167443005,1117.0667338189169,1602.7479224358426,1991.2928733293761,1311.3392092656861,291.40871317015291,291.40871317015291,339.97683203184494,97.136237723384127,0,0,97.136237723384127,97.136237723384127,48.568118861692163,48.568118861692163,0,242.84059430846082,242.84059430846082,145.70435658507671,291.40871317015291,242.84059430846082,194.27247544676877,194.27247544676877,194.27247544676877,145.70435658507671,0,97.136237723384127,97.136237723384127,145.70435658507671,97.136237723384127,48.568118861692163,48.568118861692163,194.27247544676877,194.27247544676877,145.70435658507671,0,48.568118861692163,97.136237723384127,0,0,0,97.136237723384127,97.136237723384127,48.568118861692163,48.568118861692163,0,97.136237723384127,97.136237723384127,97.136237723384127,145.70435658507671,48.568118861692163,194.27247544676877,194.27247544676877,97.136237723384127,97.136237723384127,0,0,145.70435658507671,194.27247544676877,0,0,0,0,0,0,0,0,0,0,0,0,0,0,0,0,0,0,0,0,0,0,0,0,0,0,0,0]
["","TRANSFORMERS","kiosk mounted ; < = 22 kv ; > 600 kva ; single phase",75.117759606337231,"",39.589306837455077,"","",2,0,0,0,0,0,1.9126832216793399,0.95634161083967195,0,10.5197577192364,31.5592731577092,37.297322822747198,38.253664433586898,50.686105374502603,57.380496650380302,58.336838261220002,47.8170805419836,36.340981211907497,38.253664433586898,45.904397320304199,50.686105374502603,34.428297990228202,19.1268322167934,21.995857049312399,25.821223492671098,29.646589936029802,23.9085402709918,17.214148995114101,26.777565103510799,33.471956379388502,32.515614768548801,25.821223492671098,25.821223492671098,26.777565103510799,14.3451241625951,9.5634161083967193,16.2578073842744,13.3887825517554,8.6070744975570399,9.5634161083967193,16.2578073842744,21.039515438472801,10.5197577192364,2.86902483251902,7.6507328867173703,8.6070744975570399,16.2578073842744,16.2578073842744,6.6943912758776998,4.7817080541983596,4.7817080541983596,3.82536644335869,6.6943912758776998,11.476099330076099,7.6507328867173703,4.7817080541983596,21.995857049312399,21.995857049312399,14.3451241625951,16.2578073842744,3.82536644335869,4.7817080541983596,20.0831738276331,31.5592731577092,11.476099330076099,0.95634161083967195,1.9126832216793399,0.95634161083967195,5.7380496650380302,5.7380496650380302,0,0,0,0,0,0,0,0,0.95634161083967195,0.95634161083967195,0,0,0,0,0,0,0,0,0,0,0,0,null,0,0,0,0,0,75.721802945915499,37.860901472957828,0,416.46991620253647,1249.4097486076093,1476.575157445355,1514.4360589183138,2006.6277780667644,2271.6540883774692,2309.5149898504278,1893.0450736478915,1438.7142559723959,1514.4360589183138,1817.3232707019736,2006.6277780667644,1362.9924530264823,757.21802945915499,870.80073387802781,1022.2443397698596,1173.6879456616914,946.52253682394576,681.49622651324114,1060.1052412428185,1325.1315515535232,1287.2706500805643,1022.2443397698596,1022.2443397698596,1060.1052412428185,567.9135220943682,378.60901472957823,643.63532504028217,530.05262062140923,340.74811325662012,378.60901472957823,643.63532504028217,832.93983240507293,416.46991620253647,113.58270441887365,302.88721178366239,340.74811325662012,643.63532504028217,643.63532504028217,265.02631031070462,189.30450736478912,189.30450736478912,151.4436058918314,265.02631031070462,454.33081767549533,302.88721178366239,189.30450736478912,870.80073387802781,870.80073387802781,567.9135220943682,643.63532504028217,151.4436058918314,189.30450736478912,795.07893093211396,1249.4097486076093,454.33081767549533,37.860901472957828,75.721802945915499,37.860901472957828,227.1654088377469,227.1654088377469,0,0,0,0,0,0,0,0,37.860901472957828,37.860901472957828,0,0,0,0,0,0,0,0,0,0,0,0]
["","TRANSFORMERS","kiosk mounted ; > 22 kv ; > 60 kva and < ≈ 600 kva",49.780249984797862,"",13.270402072124419,"","",2,1.9126832216793399,2.86902483251902,3.82536644335869,2.86902483251902,2.86902483251902,0.95634161083967195,0.95634161083967195,0.95634161083967195,1.9126832216793399,2.86902483251902,3.82536644335869,3.82536644335869,2.86902483251902,1.9126832216793399,1.9126832216793399,0.95634161083967195,0.95634161083967195,0.95634161083967195,1.9126832216793399,1.9126832216793399,2.86902483251902,1.9126832216793399,0,0,0,0,0,0,0,0.95634161083967195,1.9126832216793399,0.95634161083967195,0,0,0,0,0,0,0,0,0,0,0,0,0,0.95634161083967195,1.9126832216793399,0.95634161083967195,0,0,0,0,0,0,0,0,0,0,0,0,0,0,0,0,0,0,0,0,0,0,0,0,0,0,0,0,0,0,0,0,0,0,0,0,0,0,0,0,0,0,0,null,25.382075388291121,38.073113082436819,50.764150776582376,38.073113082436819,38.073113082436819,12.691037694145587,12.691037694145587,12.691037694145587,25.382075388291121,38.073113082436819,50.764150776582376,50.764150776582376,38.073113082436819,25.382075388291121,25.382075388291121,12.691037694145587,12.691037694145587,12.691037694145587,25.382075388291121,25.382075388291121,38.073113082436819,25.382075388291121,0,0,0,0,0,0,0,12.691037694145587,25.382075388291121,12.691037694145587,0,0,0,0,0,0,0,0,0,0,0,0,0,12.691037694145587,25.382075388291121,12.691037694145587,0,0,0,0,0,0,0,0,0,0,0,0,0,0,0,0,0,0,0,0,0,0,0,0,0,0,0,0,0,0,0,0,0,0,0,0,0,0,0,0,0,0,0]
[5,"TRANSFORMERS","pole mounted ; < = 22 kv ; < = 60 kva ; multiple phase",57.240687754560795,56.711756871374,16.506957427308222,57.240687754560795,7.565757579684985,2,56.424155039540601,176.923198005339,131.975142295875,167.35978189694299,57.380496650380302,21.995857049312399,26.777565103510799,24.864881881831501,21.995857049312399,11.476099330076099,1.9126832216793399,1.9126832216793399,1.9126832216793399,0,0.95634161083967195,0,0,1.9126832216793399,1.9126832216793399,6.6943912758776998,33.471956379388502,34.428297990228202,42.079030876945602,65.987571147937402,60.249521482899297,58.336838261220002,65.987571147937402,75.550987256333997,93.721477862287799,79.3763536996928,57.380496650380302,59.293179872059603,63.1185463154183,63.1185463154183,55.467813428701,70.769279202135706,80.332695310532401,68.856595980456405,65.987571147937402,49.729763763662902,51.642446985342303,52.598788596181898,47.8170805419836,44.948055709464597,49.729763763662902,45.904397320304199,35.384639601067903,40.1663476552662,25.821223492671098,34.428297990228202,32.515614768548801,33.471956379388502,35.384639601067903,28.690248325190201,19.1268322167934,25.821223492671098,19.1268322167934,19.1268322167934,13.3887825517554,8.6070744975570399,9.5634161083967193,25.821223492671098,53.555130207021598,29.646589936029802,0,0,0,0,0,0,0,0,0,0,0,0,0,0,0,0,0,0,0,0,0,0,0,0,0,0,0,null,931.39112510953544,2920.463697377354,2178.5080553409534,2762.6007948164274,947.17741536562971,363.0846758901572,442.01612717062704,410.44354665844014,363.0846758901572,189.43548307312659,31.572580512187599,31.572580512187599,31.572580512187599,0,15.786290256093833,0,0,31.572580512187599,31.572580512187599,110.50403179265676,552.52015896328385,568.30644921937812,694.59677126812926,1089.2540276704751,994.53628613391083,962.96370562172399,1089.2540276704751,1247.1169302314113,1547.0564450971947,1310.2620912557886,947.17741536562971,978.74999587781667,1041.8951569021922,1041.8951569021922,915.60483485344275,1168.1854789509432,1326.0483815118812,1136.6128984387562,1089.2540276704751,820.88709331687869,852.45967382906724,868.24596408515981,789.31451280469162,741.95564203641038,820.88709331687869,757.74193229250307,584.09273947547251,663.02419075594059,426.22983691453277,568.30644921937812,536.73386870718957,552.52015896328385,584.09273947547251,473.58870768281565,315.72580512187602,426.22983691453277,315.72580512187602,315.72580512187602,221.00806358531352,142.07661230484436,157.86290256093832,426.22983691453277,884.03225434125409,489.37499793890834,0,0,0,0,0,0,0,0,0,0,0,0,0,0,0,0,0,0,0,0,0,0,0,0,0,0,0]
[5,"TRANSFORMERS","pole mounted ; < = 22 kv ; < = 60 kva ; single phase",64.182807236003271,55.655848837815093,15.511227938999138,64.182807236003271,8.0114173050717614,2,755.50987256333997,530.769594016018,443.742507429608,513.55544502090402,285.94614164106201,197.96271344381199,296.46589936029801,329.937855739687,347.15200473480098,363.40981211907501,385.40566916838799,417.92128393693599,435.135432932051,418.87762554777601,398.794451720143,440.87348259708898,483.90885508487401,564.24155039540597,626.40375509998501,552.76545106533001,523.11886112929994,558.50350073036805,691.43498463708295,964.94868533722899,961.12331889386996,785.15646249937004,909.480871908528,1173.4311565002799,1092.1421195789001,869.31452425326199,881.74696519417705,914.26257996272602,985.98820077570099,992.68259205157904,978.33746788898395,1029.0235732634901,1037.6306477610401,933.38941217952004,832.01720143051398,724.90694101647102,647.44327053845802,656.05034503601496,885.57233163753597,813.84671082455998,572.84862489296302,547.98374301113199,616.84033899158806,907.56818868684798,878.87794036165803,557.54715911952906,484.86519669571402,616.84033899158806,792.80719538608798,668.48278597693002,467.65104770059901,484.86519669571402,448.52421548380602,544.15837656777296,493.47227119327101,483.90885508487401,389.23103561174599,138.669533571752,300.29126580365698,193.181005389614,15.3014657734347,8.6070744975570399,2.86902483251902,3.82536644335869,1.9126832216793399,0.95634161083967195,0.95634161083967195,0,0,0,0,0,0,0,0.95634161083967195,0.95634161083967195,0,0,0,0,0,0,0,0,0,0,0,null,11718.885843494158,8232.8881558724879,6882.9911789636681,7965.8755670333821,4435.3757812718459,3070.6447716497369,4598.5501411179612,5117.7412860828999,5384.7538749220057,5636.9324310478241,5978.1151834533584,6482.4722957049935,6749.4848845441147,6497.3063284182826,6185.7916414393248,6838.4890808238169,7506.0205529215827,8752.0793008374112,9716.291427200862,8574.0709082780068,8114.2158941662074,8663.0751045577108,10725.005651704161,14967.539007703313,14908.202876850173,12178.740857605957,14107.165110332855,18201.358139199212,16940.465358569971,13484.135736374941,13676.978161647619,14181.335273899269,15293.887727395544,15397.725956388536,15175.21546568928,15961.419199493374,16094.925493912819,14478.015928164954,12905.608460556861,11244.196796669086,10042.640146893107,10176.14644131266,13736.314292500758,12623.761839004466,8885.5855952569655,8499.9007447115946,9567.9511000680195,14077.497044906278,13632.476063507767,8648.2410718444371,7520.8545856348719,9567.9511000680195,12297.413119312236,10368.988866585338,7253.8419967957498,7520.8545856348719,6957.161342530082,8440.5646138584543,7654.3608800544243,7506.0205529215827,6037.4513143064833,2150.9347434261385,4657.8862719711005,2996.4746080833238,237.34452341253936,133.50629441955371,44.502098139851341,59.336130853135074,29.668065426567459,14.83403271328376,14.83403271328376,0,0,0,0,0,0,0,14.83403271328376,14.83403271328376,0,0,0,0,0,0,{"$f":"IFERROR($F31*CR31,\"\")","v":0},0,0,0,0]
[5,"TRANSFORMERS","pole mounted ; < = 22 kv ; > 60 kva and < = 600 kva ; multiple phase",53.130744475190006,53.319350485971896,16.690864981711293,53.319350485971896,7.3020100305307647,2,743.07743162242502,436.09177454288999,329.937855739687,350.02102956732,210.39515438472799,179.79222283785799,256.299551705032,318.46175640961098,262.99394298090999,94.677819473127499,12.432440940915701,18.170490605953798,16.2578073842744,1.9126832216793399,0.95634161083967195,5.7380496650380302,4.7817080541983596,0,0,8.6070744975570399,32.515614768548801,30.602931546869499,42.079030876945602,52.598788596181898,40.1663476552662,43.035372487785203,47.8170805419836,60.249521482899297,51.642446985342303,55.467813428701,69.812937591296006,62.162204704578599,54.511471817861299,54.511471817861299,52.598788596181898,50.686105374502603,50.686105374502603,44.948055709464597,43.035372487785203,60.249521482899297,63.1185463154183,48.773422152823201,43.035372487785203,38.253664433586898,26.777565103510799,30.602931546869499,27.7339067143505,19.1268322167934,20.0831738276331,14.3451241625951,13.3887825517554,16.2578073842744,36.340981211907497,36.340981211907497,17.214148995114101,6.6943912758776998,6.6943912758776998,33.471956379388502,25.821223492671098,3.82536644335869,7.6507328867173703,29.646589936029802,72.681962423814994,37.297322822747198,0,0,0,0,0,0,0,0,0,0,0,0,0,0,0,0,0,0,0,0,0,0,0,0,0,0,0,null,12402.605082166701,7278.748928530259,5506.9482025064544,5842.1537452677148,3511.6771146417977,3000.8877161484374,4277.8612123818211,5315.4021780714484,4389.5963933022467,1580.2547015888074,207.50819313792366,303.28120535542826,271.35686794959287,31.924337405834432,15.96216870291725,95.773012217503478,79.810843514586253,0,0,143.65951832625512,542.71373589918574,510.78939849335194,702.33542292835955,877.91927866044773,670.4110855225241,718.29759163127562,798.10843514586247,1005.6166282837861,861.95710995753177,925.80578476920095,1165.2383153129585,1037.54096568962,909.84361606628318,909.84361606628318,877.91927866044773,845.9949412546141,845.9949412546141,750.22192903711095,718.29759163127562,1005.6166282837861,1053.5031343925377,814.07060384877855,718.29759163127562,638.48674811669036,446.94072368168275,510.78939849335194,462.90289238460048,319.24337405834433,335.20554276126205,239.4325305437591,223.47036184084138,271.35686794959287,606.56241071085492,606.56241071085492,287.31903665251059,111.73518092042069,111.73518092042069,558.67590460210351,430.97855497876498,63.848674811669035,127.69734962333791,494.82722979043427,1213.1248214217098,622.52457941377259,0,0,0,0,0,0,0,0,0,0,0,0,0,0,0,0,0,0,0,0,0,0,0,0,0,0,0]
[5,"TRANSFORMERS","pole mounted ; < = 22 kv ; > 60 kva and < = 600 kva ; single phase",72.600444257005279,58.653651599327844,20.096723927470528,72.600444257005279,8.5205894313131463,2,19.388782551755401,14.5634161083967,9.5634161083967193,8.6070744975570399,17.214148995114101,65.293179872059596,126.022943635723,123.67367652244,169.490757064424,333.02517251800703,428.44104165617301,448.69884904044699,459.13128998136301,456.174948370523,424.70299199113498,321.37443963128999,439.91714098624902,460.61153226212701,233.34735304488001,197.00637183297201,167.35978189694299,131.01880068503499,134.84416712839399,175.96685639450001,189.355638946255,164.490757064424,167.35978189694299,219.958570493124,246.73613559663499,218.045887271445,215.17686243892601,205.613446330529,219.958570493124,238.129061099078,234.30369465571999,281.16443358686303,263.95028459174898,206.56978794136899,182.66124767037701,268.73199264594803,273.51370070014599,140.582216793432,142.494900015111,158.752707399386,137.71319196091301,123.36806779831799,153.014657734347,146.32026645847,115.71733491160001,110.935626857402,134.84416712839399,146.32026645847,173.097831561981,149.18929129098899,74.594645645494396,61.205863093738998,47.8170805419836,135.80050873923301,125.280751019997,34.428297990228202,53.555130207021598,96.590502694806801,280.20809197602398,209.438812773888,8.6070744975570399,13.3887825517554,6.6943912758776998,13.3887825517554,13.3887825517554,0,0,0,0,0,0,0,0,0,0,0,0,0,0,0,0,0,0,0,0,0,0,null,389.65101023238583,292.67695297132565,192.19333333397344,172.97400000057593,345.94800000115231,1312.1790102354571,2532.6483067743038,2485.4357341667701,3406.2089529817044,6692.7149529926319,8610.2613333620102,9017.3768957396369,9227.0347812188666,9167.622000030522,8535.1387812165667,6458.5733906155783,8840.8933333627756,9256.7828016811509,4689.5173333489529,3959.1826666798443,3363.3833333445432,2633.0486666754346,2709.9260000090303,3536.3573333451186,3805.4280000126728,3305.7253333443514,3363.3833333445432,4420.4466666813778,4958.5880000165071,4382.0080000145899,4324.3500000143986,4132.1566666804192,4420.4466666813778,4785.6140000159321,4708.7366666823564,5650.4840000188087,5304.536000017657,4151.3760000138227,3670.8926666788857,5400.632666684658,5496.7293333516363,2825.2420000094139,2863.6806666762018,3190.4093333439682,2767.5840000092226,2479.2940000082635,3075.0933333435646,2940.5580000097975,2325.5393333410725,2229.4426666740928,2709.9260000090303,2940.5580000097975,3478.6993333449268,2998.2160000099889,1499.1080000049924,1230.0373333374298,960.96666666986721,2729.1453333424147,2517.7326666750514,691.89600000230462,1076.2826666702506,1941.1526666731304,5631.2646666854234,4209.034000014015,172.97400000057593,269.07066666756265,134.53533333378132,269.07066666756265,269.07066666756265,0,0,0,0,0,0,0,0,0,0,0,0,0,0,0,0,0,0,0,0,0,0]
[5,"TRANSFORMERS","pole mounted ; < = 22 kv ; > 600 kva ; multiple phase",61.502410037953304,49.171407527508407,14.68349099920388,61.502410037953304,7.842347227581377,2,0,0.95634161083967195,0,0,0,0,0,0.95634161083967195,0.95634161083967195,0,0,0,0,0,0,0.95634161083967195,0.95634161083967195,0.95634161083967195,0,0,0,0,0,0,0,0,0,0,0,0,0,0,0,0,0,0,0.95634161083967195,0.95634161083967195,0,0,0,0.95634161083967195,0.95634161083967195,0.95634161083967195,0,0,0,0.95634161083967195,3.82536644335869,0,0,0,0,0,0.95634161083967195,1.9126832216793399,0.95634161083967195,0.95634161083967195,0.95634161083967195,0,0,0.95634161083967195,1.9126832216793399,0.95634161083967195,0,0,0,0,0,0,0,0,0,0,0,0,0,0,0,0,0,0,0,0,0,0,0,0,0,0,0,null,0,14.042433434928462,0,0,0,0,0,14.042433434928462,14.042433434928462,0,0,0,0,0,0,14.042433434928462,14.042433434928462,14.042433434928462,0,0,0,0,0,0,0,0,0,0,0,0,0,0,0,0,0,0,14.042433434928462,14.042433434928462,0,0,0,14.042433434928462,14.042433434928462,14.042433434928462,0,0,0,14.042433434928462,56.169733739713884,0,0,0,0,0,14.042433434928462,28.084866869856867,14.042433434928462,14.042433434928462,14.042433434928462,0,0,14.042433434928462,28.084866869856867,14.042433434928462,0,0,0,0,0,0,0,0,0,0,0,0,0,0,0,0,0,0,0,0,0,0,0,0,0,0,0]
["","TRANSFORMERS","pole mounted ; > = 22 kv & < = 33 kv ; < = 60kva",62.739863481009799,"",10.751390144062118,"","",2,36.340981211907497,42.079030876945602,14.3451241625951,27.7339067143505,22.952198660152099,5.7380496650380302,12.432440940915701,16.2578073842744,10.5197577192364,7.6507328867173703,8.6070744975570399,11.476099330076099,14.3451241625951,11.476099330076099,9.5634161083967193,11.476099330076099,12.432440940915701,11.476099330076099,14.3451241625951,16.2578073842744,18.170490605953798,18.170490605953798,30.602931546869499,27.7339067143505,21.995857049312399,24.864881881831501,21.995857049312399,28.690248325190201,30.602931546869499,25.821223492671098,32.515614768548801,25.821223492671098,16.2578073842744,9.5634161083967193,6.6943912758776998,8.6070744975570399,10.5197577192364,9.5634161083967193,11.476099330076099,17.214148995114101,13.3887825517554,10.5197577192364,14.3451241625951,12.432440940915701,16.2578073842744,17.214148995114101,23.9085402709918,24.864881881831501,20.0831738276331,22.952198660152099,21.039515438472801,18.170490605953798,17.214148995114101,13.3887825517554,21.039515438472801,15.3014657734347,5.7380496650380302,8.6070744975570399,6.6943912758776998,4.7817080541983596,9.5634161083967193,7.6507328867173703,3.82536644335869,2.86902483251902,0.95634161083967195,0,0,0,0,0,0,0,0,0,0,0,0,0,0,0,0,0,0,0,0,0,0,0,0,0,0,null,390.71606722724886,452.40807784207846,154.23002653707229,298.17805130500614,246.76804245931501,61.69201061482881,133.66602299879543,174.7940300753481,113.10201946051961,82.256014153105042,92.538015922243162,123.38402122965805,154.23002653707229,123.38402122965805,102.82001769138138,123.38402122965805,133.66602299879543,123.38402122965805,154.23002653707229,174.7940300753481,195.35803361362497,195.35803361362497,329.0240566124204,298.17805130500614,236.48604069017657,267.33204599759193,236.48604069017657,308.46005307414458,329.0240566124204,277.61404776672924,349.58806015069621,277.61404776672924,174.7940300753481,102.82001769138138,71.974012383966922,92.538015922243162,113.10201946051961,102.82001769138138,123.38402122965805,185.07603184448655,143.94802476793384,113.10201946051961,154.23002653707229,133.66602299879543,174.7940300753481,185.07603184448655,257.05004422845349,267.33204599759193,215.92203715190078,246.76804245931501,226.20403892103923,195.35803361362497,185.07603184448655,143.94802476793384,226.20403892103923,164.51202830620966,61.69201061482881,92.538015922243162,71.974012383966922,51.41000884569069,102.82001769138138,82.256014153105042,41.128007076552578,30.846005307414458,10.282001769138137,0,0,0,0,0,0,0,0,0,0,0,0,0,0,0,0,0,0,0,0,0,0,0,0,0,0]
["","TRANSFORMERS","pole mounted ; > = 22 kv & < = 33 kv ; > 60 kva and < = 600 kva",55.791231355436913,"",28.678111962514709,"","",2,48.773422152823201,19.1268322167934,21.995857049312399,32.515614768548801,13.3887825517554,9.5634161083967193,20.0831738276331,23.9085402709918,16.2578073842744,13.3887825517554,14.3451241625951,12.432440940915701,10.5197577192364,12.432440940915701,16.2578073842744,13.3887825517554,7.6507328867173703,9.5634161083967193,10.5197577192364,6.6943912758776998,10.5197577192364,13.3887825517554,15.3014657734347,18.170490605953798,15.3014657734347,14.3451241625951,10.5197577192364,8.6070744975570399,14.3451241625951,19.1268322167934,17.214148995114101,9.5634161083967193,9.5634161083967193,10.5197577192364,8.6070744975570399,3.82536644335869,7.6507328867173703,6.6943912758776998,4.7817080541983596,7.6507328867173703,7.6507328867173703,4.7817080541983596,3.82536644335869,2.86902483251902,4.7817080541983596,6.6943912758776998,8.6070744975570399,15.3014657734347,12.432440940915701,15.3014657734347,12.432440940915701,8.6070744975570399,8.6070744975570399,12.432440940915701,7.6507328867173703,3.82536644335869,0.95634161083967195,1.9126832216793399,1.9126832216793399,4.7817080541983596,1.9126832216793399,0.95634161083967195,1.9126832216793399,0,0,0,0,0,0,0,0,0,0,0,0,0,0,0,0,0,0,0,0,0,0,0,0,0,0,0,0,null,1398.7296612936589,548.52143580143456,630.79965117164943,932.48644086243928,383.96500506100472,274.26071790071785,575.94750759150713,685.65179475179457,466.24322043121964,383.96500506100472,411.39107685107734,356.5389332709322,301.68678969078985,356.5389332709322,466.24322043121964,383.96500506100472,219.4085743205741,274.26071790071785,301.68678969078985,191.98250253050236,301.68678969078985,383.96500506100472,438.81714864114707,521.09536401136472,438.81714864114707,411.39107685107734,301.68678969078985,246.83464611064582,411.39107685107734,548.52143580143456,493.66929222129227,274.26071790071785,274.26071790071785,301.68678969078985,246.83464611064582,109.70428716028719,219.4085743205741,191.98250253050236,137.13035895035893,219.4085743205741,219.4085743205741,137.13035895035893,109.70428716028719,82.278215370215463,137.13035895035893,191.98250253050236,246.83464611064582,438.81714864114707,356.5389332709322,438.81714864114707,356.5389332709322,246.83464611064582,246.83464611064582,356.5389332709322,219.4085743205741,109.70428716028719,27.426071790071784,54.852143580143448,54.852143580143448,137.13035895035893,54.852143580143448,27.426071790071784,54.852143580143448,0,0,0,0,0,0,0,0,0,0,0,0,0,0,0,0,0,0,0,0,0,0,0,0,0,0,0,0]
[6,"UNDERGROUND CABLES","˂ = 1 kv",73.835472052890452,58.591614386525436,339.69307055669742,73.835472052890452,8.5927569529744332,2,6.9449999999999203,0,5.0638802852158999,38.176053884144899,184.869537619536,190.14056196452299,258.87676369563002,323.73998834483803,459.37545133937198,495.42600178615601,452.23741364497499,496.87486538462002,457.05399573856602,503.819599379588,473.22162121436202,403.50741861308302,444.55707304131602,308.37462533661397,236.96685814867001,256.27781741342,220.66680947208201,241.733871248003,196.483769977458,333.39632232044499,503.45822927977298,453.621740155775,329.18762252252401,468.24631923532797,398.61324506725902,402.32852747559002,272.78109725778103,341.51453091681901,461.938976551228,437.62641862279702,278.42709284682098,151.90897577036799,157.719107780933,127.495639514416,103.08761727336,161.03201161436499,262.36899417323201,278.70200341166901,263.01349361977901,182.16516538262999,119.526428377515,63.448961951597298,53.383500089564698,38.623439260452201,388.85568850565198,0.21256059585466999,0.93381423826797005,0,3.9368136081122003E-2,0,0.12931339143313,0,0,0.46585627695994503,0,0,0,0.31653416705850101,41.042426684499297,0,0,0,0,0,0,0,0,0,0,0,0,0,0,0,0,0,0,0,0,0,0,0,0,0,0,0,0,null,{"$f":"IFERROR($F37*J37,\"\")","v":2359.1683750162365},0,1720.1650430165137,12968.140965643115,62798.900886377072,64589.431331104803,87938.642755549139,109972.23070284746,156046.65760383999,168292.77978036719,153621.91566168086,168784.94870494725,155258.0752226412,171144.0267198974,160750.10556412503,137068.67402108485,151012.95717910264,104752.72336236555,80495.999664695075,87055.798712733304,74958.986079521259,82115.32098179149,66744.175138198552,113252.42044134236,171021.27180108387,154092.16178478755,111822.75428393522,159060.02995792014,135406.15718146655,136668.21287073777,{"$f":"IFERROR($F37*AN37,\"\")","v":92661.848517320759},116010.11964686442,156917.46935450489,148658.66189870858,94579.754095311306,51602.426424559249,53576.088007567836,43309.385269241771,35018.149247961293,54701.458483205402,89124.929249577443,94673.139309213002,89343.861245547072,61880.244377294184,40602.299468233243,21553.17270897315,{"$f":"IFERROR($F37*BD37,\"\")","v":18134.005062487966},13120.114677843107,132091.58283192359,72.205361485234064,317.21022592681021,0,13.373083027490242,0,43.926863000020063,0,0,158.24814915863499,0,0,0,107.52446314420884,{"$f":"IFERROR($F37*BT37,\"\")","v":13941.827943555701},0,0,0,0,0,0,0,0,0,0,0,0,0,0,0,{"$f":"IFERROR($F37*CJ37,\"\")","v":0},0,0,0,0,0,0,0,0,0,0,0,0]
[6,"UNDERGROUND CABLES","> 1 kv & < = 11 kv",69.852062096318278,69.106848694810182,771.2375885489206,69.852062096318278,8.3577546085248446,2,3.5310000000000001,0,1.5246754179156401,16.430059145253701,65.797589567215795,91.135754847733807,111.99860596770399,127.430335189773,155.693022088909,162.27545656979001,161.85771095220801,137.50584703219701,127.265374696324,120.594597271891,104.517742658521,113.212586583107,108.607476386371,77.063058815472203,80.936154876435296,79.314006802160606,75.341103691001805,65.325102345811899,46.583292052966797,103.379613910952,115.285812808966,97.031210552876402,87.994003381539997,126.994905027016,114.209763165327,120.434116781846,90.402291230186705,120.940862499112,167.13776139198001,134.804542632997,81.920896249964997,42.820225193395501,57.2075420785959,34.498293822519798,34.240992396790602,47.428948350913402,56.889625542695399,85.338237219181707,80.887254769242205,41.735662015975699,54.2909439515728,19.123905750190499,16.4200482840522,24.244165544732301,60.023428395397602,0.54940453512984,0.57169333288184698,1.59960293780956,1.06116302648649,0.43321954810105301,0.79254644103030403,0,0.31021424808787401,0.262579916526888,29.7939701071647,0,0,0,0,0,0,0,0,0,0,0,0,0,0,0,0,0,0,0,0,0,0,0,0,0,0,0,0,0,0,0,0,null,2723.2399251662387,0,1175.886992633076,12671.479194901603,50745.574310151125,70287.319799351826,86377.534787372773,98279.064419741189,120076.310909744,125152.93180555994,124830.75068282912,106049.67787648838,98151.840686567739,93007.086392001453,80608.011808534386,87313.802269741325,{"$f":"IFERROR($F38*Z38,\"\")","v":83762.168186608615},59433.927647048418,62421.004913323915,61169.943344251027,58105.891129262411,50381.174404895406,35926.785829600209,79730.24413780107,88912.752264689203,74834.116840782968,67864.282974744478,97943.244311035014,88082.862332370132,92883.317805850005,69721.645087666431,93274.139150841729,128902.92405141554,103966.33038571276,63180.474475589319,33024.567219276083,44120.606799507208,26606.380936732294,26407.94040562271,36578.98775356976,43875.417616999475,65816.056283937447,62383.291312572532,32188.111329693878,41871.216693255614,14749.074954413756,12663.75844244926,18698.011771100169,46292.324172105255,423.72142881137853,440.91138744129103,1233.673912392014,818.40881360471485,334.11519958970922,611.24160599324102,0,239.24888862880854,202.51150162357396,22978.229658748329,0,0,0,0,0,0,0,0,0,0,0,0,0,0,0,0,0,0,0,0,0,0,0,0,0,0,0,0,0,0,0,0]
["","","","","","","","","","","","","","","","","","","","","","","","","","","","","","","","","","","","","","","","","","","","","","","","","","","","","","","","","","","","","","","","","","","","","","","","","","","","","","","","","","","","","","","","","","","","","","","","","","","","",null,"","","","","","","","","","","","","","","","","","","","","","","","","","","","","","","","","","","","","","","","","","","","","","","","","","","","","","","","","","","","","","","","","","","","","","","","","","","","","","","","","","","","","","","","","","",""]
["","","","","","","","","","","","","","","","","","","","","","","","","","","","","","","","","","","","","","","","","","","","","","","","","","","","","","","","","","","","","","","","","","","","","","","","","","","","","","","","","","","","","","","","","","","","","","","","","","","","",null,"","","","","","","","","","","","","","","","","","","","","","","","","","","","","","","","","","","","","","","","","","","","","","","","","","","","","","","","","","","","","","","","","","","","","","","","","","","","","","","","","","","","","","","","","","",""]
["","","","","","","","","","","","","","","","","","","","","","","","","","","","","","","","","","","","","","","","","","","","","","","","","","","","","","","","","","","","","","","","","","","","","","","","","","","","","","","","","","","","","","","","","","","","","","","","","","","","",null,"","","","","","","","","","","","","","","","","","","","","","","","","","","","","","","","","","","","","","","","","","","","","","","","","","","","","","","","","","","","","","","","","","","","","","","","","","","","","","","","","","","","","","","","","","",""]
["","","","","","","","","","","","","","","","","","","","","","","","","","","","","","","","","","","","","","","","","","","","","","","","","","","","","","","","","","","","","","","","","","","","","","","","","","","","","","","","","","","","","","","","","","","","","","","","","","","","",null,"","","","","","","","","","","","","","","","","","","","","","","","","","","","","","","","","","","","","","","","","","","","","","","","","","","","","","","","","","","","","","","","","","","","","","","","","","","","","","","","","","","","","","","","","","",""]
["","","","","","","","","","","","","","","","","","","","","","","","","","","","","","","","","","","","","","","","","","","","","","","","","","","","","","","","","","","","","","","","","","","","","","","","","","","","","","","","","","","","","","","","","","","","","","","","","","","","",null,"","","","","","","","","","","","","","","","","","","","","","","","","","","","","","","","","","","","","","","","","","","","","","","","","","","","","","","","","","","","","","","","","","","","","","","","","","","","","","","","","","","","","","","","","","",""]
["","","","","","","","","","","","","","","","","","","","","","","","","","","","","","","","","","","","","","","","","","","","","","","","","","","","","","","","","","","","","","","","","","","","","","","","","","","","","","","","","","","","","","","","","","","","","","","","","","","","",null,"","","","","","","","","","","","","","","","","","","","","","","","","","","","","","","","","","","","","","","","","","","","","","","","","","","","","","","","","","","","","","","","","","","","","","","","","","","","","","","","","","","","","","","","","","",""]
["","","","","","","","","","","","","","","","","","","","","","","","","","","","","","","","","","","","","","","","","","","","","","","","","","","","","","","","","","","","","","","","","","","","","","","","","","","","","","","","","","","","","","","","","","","","","","","","","","","","",null,"","","","","","","","","","","","","","","","","","","","","","","","","","","","","","","","","","","","","","","","","","","","","","","","","","","","","","","","","","","","","","","","","","","","","","","","","","","","","","","","","","","","","","","","","","",""]
["","","","","","","","","","","","","","","","","","","","","","","","","","","","","","","","","","","","","","","","","","","","","","","","","","","","","","","","","","","","","","","","","","","","","","","","","","","","","","","","","","","","","","","","","","","","","","","","","","","","",null,"","","","","","","","","","","","","","","","","","","","","","","","","","","","","","","","","","","","","","","","","","","","","","","","","","","","","","","","","","","","","","","","","","","","","","","","","","","","","","","","","","","","","","","","","","",""]
["","","","","","","","","","","","","","","","","","","","","","","","","","","","","","","","","","","","","","","","","","","","","","","","","","","","","","","","","","","","","","","","","","","","","","","","","","","","","","","","","","","","","","","","","","","","","","","","","","","","",null,"","","","","","","","","","","","","","","","","","","","","","","","","","","","","","","","","","","","","","","","","","","","","","","","","","","","","","","","","","","","","","","","","","","","","","","","","","","","","","","","","","","","","","","","","","",""]
["","","","","","","","","","","","","","","","","","","","","","","","","","","","","","","","","","","","","","","","","","","","","","","","","","","","","","","","","","","","","","","","","","","","","","","","","","","","","","","","","","","","","","","","","","","","","","","","","","","","",null,"","","","","","","","","","","","","","","","","","","","","","","","","","","","","","","","","","","","","","","","","","","","","","","","","","","","","","","","","","","","","","","","","","","","","","","","","","","","","","","","","","","","","","","","","","",""]
["","","","","","","","","","","","","","","","","","","","","","","","","","","","","","","","","","","","","","","","","","","","","","","","","","","","","","","","","","","","","","","","","","","","","","","","","","","","","","","","","","","","","","","","","","","","","","","","","","","","",null,"","","","","","","","","","","","","","","","","","","","","","","","","","","","","","","","","","","","","","","","","","","","","","","","","","","","","","","","","","","","","","","","","","","","","","","","","","","","","","","","","","","","","","","","","","",""]
["","","","","","","","","","","","","","","","","","","","","","","","","","","","","","","","","","","","","","","","","","","","","","","","","","","","","","","","","","","","","","","","","","","","","","","","","","","","","","","","","","","","","","","","","","","","","","","","","","","","",null,"","","","","","","","","","","","","","","","","","","","","","","","","","","","","","","","","","","","","","","","","","","","","","","","","","","","","","","","","","","","","","","","","","","","","","","","","","","","","","","","","","","","","","","","","","",""]
["","","","","","","","","","","","","","","","","","","","","","","","","","","","","","","","","","","","","","","","","","","","","","","","","","","","","","","","","","","","","","","","","","","","","","","","","","","","","","","","","","","","","","","","","","","","","","","","","","","","",null,"","","","","","","","","","","","","","","","","","","","","","","","","","","","","","","","","","","","","","","","","","","","","","","","","","","","","","","","","","","","","","","","","","","","","","","","","","","","","","","","","","","","","","","","","","",""]
["","","","","","","","","","","","","","","","","","","","","","","","","","","","","","","","","","","","","","","","","","","","","","","","","","","","","","","","","","","","","","","","","","","","","","","","","","","","","","","","","","","","","","","","","","","","","","","","","","","","",null,"","","","","","","","","","","","","","","",{"$f":"IFERROR($F52*Y52,\"\")","v":""},"","","","","","","","","","","","","","","","","","","","","","","","","","","","","","","","","","","","","","","","","","","","","","","","","","","","","","","","","","","","","","","","","","","","","","","","","","",""]
["","","","","","","","","","","","","","","","","","","","","","","","","","","","","","","","","","","","","","","","","","","","","","","","","","","","","","","","","","","","","","","","","","","","","","","","","","","","","","","","","","","","","","","","","","","","","","","","","","","","",null,{"$f":"IFERROR($F53*J53,\"\")","v":""},"","","","","","","","","","","","","","","","","","","","","","","","","","","","","","","","","","","","","","","","","","",{"$f":"IFERROR($F53*BA53,\"\")","v":""},"","","","","","","","","","","","","","","",{"$f":"IFERROR($F53*BQ53,\"\")","v":""},"","","","","","","","","","","","","","","",{"$f":"IFERROR($F53*CG53,\"\")","v":""},"","","","","","","","","","","","","","",""]
["","","","","","","","","","","","","","","","","","","","","","","","","","","","","","","","","","","","","","","","","","","","","","","","","","","","","","","","","","","","","","","","","","","","","","","","","","","","","","","","","","","","","","","","","","","","","","","","","","","","",null,"","","","","","","","","","","","","","","","","","","","","","","","","","","","","","","","",{"$f":"IFERROR($F54*AP54,\"\")","v":""},"","","","","","","","","","","","","","","","","","","","","","","","","","","","","","","","","","","","","","","","","","","","","","","","","","","","","","","","","",""]
["","","","","","","","","","","","","","","","","","","","","","","","","","","","","","","","","","","","","","","","","","","","","","","","","","","","","","","","","","","","","","","","","","","","","","","","","","","","","","","","","","","","","","","","","","","","","","","","","","","","",null,"","","","","","","","","","","","","","","","","","","","","","","","","","","","","","","",{"$f":"IFERROR($F55*AO55,\"\")","v":""},"","","","","","","","","","","","","","","","","","","","","","","","","","","","","","","","","","","","","","","","","","","","","","","","","","","","","","","","","","",""]
["","","","","","","","","","","","","","","","","","","","","","","","","","","","","","","","","","","","","","","","","","","","","","","","","","","","","","","","","","","","","","","","","","","","","","","","","","","","","","","","","","","","","","","","","","","","","","","","","","","","",null,"","","","","","","","","","","","","","","","","","","","","","","","","","","","","","","","","","","","","","","","","","","","","","","","","","","","","","","","","","","","","","","","","","","","","","","","","","","","","","","","","","","","","","","","","","",""]
["","","","","","","","","","","","","","","","","","","","","","","","","","","","","","","","","","","","","","","","","","","","","","","","","","","","","","","","","","","","","","","","","","","","","","","","","","","","","","","","","","","","","","","","","","","","","","","","","","","","",null,"","","","","","","","","","","","","","","","","","","","","","","","","","","","","","","","","","","","","","","","","","","","","","","","","","","","","","","","","","","","","","","","","","","","","","","","","","","","","","","","","","","","","","","","","","",""]
["","","","","","","","","","","","","","","","","","","","","","","","","","","","","","","","","","","","","","","","","","","","","","","","","","","","","","","","","","","","","","","","","","","","","","","","","","","","","","","","","","","","","","","","","","","","","","","","","","","","",null,"","","","","","","","","","","","","","","","","","","","","","","","","","","","","","","","","","","","","","","","","","","","","","","","","","","","","","","","","","","","","","","","","","","","","","","","","","","","","","","","","","","","","","","","","","",""]
["","","","","","","","","","","","","","","","","","","","","","","","","","","","","","","","","","","","","","","","","","","","","","","","","","","","","","","","","","","","","","","","","","","","","","","","","","","","","","","","","","","","","","","","","","","","","","","","","","","","",null,"","","","","","","","","","","","","","","","","","","","","","","","","","","","","","","","","","","","","","","","","","","","","","","","","","","","","","","","","","","","","","","","","","","","","","","","","","","","","","","","","","","","","","","","","","",""]
["","","","","","","","","","","","","","","","","","","","","","","","","","","","","","","","","","","","","","","","","","","","","","","","","","","","","","","","","","","","","","","","","","","","","","","","","","","","","","","","","","","","","","","","","","","","","","","","","","","","",null,"","","","","","","","","","","","","","","","","","","","","","","","","","","","","","","","","","","","","","","","","","","","","","","","","","","","","","","","","","","","","","","","","","","","","","","","","","","","","","","","","","","","","","","","","","",""]
["","","","","","","","","","","","","","","","","","","","","","","","","","","","","","","","","","","","","","","","","","","","","","","","","","","","","","","","","","","","","","","","","","","","","","","","","","","","","","","","","","","","","","","","","","","","","","","","","","","","",null,"","","","","","","","","","","","","","","","","","","","","","","","","","","","","","","","","","","","","","","","","","","","","","","","","","","","","","","","","","","","","","","","","","","","","","","","","","","","","","","","","","","","","","","","","","",""]
["","","","","","","","","","","","","","","","","","","","","","","","","","","","","","","","","","","","","","","","","","","","","","","","","","","","","","","","","","","","","","","","","","","","","","","","","","","","","","","","","","","","","","","","","","","","","","","","","","","","",null,"","","","","","","","","","","","","","","","","","","","","","","","","","","","","","","","","","","","","","","","","","","","","","","","","","","","","","","","","","","","","","","","","","","","","","","","","","","","","","","","","","","","","","","","","","",""]
["","","","","","","","","","","","","","","","","","","","","","","","","","","","","","","","","","","","","","","","","","","","","","","","","","","","","","","","","","","","","","","","","","","","","","","","","","","","","","","","","","","","","","","","","","","","","","","","","","","","",null,"","","","","","","","","","","","","","","","","","","","","","","","","","","","","","","","","","","","","","","","","","","","","","","","","","","","","","","","","","","","","","","","","","","","","","","","","","","","","","","","","","","","","","","","","","",""]
["","","","","","","","","","","","","","","","","","","","","","","","","","","","","","","","","","","","","","","","","","","","","","","","","","","","","","","","","","","","","","","","","","","","","","","","","","","","","","","","","","","","","","","","","","","","","","","","","","","","",null,"","","","","","","","","","","","","","","","","","","","","","","","","","","","","","","","","","","","","","","","","","","","","","","","","","","","","","","","","","","","","","","","","","","","","","","","","","","","","","","","","","","","","","","","","","",""]
["","","","","","","","","","","","","","","","","","","","","","","","","","","","","","","","","","","","","","","","","","","","","","","","","","","","","","","","","","","","","","","","","","","","","","","","","","","","","","","","","","","","","","","","","","","","","","","","","","","","",null,"","","","","","","","","","","","","","","","","","","","","","","","","","","","","","","","","","","","","","","","","","","","","","","","","","","","","","","","","","","","","","","","","","","","","","","","","","","","","","","","","","","","","","","","","","",""]
["","","","","","","","","","","","","","","","","","","","","","","","","","","","","","","","","","","","","","","","","","","","","","","","","","","","","","","","","","","","","","","","","","","","","","","","","","","","","","","","","","","","","","","","","","","","","","","","","","","","",null,{"$f":"IFERROR($F66*J66,\"\")","v":""},"","","","","","","","","","","","","","","",{"$f":"IFERROR($F66*Z66,\"\")","v":""},"","","","","","","","","","","","","","","",{"$f":"IFERROR($F66*AP66,\"\")","v":""},"","","","","","","","","","","","","","","",{"$f":"IFERROR($F66*BF66,\"\")","v":""},"","","","","","","","","","","","","","","",{"$f":"IFERROR($F66*BV66,\"\")","v":""},"","","","","","","","","","","","","",{"$f":"IFERROR($F66*CJ66,\"\")","v":""},{"$f":"IFERROR($F66*CK66,\"\")","v":""},"","","","","","","","","","",""]
["","","","","","","","","","","","","","","","","","","","","","","","","","","","","","","","","","","","","","","","","","","","","","","","","","","","","","","","","","","","","","","","","","","","","","","","","","","","","","","","","","","","","","","","","","","","","","","","","","","","",null,"","","","","","","","","","","","","","","","","","","","","","","","","","","","","","","","","","","","","","","","","","","","","","","","","","","","","","","","","","","","","","","","","","","","","","","","","","","","","","","","","","","","","","","","","","",""]
["","","","","","","","","","","","","","","","","","","","","","","","","","","","","","","","","","","","","","","","","","","","","","","","","","","","","","","","","","","","","","","","","","","","","","","","","","","","","","","","","","","","","","","","","","","","","","","","","","","","",null,"","","","","","","","","","","","","","","","","","","","","","","","","","","","","","","","","","","","","","","","","","","","","","","","","","","","","","","","","","","","","","","","","","","","","","","","","","","","","","","","","","","","","","","","","","",""]
["","","","","","","","","","","","","","","","","","","","","","","","","","","","","","","","","","","","","","","","","","","","","","","","","","","","","","","","","","","","","","","","","","","","","","","","","","","","","","","","","","","","","","","","","","","","","","","","","","","","",null,"","","","","","","","","","","","","","","","","","","","","","","","","","","","","","","","","","","","","","","","","","","","","","","","","","","","","","","","","","","","","","","","","","","","","","","","","","","","","","","","","","","","","","","","","","",""]
["","","","","","","","","","","","","","","","","","","","","","","","","","","","","","","","","","","","","","","","","","","","","","","","","","","","","","","","","","","","","","","","","","","","","","","","","","","","","","","","","","","","","","","","","","","","","","","","","","","","",null,"","","","","","","","","","","","","","","","","","","","","","","","","","","","","","","","","","","","","","","","","","","","","","","","","","","","","","","","","","","","","","","","","","","","","","","","","","","","","","","","","","","","","","","","","","",""]
["","","","","","","","","","","","","","","","","","","","","","","","","","","","","","","","","","","","","","","","","","","","","","","","","","","","","","","","","","","","","","","","","","","","","","","","","","","","","","","","","","","","","","","","","","","","","","","","","","","","",null,"","","","","","","","","","","","","","","","","","","","","","","","","","","","","","","","","","","","","","","","","","","","","","","","","","","","","","","","","","","","","","","","","","","","","","","","","","","","","","","","","","","","","","","","","","",""]
["","","","","","","","","","","","","","","","","","","","","","","","","","","","","","","","","","","","","","","","","","","","","","","","","","","","","","","","","","","","","","","","","","","","","","","","","","","","","","","","","","","","","","","","","","","","","","","","","","","","",null,"","","","","","","","","","","","","","","","","","","","","","","","","","","","","","","","","","","","","","","","","","","","","","","","","","","","","","","","","","","","","","","","","","","","","","","","","","","","","","","","","","","","","","","","","","",""]
["","","","","","","","","","","","","","","","","","","","","","","","","","","","","","","","","","","","","","","","","","","","","","","","","","","","","","","","","","","","","","","","","","","","","","","","","","","","","","","","","","","","","","","","","","","","","","","","","","","","",null,"","","","","","","","","","","","","","","","","","","","","","","","","","","","","","","","","","","","","","","","","","","","","","","","","","","","","","","","","","","","","","","","","","","","","","","","","","","","","","","","","","","","","","","","","","",""]
["","","","","","","","","","","","","","","","","","","","","","","","","","","","","","","","","","","","","","","","","","","","","","","","","","","","","","","","","","","","","","","","","","","","","","","","","","","","","","","","","","","","","","","","","","","","","","","","","","","","",null,"","","","","","","","","","","","","","","","","","","","","","","","","","","","","","","","","","","","","","","","","","","","","","","","","","","","","","","","","","","","","","","","","","","","","","","","","","","","","","","","","","","","","","","","","","",""]
["","","","","","","","","","","","","","","","","","","","","","","","","","","","","","","","","","","","","","","","","","","","","","","","","","","","","","","","","","","","","","","","","","","","","","","","","","","","","","","","","","","","","","","","","","","","","","","","","","","","",null,"","","","","","","","","","","","","","","","","","","","","","","","","","","","","","","","","","","","","","","","","","","","","","","","","","","","","","","","","","","","","","","","","","","","","","","","","","","","","","","","","","","","","","","","","","",""]
["","","","","","","","","","","","","","","","","","","","","","","","","","","","","","","","","","","","","","","","","","","","","","","","","","","","","","","","","","","","","","","","","","","","","","","","","","","","","","","","","","","","","","","","","","","","","","","","","","","","",null,"","","","","","","","","","","","","","","","","","","","","","","","","","","","","","","","","","","","","","","","","","","","","","","","","","","","","","","","","","","","","","","","","","","","","","","","","","","","","","","","","","","","","","","","","","",""]
["","","","","","","","","","","","","","","","","","","","","","","","","","","","","","","","","","","","","","","","","","","","","","","","","","","","","","","","","","","","","","","","","","","","","","","","","","","","","","","","","","","","","","","","","","","","","","","","","","","","",null,"","","","","","","","","","","","","","","","","","","","","","","","","","","","","","","","","","","","","","","","","","","","","","","","","","","","","","","","","","","","","","","","","","","","","","","","","","","","","","","","","","","","","","","","","","",""]
["","","","","","","","","","","","","","","","","","","","","","","","","","","","","","","","","","","","","","","","","","","","","","","","","","","","","","","","","","","","","","","","","","","","","","","","","","","","","","","","","","","","","","","","","","","","","","","","","","","","",null,"","","","","","","","","","","","","","","","","","","","","","","","","","","","","","","","","","","","","","","","","","","","","","","","","","","","","","","","","","","","","","","","","","","","","","","","","","","","","","","","","","","","","","","","","","",""]
["","","","","","","","","","","","","","","","","","","","","","","","","","","","","","","","","","","","","","","","","","","","","","","","","","","","","","","","","","","","","","","","","","","","","","","","","","","","","","","","","","","","","","","","","","","","","","","","","","","","",null,"","","","","","","","","","","","","","","","","","","","","","","","","","","","","","","","","","","","","","","","","","","","","","","","","","","","","","","","","","","","","","","","","","","","","","","","","","","","","","","","","","","","","","","","","","",""]
["","","","","","","","","","","","","","","","","","","","","","","","","","","","","","","","","","","","","","","","","","","","","","","","","","","","","","","","","","","","","","","","","","","","","","","","","","","","","","","","","","","","","","","","","","","","","","","","","","","","",null,"","","","","","","","","","","","","","","","","","","","","","","","","","","","","","","","","","","","","","","","","","","","","","","","","","","","","","","","","","","","","","","","","","","","","","","","","","","","","","","","","","","","","","","","","","",""]
["","","","","","","","","","","","","","","","","","","","","","","","","","","","","","","","","","","","","","","","","","","","","","","","","","","","","","","","","","","","","","","","","","","","","","","","","","","","","","","","","","","","","","","","","","","","","","","","","","","","",null,"","","","","","","","","","","","","","","",{"$f":"IFERROR($F81*Y81,\"\")","v":""},"","","","","","","","","","","","","","","","","","","","","","","","","","","","","","","",{"$f":"IFERROR($F81*BE81,\"\")","v":""},"","","","","","","","","","","","","","","","","","","","","","","","","","","","","","","","","","","","","","","","","","",""]
["","","","","","","","","","","","","","","","","","","","","","","","","","","","","","","","","","","","","","","","","","","","","","","","","","","","","","","","","","","","","","","","","","","","","","","","","","","","","","","","","","","","","","","","","","","","","","","","","","","","",null,{"$f":"IFERROR($F82*J82,\"\")","v":""},"","","","","","","","","","","","","","","","","","","","","","","","","","","","","","","",{"$f":"IFERROR($F82*AP82,\"\")","v":""},"","","","","","","","","","","","","","","","","","","","","","","","","","","","","","","","","","","","","","","","","","","","","","","","","","","","","","","","","",""]
["","","","","","","","","","","","","","","","","","","","","","","","","","","","","","","","","","","","","","","","","","","","","","","","","","","","","","","","","","","","","","","","","","","","","","","","","","","","","","","","","","","","","","","","","","","","","","","","","","","","",null,"","","","","","","","","","","","","","","","","","","","","","","","","","","","","","","","","","","","","","","","","","","","","","","","","","","","","","","","","","","","","","","","","","","","","","","","","","","","","","","","","","","","","","","","","","",""]
["","","","","","","","","","","","","","","","","","","","","","","","","","","","","","","","","","","","","","","","","","","","","","","","","","","","","","","","","","","","","","","","","","","","","","","","","","","","","","","","","","","","","","","","","","","","","","","","","","","","",null,"","","","","","","","","","","","","","","","","","","","","","","","","","","","","","","","","","","","","","","","","","","","","","","","","","","","","","","","","","","",{"$f":"IFERROR($F84*BQ84,\"\")","v":""},"","","","","","","","","","","","","","","","","","","","","","","","","","","","","","",""]
["","","","","","","","","","","","","","","","","","","","","","","","","","","","","","","","","","","","","","","","","","","","","","","","","","","","","","","","","","","","","","","","","","","","","","","","","","","","","","","","","","","","","","","","","","","","","","","","","","","","",null,"","","","","","","","","","","","","","","","","","","","","","","","","","","","","","","","","","","","","","","","","","","","","","","","","","","","","","","","","","","","","","","","","","","","","","","","","","","",{"$f":"IFERROR($F85*CG85,\"\")","v":""},"","","","","","","","","","","","","","",""]
["","","","","","","","","","","","","","","","","","","","","","","","","","","","","","","","","","","","","","","","","","","","","","","","","","","","","","","","","","","","","","","","","","","","","","","","","","","","","","","","","","","","","","","","","","","","","","","","","","","","",null,{"$f":"IFERROR($F86*J86,\"\")","v":""},{"$f":"IFERROR($F86*K86,\"\")","v":""},"","","","","","","","","","","","","","",{"$f":"IFERROR($F86*Z86,\"\")","v":""},"","","","","","","","","",{"$f":"IFERROR($F86*AJ86,\"\")","v":""},"","","","","","","","","","","","","","","","","","","","",{"$f":"IFERROR($F86*BE86,\"\")","v":""},{"$f":"IFERROR($F86*BF86,\"\")","v":""},"","","","","","","","","","","","","","","",{"$f":"IFERROR($F86*BV86,\"\")","v":""},"",{"$f":"IFERROR($F86*BX86,\"\")","v":""},"","","","",{"$f":"IFERROR($F86*CC86,\"\")","v":""},"","","","","","","","","","","","",{"$f":"IFERROR($F86*CP86,\"\")","v":""},"","","","","",""]
["","","","","","","","","","","","","","","","","","","","","","","","","","","","","","","","","","","","","","","","","","","","","","","","","","","","","","","","","","","","","","","","","","","","","","","","","","","","","","","","","","","","","","","","","","","","","","","","","","","","",null,{"$f":"IFERROR($F87*J87,\"\")","v":""},"","","","","","","","","","","","","","","","","","","","","","","","","","","","","","","","","","","","","","","","","","","","","","","","","","","","","","","","","","","","","","","","","","","","","","","","","","","","","","","","","","","","","","","","","",""]
["","","","","","","","","","","","","","","","","","","","","","","","","","","","","","","","","","","","","","","","","","","","","","","","","","","","","","","","","","","","","","","","","","","","","","","","","","","","","","","","","","","","","","","","","","","","","","","","","","","","",null,"","","","","","","","","","","","","","","","","","","","","","","","","","","","","","","","","","","","","","","","","","","","","","","","","","","","","","","","","","","","","","","","","","","","","","","","","","","","","","","","","","","","","","","","","","",""]
["","","","","","","","","","","","","","","","","","","","","","","","","","","","","","","","","","","","","","","","","","","","","","","","","","","","","","","","","","","","","","","","","","","","","","","","","","","","","","","","","","","","","","","","","","","","","","","","","","","","",null,"","","","","","","","","","","","","","","","","","","","","","","","","","","","","","","","","","","","","","","","","","",{"$f":"IFERROR($F89*AZ89,\"\")","v":""},"","","","","","","","","","","","","","","","","","","","","","","","","","","","","","","","","","","","","","","","","","","","","","","",""]
["","","","","","","","","","","","","","","","","","","","","","","","","","","","","","","","","","","","","","","","","","","","","","","","","","","","","","","","","","","","","","","","","","","","","","","","","","","","","","","","","","","","","","","","","","","","","","","","","","","","",null,"","","","","","","","","","","","","","","","","","","","","","","","","","","","","","","","","","","","","","","","","","","","","","","","","","","","","","","","","","","","","","","","","","","","","","","","","","","","","","","","","","","","","","","","","","",""]
["","","","","","","","","","","","","","","","","","","","","","","","","","","","","","","","","","","","","","","","","","","","","","","","","","","","","","","","","","","","","","","","","","","","","","","","","","","","","","","","","","","","","","","","","","","","","","","","","","","","",null,"","","","","","","","","","","","","","","","","","","","","","","","","","","","","","","","","","","","","","","","","","","","","","","","","","","","","","","","","","","","","","","","","","","","","","","","","","","","","","","","","","","","","","","","","","",""]
["","","","","","","","","","","","","","","","","","","","","","","","","","","","","","","","","","","","","","","","","","","","","","","","","","","","","","","","","","","","","","","","","","","","","","","","","","","","","","","","","","","","","","","","","","","","","","","","","","","","",null,"","","","","","","","","","","","","","","","","","","","","","","","","","","","","","","","","","","","","","","","","","","","","","","","","","","","","","","","","","","","","","","","","","","","","","","","","","","","","","","","","","","","","","","","","","",""]
["","","","","","","","","","","","","","","","","","","","","","","","","","","","","","","","","","","","","","","","","","","","","","","","","","","","","","","","","","","","","","","","","","","","","","","","","","","","","","","","","","","","","","","","","","","","","","","","","","","","",null,"","","","","","","","","","","","","","","","","","","","","","","","","","","","","","","","","","","","","","","","","","","","","","","","","","","","","","","","","","","","","","","","","","","","","","","","","","","","","","","","","","","","","","","","","","",""]
["","","","","","","","","","","","","","","","","","","","","","","","","","","","","","","","","","","","","","","","","","","","","","","","","","","","","","","","","","","","","","","","","","","","","","","","","","","","","","","","","","","","","","","","","","","","","","","","","","","","",null,"","","","","","","","","","","","","","","","","","","","","","","","","","","","","","","","","","","","","","","","","","","","","","","","","","","","","","","","","","","","","","","",{"$f":"IFERROR($F94*BU94,\"\")","v":""},"","","","","","","","","","","","","","","","","","","","","","","","","","",""]
["","","","","","","","","","","","","","","","","","","","","","","","","","","","","","","","","","","","","","","","","","","","","","","","","","","","","","","","","","","","","","","","","","","","","","","","","","","","","","","","","","","","","","","","","","","","","","","","","","","","",null,"","","","","","","","","","","","","","","","","","","","","","","","","","","","","","","","","","","","","","","","","","","","","","","","","","","","","","","","","","","","","","","","","","","","","","","","","","","","","","","","","","","","","","","","","","",""]
["","","","","","","","","","","","","","","","","","","","","","","","","","","","","","","","","","","","","","","","","","","","","","","","","","","","","","","","","","","","","","","","","","","","","","","","","","","","","","","","","","","","","","","","","","","","","","","","","","","","",null,"","","","","","","","","","","","","","","","","","","","","","","","","","","","","","","","","","","","","","","","","","","","","","","","","","","","","","","","","","","","","","","","","","","","","","","","","","","","","","","","","","","","","","","","","","",""]
["","","","","","","","","","","","","","","","","","","","","","","","","","","","","","","","","","","","","","","","","","","","","","","","","","","","","","","","","","","","","","","","","","","","","","","","","","","","","","","","","","","","","","","","","","","","","","","","","","","","",null,"","","","","","","","","","","","","","","","","","","","","",{"$f":"IFERROR($F97*AE97,\"\")","v":""},"","","","","","","","","","","","","","","","","","","","","","","","","","","","","","","","","","","","","","","","","","","","","","","","","","","","","","","","","","","","","","","","","","","","",""]
["","","","","","","","","","","","","","","","","","","","","","","","","","","","","","","","","","","","","","","","","","","","","","","","","","","","","","","","","","","","","","","","","","","","","","","","","","","","","","","","","","","","","","","","","","","","","","","","","","","","",null,"","","","","","","","","","","","","","","","","",{"$f":"IFERROR($F98*AA98,\"\")","v":""},"","","","","","","","","","","","","","","","","","","","","","","","","","","","","","","","","","","","","","","","","","","","","","","","","","","","","","","","","","","","","","","","","","","","","","","","",""]
["","","","","","","","","","","","","","","","","","","","","","","","","","","","","","","","","","","","","","","","","","","","","","","","","","","","","","","","","","","","","","","","","","","","","","","","","","","","","","","","","","","","","","","","","","","","","","","","","","","","",null,"","","","","","","","","","","","","","","","","","","","","","","","","","","","","","","","","","","","","","","","","","","","","","","","","","","","","","","","","","","","","","","","","","","","","","","","","","","","","","","","","","","","","","","","","","",""]
["","","","","","","","","","","","","","","","","","","","","","","","","","","","","","","","","","","","","","","","","","","","","","","","","","","","","","","","","","","","","","","","","","","","","","","","","","","","","","","","","","","","","","","","","","","","","","","","","","","","",null,"","","","","","","","","","","","","","","","","","","","","","","","","","","","","","","","","","","","","",{"$f":"IFERROR($F100*AU100,\"\")","v":""},"","","","","","","","","","","","","","","","","","","","","","","","","","","","","","","","","","","","","","","","","","","","","","","","","","","","",""]
["","","","","","","","","","","","","","","","","","","","","","","","","","","","","","","","","","","","","","","","","","","","","","","","","","","","","","","","","","","","","","","","","","","","","","","","","","","","","","","","","","","","","","","","","","","","","","","","","","","","",null,"","","","","","","","","","","","","","","","","","","","","","","","","","","","","","","","","","","","","","","","","","","","","","","","","","","","","","","","","","","","","","","","","","","","","","","","","","","","","","","","","","","","","","","","","","",""]
["","","","","","","","","","","","","","","","","","","","","","","","","","","","","","","","","","","","","","","","","","","","","","","","","","","","","","","","","","","","","","","","","","","","","","","","","","","","","","","","","","","","","","","","","","","","","","","","","","","","",null,"","","","","","","","","","","","",{"$f":"IFERROR($F102*V102,\"\")","v":""},"","","","","","","","","","","","","","","","","","","","","","","","","","","","","","","","","","","","","","","","","","","","","","","","","","","","","","","","","","","","","","","","","","","","","","","","","","","","","",""]
["","","","","","","","","","","","","","","","","","","","","","","","","","","","","","","","","","","","","","","","","","","","","","","","","","","","","","","","","","","","","","","","","","","","","","","","","","","","","","","","","","","","","","","","","","","","","","","","","","","","",null,"","","","","","","","","","","","","","","","","","","","","","","","","","","","","","","","","","","","","","","","","","","","","","","","","","","","","","","","","","","","","","","","","","","","","","","","","","","","","","","","","","","","","","","","","","",""]
["","","","","","","","","","","","","","","","","","","","","","","","","","","","","","","","","","","","","","","","","","","","","","","","","","","","","","","","","","","","","","","","","","","","","","","","","","","","","","","","","","","","","","","","","","","","","","","","","","","","",null,"","","","","","","","","","","","","","","","","","","","","","","","","","","","","","","","","","","","","","","","","","","","","","","","","","","","","","","","","","","","","","","","","","","","","","","","","","","","","","","","","","","","","","","","","","",""]
["","","","","","","","","","","","","","","","","","","","","","","","","","","","","","","","","","","","","","","","","","","","","","","","","","","","","","","","","","","","","","","","","","","","","","","","","","","","","","","","","","","","","","","","","","","","","","","","","","","","",null,"","","","","","","","","","","","","","","","","","","","","","","","","","","","","","","","","","","","","","","","","","","","","","","","","","","","","","","","","","","","","","","","","","","","","","","","","","","","","","","","","","","","","","","","","","",""]
["","","","","","","","","","","","","","","","","","","","","","","","","","","","","","","","","","","","","","","","","","","","","","","","","","","","","","","","","","","","","","","","","","","","","","","","","","","","","","","","","","","","","","","","","","","","","","","","","","","","",null,"","","","","","","","","","","","","","","","","","","","","","","","","","","","","","","","","","","","","","","","","","","","","","","","","","","","","","","","","","","","","","","","","","","","","","","","","","","","","","","","","","","","","","","","","","",""]
["","","","","","","","","","","","","","","","","","","","","","","","","","","","","","","","","","","","","","","","","","","","","","","","","","","","","","","","","","","","","","","","","","","","","","","","","","","","","","","","","","","","","","","","","","","","","","","","","","","","",null,"","","","","","","","","","","","","","","","","","","","","","","","","","","","","","","","","","","","","","","","","","","","","","","","","","","","","","","","","","","","","","","","","","","","","","","","","","","","","","","","","","","","","","","","","","",""]
["","","","","","","","","","","","","","","","","","","","","","","","","","","","","","","","","","","","","","","","","","","","","","","","","","","","","","","","","","","","","","","","","","","","","","","","","","","","","","","","","","","","","","","","","","","","","","","","","","","","",null,"","","","","","","","","","","","","","","","","","","","","","","","","","","","","","","","","","","","","","","","","","","","","","","","","","","","","","","","","","","","","","","","","","","","","","","","","","","","","","","","","","","","","","","","","","",""]
["","","","","","","","","","","","","","","","","","","","","","","","","","","","","","","","","","","","","","","","","","","","","","","","","","","","","","","","","","","","","","","","","","","","","","","","","","","","","","","","","","","","","","","","","","","","","","","","","","","","",null,"","","","","","","","","","","","","","","","","","","","","","","","","","","","","","","","","","","","","","","","","","","","","","","","","","","","","","","","","",{"$f":"IFERROR($F109*BO109,\"\")","v":""},"","","","","","","","","","","","","","","","","","","","","","","","","","","","","","","","",""]
["","","","","","","","","","","","","","","","","","","","","","","","","","","","","","","","","","","","","","","","","","","","","","","","","","","","","","","","","","","","","","","","","","","","","","","","","","","","","","","","","","","","","","","","","","","","","","","","","","","","",null,"","","","","","","","","","","","","","","","","","","","","","","","","","","","","","","","","","","","","","","","","","","","","","","","","","","","","","","","","","","","","","","","","","","","","","","","","","","","","","","","","","","","","","","","","","",""]
["","","","","","","","","","","","","","","","","","","","","","","","","","","","","","","","","","","","","","","","","","","","","","","","","","","","","","","","","","","","","","","","","","","","","","","","","","","","","","","","","","","","","","","","","","","","","","","","","","","","",null,"","","","","","","","","","","","","","","","","","","","","","","","","","","","","","","","","","","","","","","","","","","","","","","","","","","","","","","","","","","","","","","","","","","","","","","","","","","","","","","","","","","","","","","","","","",""]
["","","","","","","","","","","","","","","","","","","","","","","","","","","","","","","","","","","","","","","","","","","","","","","","","","","","","","","","","","","","","","","","","","","","","","","","","","","","","","","","","","","","","","","","","","","","","","","","","","","","",null,"","","","","","","","","","","","","","","","","","","","","","","","","","","","","","","","","","","","","","","","","","","","","","","","","","","","","","","","","","","","","","","","","","","","","","","","","","","","","","","","","","","","","","","","","","",""]
["","","","","","","","","","","","","","","","","","","","","","","","","","","","","","","","","","","","","","","","","","","","","","","","","","","","","","","","","","","","","","","","","","","","","","","","","","","","","","","","","","","","","","","","","","","","","","","","","","","","",null,"","","","","","","","","","","","","","","","","","","","","","","","","","","","","","","","","","","","","","","","","","","","","","","","","","","","","","","","","","","","","","","","","","","","","","","","","","","","","","",{"$f":"IFERROR($F113*CJ113,\"\")","v":""},"","","","","","","","","","","",""]
["","","","","","","","","","","","","","","","","","","","","","","","","","","","","","","","","","","","","","","","","","","","","","","","","","","","","","","","","","","","","","","","","","","","","","","","","","","","","","","","","","","","","","","","","","","","","","","","","","","","",null,"","","","","","","","","","","","","","","","","","","","","","","","","","","","","","","","","","","","","","","","","","","","","","","","","","","","","","","","","","","","","","","","","","","","","","","","","","","","","","","","","","","","","","","","","","",""]
["","","","","","","","","","","","","","","","","","","","","","","","","","","","","","","","","","","","","","","","","","","","","","","","","","","","","","","","","","","","","","","","","","","","","","","","","","","","","","","","","","","","","","","","","","","","","","","","","","","","",null,"","","","","","","","","","","","","","","","","","","","","","","","","","","","","","","","","",{"$f":"IFERROR($F115*AQ115,\"\")","v":""},"","","","","","","","","","","","","","","","","","","","","","","","","","","","","","","","","","","","","","","","","","","","","","","","","","","","","","",{"$f":"IFERROR($F115*CT115,\"\")","v":""},"",""]
["","","","","","","","","","","","","","","","","","","","","","","","","","","","","","","","","","","","","","","","","","","","","","","","","","","","","","","","","","","","","","","","","","","","","","","","","","","","","","","","","","","","","","","","","","","","","","","","","","","","",null,"","","","","","","","","","","","","","","","","","","","","","","","","","","","","","","","","","","","","","","","","","","","","","","","","","","","","","","","","","","","","","","","","","","","","","","","","","","","","","","","","","","","","","","","","","",""]
["","","","","","","","","","","","","","","","","","","","","","","","","","","","","","","","","","","","","","","","","","","","","","","","","","","","","","","","","","","","","","","","","","","","","","","","","","","","","","","","","","","","","","","","","","","","","","","","","","","","",null,"","","","","","","","","","","","","","","","","","","","","","","","","","","","","","","","","","","","","","","","","","","","","","","","","","","","","","","","","","","","","","","","","","","","","","","","","","","","","","","","","","","","","","","","","","",""]
["","","","","","","","","","","","","","","","","","","","","","","","","","","","","","","","","","","","","","","","","","","","","","","","","","","","","","","","","","","","","","","","","","","","","","","","","","","","","","","","","","","","","","","","","","","","","","","","","","","","",null,"","","","","","","","","","","","","","","","","","","","","","","","","","","","","","","","","","","","","","","","","","","","","","","","","","","","","","","","","","","","","","","","","","","","","","","","","","","","","","","","","","","","","","","","","","",""]
["","","","","","","","","","","","","","","","","","","","","","","","","","","","","","","","","","","","","","","","","","","","","","","","","","","","","","","","","","","","","","","","","","","","","","","","","","","","","","","","","","","","","","","","","","","","","","","","","","","","",null,"","","","","","","","","","","","","","","","","","","","","","","","","","","","","","","","","","","","","","","","","","","","","","","","","","","","","","","","","","","","","","","","","","","","","","","","","","","","","","","","","","","","","","","","","","",""]
["","","","","","","","","","","","","","","","","","","","","","","","","","","","","","","","","","","","","","","","","","","","","","","","","","","","","","","","","","","","","","","","","","","","","","","","","","","","","","","","","","","","","","","","","","","","","","","","","","","","",null,"","","","","","","","","","","","","","","","","","","","","","","","","","","","","","","","","","","","","","","","","","","","","","","","","","","","","",{"$f":"IFERROR($F120*BK120,\"\")","v":""},"","","","","","","","","","","","","","","","","","","","","","","","","","","","","","","","","","","","",""]
["","","","","","","","","","","","","","","","","","","","","","","","","","","","","","","","","","","","","","","","","","","","","","","","","","","","","","","","","","","","","","","","","","","","","","","","","","","","","","","","","","","","","","","","","","","","","","","","","","","","",null,"","","","","","","","","","","","","","","","","","","","","","","","","","","","","","","","","","","","","","","","","","","","","","","","","","","","","","","","","","","","","","","","","","","","","","","","","","","","","","","","","","","","","","","","","","",""]
["","","","","","","","","","","","","","","","","","","","","","","","","","","","","","","","","","","","","","","","","","","","","","","","","","","","","","","","","","","","","","","","","","","","","","","","","","","","","","","","","","","","","","","","","","","","","","","","","","","","",null,"","","","","","","","","","","",{"$f":"IFERROR($F122*U122,\"\")","v":""},"","","","","","","","","","","","","","","","","","","","","","","","","","","","","","","","","","","","","","","","","","","","","","","","","","","","","","","","","","","","","","","","","","","","","","","","","","","","","","",""]
["","","","","","","","","","","","","","","","","","","","","","","","","","","","","","","","","","","","","","","","","","","","","","","","","","","","","","","","","","","","","","","","","","","","","","","","","","","","","","","","","","","","","","","","","","","","","","","","","","","","",null,{"$f":"IFERROR($F123*J123,\"\")","v":""},"","","","","","","","","","","","","","","","","","","","","","","","","","","","","","","","","","","","","","","","","","","","","","","","","","","","","","","","","","","","","","","","","","","","","","","","","","","","","","","","","","","","","","","","","",""]
["","","","","","","","","","","","","","","","","","","","","","","","","","","","","","","","","","","","","","","","","","","","","","","","","","","","","","","","","","","","","","","","","","","","","","","","","","","","","","","","","","","","","","","","","","","","","","","","","","","","",null,"","","","","","","","","","","","","","","","","","","","","","","","","","","","","","","","","","","","","","","","","","","","","","","","","","","","","","","","","","","","","","","","","","","","","","","","","","","","",{"$f":"IFERROR($F124*CH124,\"\")","v":""},"","","","","","","","","","","","","",""]
["","","","","","","","","","","","","","","","","","","","","","","","","","","","","","","","","","","","","","","","","","","","","","","","","","","","","","","","","","","","","","","","","","","","","","","","","","","","","","","","","","","","","","","","","","","","","","","","","","","","",null,"","","","","","","","","","","","","","","","","","","","","","","","","","","","","","","","","","","","","","","","","","","","","","","","","","","","","","","","","","","","","","","","","","","","","","","","","","","","","","","","","","","","","","","","","","",""]
["","","","","","","","","","","","","","","","","","","","","","","","","","","","","","","","","","","","","","","","","","","","","","","","","","","","","","","","","","","","","","","","","","","","","","","","","","","","","","","","","","","","","","","","","","","","","","","","","","","","",null,"","","","","","","","","","","","","","","","","","","","","","","","","","","","",{"$f":"IFERROR($F126*AL126,\"\")","v":""},"","","","","","","","","","","","","","","","","","","","","","","","","","","","","","","","","","","","","","","","","","","","","","","","","","","","","","","","","","","","","",""]
["","","","","","","","","","","","","","","","","","","","","","","","","","","","","","","","","","","","","","","","","","","","","","","","","","","","","","","","","","","","","","","","","","","","","","","","","","","","","","","","","","","","","","","","","","","","","","","","","","","","",null,"","","","","","","","","","","","","","","","","","","","","","","","","","","","","","","","","","","","","","","","","","","","","","","","","","","","","","","","","","","","","","","","","","","","","","","","","","","","","","","","","","","","","","","","","","",""]
["","","","","","","","","","","","","","","","","","","","","","","","","","","","","","","","","","","","","","","","","","","","","","","","","","","","","","","","","","","","","","","","","","","","","","","","","","","","","","","","","","","","","","","","","","","","","","","","","","","","",null,"","","","","","","","","","","","","","","","","","","","","","","","","","","","","","","","","","","","","","","","","","","","","","","","","","","","","","","","","","","","","","","","","","","","","","","","","","","","","","","","","","","","","","","","","","",""]
["","","","","","","","","","","","","","","","","","","","","","","","","","","","","","","","","","","","","","","","","","","","","","","","","","","","","","","","","","","","","","","","","","","","","","","","","","","","","","","","","","","","","","","","","","","","","","","","","","","","",null,"","","","","","","","","","","","","","","","","","","","","","","","","","","","","","","","","","","","","","","","","","","","","","","","",{"$f":"IFERROR($F129*BF129,\"\")","v":""},"","","","","","","","","","","","","","","","","","","","","","","","","","","","","","","","","","","","","","","","","",""]
["","","","","","","","","","","","","","","","","","","","","","","","","","","","","","","","","","","","","","","","","","","","","","","","","","","","","","","","","","","","","","","","","","","","","","","","","","","","","","","","","","","","","","","","","","","","","","","","","","","","",null,"","","","","","","","","","","","","","","","","","","","","","","","","","","","","","","","","","","","","","","","","","","","","","","","","","","","","","","","","","","","","","","","","","","","","","","",{"$f":"IFERROR($F130*CC130,\"\")","v":""},"","","","","","","","","","","","","","","","","","",""]
["","","","","","","","","","","","","","","","","","","","","","","","","","","","","","","","","","","","","","","","","","","","","","","","","","","","","","","","","","","","","","","","","","","","","","","","","","","","","","","","","","","","","","","","","","","","","","","","","","","","",null,"","","","","","","","","","","","","","","","","","","","","","","","","","","","","","","","","","","","","","","","","","","","","","","","","","","","","","","","","","","","","","","","","","","","","","","","","","","","","","","","","","","","","","","","","","",""]
["","","","","","","","","","","","","","","","","","","","","","","","","","","","","","","","","","","","","","","","","","","","","","","","","","","","","","","","","","","","","","","","","","","","","","","","","","","","","","","","","","","","","","","","","","","","","","","","","","","","",null,"","","","","","","","","","","","","","","","","","","","","","","","","","","","","","","","","","","","","","","","","","","","","","","","","","","","","","","","","","","","","","","","","","","","","","","","","","","","","","","","","","","","","","","","","","",""]
["","","","","","","","","","","","","","","","","","","","","","","","","","","","","","","","","","","","","","","","","","","","","","","","","","","","","","","","","","","","","","","","","","","","","","","","","","","","","","","","","","","","","","","","","","","","","","","","","","","","",null,"","","","","","","","","","","","","","","","","","","","","","","","","","","","","","","","","","","","","","","","","","","","","","","","","","","","","","","","","","","","","","","","","","","","","","","","","","","","","","","","","","","","","","","","","","",""]
["","","","","","","","","","","","","","","","","","","","","","","","","","","","","","","","","","","","","","","","","","","","","","","","","","","","","","","","","","","","","","","","","","","","","","","","","","","","","","","","","","","","","","","","","","","","","","","","","","","","",null,"","","","","","","","","","","","","","","","","","","","","","","","","","","","","","","","","","","","","","","","","","","","","","","","","","","","","","","","","","","","","","","","","","","","","","","","","","","","","","","","","","","","","","","","","","",""]
["","","","","","","","","","","","","","","","","","","","","","","","","","","","","","","","","","","","","","","","","","","","","","","","","","","","","","","","","","","","","","","","","","","","","","","","","","","","","","","","","","","","","","","","","","","","","","","","","","","","",null,"","","","","","","","","","","","","","",{"$f":"IFERROR($F135*X135,\"\")","v":""},"","","","","","","","","","","","","","","","","","","","","","","","","","","","","","","","","","","","","","","","","","","","","","","","","","","","","","","","","","","","","","","","","","","","","","","","","","","",""]
["","","","","","","","","","","","","","","","","","","","","","","","","","","","","","","","","","","","","","","","","","","","","","","","","","","","","","","","","","","","","","","","","","","","","","","","","","","","","","","","","","","","","","","","","","","","","","","","","","","","",null,"","","","","","","","","","","","","","","","","","","","","","","","","","","","","","","","","","","","","","","","","","","","","","","","","","","","","","","","","","","","","","","","","","","","","","","","","","","","","","","","","","","","","","","","","","",""]
["","","","","","","","","","","","","","","","","","","","","","","","","","","","","","","","","","","","","","","","","","","","","","","","","","","","","","","","","","","","","","","","","","","","","","","","","","","","","","","","","","","","","","","","","","","","","","","","","","","","",null,"","","","","","","","","","","","","","","","","","","","","","","","","","","","","","","","","","","","","","","","","","","","","","","","","","","","","","","","","","","","","","","","","","","","","","","","","","","","","","","","","","","","","","","","","","",""]
["","","","","","","","","","","","","","","","","","","","","","","","","","","","","","","","","","","","","","","","","","","","","","","","","","","","","","","","","","","","","","","","","","","","","","","","","","","","","","","","","","","","","","","","","","","","","","","","","","","","",null,"","","","","","","","","","","","","","","","","","","","","","","","","","","","","","","","","","","","","","","","","","","","","","","","","","","","","","","","","","","","","","","","","","","","","","","","","","","","","","","","","","","","","","","","","","",""]
["","","","","","","","","","","","","","","","","","","","","","","","","","","","","","","","","","","","","","","","","","","","","","","","","","","","","","","","","","","","","","","","","","","","","","","","","","","","","","","","","","","","","","","","","","","","","","","","","","","","",null,"","","","","","","","","","","","","","","","","","","","","","","","","","","","","","","","","","","","","","","","","","","","","","","","","","","","","","","","","","","","","","","","","","","","","","","","","","","","","","","","","","","","","",{"$f":"IFERROR($F139*CQ139,\"\")","v":""},"","","","",""]
["","","","","","","","","","","","","","","","","","","","","","","","","","","","","","","","","","","","","","","","","","","","","","","","","","","","","","","","","","","","","","","","","","","","","","","","","","","","","","","","","","","","","","","","","","","","","","","","","","","","",null,"","","","","","","","","","","","","","","","","","","","","","","","","","","","","","","","","","","","","","","","","","","","","","","","","","","","","","","","","","","","","","","","","","","","","","","","","","","","","","","","","","","","","","","","","","",""]
["","","","","","","","","","","","","","","","","","","","","","","","","","","","","","","","","","","","","","","","","","","","","","","","","","","","","","","","","","","","","","","","","","","","","","","","","","","","","","","","","","","","","","","","","","","","","","","","","","","","",null,"","","","","","","","","","","","","","","","","","","","","","","","","","","","","","","","","","","","","","","","","","","","","","","","","","","","","","","","","","","","","","","","","","","","","","","","","","","","","","","","","","","","","","","","","","",""]
["","","","","","","","","","","","","","","","","","","","","","","","","","","","","","","","","","","","","","","","","","","","","","","","","","","","","","","","","","","","","","","","","","","","","","","","","","","","","","","","","","","","","","","","","","","","","","","","","","","","",null,"","","","","","","","","","","","","","","","","","","","","","","","","","","","","","","","","","","","","","","","","","","","","","","","","","","","","","","","","","","","","","","","","","","","","","","","","","","","","","","","","","","","","","","","","","",""]
["","","","","","","","","","","","","","","","","","","","","","","","","","","","","","","","","","","","","","","","","","","","","","","","","","","","","","","","","","","","","","","","","","","","","","","","","","","","","","","","","","","","","","","","","","","","","","","","","","","","",null,"","","","","","","","","","","","","","","","","","","","","","","","","","","","","","","","","","","","","","","","","","","","",{"$f":"IFERROR($F143*BB143,\"\")","v":""},"","","","","","","","","","","","","","","","","","","","","","","","","","","","","","","","","","","","","","","","","","","","","",""]
["","","","","","","","","","","","","","","","","","","","","","","","","","","","","","","","","","","","","","","","","","","","","","","","","","","","","","","","","","","","","","","","","","","","","","","","","","","","","","","","","","","","","","","","","","","","","","","","","","","","",null,"","","","","","","","","","","","","","","","","","","","","","","","","","","","","","","","","","","","","","","","","","","","","","","","","","","","","","","","","","","","","","","","","","","","","","","","","","","","","","","","","","","","","","","","","","",""]
["","","","","","","","","","","","","","","","","","","","","","","","","","","","","","","","","","","","","","","","","","","","","","","","","","","","","","","","","","","","","","","","","","","","","","","","","","","","","","","","","","","","","","","","","","","","","","","","","","","","",null,"","","","","","","","","","","","","","","","","","","","","","","","","","","","","","","","","","","","","","","","","","","","","","","","","","","","","","","","","","","","","","","","","","","","","","","","","","","","","","","","","","","","","","","","","","",""]
["","","","","","","","","","","","","","","","","","","","","","","","","","","","","","","","","","","","","","","","","","","","","","","","","","","","","","","","","","","","","","","","","","","","","","","","","","","","","","","","","","","","","","","","","","","","","","","","","","","","",null,"","",{"$f":"IFERROR($F146*L146,\"\")","v":""},"","","","","","","","","","","","","","","","","","","","","","","","","","","","","","","","","","","","","","","","","","","","","","","","","","","","","","","","","","","","","","","","","","","","","","","","","","","","","","","","","","","","","","","",""]
["","","","","","","","","","","","","","","","","","","","","","","","","","","","","","","","","","","","","","","","","","","","","","","","","","","","","","","","","","","","","","","","","","","","","","","","","","","","","","","","","","","","","","","","","","","","","","","","","","","","",null,{"$f":"IFERROR($F147*J147,\"\")","v":""},"","","","","","","","","","","","","","","","","","","","","","","","","","","","","","","","","","","","","","","","","","","","","","","","","","","","","","","","","","","","","","","","","","","","","","","","","","","","","","","","","","","","","","","","","",""]
["","","","","","","","","","","","","","","","","","","","","","","","","","","","","","","","","","","","","","","","","","","","","","","","","","","","","","","","","","","","","","","","","","","","","","","","","","","","","","","","","","","","","","","","","","","","","","","","","","","","",null,"","","","","","","","","","","","","","","","","","","","","","","","","","","","","","","","","","","","","","","","","","","","","","","","","","","","","","","","","","","","","","","","","","","","","","","","","","","","","","","","","","","","","","","","","","",""]
["","","","","","","","","","","","","","","","","","","","","","","","","","","","","","","","","","","","","","","","","","","","","","","","","","","","","","","","","","","","","","","","","","","","","","","","","","","","","","","","","","","","","","","","","","","","","","","","","","","","",null,"","","","","","","","","","","","","","","","","","","","","","","","","","","","","","","","","","","","","","","","","","","","","","","","","","","","","","","","","","","","","","","","","","","","","","","","","","","","","","","","","","","","","","","","","","",""]
["","","","","","","","","","","","","","","","","","","","","","","","","","","","","","","","","","","","","","","","","","","","","","","","","","","","","","","","","","","","","","","","","","","","","","","","","","","","","","","","","","","","","","","","","","","","","","","","","","","","",null,"","","","","","","","","","","","","","","","","","","","","","","","","","","","","","","","","","","","","","","","","","","","","","","","","","","","","","","","","","","","","","","","","","","","","","","","","","","","","","","","","","","","","","","","","","",""]
["","","","","","","","","","","","","","","","","","","","","","","","","","","","","","","","","","","","","","","","","","","","","","","","","","","","","","","","","","","","","","","","","","","","","","","","","","","","","","","","","","","","","","","","","","","","","","","","","","","","",null,"","","","","","","","","","","","","","","","","","","","","","","","","","","","","","","","","","","","","","","","","","","","","","","","","","","","","","","","","","","","",{"$f":"IFERROR($F151*BR151,\"\")","v":""},"","","","","","","","","","","","","","","","","","","","","","","","","","","","","",""]
["","","","","","","","","","","","","","","","","","","","","","","","","","","","","","","","","","","","","","","","","","","","","","","","","","","","","","","","","","","","","","","","","","","","","","","","","","","","","","","","","","","","","","","","","","","","","","","","","","","","",null,"","","","","","","","","","","","","","","","","","","","","","","","","","","","","","","","","","","","","","","","","","","","","","","","","","","","","","","","","","","","","","","","","","","","","","","","","","","","","","","","","","","","","","","","","","",""]
["","","","","","","","","","","","","","","","","","","","","","","","","","","","","","","","","","","","","","","","","","","","","","","","","","","","","","","","","","","","","","","","","","","","","","","","","","","","","","","","","","","","","","","","","","","","","","","","","","","","",null,"","","","","","","","","","","","","","","","","",{"$f":"IFERROR($F153*AA153,\"\")","v":""},"","","","","","","","","","","","","","","","","","","","",{"$f":"IFERROR($F153*AV153,\"\")","v":""},"","","","","","","","","","","","","","","","","","","","","","","","","","","","","","","","","","","","","","","","","","","","","","","","","","","",""]
["","","","","","","","","","","","","","","","","","","","","","","","","","","","","","","","","","","","","","","","","","","","","","","","","","","","","","","","","","","","","","","","","","","","","","","","","","","","","","","","","","","","","","","","","","","","","","","","","","","","",null,"","","","","","","","","","","","","","","","","","","","","","","","","","","","","","","","","",{"$f":"IFERROR($F154*AQ154,\"\")","v":""},"","","","","","","","","","","","","","","","","","","","","","","","","","","","","","","","","","","","","","","","","","","","","","","","","","","","","","","","",""]
["","","","","","","","","","","","","","","","","","","","","","","","","","","","","","","","","","","","","","","","","","","","","","","","","","","","","","","","","","","","","","","","","","","","","","","","","","","","","","","","","","","","","","","","","","","","","","","","","","","","",null,"","","","","","","","","","","","","","","","","","","","","","","","","","","","","","","","","","","","","","","","","","","","","","","","","","","","","","","","","","","","","","","","","","","","","","","","","","","","","","","","","","","","","","","","","","",""]
["","","","","","","","","","","","","","","","","","","","","","","","","","","","","","","","","","","","","","","","","","","","","","","","","","","","","","","","","","","","","","","","","","","","","","","","","","","","","","","","","","","","","","","","","","","","","","","","","","","","",null,"","","","","","","","","","","","","","","","","","","","","","","","","","","","","","","","","","","","","","","","","","","","","","","","","","","","","","","","","","","","","","","","","","","","","","","","","","","","","","","","","","","","","","","","","","",""]
["","","","","","","","","","","","","","","","","","","","","","","","","","","","","","","","","","","","","","","","","","","","","","","","","","","","","","","","","","","","","","","","","","","","","","","","","","","","","","","","","","","","","","","","","","","","","","","","","","","","",null,"","","","","","","","","","","","","","","","","","","","","","","","","","","","","","","","","","","","","","","","","","","","","","","","","","","","","","","","","","","","","","","","","","","","","","","","","","","","","","","","","","","","","","","","","","",""]
["","","","","","","","","","","","","","","","","","","","","","","","","","","","","","","","","","","","","","","","","","","","","","","","","","","","","","","","","","","","","","","","","","","","","","","","","","","","","","","","","","","","","","","","","","","","","","","","","","","","",null,"","","","","","","","","","","","","","","","","","","","","","","","","","","","","","","","","","","","","","","","","","","","","","","","","","","","","","","","","","","","","","","","","","","","","","","","","","","","","","","","","","","","","","","","","","",""]
["","","","","","","","","","","","","","","","","","","","","","","","","","","","","","","","","","","","","","","","","","","","","","","","","","","","","","","","","","","","","","","","","","","","","","","","","","","","","","","","","","","","","","","","","","","","","","","","","","","","",null,"","","","","","","","","","","","","","","","","","","","","","","","","","","","","","","","","","","","","","","","","","","","","","","","","","","","","","","","","","","","","","","","","","","","","","","","","","","","","","","","","","","","","","","","","","",""]
["","","","","","","","","","","","","","","","","","","","","","","","","","","","","","","","","","","","","","","","","","","","","","","","","","","","","","","","","","","","","","","","","","","","","","","","","","","","","","","","","","","","","","","","","","","","","","","","","","","","",null,"","","","","","","","","","","","","","","","","","","","","","","","","","","","","","","","","","","","","","","","","","","","","","","","","","","","","","","","","","","","","","","","","","","","","","","","","","","","","","","","","","","","","","","","","","",""]
["","","","","","","","","","","","","","","","","","","","","","","","","","","","","","","","","","","","","","","","","","","","","","","","","","","","","","","","","","","","","","","","","","","","","","","","","","","","","","","","","","","","","","","","","","","","","","","","","","","","",null,"","","","","","","","","","","","","","","","","","","","","","","","","","","","","","","","","","","","","","","","","","","","","","","","","","","","","","","","","","","","","","","","","","","","","","","","","","","","","","","","","","","","","","","","","","",""]
["","","","","","","","","","","","","","","","","","","","","","","","","","","","","","","","","","","","","","","","","","","","","","","","","","","","","","","","","","","","","","","","","","","","","","","","","","","","","","","","","","","","","","","","","","","","","","","","","","","","",null,"","","","","","","","","","","","","","","","","","","","","","","","","","","","","","","","","","","","","","","","","","","","","","","","","","","","","","","","","","","","","","","","","","","","","","","","","","","","","","","","","","","","","","","","","","",""]
["","","","","","","","","","","","","","","","","","","","","","","","","","","","","","","","","","","","","","","","","","","","","","","","","","","","","","","","","","","","","","","","","","","","","","","","","","","","","","","","","","","","","","","","","","","","","","","","","","","","",null,"","","","","","","","","","","","","","","","","","","","","","","","","","","","","","","","","","","","","","","","","","","","","","","","","","","","","","","","","","","","","","","","","","","","","","","","","","","","","","","","","","","","","","","","","","",""]
["","","","","","","","","","","","","","","","","","","","","","","","","","","","","","","","","","","","","","","","","","","","","","","","","","","","","","","","","","","","","","","","","","","","","","","","","","","","","","","","","","","","","","","","","","","","","","","","","","","","",null,"","","","","","","","","","","","","","","","","","","","","","","","","","","","","","","","","","","","","","","","","","","","","","","","","","","","","","","","","","","","","","","","","","","","","","","","","","","","","","","","","","","",{"$f":"IFERROR($F164*CO164,\"\")","v":""},"","","","","","",""]
["","","","","","","","","","","","","","","","","","","","","","","","","","","","","","","","","","","","","","","","","","","","","","","","","","","","","","","","","","","","","","","","","","","","","","","","","","","","","","","","","","","","","","","","","","","","","","","","","","","","",null,"","","","","","","","","","","","","","","","","","","","","","","","","","","","","","","","","","","","","","","","","","","","","","","","","","","","","","","","","","","","","","","","","","","","","","","","","","","","","","","","","","","","","","","","","","",""]
["","","","","","","","","","","","","","","","","","","","","","","","","","","","","","","","","","","","","","","","","","","","","","","","","","","","","","","","","","","","","","","","","","","","","","","","","","","","","","","","","","","","","","","","","","","","","","","","","","","","",null,"","","","","","","","","","","","","","","","","","","","","","","","","","","","","","","","","","","","","","","","","","","","","","","","","","","","","","","","","","","","","","","","","","","","","","","","","","","","","","","","","","","","","","","","","","",""]
["","","","","","","","","","","","","","","","","","","","","","","","","","","","","","","","","","","","","","","","","","","","","","","","","","","","","","","","","","","","","","","","","","","","","","","","","","","","","","","","","","","","","","","","","","","","","","","","","","","","",null,"","","","","","","","","","","","","","","","","","","","","","","","","","","","","","","","","","","","","","","","","","","","","","","","","","","","","","","","","","","","","","","","","","","","","","","","","","","","","","","","","","","","","","","","","","",""]
["","","","","","","","","","","","","","","","","","","","","","","","","","","","","","","","","","","","","","","","","","","","","","","","","","","","","","","","","","","","","","","","","","","","","","","","","","","","","","","","","","","","","","","","","","","","","","","","","","","","",null,"","","","","","","","","","","","","","","","","","","","","","","","","","","","","","","","","","","","","","","","","","","","","","","","","","","","","","","","","","","","","","","","","","","","","","","","","","","","","","","","","","","","","","","","","","",""]
["","","","","","","","","","","","","","","","","","","","","","","","","","","","","","","","","","","","","","","","","","","","","","","","","","","","","","","","","","","","","","","","","","","","","","","","","","","","","","","","","","","","","","","","","","","","","","","","","","","","",null,"","","","","","","","","","","","","","","","","","","","","",{"$f":"IFERROR($F169*AE169,\"\")","v":""},"","","","","","","","","","","","","","","","","","","","","","","","","","","","","","","","","","","","","","","","","","","","","","","","","","","","","","","","","","","","","","","","","","","","",""]
["","","","","","","","","","","","","","","","","","","","","","","","","","","","","","","","","","","","","","","","","","","","","","","","","","","","","","","","","","","","","","","","","","","","","","","","","","","","","","","","","","","","","","","","","","","","","","","","","","","","",null,"","","","","","","","","","","","","","","","","","","","","","","","","","","","","","","","","","","","","","","","","","","","","","","","","","","","","","",{"$f":"IFERROR($F170*BL170,\"\")","v":""},"","","","","","","","","","","","","","","","","","","","","","","","","","","","","","","","","","","",""]
["","","","","","","","","","","","","","","","","","","","","","","","","","","","","","","","","","","","","","","","","","","","","","","","","","","","","","","","","","","","","","","","","","","","","","","","","","","","","","","","","","","","","","","","","","","","","","","","","","","","",null,"","","","","","","","","","","","","","","","","","","","","","","","","","","","","","","","","","","","","","","","","","","","","","","","","","","","","","","","","","","","","","","","","","","","","","","","","","","","","","","",{"$f":"IFERROR($F171*CK171,\"\")","v":""},"","","","","","","","","","",""]
["","","","","","","","","","","","","","","","","","","","","","","","","","","","","","","","","","","","","","","","","","","","","","","","","","","","","","","","","","","","","","","","","","","","","","","","","","","","","","","","","","","","","","","","","","","","","","","","","","","","",null,"","","","","","","","","","","","","","","","","","","","","","","","","","","","","","","","","","","","","","","","","","","","","","","","","","","","","","","","","","","","","","","","","","","","","","","","","","","","",{"$f":"IFERROR($F172*CH172,\"\")","v":""},"","","","","","","","","","","","","",""]
["","","","","","","","","","","","","","","","","","","","","","","","","","","","","","","","","","","","","","","","","","","","","","","","","","","","","","","","","","","","","","","","","","","","","","","","","","","","","","","","","","","","","","","","","","","","","","","","","","","","",null,"","","","","","","","","","","","","","","","","","","","","","","","","","","","","","","","","","","","","","","","","","","","","","","","","","","","","","","","","","","","","","","","","","","","","","","","","","","","","","","","","","","","","","","","","","",""]
["","","","","","","","","","","","","","","","","","","","","","","","","","","","","","","","","","","","","","","","","","","","","","","","","","","","","","","","","","","","","","","","","","","","","","","","","","","","","","","","","","","","","","","","","","","","","","","","","","","","",null,"","","","","",{"$f":"IFERROR($F174*O174,\"\")","v":""},"","","","","","","","","","","","","","","","","","","","","","","","","","","","","","","","","","","","","","","","","","","","","","","","","","","","","","","","","","","","","","","","","","","","","","","","","","","","","","","","","","","","",""]
["","","","","","","","","","","","","","","","","","","","","","","","","","","","","","","","","","","","","","","","","","","","","","","","","","","","","","","","","","","","","","","","","","","","","","","","","","","","","","","","","","","","","","","","","","","","","","","","","","","","",null,"","","","","","","","","","","","","","","","","","","","","","","","","","","","","","","","","","","","","","","","","","","","","","","","","","","","","","","","","","","","","","","","","","","","","","","","","","","","","","","","","","","","","","","","","","",""]
["","","","","","","","","","","","","","","","","","","","","","","","","","","","","","","","","","","","","","","","","","","","","","","","","","","","","","","","","","","","","","","","","","","","","","","","","","","","","","","","","","","","","","","","","","","","","","","","","","","","",null,"","","","","","","","","","","","","","","","","","","","","","","","","","","","","","","","","","","","","","","","","","","","","","","","","","","","","","","","","","","","","","","","","","","","","","","","","","","","","","","","","","","","","","","","","","",""]
["","","","","","","","","","","","","","","","","","","","","","","","","","","","","","","","","","","","","","","","","","","","","","","","","","","","","","","","","","","","","","","","","","","","","","","","","","","","","","","","","","","","","","","","","","","","","","","","","","","","",null,"","","","","","","","","","","","","","","","","","","","","","","","","","","","","","","","","","","","","","","","","","","","","","","","","","","","","","","","","","","","","","","","","","","","","","",{"$f":"IFERROR($F177*CB177,\"\")","v":""},"","","","","","","","","","","","","","","","","","","",""]
["","","","","","","","","","","","","","","","","","","","","","","","","","","","","","","","","","","","","","","","","","","","","","","","","","","","","","","","","","","","","","","","","","","","","","","","","","","","","","","","","","","","","","","","","","","","","","","","","","","","",null,"","","","","","","","","","","","","","","","","","","","","","","","","","","","","","","","","","","","","","","","","","","","","","","","","","","",{"$f":"IFERROR($F178*BI178,\"\")","v":""},"","","","","","","","","","","","","","","","","","","","","","","","","","","","","","","","","","","","","","",""]
["","","","","","","","","","","","","","","","","","","","","","","","","","","","","","","","","","","","","","","","","","","","","","","","","","","","","","","","","","","","","","","","","","","","","","","","","","","","","","","","","","","","","","","","","","","","","","","","","","","","",null,"","","","","","","","","","","","",{"$f":"IFERROR($F179*V179,\"\")","v":""},"","","","","","","","","","","","","","","","","","","","","","","","","","","","","","","","","","","","","","","","","","","","","","","","","","","","","","","","","","","","","","","","","","","","","","","","","","","","","",""]
["","","","","","","","","","","","","","","","","","","","","","","","","","","","","","","","","","","","","","","","","","","","","","","","","","","","","","","","","","","","","","","","","","","","","","","","","","","","","","","","","","","","","","","","","","","","","","","","","","","","",null,"","","","","","","","","","","","","","","","","","","","","","","","","","","","","","","","","","","","","","","","","","","","","","","","","","","","","","","","","","","","","","","","","","","","","","","","","","","","","","","","","","","","","","","","","","",""]
["","","","","","","","","","","","","","","","","","","","","","","","","","","","","","","","","","","","","","","","","","","","","","","","","","","","","","","","","","","","","","","","","","","","","","","","","","","","","","","","","","","","","","","","","","","","","","","","","","","","",null,"","","","","","","","","","","","","","","","","","","","","","","","","","","","","","","","","","","","","","","","","","","","","","","","","","","","","","","","","","","","","","","","","","","","","","","","","","","","","","","","","","","","","","","","","","",""]
["","","","","","","","","","","","","","","","","","","","","","","","","","","","","","","","","","","","","","","","","","","","","","","","","","","","","","","","","","","","","","","","","","","","","","","","","","","","","","","","","","","","","","","","","","","","","","","","","","","","",null,"","","","","","","","","","","","","","","","","","","","","","","","","","","","","","","","","","","","","","","","","","","","","","","","","","","","","","","","","","","","","","","","","","","","","","","","","","","","","","","","","","","","","","","","","","",""]
["","","","","","","","","","","","","","","","","","","","","","","","","","","","","","","","","","","","","","","","","","","","","","","","","","","","","","","","","","","","","","","","","","","","","","","","","","","","","","","","","","","","","","","","","","","","","","","","","","","","",null,"","","","","","","","","","","","","","","","","","","","","","","","","","","","","","","","","","","","","","","","","","","","","","","","","","","","","","","","","","","","","","","","","","","","","","","","","","","","","","","","","","","","","","","","","","",""]
["","","","","","","","","","","","","","","","","","","","","","","","","","","","","","","","","","","","","","","","","","","","","","","","","","","","","","","","","","","","","","","","","","","","","","","","","","","","","","","","","","","","","","","","","","","","","","","","","","","","",null,"","","","","","","","","","","","","","","","","","","","","","","","","","","","","","","","","","","","","","","","","","","","","","","","","","","","","","","","","","","","","","","","","","","","","","","","","","","","","","","","","","","","","","","","","","",""]
["","","","","","","","","","","","","","","","","","","","","","","","","","","","","","","","","","","","","","","","","","","","","","","","","","","","","","","","","","","","","","","","","","","","","","","","","","","","","","","","","","","","","","","","","","","","","","","","","","","","",null,"","","","","","","","","","","","","","","","","","","","","","","","","","","","","","","","","","","","","","","","","","","","","","","","","","","","","","","","","","","","","","","","","","","","","","","","","","","","","","","","","","","","","","","","","","",""]
["","","","","","","","","","","","","","","","","","","","","","","","","","","","","","","","","","","","","","","","","","","","","","","","","","","","","","","","","","","","","","","","","","","","","","","","","","","","","","","","","","","","","","","","","","","","","","","","","","","","",null,"","","","","","","","","","","","","","","","","","","","","","","","","","","","","","","","","","","","","","","","","","","","","","","","","","","","","","","","","","","","","","","","","","","","","","","","","","","","","","","","","","","","","","","","","","",""]
["","","","","","","","","","","","","","","","","","","","","","","","","","","","","","","","","","","","","","","","","","","","","","","","","","","","","","","","","","","","","","","","","","","","","","","","","","","","","","","","","","","","","","","","","","","","","","","","","","","","",null,"","","","","","","","","","","","","","","","","","","","","","","","","","","","","","","","","","","","","","","","","","","","","","","","","","","","","","","","","","","","","","","","","","","","","","","","","","","","","","","","","","","","","","","","","","",""]
["","","","","","","","","","","","","","","","","","","","","","","","","","","","","","","","","","","","","","","","","","","","","","","","","","","","","","","","","","","","","","","","","","","","","","","","","","","","","","","","","","","","","","","","","","","","","","","","","","","","",null,"","","","","","","","","","","","","","","","","","","","","","","","","","","","","","","","","","","","","","","","","","","","","","","","","","","","","","","","","","","","","","","","","","","","","","","","","","","","","","","","","","","","","","","","","","",""]
["","","","","","","","","","","","","","","","","","","","","","","","","","","","","","","","","","","","","","","","","","","","","","","","","","","","","","","","","","","","","","","","","","","","","","","","","","","","","","","","","","","","","","","","","","","","","","","","","","","","",null,"","","","","","","","","","","","","","","","","","","","","","","","","","","","","","","","","","","","","","","","","","","","","","","","","","","","","","","","","","","","","","","","","","","","","","","","","","","","","","","","","","","","","","","","","","",""]
["","","","","","","","","","","","","","","","","","","","","","","","","","","","","","","","","","","","","","","","","","","","","","","","","","","","","","","","","","","","","","","","","","","","","","","","","","","","","","","","","","","","","","","","","","","","","","","","","","","","",null,"","","","","","","","","","","","","","","","","","","","","","","","",{"$f":"IFERROR($F190*AH190,\"\")","v":""},"","","","","","","","","","","","","","","","","","","","","","","","","","","","","","","","","","",{"$f":"IFERROR($F190*BQ190,\"\")","v":""},"","","","","","","","","","","","","","","","","","","","","","","","","","","","","","",""]

{"sheet":"Lives scenario - output","index":5,"n_rows":175,"n_cols":43,"rows_kept":175,"cut":false,"hidden":false,"merged":[]}
[null,null,null,"Replacement expenditure forecast ($,000)",null,null,null,null,null,null,null,null,null,null,null,null,null,null,null,null,null,null,null,"Replacement quantity forecast (#)"]
[null,null,null,1,2,3,4,5,6,7,8,9,10,11,12,13,14,15,16,17,18,19,20,1,2,3,4,5,6,7,8,9,10,11,12,13,14,15,16,17,18,19,20]
[]
[]
["ID","Asset group",null,2019,2020,2021,2022,2023,2024,2025,2026,2027,2028,2029,2030,2031,2032,2033,2034,2035,2036,2037,2038,2019,2020,2021,2022,2023,2024,2025,2026,2027,2028,2029,2030,2031,2032,2033,2034,2035,2036,2037,2038]
[{"$f":"IFERROR(IF('Historical scenario - output'!A6=\"\",\"\",'Historical scenario - output'!A6),\"\")","v":1},{"$f":"IFERROR(IF('Historical scenario - output'!B6=\"\",\"\",'Historical scenario - output'!B6),\"\")","v":"OVERHEAD CONDUCTORS"},null,{"$f":"IFERROR(IF($A6=\"\",\"\",SUMIFS(D$21:D$175,$A$21:$A$175,$A6)),\"\")","v":3270.938522092506},{"$f":"IFERROR(IF($A6=\"\",\"\",SUMIFS(E$21:E$175,$A$21:$A$175,$A6)),\"\")","v":3770.1875107033998},4338.3371321425366,4986.2899752320072,5726.6573906903104,6573.730107054027,7543.3313630189723,8652.5339133284506,9919.2287180642215,11361.541699175996,12997.105215644367,14842.202225077883,16910.812643101774,19213.602247899049,21756.903640499586,24541.745358935921,27562.98850829983,{"$f":"IFERROR(IF($A6=\"\",\"\",SUMIFS(U$21:U$175,$A$21:$A$175,$A6)),\"\")","v":30808.629697937129},34259.324457683491,37888.176751933766,{"$f":"IFERROR(IF($A6=\"\",\"\",SUMIFS(X$21:X$175,$A$21:$A$175,$A6)),\"\")","v":212.70498952587414},{"$f":"IFERROR(IF($A6=\"\",\"\",SUMIFS(Y$21:Y$175,$A$21:$A$175,$A6)),\"\")","v":245.40724514447643},282.95400178659827,326.19246398220855,376.09717445909678,433.76207549332167,500.38238786772808,577.22509594763812,665.58745916941018,766.74376935046939,881.8814955267884,1012.0289406391623,1157.9774996044744,1320.2024695708035,1498.7870328025667,1693.3544306153728,1903.0134094290127,{"$f":"IFERROR(IF($A6=\"\",\"\",SUMIFS(AO$21:AO$175,$A$21:$A$175,$A6)),\"\")","v":2126.3217079715987},2361.2716588626554,2605.3009226693275]
[{"$f":"IFERROR(IF('Historical scenario - output'!A7=\"\",\"\",'Historical scenario - output'!A7),\"\")","v":2},{"$f":"IFERROR(IF('Historical scenario - output'!B7=\"\",\"\",'Historical scenario - output'!B7),\"\")","v":"POLES"},null,{"$f":"IFERROR(IF($A7=\"\",\"\",SUMIFS(D$21:D$175,$A$21:$A$175,$A7)),\"\")","v":0},0,0,0,0,0,0,0,0,0,0,0,0,0,0,0,0,0,0,0,0,0,0,0,0,0,0,0,0,0,0,0,0,0,0,0,0,0,0,0]
[{"$f":"IFERROR(IF('Historical scenario - output'!A8=\"\",\"\",'Historical scenario - output'!A8),\"\")","v":3},{"$f":"IFERROR(IF('Historical scenario - output'!B8=\"\",\"\",'Historical scenario - output'!B8),\"\")","v":"SERVICE LINES"},null,6464.0112815229622,6762.8400954273948,7027.0256966148136,7255.6002963045876,7449.0102186966196,7608.9641025326755,7738.2345086124142,7840.4335794523868,7919.7792102894646,7980.8625141714092,8028.4218599381629,8067.1248737944879,8101.3584069590415,8135.0277168075654,8171.3693701590464,8212.7864746849118,8260.7183545931985,8315.5584131783235,8376.6328238255046,8442.2486764281039,11809.00187634205,12356.55243816863,12840.764712062741,13259.815655120545,13614.464848927313,13907.780910949727,14144.782767742332,14332.033285870855,14477.215082450413,14588.707956607854,14675.177343272571,14745.17613680879,14806.759782301313,14867.116925795308,14932.224011974076,15006.539843205112,15092.762644518505,15191.675224035755,15302.10181951634,15420.99283139112]
[{"$f":"IFERROR(IF('Historical scenario - output'!A9=\"\",\"\",'Historical scenario - output'!A9),\"\")","v":4},{"$f":"IFERROR(IF('Historical scenario - output'!B9=\"\",\"\",'Historical scenario - output'!B9),\"\")","v":"SWITCHGEAR"},null,11277.557022527641,11550.641333317602,11778.869420491534,11960.798002481057,12097.111661100227,12190.84768821694,12247.401836046703,12274.303704793832,12280.778779337097,12277.140493363855,12274.076715343164,12281.907995398089,12309.898155618699,12365.691018220186,12454.931225132652,12581.10431327394,12745.6043678273,12948.009958235629,13186.523916608458,13458.512719582255,129.87991337883349,130.68884861403723,131.38269913656578,131.98588600877008,132.53547499717305,133.08529407350002,133.70755240929734,134.49164999732295,135.54026104445376,136.96315136537908,138.86950301827812,141.35972941006918,144.51784484445227,148.40539362151165,153.05775192839295,158.4833134303135,164.66569221956084,171.5686689128531,179.14321551883248,187.33560989790334]
[{"$f":"IFERROR(IF('Historical scenario - output'!A10=\"\",\"\",'Historical scenario - output'!A10),\"\")","v":5},{"$f":"IFERROR(IF('Historical scenario - output'!B10=\"\",\"\",'Historical scenario - output'!B10),\"\")","v":"TRANSFORMERS"},null,9547.4932070975319,10170.113849100127,10815.968445243192,11481.613818687159,12162.530181266351,12853.432832507997,13548.642002256376,14242.473812191251,14929.616827927981,15605.463265653148,16266.37052026805,16909.836265559519,17534.578119074988,18140.51621671387,18728.663713028869,19300.936103438067,19859.895325732614,20408.448798003737,20949.526766906547,21485.763352864375,484.62132424184892,517.3995657546642,551.31880613417945,586.14238798389988,621.58481367174704,657.33142669005122,693.06006352703719,728.4625277377628,763.26394095408261,797.23839592211573,830.21980560699876,862.10734537351243,892.86537032143497,922.51812159707083,951.13989448907091,978.84162039673015,1005.7550149292297,1032.0155688065527,1057.7457094897456,1083.0394398039773]
[{"$f":"IFERROR(IF('Historical scenario - output'!A11=\"\",\"\",'Historical scenario - output'!A11),\"\")","v":6},{"$f":"IFERROR(IF('Historical scenario - output'!B11=\"\",\"\",'Historical scenario - output'!B11),\"\")","v":"UNDERGROUND CABLES"},null,1254.141835938126,1545.1071803071445,1893.8955442763538,2311.230759170604,2809.870016065991,3404.856132800589,4113.7020992636881,4956.4683787076538,5955.6943578200462,7136.1513064058472,8524.3954895612096,10148.116167833905,12035.292790467949,14213.196637069137,16707.29184755596,19540.10634654676,22730.151991178784,26290.973411471037,30230.39562132478,34550.022070284969,2.4011817329392784,2.9592147581938657,3.6310288657660257,4.4391875601108932,5.4108789959416139,6.5785313550558007,7.980288793424906,9.6602602837338623,11.668453768179774,14.06031874416046,16.895842642124748,20.23817951834555,24.151831356018509,28.700448653105987,33.944362640195479,39.938000348748076,46.727359864299203,54.347731501315486,62.821838302446565,72.158535804259856]
[{"$f":"IFERROR(IF('Historical scenario - output'!A12=\"\",\"\",'Historical scenario - output'!A12),\"\")","v":""},{"$f":"IFERROR(IF('Historical scenario - output'!B12=\"\",\"\",'Historical scenario - output'!B12),\"\")","v":""},null,"","","","","","","","","","","","","","","","","","","","","","","","","","","","","","","","","","","","","","","",""]
[{"$f":"IFERROR(IF('Historical scenario - output'!A13=\"\",\"\",'Historical scenario - output'!A13),\"\")","v":""},{"$f":"IFERROR(IF('Historical scenario - output'!B13=\"\",\"\",'Historical scenario - output'!B13),\"\")","v":""},null,"","","","","","","","","","","","","","","","","","","","","","","","","","","","","","","","","","","","","","","",""]
[{"$f":"IFERROR(IF('Historical scenario - output'!A14=\"\",\"\",'Historical scenario - output'!A14),\"\")","v":""},{"$f":"IFERROR(IF('Historical scenario - output'!B14=\"\",\"\",'Historical scenario - output'!B14),\"\")","v":""},null,"","","","","","","","","","","","","","","","","","","","","","","","","","","","","","","","","","","","","","","",""]
[{"$f":"IFERROR(IF('Historical scenario - output'!A15=\"\",\"\",'Historical scenario - output'!A15),\"\")","v":""},{"$f":"IFERROR(IF('Historical scenario - output'!B15=\"\",\"\",'Historical scenario - output'!B15),\"\")","v":""},null,"","","","","","","","","","","","","","","","","","","","","","","","","","","","","","","","","","","","","","","",""]
[{"$f":"IFERROR(IF('Historical scenario - output'!A16=\"\",\"\",'Historical scenario - output'!A16),\"\")","v":""},{"$f":"IFERROR(IF('Historical scenario - output'!B16=\"\",\"\",'Historical scenario - output'!B16),\"\")","v":""},null,"","","","","","","","","","","","","","","","","","","","","","","","","","","","","","","","","","","","","","","",""]
[{"$f":"IFERROR(IF('Historical scenario - output'!A17=\"\",\"\",'Historical scenario - output'!A17),\"\")","v":""},{"$f":"IFERROR(IF('Historical scenario - output'!B17=\"\",\"\",'Historical scenario - output'!B17),\"\")","v":""},null,"","","","","","","","","","","","","","","","","","","","","","","","","","","","","","","","","","","","","","","",""]
[null,null,"Total",{"$f":"IFERROR(SUM(D$6:D$17),\"\")","v":31814.141869178769},{"$f":"IFERROR(SUM(E$6:E$17),\"\")","v":33798.88996885567},35854.096238768427,37995.532851875418,40245.1794678195,42631.830863112227,45191.311809198152,47966.213388473581,51005.097893438811,54361.159278770254,58090.369800754954,62249.187527663882,66891.94011522246,72068.033836709801,77819.159796376116,84176.678596879603,91159.358547631709,98771.620278825838,107002.40358634878,115824.72357109346]
[]
["ID","Asset group","Asset category"]
[{"$f":"IFERROR('Lives scenario - input'!A6,\"\")","v":1},{"$f":"IFERROR('Lives scenario - input'!B6,\"\")","v":"OVERHEAD CONDUCTORS"},{"$f":"IFERROR('Lives scenario - input'!C6,\"\")","v":"˂ = 1 kv"},{"$f":"IFERROR(repcalc('Lives scenario - input'!$CX6:$GJ6,'Lives scenario - input'!$I6,'Lives scenario - input'!$G6,'Lives scenario - input'!$H6,20,TRUE,TRUE),\"\")","v":2034.2947287756906},2294.8210800517536,2583.3330190825454,2904.4080821768362,3263.5468406169889,3667.1402180917153,4122.3577743632331,4636.9476296417952,5218.9442380824967,5876.2870064479202,6616.3603481421742,7445.4735784208369,8368.3064154576787,9387.352042601724,10502.394033776296,11710.055377655994,13003.456960565531,14372.019011178038,15801.432257179584,17273.816245012349,{"$f":"IFERROR(IF(OR(D21=\"\",'Lives scenario - input'!$F6=\"\"),\"\",D21/'Lives scenario - input'!$F6),\"\")","v":146.93464837884159},{"$f":"IFERROR(IF(OR(E21=\"\",'Lives scenario - input'!$F6=\"\"),\"\",E21/'Lives scenario - input'!$F6),\"\")","v":165.75215170158248},{"$f":"IFERROR(IF(OR(F21=\"\",'Lives scenario - input'!$F6=\"\"),\"\",F21/'Lives scenario - input'!$F6),\"\")","v":186.59102018751736},{"$f":"IFERROR(IF(OR(G21=\"\",'Lives scenario - input'!$F6=\"\"),\"\",G21/'Lives scenario - input'!$F6),\"\")","v":209.78188374904602},{"$f":"IFERROR(IF(OR(H21=\"\",'Lives scenario - input'!$F6=\"\"),\"\",H21/'Lives scenario - input'!$F6),\"\")","v":235.72204199857183},{"$f":"IFERROR(IF(OR(I21=\"\",'Lives scenario - input'!$F6=\"\"),\"\",I21/'Lives scenario - input'!$F6),\"\")","v":264.8731036261895},{"$f":"IFERROR(IF(OR(J21=\"\",'Lives scenario - input'!$F6=\"\"),\"\",J21/'Lives scenario - input'!$F6),\"\")","v":297.75291726405214},{"$f":"IFERROR(IF(OR(K21=\"\",'Lives scenario - input'!$F6=\"\"),\"\",K21/'Lives scenario - input'!$F6),\"\")","v":334.92112026587569},{"$f":"IFERROR(IF(OR(L21=\"\",'Lives scenario - input'!$F6=\"\"),\"\",L21/'Lives scenario - input'!$F6),\"\")","v":376.95803153997559},{"$f":"IFERROR(IF(OR(M21=\"\",'Lives scenario - input'!$F6=\"\"),\"\",M21/'Lives scenario - input'!$F6),\"\")","v":424.43710483643787},{"$f":"IFERROR(IF(OR(N21=\"\",'Lives scenario - input'!$F6=\"\"),\"\",N21/'Lives scenario - input'!$F6),\"\")","v":477.89170740616703},{"$f":"IFERROR(IF(OR(O21=\"\",'Lives scenario - input'!$F6=\"\"),\"\",O21/'Lives scenario - input'!$F6),\"\")","v":537.77755346081392},{"$f":"IFERROR(IF(OR(P21=\"\",'Lives scenario - input'!$F6=\"\"),\"\",P21/'Lives scenario - input'!$F6),\"\")","v":604.43265338532865},{"$f":"IFERROR(IF(OR(Q21=\"\",'Lives scenario - input'!$F6=\"\"),\"\",Q21/'Lives scenario - input'!$F6),\"\")","v":678.03708679823978},{"$f":"IFERROR(IF(OR(R21=\"\",'Lives scenario - input'!$F6=\"\"),\"\",R21/'Lives scenario - input'!$F6),\"\")","v":758.57522150573254},{"$f":"IFERROR(IF(OR(S21=\"\",'Lives scenario - input'!$F6=\"\"),\"\",S21/'Lives scenario - input'!$F6),\"\")","v":845.80314006327444},{"$f":"IFERROR(IF(OR(T21=\"\",'Lives scenario - input'!$F6=\"\"),\"\",T21/'Lives scenario - input'!$F6),\"\")","v":939.22397240836233},{"$f":"IFERROR(IF(OR(U21=\"\",'Lives scenario - input'!$F6=\"\"),\"\",U21/'Lives scenario - input'!$F6),\"\")","v":1038.0735544511756},{"$f":"IFERROR(IF(OR(V21=\"\",'Lives scenario - input'!$F6=\"\"),\"\",V21/'Lives scenario - input'!$F6),\"\")","v":1141.3183447553315},{"$f":"IFERROR(IF(OR(W21=\"\",'Lives scenario - input'!$F6=\"\"),\"\",W21/'Lives scenario - input'!$F6),\"\")","v":1247.6668597814935}]
[{"$f":"IFERROR('Lives scenario - input'!A7,\"\")","v":1},{"$f":"IFERROR('Lives scenario - input'!B7,\"\")","v":"OVERHEAD CONDUCTORS"},{"$f":"IFERROR('Lives scenario - input'!C7,\"\")","v":"˃ 11 kv & < = 22 kv ; swer"},{"$f":"IFERROR(repcalc('Lives scenario - input'!$CX7:$GJ7,'Lives scenario - input'!$I7,'Lives scenario - input'!$G7,'Lives scenario - input'!$H7,20,TRUE,TRUE),\"\")","v":39.088739418702993},50.507410014588679,64.959963261866633,83.082394261097988,105.58398043282554,133.23792360959663,166.86590646922389,207.31589697179072,255.43286267863857,312.02249840876539,377.8086117815069,453.38542399757682,539.16668589500432,635.33412774519127,741.78829262871488,858.10518157809861,983.50230179323796,1116.8176064226163,1256.5044140689542,1400.6446922932917,{"$f":"IFERROR(IF(OR(D22=\"\",'Lives scenario - input'!$F7=\"\"),\"\",D22/'Lives scenario - input'!$F7),\"\")","v":15.449408969386655},{"$f":"IFERROR(IF(OR(E22=\"\",'Lives scenario - input'!$F7=\"\"),\"\",E22/'Lives scenario - input'!$F7),\"\")","v":19.962517208383467},{"$f":"IFERROR(IF(OR(F22=\"\",'Lives scenario - input'!$F7=\"\"),\"\",F22/'Lives scenario - input'!$F7),\"\")","v":25.674735332823641},{"$f":"IFERROR(IF(OR(G22=\"\",'Lives scenario - input'!$F7=\"\"),\"\",G22/'Lives scenario - input'!$F7),\"\")","v":32.837433649276683},{"$f":"IFERROR(IF(OR(H22=\"\",'Lives scenario - input'!$F7=\"\"),\"\",H22/'Lives scenario - input'!$F7),\"\")","v":41.73094652272021},{"$f":"IFERROR(IF(OR(I22=\"\",'Lives scenario - input'!$F7=\"\"),\"\",I22/'Lives scenario - input'!$F7),\"\")","v":52.660873762832075},{"$f":"IFERROR(IF(OR(J22=\"\",'Lives scenario - input'!$F7=\"\"),\"\",J22/'Lives scenario - input'!$F7),\"\")","v":65.95197671831194},{"$f":"IFERROR(IF(OR(K22=\"\",'Lives scenario - input'!$F7=\"\"),\"\",K22/'Lives scenario - input'!$F7),\"\")","v":81.939405716417426},{"$f":"IFERROR(IF(OR(L22=\"\",'Lives scenario - input'!$F7=\"\"),\"\",L22/'Lives scenario - input'!$F7),\"\")","v":100.95712520868013},{"$f":"IFERROR(IF(OR(M22=\"\",'Lives scenario - input'!$F7=\"\"),\"\",M22/'Lives scenario - input'!$F7),\"\")","v":123.32357751246113},{"$f":"IFERROR(IF(OR(N22=\"\",'Lives scenario - input'!$F7=\"\"),\"\",N22/'Lives scenario - input'!$F7),\"\")","v":149.32483989943947},{"$f":"IFERROR(IF(OR(O22=\"\",'Lives scenario - input'!$F7=\"\"),\"\",O22/'Lives scenario - input'!$F7),\"\")","v":179.19577198608349},{"$f":"IFERROR(IF(OR(P22=\"\",'Lives scenario - input'!$F7=\"\"),\"\",P22/'Lives scenario - input'!$F7),\"\")","v":213.09990439536023},{"$f":"IFERROR(IF(OR(Q22=\"\",'Lives scenario - input'!$F7=\"\"),\"\",Q22/'Lives scenario - input'!$F7),\"\")","v":251.10906408630598},{"$f":"IFERROR(IF(OR(R22=\"\",'Lives scenario - input'!$F7=\"\"),\"\",R22/'Lives scenario - input'!$F7),\"\")","v":293.18394176816719},{"$f":"IFERROR(IF(OR(S22=\"\",'Lives scenario - input'!$F7=\"\"),\"\",S22/'Lives scenario - input'!$F7),\"\")","v":339.1569563536907},{"$f":"IFERROR(IF(OR(T22=\"\",'Lives scenario - input'!$F7=\"\"),\"\",T22/'Lives scenario - input'!$F7),\"\")","v":388.71883587698062},{"$f":"IFERROR(IF(OR(U22=\"\",'Lives scenario - input'!$F7=\"\"),\"\",U22/'Lives scenario - input'!$F7),\"\")","v":441.41029366577146},{"$f":"IFERROR(IF(OR(V22=\"\",'Lives scenario - input'!$F7=\"\"),\"\",V22/'Lives scenario - input'!$F7),\"\")","v":496.6200203300121},{"$f":"IFERROR(IF(OR(W22=\"\",'Lives scenario - input'!$F7=\"\"),\"\",W22/'Lives scenario - input'!$F7),\"\")","v":553.58993392572802}]
[{"$f":"IFERROR('Lives scenario - input'!A8,\"\")","v":1},{"$f":"IFERROR('Lives scenario - input'!B8,\"\")","v":"OVERHEAD CONDUCTORS"},{"$f":"IFERROR('Lives scenario - input'!C8,\"\")","v":"> 1 kv & < = 11 kv"},{"$f":"IFERROR(repcalc('Lives scenario - input'!$CX8:$GJ8,'Lives scenario - input'!$I8,'Lives scenario - input'!$G8,'Lives scenario - input'!$H8,20,TRUE,TRUE),\"\")","v":574.2521766745806},680.15461208895624,804.77782870920862,951.30042007657073,1123.2730678987118,1324.5830673397263,1559.3911234630741,1832.0378031442222,2146.9186458692366,2508.3289223756087,2920.2812641355526,3386.3017113432161,3909.211956949523,4490.9075035806864,5132.1429125514151,5832.3361530393722,6589.4041458032762,7399.6408910758419,8257.6480924467851,9156.3260203990048,{"$f":"IFERROR(IF(OR(D23=\"\",'Lives scenario - input'!$F8=\"\"),\"\",D23/'Lives scenario - input'!$F8),\"\")","v":41.477540332243429},{"$f":"IFERROR(IF(OR(E23=\"\",'Lives scenario - input'!$F8=\"\"),\"\",E23/'Lives scenario - input'!$F8),\"\")","v":49.126745184403298},{"$f":"IFERROR(IF(OR(F23=\"\",'Lives scenario - input'!$F8=\"\"),\"\",F23/'Lives scenario - input'!$F8),\"\")","v":58.12812942578973},{"$f":"IFERROR(IF(OR(G23=\"\",'Lives scenario - input'!$F8=\"\"),\"\",G23/'Lives scenario - input'!$F8),\"\")","v":68.711279024312802},{"$f":"IFERROR(IF(OR(H23=\"\",'Lives scenario - input'!$F8=\"\"),\"\",H23/'Lives scenario - input'!$F8),\"\")","v":81.132655426213162},{"$f":"IFERROR(IF(OR(I23=\"\",'Lives scenario - input'!$F8=\"\"),\"\",I23/'Lives scenario - input'!$F8),\"\")","v":95.673033260654179},{"$f":"IFERROR(IF(OR(J23=\"\",'Lives scenario - input'!$F8=\"\"),\"\",J23/'Lives scenario - input'!$F8),\"\")","v":112.63293522322161},{"$f":"IFERROR(IF(OR(K23=\"\",'Lives scenario - input'!$F8=\"\"),\"\",K23/'Lives scenario - input'!$F8),\"\")","v":132.32587521069254},{"$f":"IFERROR(IF(OR(L23=\"\",'Lives scenario - input'!$F8=\"\"),\"\",L23/'Lives scenario - input'!$F8),\"\")","v":155.06933772503447},{"$f":"IFERROR(IF(OR(M23=\"\",'Lives scenario - input'!$F8=\"\"),\"\",M23/'Lives scenario - input'!$F8),\"\")","v":181.17356497775089},{"$f":"IFERROR(IF(OR(N23=\"\",'Lives scenario - input'!$F8=\"\"),\"\",N23/'Lives scenario - input'!$F8),\"\")","v":210.92838448798321},{"$f":"IFERROR(IF(OR(O23=\"\",'Lives scenario - input'!$F8=\"\"),\"\",O23/'Lives scenario - input'!$F8),\"\")","v":244.58847787524718},{"$f":"IFERROR(IF(OR(P23=\"\",'Lives scenario - input'!$F8=\"\"),\"\",P23/'Lives scenario - input'!$F8),\"\")","v":282.35765260938098},{"$f":"IFERROR(IF(OR(Q23=\"\",'Lives scenario - input'!$F8=\"\"),\"\",Q23/'Lives scenario - input'!$F8),\"\")","v":324.37281855302354},{"$f":"IFERROR(IF(OR(R23=\"\",'Lives scenario - input'!$F8=\"\"),\"\",R23/'Lives scenario - input'!$F8),\"\")","v":370.68847675751658},{"$f":"IFERROR(IF(OR(S23=\"\",'Lives scenario - input'!$F8=\"\"),\"\",S23/'Lives scenario - input'!$F8),\"\")","v":421.26258784035753},{"$f":"IFERROR(IF(OR(T23=\"\",'Lives scenario - input'!$F8=\"\"),\"\",T23/'Lives scenario - input'!$F8),\"\")","v":475.94469350681987},{"$f":"IFERROR(IF(OR(U23=\"\",'Lives scenario - input'!$F8=\"\"),\"\",U23/'Lives scenario - input'!$F8),\"\")","v":534.4671138750283},{"$f":"IFERROR(IF(OR(V23=\"\",'Lives scenario - input'!$F8=\"\"),\"\",V23/'Lives scenario - input'!$F8),\"\")","v":596.43993652291829},{"$f":"IFERROR(IF(OR(W23=\"\",'Lives scenario - input'!$F8=\"\"),\"\",W23/'Lives scenario - input'!$F8),\"\")","v":661.35035657250262}]
[{"$f":"IFERROR('Lives scenario - input'!A9,\"\")","v":1},{"$f":"IFERROR('Lives scenario - input'!B9,\"\")","v":"OVERHEAD CONDUCTORS"},{"$f":"IFERROR('Lives scenario - input'!C9,\"\")","v":"> 22 kv & < = 66 kv"},{"$f":"IFERROR(repcalc('Lives scenario - input'!$CX9:$GJ9,'Lives scenario - input'!$I9,'Lives scenario - input'!$G9,'Lives scenario - input'!$H9,20,TRUE,TRUE),\"\")","v":623.30287722353216},744.7044085481017,885.26632108891545,1047.4990787175018,1234.2535017417845,1448.7688980129892,1694.7165587234413,1976.2325835706415,2297.9329714338496,2664.9032719437018,3082.6549915851333,3557.0415113162521,4094.1275847995694,4700.0085739714496,5380.5784015431618,6141.2486466624523,6986.6251001377868,7920.1521892606361,8943.7396939881637,10057.389794229121,{"$f":"IFERROR(IF(OR(D24=\"\",'Lives scenario - input'!$F9=\"\"),\"\",D24/'Lives scenario - input'!$F9),\"\")","v":8.8433918454024578},{"$f":"IFERROR(IF(OR(E24=\"\",'Lives scenario - input'!$F9=\"\"),\"\",E24/'Lives scenario - input'!$F9),\"\")","v":10.565831050107185},{"$f":"IFERROR(IF(OR(F24=\"\",'Lives scenario - input'!$F9=\"\"),\"\",F24/'Lives scenario - input'!$F9),\"\")","v":12.560116840467526},{"$f":"IFERROR(IF(OR(G24=\"\",'Lives scenario - input'!$F9=\"\"),\"\",G24/'Lives scenario - input'!$F9),\"\")","v":14.861867559573028},{"$f":"IFERROR(IF(OR(H24=\"\",'Lives scenario - input'!$F9=\"\"),\"\",H24/'Lives scenario - input'!$F9),\"\")","v":17.511530511591612},{"$f":"IFERROR(IF(OR(I24=\"\",'Lives scenario - input'!$F9=\"\"),\"\",I24/'Lives scenario - input'!$F9),\"\")","v":20.555064843645916},{"$f":"IFERROR(IF(OR(J24=\"\",'Lives scenario - input'!$F9=\"\"),\"\",J24/'Lives scenario - input'!$F9),\"\")","v":24.044558662142457},{"$f":"IFERROR(IF(OR(K24=\"\",'Lives scenario - input'!$F9=\"\"),\"\",K24/'Lives scenario - input'!$F9),\"\")","v":28.038694754652468},{"$f":"IFERROR(IF(OR(L24=\"\",'Lives scenario - input'!$F9=\"\"),\"\",L24/'Lives scenario - input'!$F9),\"\")","v":32.602964695720047},{"$f":"IFERROR(IF(OR(M24=\"\",'Lives scenario - input'!$F9=\"\"),\"\",M24/'Lives scenario - input'!$F9),\"\")","v":37.809522023819596},{"$f":"IFERROR(IF(OR(N24=\"\",'Lives scenario - input'!$F9=\"\"),\"\",N24/'Lives scenario - input'!$F9),\"\")","v":43.736563733198714},{"$f":"IFERROR(IF(OR(O24=\"\",'Lives scenario - input'!$F9=\"\"),\"\",O24/'Lives scenario - input'!$F9),\"\")","v":50.467137317017631},{"$f":"IFERROR(IF(OR(P24=\"\",'Lives scenario - input'!$F9=\"\"),\"\",P24/'Lives scenario - input'!$F9),\"\")","v":58.0872892144045},{"$f":"IFERROR(IF(OR(Q24=\"\",'Lives scenario - input'!$F9=\"\"),\"\",Q24/'Lives scenario - input'!$F9),\"\")","v":66.683500133234332},{"$f":"IFERROR(IF(OR(R24=\"\",'Lives scenario - input'!$F9=\"\"),\"\",R24/'Lives scenario - input'!$F9),\"\")","v":76.339392771150443},{"$f":"IFERROR(IF(OR(S24=\"\",'Lives scenario - input'!$F9=\"\"),\"\",S24/'Lives scenario - input'!$F9),\"\")","v":87.131746358050037},{"$f":"IFERROR(IF(OR(T24=\"\",'Lives scenario - input'!$F9=\"\"),\"\",T24/'Lives scenario - input'!$F9),\"\")","v":99.125907636849888},{"$f":"IFERROR(IF(OR(U24=\"\",'Lives scenario - input'!$F9=\"\"),\"\",U24/'Lives scenario - input'!$F9),\"\")","v":112.37074597962341},{"$f":"IFERROR(IF(OR(V24=\"\",'Lives scenario - input'!$F9=\"\"),\"\",V24/'Lives scenario - input'!$F9),\"\")","v":126.89335725439376},{"$f":"IFERROR(IF(OR(W24=\"\",'Lives scenario - input'!$F9=\"\"),\"\",W24/'Lives scenario - input'!$F9),\"\")","v":142.69377238960354}]
[{"$f":"IFERROR('Lives scenario - input'!A10,\"\")","v":3},{"$f":"IFERROR('Lives scenario - input'!B10,\"\")","v":"SERVICE LINES"},{"$f":"IFERROR('Lives scenario - input'!C10,\"\")","v":"˂ = 11 kv ; commercial and industrial ; complex type"},{"$f":"IFERROR(repcalc('Lives scenario - input'!$CX10:$GJ10,'Lives scenario - input'!$I10,'Lives scenario - input'!$G10,'Lives scenario - input'!$H10,20,TRUE,TRUE),\"\")","v":809.03715670064344},827.58686405057801,842.37075670504396,853.90588231394293,862.89552117445396,870.166915364847,876.60335466646291,883.07578251141388,890.37884962075918,899.17575266534357,909.95533056341151,923.0038332889028,938.39260178429095,955.98167109211738,975.43810091038074,996.26672517881332,1017.8500830931403,1039.4936431383605,1060.4721483011788,1080.0730582398653,{"$f":"IFERROR(IF(OR(D25=\"\",'Lives scenario - input'!$F10=\"\"),\"\",D25/'Lives scenario - input'!$F10),\"\")","v":1417.0138427288582},{"$f":"IFERROR(IF(OR(E25=\"\",'Lives scenario - input'!$F10=\"\"),\"\",E25/'Lives scenario - input'!$F10),\"\")","v":1449.5033172551223},{"$f":"IFERROR(IF(OR(F25=\"\",'Lives scenario - input'!$F10=\"\"),\"\",F25/'Lives scenario - input'!$F10),\"\")","v":1475.3970359394757},{"$f":"IFERROR(IF(OR(G25=\"\",'Lives scenario - input'!$F10=\"\"),\"\",G25/'Lives scenario - input'!$F10),\"\")","v":1495.6005983223022},{"$f":"IFERROR(IF(OR(H25=\"\",'Lives scenario - input'!$F10=\"\"),\"\",H25/'Lives scenario - input'!$F10),\"\")","v":1511.3457870333207},{"$f":"IFERROR(IF(OR(I25=\"\",'Lives scenario - input'!$F10=\"\"),\"\",I25/'Lives scenario - input'!$F10),\"\")","v":1524.081501503772},{"$f":"IFERROR(IF(OR(J25=\"\",'Lives scenario - input'!$F10=\"\"),\"\",J25/'Lives scenario - input'!$F10),\"\")","v":1535.3548076958737},{"$f":"IFERROR(IF(OR(K25=\"\",'Lives scenario - input'!$F10=\"\"),\"\",K25/'Lives scenario - input'!$F10),\"\")","v":1546.691147166068},{"$f":"IFERROR(IF(OR(L25=\"\",'Lives scenario - input'!$F10=\"\"),\"\",L25/'Lives scenario - input'!$F10),\"\")","v":1559.4823361771175},{"$f":"IFERROR(IF(OR(M25=\"\",'Lives scenario - input'!$F10=\"\"),\"\",M25/'Lives scenario - input'!$F10),\"\")","v":1574.8899516173713},{"$f":"IFERROR(IF(OR(N25=\"\",'Lives scenario - input'!$F10=\"\"),\"\",N25/'Lives scenario - input'!$F10),\"\")","v":1593.7701859475583},{"$f":"IFERROR(IF(OR(O25=\"\",'Lives scenario - input'!$F10=\"\"),\"\",O25/'Lives scenario - input'!$F10),\"\")","v":1616.6244007827711},{"$f":"IFERROR(IF(OR(P25=\"\",'Lives scenario - input'!$F10=\"\"),\"\",P25/'Lives scenario - input'!$F10),\"\")","v":1643.5775484842227},{"$f":"IFERROR(IF(OR(Q25=\"\",'Lives scenario - input'!$F10=\"\"),\"\",Q25/'Lives scenario - input'!$F10),\"\")","v":1674.3844829784928},{"$f":"IFERROR(IF(OR(R25=\"\",'Lives scenario - input'!$F10=\"\"),\"\",R25/'Lives scenario - input'!$F10),\"\")","v":1708.4620653913894},{"$f":"IFERROR(IF(OR(S25=\"\",'Lives scenario - input'!$F10=\"\"),\"\",S25/'Lives scenario - input'!$F10),\"\")","v":1744.9430213881831},{"$f":"IFERROR(IF(OR(T25=\"\",'Lives scenario - input'!$F10=\"\"),\"\",T25/'Lives scenario - input'!$F10),\"\")","v":1782.7458796177084},{"$f":"IFERROR(IF(OR(U25=\"\",'Lives scenario - input'!$F10=\"\"),\"\",U25/'Lives scenario - input'!$F10),\"\")","v":1820.6541807828655},{"$f":"IFERROR(IF(OR(V25=\"\",'Lives scenario - input'!$F10=\"\"),\"\",V25/'Lives scenario - input'!$F10),\"\")","v":1857.3976504359803},{"$f":"IFERROR(IF(OR(W25=\"\",'Lives scenario - input'!$F10=\"\"),\"\",W25/'Lives scenario - input'!$F10),\"\")","v":1891.7282871479817}]
[{"$f":"IFERROR('Lives scenario - input'!A11,\"\")","v":3},{"$f":"IFERROR('Lives scenario - input'!B11,\"\")","v":"SERVICE LINES"},{"$f":"IFERROR('Lives scenario - input'!C11,\"\")","v":"˂ = 11 kv ; residential ; simple type"},{"$f":"IFERROR(repcalc('Lives scenario - input'!$CX11:$GJ11,'Lives scenario - input'!$I11,'Lives scenario - input'!$G11,'Lives scenario - input'!$H11,20,TRUE,TRUE),\"\")","v":5654.974124822319},5935.253231376817,6184.6549399097694,6401.6944139906445,6586.1146975221654,6738.7971871678283,6861.6311539459512,6957.3577969409725,7029.4003606687056,7081.6867615060655,7118.4665293747512,7144.1210405055854,7162.965805174751,7179.0460457154477,7195.9312692486656,7216.5197495060984,7242.8682715000587,7276.0647700399632,7316.1606755243256,7362.1756181882383,{"$f":"IFERROR(IF(OR(D26=\"\",'Lives scenario - input'!$F11=\"\"),\"\",D26/'Lives scenario - input'!$F11),\"\")","v":10391.988033613192},{"$f":"IFERROR(IF(OR(E26=\"\",'Lives scenario - input'!$F11=\"\"),\"\",E26/'Lives scenario - input'!$F11),\"\")","v":10907.049120913507},{"$f":"IFERROR(IF(OR(F26=\"\",'Lives scenario - input'!$F11=\"\"),\"\",F26/'Lives scenario - input'!$F11),\"\")","v":11365.367676123265},{"$f":"IFERROR(IF(OR(G26=\"\",'Lives scenario - input'!$F11=\"\"),\"\",G26/'Lives scenario - input'!$F11),\"\")","v":11764.215056798243},{"$f":"IFERROR(IF(OR(H26=\"\",'Lives scenario - input'!$F11=\"\"),\"\",H26/'Lives scenario - input'!$F11),\"\")","v":12103.119061893993},{"$f":"IFERROR(IF(OR(I26=\"\",'Lives scenario - input'!$F11=\"\"),\"\",I26/'Lives scenario - input'!$F11),\"\")","v":12383.699409445955},{"$f":"IFERROR(IF(OR(J26=\"\",'Lives scenario - input'!$F11=\"\"),\"\",J26/'Lives scenario - input'!$F11),\"\")","v":12609.427960046458},{"$f":"IFERROR(IF(OR(K26=\"\",'Lives scenario - input'!$F11=\"\"),\"\",K26/'Lives scenario - input'!$F11),\"\")","v":12785.342138704787},{"$f":"IFERROR(IF(OR(L26=\"\",'Lives scenario - input'!$F11=\"\"),\"\",L26/'Lives scenario - input'!$F11),\"\")","v":12917.732746273296},{"$f":"IFERROR(IF(OR(M26=\"\",'Lives scenario - input'!$F11=\"\"),\"\",M26/'Lives scenario - input'!$F11),\"\")","v":13013.818004990482},{"$f":"IFERROR(IF(OR(N26=\"\",'Lives scenario - input'!$F11=\"\"),\"\",N26/'Lives scenario - input'!$F11),\"\")","v":13081.407157325013},{"$f":"IFERROR(IF(OR(O26=\"\",'Lives scenario - input'!$F11=\"\"),\"\",O26/'Lives scenario - input'!$F11),\"\")","v":13128.551736026018},{"$f":"IFERROR(IF(OR(P26=\"\",'Lives scenario - input'!$F11=\"\"),\"\",P26/'Lives scenario - input'!$F11),\"\")","v":13163.18223381709},{"$f":"IFERROR(IF(OR(Q26=\"\",'Lives scenario - input'!$F11=\"\"),\"\",Q26/'Lives scenario - input'!$F11),\"\")","v":13192.732442816816},{"$f":"IFERROR(IF(OR(R26=\"\",'Lives scenario - input'!$F11=\"\"),\"\",R26/'Lives scenario - input'!$F11),\"\")","v":13223.761946582687},{"$f":"IFERROR(IF(OR(S26=\"\",'Lives scenario - input'!$F11=\"\"),\"\",S26/'Lives scenario - input'!$F11),\"\")","v":13261.596821816929},{"$f":"IFERROR(IF(OR(T26=\"\",'Lives scenario - input'!$F11=\"\"),\"\",T26/'Lives scenario - input'!$F11),\"\")","v":13310.016764900796},{"$f":"IFERROR(IF(OR(U26=\"\",'Lives scenario - input'!$F11=\"\"),\"\",U26/'Lives scenario - input'!$F11),\"\")","v":13371.021043252889},{"$f":"IFERROR(IF(OR(V26=\"\",'Lives scenario - input'!$F11=\"\"),\"\",V26/'Lives scenario - input'!$F11),\"\")","v":13444.70416908036},{"$f":"IFERROR(IF(OR(W26=\"\",'Lives scenario - input'!$F11=\"\"),\"\",W26/'Lives scenario - input'!$F11),\"\")","v":13529.264544243139}]
[{"$f":"IFERROR('Lives scenario - input'!A12,\"\")","v":4},{"$f":"IFERROR('Lives scenario - input'!B12,\"\")","v":"SWITCHGEAR"},{"$f":"IFERROR('Lives scenario - input'!C12,\"\")","v":"˂ = 11 kv ; circuit breaker"},{"$f":"IFERROR(repcalc('Lives scenario - input'!$CX12:$GJ12,'Lives scenario - input'!$I12,'Lives scenario - input'!$G12,'Lives scenario - input'!$H12,20,TRUE,TRUE),\"\")","v":6321.6940467919239},6440.8654263283352,6485.7751901432175,6454.4257885059369,6347.6491027356833,6169.1763154598339,5925.5300807734111,5625.7370578966675,5280.8754656644714,4903.4881839706431,4506.9050205894655,4104.526409602795,3709.1239889438875,3332.2109756965215,2983.5275393906572,2670.6746070338068,2398.9152519902673,2171.1476879208276,1988.0394731957924,1848.3001218303648,{"$f":"IFERROR(IF(OR(D27=\"\",'Lives scenario - input'!$F12=\"\"),\"\",D27/'Lives scenario - input'!$F12),\"\")","v":71.388436940914872},{"$f":"IFERROR(IF(OR(E27=\"\",'Lives scenario - input'!$F12=\"\"),\"\",E27/'Lives scenario - input'!$F12),\"\")","v":72.734193070557708},{"$f":"IFERROR(IF(OR(F27=\"\",'Lives scenario - input'!$F12=\"\"),\"\",F27/'Lives scenario - input'!$F12),\"\")","v":73.24134160042955},{"$f":"IFERROR(IF(OR(G27=\"\",'Lives scenario - input'!$F12=\"\"),\"\",G27/'Lives scenario - input'!$F12),\"\")","v":72.887324976823081},{"$f":"IFERROR(IF(OR(H27=\"\",'Lives scenario - input'!$F12=\"\"),\"\",H27/'Lives scenario - input'!$F12),\"\")","v":71.681537312559598},{"$f":"IFERROR(IF(OR(I27=\"\",'Lives scenario - input'!$F12=\"\"),\"\",I27/'Lives scenario - input'!$F12),\"\")","v":69.666113404694755},{"$f":"IFERROR(IF(OR(J27=\"\",'Lives scenario - input'!$F12=\"\"),\"\",J27/'Lives scenario - input'!$F12),\"\")","v":66.914711053986281},{"$f":"IFERROR(IF(OR(K27=\"\",'Lives scenario - input'!$F12=\"\"),\"\",K27/'Lives scenario - input'!$F12),\"\")","v":63.529264819076602},{"$f":"IFERROR(IF(OR(L27=\"\",'Lives scenario - input'!$F12=\"\"),\"\",L27/'Lives scenario - input'!$F12),\"\")","v":59.634876724969914},{"$f":"IFERROR(IF(OR(M27=\"\",'Lives scenario - input'!$F12=\"\"),\"\",M27/'Lives scenario - input'!$F12),\"\")","v":55.373188645462967},{"$f":"IFERROR(IF(OR(N27=\"\",'Lives scenario - input'!$F12=\"\"),\"\",N27/'Lives scenario - input'!$F12),\"\")","v":50.894728925440141},{"$f":"IFERROR(IF(OR(O27=\"\",'Lives scenario - input'!$F12=\"\"),\"\",O27/'Lives scenario - input'!$F12),\"\")","v":46.350823465261783},{"$f":"IFERROR(IF(OR(P27=\"\",'Lives scenario - input'!$F12=\"\"),\"\",P27/'Lives scenario - input'!$F12),\"\")","v":41.885697414465639},{"$f":"IFERROR(IF(OR(Q27=\"\",'Lives scenario - input'!$F12=\"\"),\"\",Q27/'Lives scenario - input'!$F12),\"\")","v":37.629365064425002},{"$f":"IFERROR(IF(OR(R27=\"\",'Lives scenario - input'!$F12=\"\"),\"\",R27/'Lives scenario - input'!$F12),\"\")","v":33.691818368742275},{"$f":"IFERROR(IF(OR(S27=\"\",'Lives scenario - input'!$F12=\"\"),\"\",S27/'Lives scenario - input'!$F12),\"\")","v":30.15889164561634},{"$f":"IFERROR(IF(OR(T27=\"\",'Lives scenario - input'!$F12=\"\"),\"\",T27/'Lives scenario - input'!$F12),\"\")","v":27.09001873955177},{"$f":"IFERROR(IF(OR(U27=\"\",'Lives scenario - input'!$F12=\"\"),\"\",U27/'Lives scenario - input'!$F12),\"\")","v":24.517928052403057},{"$f":"IFERROR(IF(OR(V27=\"\",'Lives scenario - input'!$F12=\"\"),\"\",V27/'Lives scenario - input'!$F12),\"\")","v":22.45015806171595},{"$f":"IFERROR(IF(OR(W27=\"\",'Lives scenario - input'!$F12=\"\"),\"\",W27/'Lives scenario - input'!$F12),\"\")","v":20.872135810199747}]
[{"$f":"IFERROR('Lives scenario - input'!A13,\"\")","v":4},{"$f":"IFERROR('Lives scenario - input'!B13,\"\")","v":"SWITCHGEAR"},{"$f":"IFERROR('Lives scenario - input'!C13,\"\")","v":"˂ = 11 kv ; switch"},{"$f":"IFERROR(repcalc('Lives scenario - input'!$CX13:$GJ13,'Lives scenario - input'!$I13,'Lives scenario - input'!$G13,'Lives scenario - input'!$H13,20,TRUE,TRUE),\"\")","v":183.29121038732023},216.10845957657088,254.87382272731315,300.49669519127303,353.92381039903353,416.10908910091342,487.97548553824538,570.36882608212318,664.00415030536351,769.40574592306018,886.84290766038771,1016.2644012985832,1157.2355934655145,1308.8830925675379,1469.8523859818351,1638.2841932939798,1811.8149411811512,1987.6058035680624,2162.4031137723987,2332.6307077741608,{"$f":"IFERROR(IF(OR(D28=\"\",'Lives scenario - input'!$F13=\"\"),\"\",D28/'Lives scenario - input'!$F13),\"\")","v":2.6879266404688167},{"$f":"IFERROR(IF(OR(E28=\"\",'Lives scenario - input'!$F13=\"\"),\"\",E28/'Lives scenario - input'!$F13),\"\")","v":3.1691846242875141},{"$f":"IFERROR(IF(OR(F28=\"\",'Lives scenario - input'!$F13=\"\"),\"\",F28/'Lives scenario - input'!$F13),\"\")","v":3.7376704350372076},{"$f":"IFERROR(IF(OR(G28=\"\",'Lives scenario - input'!$F13=\"\"),\"\",G28/'Lives scenario - input'!$F13),\"\")","v":4.4067201622524541},{"$f":"IFERROR(IF(OR(H28=\"\",'Lives scenario - input'!$F13=\"\"),\"\",H28/'Lives scenario - input'!$F13),\"\")","v":5.1902174504577738},{"$f":"IFERROR(IF(OR(I28=\"\",'Lives scenario - input'!$F13=\"\"),\"\",I28/'Lives scenario - input'!$F13),\"\")","v":6.1021513446938949},{"$f":"IFERROR(IF(OR(J28=\"\",'Lives scenario - input'!$F13=\"\"),\"\",J28/'Lives scenario - input'!$F13),\"\")","v":7.1560567727294178},{"$f":"IFERROR(IF(OR(K28=\"\",'Lives scenario - input'!$F13=\"\"),\"\",K28/'Lives scenario - input'!$F13),\"\")","v":8.3643375985099713},{"$f":"IFERROR(IF(OR(L28=\"\",'Lives scenario - input'!$F13=\"\"),\"\",L28/'Lives scenario - input'!$F13),\"\")","v":9.7374797253841248},{"$f":"IFERROR(IF(OR(M28=\"\",'Lives scenario - input'!$F13=\"\"),\"\",M28/'Lives scenario - input'!$F13),\"\")","v":11.283171721252614},{"$f":"IFERROR(IF(OR(N28=\"\",'Lives scenario - input'!$F13=\"\"),\"\",N28/'Lives scenario - input'!$F13),\"\")","v":13.005362736019599},{"$f":"IFERROR(IF(OR(O28=\"\",'Lives scenario - input'!$F13=\"\"),\"\",O28/'Lives scenario - input'!$F13),\"\")","v":14.90330143075712},{"$f":"IFERROR(IF(OR(P28=\"\",'Lives scenario - input'!$F13=\"\"),\"\",P28/'Lives scenario - input'!$F13),\"\")","v":16.970613999447302},{"$f":"IFERROR(IF(OR(Q28=\"\",'Lives scenario - input'!$F13=\"\"),\"\",Q28/'Lives scenario - input'!$F13),\"\")","v":19.194492340015007},{"$f":"IFERROR(IF(OR(R28=\"\",'Lives scenario - input'!$F13=\"\"),\"\",R28/'Lives scenario - input'!$F13),\"\")","v":21.555072812757974},{"$f":"IFERROR(IF(OR(S28=\"\",'Lives scenario - input'!$F13=\"\"),\"\",S28/'Lives scenario - input'!$F13),\"\")","v":24.025089465602029},{"$f":"IFERROR(IF(OR(T28=\"\",'Lives scenario - input'!$F13=\"\"),\"\",T28/'Lives scenario - input'!$F13),\"\")","v":26.569880998162464},{"$f":"IFERROR(IF(OR(U28=\"\",'Lives scenario - input'!$F13=\"\"),\"\",U28/'Lives scenario - input'!$F13),\"\")","v":29.147816629458038},{"$f":"IFERROR(IF(OR(V28=\"\",'Lives scenario - input'!$F13=\"\"),\"\",V28/'Lives scenario - input'!$F13),\"\")","v":31.711182029182794},{"$f":"IFERROR(IF(OR(W28=\"\",'Lives scenario - input'!$F13=\"\"),\"\",W28/'Lives scenario - input'!$F13),\"\")","v":34.207533512122744}]
[{"$f":"IFERROR('Lives scenario - input'!A14,\"\")","v":4},{"$f":"IFERROR('Lives scenario - input'!B14,\"\")","v":"SWITCHGEAR"},{"$f":"IFERROR('Lives scenario - input'!C14,\"\")","v":"> 11 kv & < = 22 kv ; switch"},{"$f":"IFERROR(repcalc('Lives scenario - input'!$CX14:$GJ14,'Lives scenario - input'!$I14,'Lives scenario - input'!$G14,'Lives scenario - input'!$H14,20,TRUE,TRUE),\"\")","v":1661.4841796693518},1547.4285756653542,1459.8160018105384,1400.0174852297384,1368.507448802417,1365.0651943164794,1388.9635168028326,1439.1290052777028,1514.2670311538025,1612.9525768493763,1733.6949235243471,1874.9889776247744,2035.3680784262424,2213.4721904642292,2408.1414836630615,2618.5388421327107,2844.2965719120321,3085.6735475417368,3343.7005080472727,3620.2845461332263,{"$f":"IFERROR(IF(OR(D29=\"\",'Lives scenario - input'!$F14=\"\"),\"\",D29/'Lives scenario - input'!$F14),\"\")","v":36.603638630853311},{"$f":"IFERROR(IF(OR(E29=\"\",'Lives scenario - input'!$F14=\"\"),\"\",E29/'Lives scenario - input'!$F14),\"\")","v":34.090915269492832},{"$f":"IFERROR(IF(OR(F29=\"\",'Lives scenario - input'!$F14=\"\"),\"\",F29/'Lives scenario - input'!$F14),\"\")","v":32.160750040029839},{"$f":"IFERROR(IF(OR(G29=\"\",'Lives scenario - input'!$F14=\"\"),\"\",G29/'Lives scenario - input'!$F14),\"\")","v":30.843347612508509},{"$f":"IFERROR(IF(OR(H29=\"\",'Lives scenario - input'!$F14=\"\"),\"\",H29/'Lives scenario - input'!$F14),\"\")","v":30.149159849095543},{"$f":"IFERROR(IF(OR(I29=\"\",'Lives scenario - input'!$F14=\"\"),\"\",I29/'Lives scenario - input'!$F14),\"\")","v":30.073324616464095},{"$f":"IFERROR(IF(OR(J29=\"\",'Lives scenario - input'!$F14=\"\"),\"\",J29/'Lives scenario - input'!$F14),\"\")","v":30.599821089243122},{"$f":"IFERROR(IF(OR(K29=\"\",'Lives scenario - input'!$F14=\"\"),\"\",K29/'Lives scenario - input'!$F14),\"\")","v":31.705001285566034},{"$f":"IFERROR(IF(OR(L29=\"\",'Lives scenario - input'!$F14=\"\"),\"\",L29/'Lives scenario - input'!$F14),\"\")","v":33.36034364768939},{"$f":"IFERROR(IF(OR(M29=\"\",'Lives scenario - input'!$F14=\"\"),\"\",M29/'Lives scenario - input'!$F14),\"\")","v":35.534454058688439},{"$f":"IFERROR(IF(OR(N29=\"\",'Lives scenario - input'!$F14=\"\"),\"\",N29/'Lives scenario - input'!$F14),\"\")","v":38.194490957752613},{"$f":"IFERROR(IF(OR(O29=\"\",'Lives scenario - input'!$F14=\"\"),\"\",O29/'Lives scenario - input'!$F14),\"\")","v":41.307296099243352},{"$f":"IFERROR(IF(OR(P29=\"\",'Lives scenario - input'!$F14=\"\"),\"\",P29/'Lives scenario - input'!$F14),\"\")","v":44.840557939176364},{"$f":"IFERROR(IF(OR(Q29=\"\",'Lives scenario - input'!$F14=\"\"),\"\",Q29/'Lives scenario - input'!$F14),\"\")","v":48.764313961340157},{"$f":"IFERROR(IF(OR(R29=\"\",'Lives scenario - input'!$F14=\"\"),\"\",R29/'Lives scenario - input'!$F14),\"\")","v":53.053012311866574},{"$f":"IFERROR(IF(OR(S29=\"\",'Lives scenario - input'!$F14=\"\"),\"\",S29/'Lives scenario - input'!$F14),\"\")","v":57.688210752240387},{"$f":"IFERROR(IF(OR(T29=\"\",'Lives scenario - input'!$F14=\"\"),\"\",T29/'Lives scenario - input'!$F14),\"\")","v":62.661808731734013},{"$f":"IFERROR(IF(OR(U29=\"\",'Lives scenario - input'!$F14=\"\"),\"\",U29/'Lives scenario - input'!$F14),\"\")","v":67.979509434437233},{"$f":"IFERROR(IF(OR(V29=\"\",'Lives scenario - input'!$F14=\"\"),\"\",V29/'Lives scenario - input'!$F14),\"\")","v":73.66402074964077},{"$f":"IFERROR(IF(OR(W29=\"\",'Lives scenario - input'!$F14=\"\"),\"\",W29/'Lives scenario - input'!$F14),\"\")","v":79.757357240617864}]
[{"$f":"IFERROR('Lives scenario - input'!A15,\"\")","v":4},{"$f":"IFERROR('Lives scenario - input'!B15,\"\")","v":"SWITCHGEAR"},{"$f":"IFERROR('Lives scenario - input'!C15,\"\")","v":"> 22 kv & < = 33 kv ; circuit breaker"},{"$f":"IFERROR(repcalc('Lives scenario - input'!$CX15:$GJ15,'Lives scenario - input'!$I15,'Lives scenario - input'!$G15,'Lives scenario - input'!$H15,20,TRUE,TRUE),\"\")","v":1909.0589951458965},2036.3588008871805,2153.3167739767728,2257.5348631914412,2346.8554914185092,2419.4259609838514,2473.7477559238678,2508.7100701368213,2523.6085354056263,2518.1513892527983,2492.4559927050973,2447.0385810078933,2382.7994471053858,2301.0045987285034,2203.2635815309313,2091.5019568211383,1967.926173878247,1834.9785037660902,1695.2803843353388,1551.5638857903084,{"$f":"IFERROR(IF(OR(D30=\"\",'Lives scenario - input'!$F15=\"\"),\"\",D30/'Lives scenario - input'!$F15),\"\")","v":7.6499570160002621},{"$f":"IFERROR(IF(OR(E30=\"\",'Lives scenario - input'!$F15=\"\"),\"\",E30/'Lives scenario - input'!$F15),\"\")","v":8.1600711845734448},{"$f":"IFERROR(IF(OR(F30=\"\",'Lives scenario - input'!$F15=\"\"),\"\",F30/'Lives scenario - input'!$F15),\"\")","v":8.6287436923842993},{"$f":"IFERROR(IF(OR(G30=\"\",'Lives scenario - input'!$F15=\"\"),\"\",G30/'Lives scenario - input'!$F15),\"\")","v":9.04636509895637},{"$f":"IFERROR(IF(OR(H30=\"\",'Lives scenario - input'!$F15=\"\"),\"\",H30/'Lives scenario - input'!$F15),\"\")","v":9.404289588622019},{"$f":"IFERROR(IF(OR(I30=\"\",'Lives scenario - input'!$F15=\"\"),\"\",I30/'Lives scenario - input'!$F15),\"\")","v":9.6950930547366916},{"$f":"IFERROR(IF(OR(J30=\"\",'Lives scenario - input'!$F15=\"\"),\"\",J30/'Lives scenario - input'!$F15),\"\")","v":9.9127706631184846},{"$f":"IFERROR(IF(OR(K30=\"\",'Lives scenario - input'!$F15=\"\"),\"\",K30/'Lives scenario - input'!$F15),\"\")","v":10.052871205631341},{"$f":"IFERROR(IF(OR(L30=\"\",'Lives scenario - input'!$F15=\"\"),\"\",L30/'Lives scenario - input'!$F15),\"\")","v":10.112572146880682},{"$f":"IFERROR(IF(OR(M30=\"\",'Lives scenario - input'!$F15=\"\"),\"\",M30/'Lives scenario - input'!$F15),\"\")","v":10.090704339963603},{"$f":"IFERROR(IF(OR(N30=\"\",'Lives scenario - input'!$F15=\"\"),\"\",N30/'Lives scenario - input'!$F15),\"\")","v":9.9877380724994733},{"$f":"IFERROR(IF(OR(O30=\"\",'Lives scenario - input'!$F15=\"\"),\"\",O30/'Lives scenario - input'!$F15),\"\")","v":9.8057419958224159},{"$f":"IFERROR(IF(OR(P30=\"\",'Lives scenario - input'!$F15=\"\"),\"\",P30/'Lives scenario - input'!$F15),\"\")","v":9.5483237524109743},{"$f":"IFERROR(IF(OR(Q30=\"\",'Lives scenario - input'!$F15=\"\"),\"\",Q30/'Lives scenario - input'!$F15),\"\")","v":9.2205564724031674},{"$f":"IFERROR(IF(OR(R30=\"\",'Lives scenario - input'!$F15=\"\"),\"\",R30/'Lives scenario - input'!$F15),\"\")","v":8.8288899067481719},{"$f":"IFERROR(IF(OR(S30=\"\",'Lives scenario - input'!$F15=\"\"),\"\",S30/'Lives scenario - input'!$F15),\"\")","v":8.3810401403228401},{"$f":"IFERROR(IF(OR(T30=\"\",'Lives scenario - input'!$F15=\"\"),\"\",T30/'Lives scenario - input'!$F15),\"\")","v":7.8858488287209427},{"$f":"IFERROR(IF(OR(U30=\"\",'Lives scenario - input'!$F15=\"\"),\"\",U30/'Lives scenario - input'!$F15),\"\")","v":7.3531026096038863},{"$f":"IFERROR(IF(OR(V30=\"\",'Lives scenario - input'!$F15=\"\"),\"\",V30/'Lives scenario - input'!$F15),\"\")","v":6.7933060755111061},{"$f":"IFERROR(IF(OR(W30=\"\",'Lives scenario - input'!$F15=\"\"),\"\",W30/'Lives scenario - input'!$F15),\"\")","v":6.2174071435477565}]
[{"$f":"IFERROR('Lives scenario - input'!A16,\"\")","v":4},{"$f":"IFERROR('Lives scenario - input'!B16,\"\")","v":"SWITCHGEAR"},{"$f":"IFERROR('Lives scenario - input'!C16,\"\")","v":"> 22 kv & < = 33 kv ; switch"},{"$f":"IFERROR(repcalc('Lives scenario - input'!$CX16:$GJ16,'Lives scenario - input'!$I16,'Lives scenario - input'!$G16,'Lives scenario - input'!$H16,20,TRUE,TRUE),\"\")","v":393.39738561685289},441.46455746633819,495.23189033610748,554.93258538769101,620.65525832358128,692.31793202329175,769.64471787198806,852.1460227016978,939.10341951887472,1029.5607228725271,1122.3232081739843,1215.9671712492739,1308.8619981068673,1399.2064914507635,1485.0803249265994,1564.5101950521571,1635.5486305207685,1696.3616954038123,1745.320236050545,1781.0881331742823,{"$f":"IFERROR(IF(OR(D31=\"\",'Lives scenario - input'!$F16=\"\"),\"\",D31/'Lives scenario - input'!$F16),\"\")","v":4.7911247516599138},{"$f":"IFERROR(IF(OR(E31=\"\",'Lives scenario - input'!$F16=\"\"),\"\",E31/'Lives scenario - input'!$F16),\"\")","v":5.3765272612095192},{"$f":"IFERROR(IF(OR(F31=\"\",'Lives scenario - input'!$F16=\"\"),\"\",F31/'Lives scenario - input'!$F16),\"\")","v":6.0313511333589469},{"$f":"IFERROR(IF(OR(G31=\"\",'Lives scenario - input'!$F16=\"\"),\"\",G31/'Lives scenario - input'!$F16),\"\")","v":6.7584364882970274},{"$f":"IFERROR(IF(OR(H31=\"\",'Lives scenario - input'!$F16=\"\"),\"\",H31/'Lives scenario - input'!$F16),\"\")","v":7.558862562696703},{"$f":"IFERROR(IF(OR(I31=\"\",'Lives scenario - input'!$F16=\"\"),\"\",I31/'Lives scenario - input'!$F16),\"\")","v":8.4316309701289001},{"$f":"IFERROR(IF(OR(J31=\"\",'Lives scenario - input'!$F16=\"\"),\"\",J31/'Lives scenario - input'!$F16),\"\")","v":9.3733817066394458},{"$f":"IFERROR(IF(OR(K31=\"\",'Lives scenario - input'!$F16=\"\"),\"\",K31/'Lives scenario - input'!$F16),\"\")","v":10.378152094205868},{"$f":"IFERROR(IF(OR(L31=\"\",'Lives scenario - input'!$F16=\"\"),\"\",L31/'Lives scenario - input'!$F16),\"\")","v":11.437192523713087},{"$f":"IFERROR(IF(OR(M31=\"\",'Lives scenario - input'!$F16=\"\"),\"\",M31/'Lives scenario - input'!$F16),\"\")","v":12.538857763268576},{"$f":"IFERROR(IF(OR(N31=\"\",'Lives scenario - input'!$F16=\"\"),\"\",N31/'Lives scenario - input'!$F16),\"\")","v":13.668597450420837},{"$f":"IFERROR(IF(OR(O31=\"\",'Lives scenario - input'!$F16=\"\"),\"\",O31/'Lives scenario - input'!$F16),\"\")","v":14.809072516441017},{"$f":"IFERROR(IF(OR(P31=\"\",'Lives scenario - input'!$F16=\"\"),\"\",P31/'Lives scenario - input'!$F16),\"\")","v":15.940423970545625},{"$f":"IFERROR(IF(OR(Q31=\"\",'Lives scenario - input'!$F16=\"\"),\"\",Q31/'Lives scenario - input'!$F16),\"\")","v":17.040715314773543},{"$f":"IFERROR(IF(OR(R31=\"\",'Lives scenario - input'!$F16=\"\"),\"\",R31/'Lives scenario - input'!$F16),\"\")","v":18.086559197139124},{"$f":"IFERROR(IF(OR(S31=\"\",'Lives scenario - input'!$F16=\"\"),\"\",S31/'Lives scenario - input'!$F16),\"\")","v":19.053923065566899},{"$f":"IFERROR(IF(OR(T31=\"\",'Lives scenario - input'!$F16=\"\"),\"\",T31/'Lives scenario - input'!$F16),\"\")","v":19.919088973975718},{"$f":"IFERROR(IF(OR(U31=\"\",'Lives scenario - input'!$F16=\"\"),\"\",U31/'Lives scenario - input'!$F16),\"\")","v":20.659721705758088},{"$f":"IFERROR(IF(OR(V31=\"\",'Lives scenario - input'!$F16=\"\"),\"\",V31/'Lives scenario - input'!$F16),\"\")","v":21.255980055390751},{"$f":"IFERROR(IF(OR(W31=\"\",'Lives scenario - input'!$F16=\"\"),\"\",W31/'Lives scenario - input'!$F16),\"\")","v":21.691591636681906}]
[{"$f":"IFERROR('Lives scenario - input'!A17,\"\")","v":4},{"$f":"IFERROR('Lives scenario - input'!B17,\"\")","v":"SWITCHGEAR"},{"$f":"IFERROR('Lives scenario - input'!C17,\"\")","v":"> 33 kv & < = 66 kv ; circuit breaker"},{"$f":"IFERROR(repcalc('Lives scenario - input'!$CX17:$GJ17,'Lives scenario - input'!$I17,'Lives scenario - input'!$G17,'Lives scenario - input'!$H17,20,TRUE,TRUE),\"\")","v":546.08872928659684},594.15884829685399,642.43533160808079,690.71393035177675,738.81844531459126,786.57537195274824,833.78271447990903,880.17744418730706,925.40688918770786,969.00946557936959,1010.4094971568522,1048.9294364200857,1083.8207268279616,1114.3120769202415,1139.6713736628208,1159.2752053889883,1172.6783400001377,1179.6747902825252,1180.3424605710418,1175.0648282162483,{"$f":"IFERROR(IF(OR(D32=\"\",'Lives scenario - input'!$F17=\"\"),\"\",D32/'Lives scenario - input'!$F17),\"\")","v":2.2475281313111108},{"$f":"IFERROR(IF(OR(E32=\"\",'Lives scenario - input'!$F17=\"\"),\"\",E32/'Lives scenario - input'!$F17),\"\")","v":2.4453695057195639},{"$f":"IFERROR(IF(OR(F32=\"\",'Lives scenario - input'!$F17=\"\"),\"\",F32/'Lives scenario - input'!$F17),\"\")","v":2.6440602101853017},{"$f":"IFERROR(IF(OR(G32=\"\",'Lives scenario - input'!$F17=\"\"),\"\",G32/'Lives scenario - input'!$F17),\"\")","v":2.8427596211006136},{"$f":"IFERROR(IF(OR(H32=\"\",'Lives scenario - input'!$F17=\"\"),\"\",H32/'Lives scenario - input'!$F17),\"\")","v":3.0407425583482719},{"$f":"IFERROR(IF(OR(I32=\"\",'Lives scenario - input'!$F17=\"\"),\"\",I32/'Lives scenario - input'!$F17),\"\")","v":3.2372949322169653},{"$f":"IFERROR(IF(OR(J32=\"\",'Lives scenario - input'!$F17=\"\"),\"\",J32/'Lives scenario - input'!$F17),\"\")","v":3.4315853920710637},{"$f":"IFERROR(IF(OR(K32=\"\",'Lives scenario - input'!$F17=\"\"),\"\",K32/'Lives scenario - input'!$F17),\"\")","v":3.6225313951101188},{"$f":"IFERROR(IF(OR(L32=\"\",'Lives scenario - input'!$F17=\"\"),\"\",L32/'Lives scenario - input'!$F17),\"\")","v":3.8086814556227933},{"$f":"IFERROR(IF(OR(M32=\"\",'Lives scenario - input'!$F17=\"\"),\"\",M32/'Lives scenario - input'!$F17),\"\")","v":3.9881358405648242},{"$f":"IFERROR(IF(OR(N32=\"\",'Lives scenario - input'!$F17=\"\"),\"\",N32/'Lives scenario - input'!$F17),\"\")","v":4.158525249130566},{"$f":"IFERROR(IF(OR(O32=\"\",'Lives scenario - input'!$F17=\"\"),\"\",O32/'Lives scenario - input'!$F17),\"\")","v":4.3170611105529622},{"$f":"IFERROR(IF(OR(P32=\"\",'Lives scenario - input'!$F17=\"\"),\"\",P32/'Lives scenario - input'!$F17),\"\")","v":4.4606626033577896},{"$f":"IFERROR(IF(OR(Q32=\"\",'Lives scenario - input'!$F17=\"\"),\"\",Q32/'Lives scenario - input'!$F17),\"\")","v":4.5861553363493339},{"$f":"IFERROR(IF(OR(R32=\"\",'Lives scenario - input'!$F17=\"\"),\"\",R32/'Lives scenario - input'!$F17),\"\")","v":4.6905261643165614},{"$f":"IFERROR(IF(OR(S32=\"\",'Lives scenario - input'!$F17=\"\"),\"\",S32/'Lives scenario - input'!$F17),\"\")","v":4.7712093224246042},{"$f":"IFERROR(IF(OR(T32=\"\",'Lives scenario - input'!$F17=\"\"),\"\",T32/'Lives scenario - input'!$F17),\"\")","v":4.8263723764683339},{"$f":"IFERROR(IF(OR(U32=\"\",'Lives scenario - input'!$F17=\"\"),\"\",U32/'Lives scenario - input'!$F17),\"\")","v":4.8551675483619707},{"$f":"IFERROR(IF(OR(V32=\"\",'Lives scenario - input'!$F17=\"\"),\"\",V32/'Lives scenario - input'!$F17),\"\")","v":4.8579154676567748},{"$f":"IFERROR(IF(OR(W32=\"\",'Lives scenario - input'!$F17=\"\"),\"\",W32/'Lives scenario - input'!$F17),\"\")","v":4.8361944055875909}]
[{"$f":"IFERROR('Lives scenario - input'!A18,\"\")","v":4},{"$f":"IFERROR('Lives scenario - input'!B18,\"\")","v":"SWITCHGEAR"},{"$f":"IFERROR('Lives scenario - input'!C18,\"\")","v":"> 33 kv & < = 66 kv ; switch"},{"$f":"IFERROR(repcalc('Lives scenario - input'!$CX18:$GJ18,'Lives scenario - input'!$I18,'Lives scenario - input'!$G18,'Lives scenario - input'!$H18,20,TRUE,TRUE),\"\")","v":262.54247562969789},274.25666509696703,287.42040988950288,302.67665462319979,320.70210410640999,342.17782437982117,367.75756465645065,398.03527851151193,433.51328810125113,474.57240891608092,521.44516553303026,574.19301819468512,632.68832274283841,696.60159239239044,765.39453597674765,838.3193135511583,914.42445834469402,992.56792975257599,1071.4377406360675,1149.5804966636654,{"$f":"IFERROR(IF(OR(D33=\"\",'Lives scenario - input'!$F18=\"\"),\"\",D33/'Lives scenario - input'!$F18),\"\")","v":4.5113012676252033},{"$f":"IFERROR(IF(OR(E33=\"\",'Lives scenario - input'!$F18=\"\"),\"\",E33/'Lives scenario - input'!$F18),\"\")","v":4.7125876981966508},{"$f":"IFERROR(IF(OR(F33=\"\",'Lives scenario - input'!$F18=\"\"),\"\",F33/'Lives scenario - input'!$F18),\"\")","v":4.9387820251406156},{"$f":"IFERROR(IF(OR(G33=\"\",'Lives scenario - input'!$F18=\"\"),\"\",G33/'Lives scenario - input'!$F18),\"\")","v":5.2009320488320272},{"$f":"IFERROR(IF(OR(H33=\"\",'Lives scenario - input'!$F18=\"\"),\"\",H33/'Lives scenario - input'!$F18),\"\")","v":5.5106656753931453},{"$f":"IFERROR(IF(OR(I33=\"\",'Lives scenario - input'!$F18=\"\"),\"\",I33/'Lives scenario - input'!$F18),\"\")","v":5.8796857505647262},{"$f":"IFERROR(IF(OR(J33=\"\",'Lives scenario - input'!$F18=\"\"),\"\",J33/'Lives scenario - input'!$F18),\"\")","v":6.3192257315095413},{"$f":"IFERROR(IF(OR(K33=\"\",'Lives scenario - input'!$F18=\"\"),\"\",K33/'Lives scenario - input'!$F18),\"\")","v":6.8394915992230265},{"$f":"IFERROR(IF(OR(L33=\"\",'Lives scenario - input'!$F18=\"\"),\"\",L33/'Lives scenario - input'!$F18),\"\")","v":7.4491148201937705},{"$f":"IFERROR(IF(OR(M33=\"\",'Lives scenario - input'!$F18=\"\"),\"\",M33/'Lives scenario - input'!$F18),\"\")","v":8.1546389961780594},{"$f":"IFERROR(IF(OR(N33=\"\",'Lives scenario - input'!$F18=\"\"),\"\",N33/'Lives scenario - input'!$F18),\"\")","v":8.9600596270148785},{"$f":"IFERROR(IF(OR(O33=\"\",'Lives scenario - input'!$F18=\"\"),\"\",O33/'Lives scenario - input'!$F18),\"\")","v":9.8664327919905261},{"$f":"IFERROR(IF(OR(P33=\"\",'Lives scenario - input'!$F18=\"\"),\"\",P33/'Lives scenario - input'!$F18),\"\")","v":10.871565165048548},{"$f":"IFERROR(IF(OR(Q33=\"\",'Lives scenario - input'!$F18=\"\"),\"\",Q33/'Lives scenario - input'!$F18),\"\")","v":11.969795132205453},{"$f":"IFERROR(IF(OR(R33=\"\",'Lives scenario - input'!$F18=\"\"),\"\",R33/'Lives scenario - input'!$F18),\"\")","v":13.151873166822243},{"$f":"IFERROR(IF(OR(S33=\"\",'Lives scenario - input'!$F18=\"\"),\"\",S33/'Lives scenario - input'!$F18),\"\")","v":14.404949038540392},{"$f":"IFERROR(IF(OR(T33=\"\",'Lives scenario - input'!$F18=\"\"),\"\",T33/'Lives scenario - input'!$F18),\"\")","v":15.712673570947601},{"$f":"IFERROR(IF(OR(U33=\"\",'Lives scenario - input'!$F18=\"\"),\"\",U33/'Lives scenario - input'!$F18),\"\")","v":17.055422932830798},{"$f":"IFERROR(IF(OR(V33=\"\",'Lives scenario - input'!$F18=\"\"),\"\",V33/'Lives scenario - input'!$F18),\"\")","v":18.410653079734342},{"$f":"IFERROR(IF(OR(W33=\"\",'Lives scenario - input'!$F18=\"\"),\"\",W33/'Lives scenario - input'!$F18),\"\")","v":19.753390149145723}]
[{"$f":"IFERROR('Lives scenario - input'!A19,\"\")","v":5},{"$f":"IFERROR('Lives scenario - input'!B19,\"\")","v":"TRANSFORMERS"},{"$f":"IFERROR('Lives scenario - input'!C19,\"\")","v":"ground outdoor / indoor chamber mounted ; ˂ 22 kv ; > 600 kva ; multiple phase"},{"$f":"IFERROR(repcalc('Lives scenario - input'!$CX19:$GJ19,'Lives scenario - input'!$I19,'Lives scenario - input'!$G19,'Lives scenario - input'!$H19,20,TRUE,TRUE),\"\")","v":28.828723649258542},34.057235021672113,39.734977139243675,45.793700885832997,52.144135104216801,58.678525604409735,65.274645722484919,71.801084679413279,78.123480254158309,84.111245401811289,89.64425992435946,94.618970136622607,98.953368379788373,102.5904104905682,105.49956637060103,107.67637367446142,109.14005929033597,109.92948650833439,110.09785559993389,109.70671189183057,{"$f":"IFERROR(IF(OR(D34=\"\",'Lives scenario - input'!$F19=\"\"),\"\",D34/'Lives scenario - input'!$F19),\"\")","v":0.60925423700844172},{"$f":"IFERROR(IF(OR(E34=\"\",'Lives scenario - input'!$F19=\"\"),\"\",E34/'Lives scenario - input'!$F19),\"\")","v":0.71975141841840407},{"$f":"IFERROR(IF(OR(F34=\"\",'Lives scenario - input'!$F19=\"\"),\"\",F34/'Lives scenario - input'!$F19),\"\")","v":0.83974245526962188},{"$f":"IFERROR(IF(OR(G34=\"\",'Lives scenario - input'!$F19=\"\"),\"\",G34/'Lives scenario - input'!$F19),\"\")","v":0.96778499917073357},{"$f":"IFERROR(IF(OR(H34=\"\",'Lives scenario - input'!$F19=\"\"),\"\",H34/'Lives scenario - input'!$F19),\"\")","v":1.1019924306708526},{"$f":"IFERROR(IF(OR(I34=\"\",'Lives scenario - input'!$F19=\"\"),\"\",I34/'Lives scenario - input'!$F19),\"\")","v":1.2400875176037993},{"$f":"IFERROR(IF(OR(J34=\"\",'Lives scenario - input'!$F19=\"\"),\"\",J34/'Lives scenario - input'!$F19),\"\")","v":1.3794871725676183},{"$f":"IFERROR(IF(OR(K34=\"\",'Lives scenario - input'!$F19=\"\"),\"\",K34/'Lives scenario - input'!$F19),\"\")","v":1.5174142148974241},{"$f":"IFERROR(IF(OR(L34=\"\",'Lives scenario - input'!$F19=\"\"),\"\",L34/'Lives scenario - input'!$F19),\"\")","v":1.6510290893823687},{"$f":"IFERROR(IF(OR(M34=\"\",'Lives scenario - input'!$F19=\"\"),\"\",M34/'Lives scenario - input'!$F19),\"\")","v":1.7775720238113399},{"$f":"IFERROR(IF(OR(N34=\"\",'Lives scenario - input'!$F19=\"\"),\"\",N34/'Lives scenario - input'!$F19),\"\")","v":1.8945044479555637},{"$f":"IFERROR(IF(OR(O34=\"\",'Lives scenario - input'!$F19=\"\"),\"\",O34/'Lives scenario - input'!$F19),\"\")","v":1.9996379013676935},{"$f":"IFERROR(IF(OR(P34=\"\",'Lives scenario - input'!$F19=\"\"),\"\",P34/'Lives scenario - input'!$F19),\"\")","v":2.091239268346651},{"$f":"IFERROR(IF(OR(Q34=\"\",'Lives scenario - input'!$F19=\"\"),\"\",Q34/'Lives scenario - input'!$F19),\"\")","v":2.1681030013072231},{"$f":"IFERROR(IF(OR(R34=\"\",'Lives scenario - input'!$F19=\"\"),\"\",R34/'Lives scenario - input'!$F19),\"\")","v":2.229583889867949},{"$f":"IFERROR(IF(OR(S34=\"\",'Lives scenario - input'!$F19=\"\"),\"\",S34/'Lives scenario - input'!$F19),\"\")","v":2.2755876286793955},{"$f":"IFERROR(IF(OR(T34=\"\",'Lives scenario - input'!$F19=\"\"),\"\",T34/'Lives scenario - input'!$F19),\"\")","v":2.3065205507875453},{"$f":"IFERROR(IF(OR(U34=\"\",'Lives scenario - input'!$F19=\"\"),\"\",U34/'Lives scenario - input'!$F19),\"\")","v":2.3232039767770858},{"$f":"IFERROR(IF(OR(V34=\"\",'Lives scenario - input'!$F19=\"\"),\"\",V34/'Lives scenario - input'!$F19),\"\")","v":2.3267622190248618},{"$f":"IFERROR(IF(OR(W34=\"\",'Lives scenario - input'!$F19=\"\"),\"\",W34/'Lives scenario - input'!$F19),\"\")","v":2.3184959508285843}]
[{"$f":"IFERROR('Lives scenario - input'!A20,\"\")","v":5},{"$f":"IFERROR('Lives scenario - input'!B20,\"\")","v":"TRANSFORMERS"},{"$f":"IFERROR('Lives scenario - input'!C20,\"\")","v":"ground outdoor / indoor chamber mounted ; > = 22 kv & < = 33 kv ; < = 15 mva"},{"$f":"IFERROR(repcalc('Lives scenario - input'!$CX20:$GJ20,'Lives scenario - input'!$I20,'Lives scenario - input'!$G20,'Lives scenario - input'!$H20,20,TRUE,TRUE),\"\")","v":947.13527318029878},1007.0868167258647,1064.4066825477255,1118.754435477543,1169.872951818405,1217.5811845934331,1261.7665121298451,1302.3783495982289,1339.4240919198976,1372.9676572763235,1403.1300498091828,1430.0906044983492,1454.0870504082213,1475.4123309483962,1494.4063032528131,1511.4409981051374,1526.8989948987073,1541.1455415204694,1554.496180462043,1567.182667649497,{"$f":"IFERROR(IF(OR(D35=\"\",'Lives scenario - input'!$F20=\"\"),\"\",D35/'Lives scenario - input'!$F20),\"\")","v":5.732923935701157},{"$f":"IFERROR(IF(OR(E35=\"\",'Lives scenario - input'!$F20=\"\"),\"\",E35/'Lives scenario - input'!$F20),\"\")","v":6.0958051932226232},{"$f":"IFERROR(IF(OR(F35=\"\",'Lives scenario - input'!$F20=\"\"),\"\",F35/'Lives scenario - input'!$F20),\"\")","v":6.4427571440858973},{"$f":"IFERROR(IF(OR(G35=\"\",'Lives scenario - input'!$F20=\"\"),\"\",G35/'Lives scenario - input'!$F20),\"\")","v":6.7717191650828834},{"$f":"IFERROR(IF(OR(H35=\"\",'Lives scenario - input'!$F20=\"\"),\"\",H35/'Lives scenario - input'!$F20),\"\")","v":7.0811349097885197},{"$f":"IFERROR(IF(OR(I35=\"\",'Lives scenario - input'!$F20=\"\"),\"\",I35/'Lives scenario - input'!$F20),\"\")","v":7.3699085172665466},{"$f":"IFERROR(IF(OR(J35=\"\",'Lives scenario - input'!$F20=\"\"),\"\",J35/'Lives scenario - input'!$F20),\"\")","v":7.6373582987425559},{"$f":"IFERROR(IF(OR(K35=\"\",'Lives scenario - input'!$F20=\"\"),\"\",K35/'Lives scenario - input'!$F20),\"\")","v":7.8831780688304365},{"$f":"IFERROR(IF(OR(L35=\"\",'Lives scenario - input'!$F20=\"\"),\"\",L35/'Lives scenario - input'!$F20),\"\")","v":8.1074125883184287},{"$f":"IFERROR(IF(OR(M35=\"\",'Lives scenario - input'!$F20=\"\"),\"\",M35/'Lives scenario - input'!$F20),\"\")","v":8.3104487481637843},{"$f":"IFERROR(IF(OR(N35=\"\",'Lives scenario - input'!$F20=\"\"),\"\",N35/'Lives scenario - input'!$F20),\"\")","v":8.4930189754651231},{"$f":"IFERROR(IF(OR(O35=\"\",'Lives scenario - input'!$F20=\"\"),\"\",O35/'Lives scenario - input'!$F20),\"\")","v":8.6562087685960556},{"$f":"IFERROR(IF(OR(P35=\"\",'Lives scenario - input'!$F20=\"\"),\"\",P35/'Lives scenario - input'!$F20),\"\")","v":8.8014570800294702},{"$f":"IFERROR(IF(OR(Q35=\"\",'Lives scenario - input'!$F20=\"\"),\"\",Q35/'Lives scenario - input'!$F20),\"\")","v":8.9305370696636821},{"$f":"IFERROR(IF(OR(R35=\"\",'Lives scenario - input'!$F20=\"\"),\"\",R35/'Lives scenario - input'!$F20),\"\")","v":9.0455058619169808},{"$f":"IFERROR(IF(OR(S35=\"\",'Lives scenario - input'!$F20=\"\"),\"\",S35/'Lives scenario - input'!$F20),\"\")","v":9.1486153253923899},{"$f":"IFERROR(IF(OR(T35=\"\",'Lives scenario - input'!$F20=\"\"),\"\",T35/'Lives scenario - input'!$F20),\"\")","v":9.2421811784708847},{"$f":"IFERROR(IF(OR(U35=\"\",'Lives scenario - input'!$F20=\"\"),\"\",U35/'Lives scenario - input'!$F20),\"\")","v":9.3284142334966322},{"$f":"IFERROR(IF(OR(V35=\"\",'Lives scenario - input'!$F20=\"\"),\"\",V35/'Lives scenario - input'!$F20),\"\")","v":9.4092244405624612},{"$f":"IFERROR(IF(OR(W35=\"\",'Lives scenario - input'!$F20=\"\"),\"\",W35/'Lives scenario - input'!$F20),\"\")","v":9.4860145972765135}]
[{"$f":"IFERROR('Lives scenario - input'!A21,\"\")","v":5},{"$f":"IFERROR('Lives scenario - input'!B21,\"\")","v":"TRANSFORMERS"},{"$f":"IFERROR('Lives scenario - input'!C21,\"\")","v":"ground outdoor / indoor chamber mounted ; > 33 kv & < = 66 kv ; < = 15 mva"},{"$f":"IFERROR(repcalc('Lives scenario - input'!$CX21:$GJ21,'Lives scenario - input'!$I21,'Lives scenario - input'!$G21,'Lives scenario - input'!$H21,20,TRUE,TRUE),\"\")","v":242.49660168191178},278.57511998480902,317.62243008364999,359.43159302947578,403.70720539999667,450.06471562224641,498.03305225488072,547.06085848240525,596.52653689360511,645.75219131705569,694.02139782969073,740.60053766787917,784.76317987355162,825.8167199630268,863.1301827452304,896.16181322900297,924.48484754451874,947.80971676583624,966.00092756515505,979.08701162288344,{"$f":"IFERROR(IF(OR(D36=\"\",'Lives scenario - input'!$F21=\"\"),\"\",D36/'Lives scenario - input'!$F21),\"\")","v":2.5946930688737706},{"$f":"IFERROR(IF(OR(E36=\"\",'Lives scenario - input'!$F21=\"\"),\"\",E36/'Lives scenario - input'!$F21),\"\")","v":2.9807301544513938},{"$f":"IFERROR(IF(OR(F36=\"\",'Lives scenario - input'!$F21=\"\"),\"\",F36/'Lives scenario - input'!$F21),\"\")","v":3.3985330604258275},{"$f":"IFERROR(IF(OR(G36=\"\",'Lives scenario - input'!$F21=\"\"),\"\",G36/'Lives scenario - input'!$F21),\"\")","v":3.8458875575962512},{"$f":"IFERROR(IF(OR(H36=\"\",'Lives scenario - input'!$F21=\"\"),\"\",H36/'Lives scenario - input'!$F21),\"\")","v":4.3196328544009672},{"$f":"IFERROR(IF(OR(I36=\"\",'Lives scenario - input'!$F21=\"\"),\"\",I36/'Lives scenario - input'!$F21),\"\")","v":4.8156542816277907},{"$f":"IFERROR(IF(OR(J36=\"\",'Lives scenario - input'!$F21=\"\"),\"\",J36/'Lives scenario - input'!$F21),\"\")","v":5.3289114148117074},{"$f":"IFERROR(IF(OR(K36=\"\",'Lives scenario - input'!$F21=\"\"),\"\",K36/'Lives scenario - input'!$F21),\"\")","v":5.8535047827942863},{"$f":"IFERROR(IF(OR(L36=\"\",'Lives scenario - input'!$F21=\"\"),\"\",L36/'Lives scenario - input'!$F21),\"\")","v":6.3827833460008607},{"$f":"IFERROR(IF(OR(M36=\"\",'Lives scenario - input'!$F21=\"\"),\"\",M36/'Lives scenario - input'!$F21),\"\")","v":6.9094936728979075},{"$f":"IFERROR(IF(OR(N36=\"\",'Lives scenario - input'!$F21=\"\"),\"\",N36/'Lives scenario - input'!$F21),\"\")","v":7.4259700882773521},{"$f":"IFERROR(IF(OR(O36=\"\",'Lives scenario - input'!$F21=\"\"),\"\",O36/'Lives scenario - input'!$F21),\"\")","v":7.9243629335955834},{"$f":"IFERROR(IF(OR(P36=\"\",'Lives scenario - input'!$F21=\"\"),\"\",P36/'Lives scenario - input'!$F21),\"\")","v":8.3968994592188118},{"$f":"IFERROR(IF(OR(Q36=\"\",'Lives scenario - input'!$F21=\"\"),\"\",Q36/'Lives scenario - input'!$F21),\"\")","v":8.8361688559199631},{"$f":"IFERROR(IF(OR(R36=\"\",'Lives scenario - input'!$F21=\"\"),\"\",R36/'Lives scenario - input'!$F21),\"\")","v":9.2354197426753171},{"$f":"IFERROR(IF(OR(S36=\"\",'Lives scenario - input'!$F21=\"\"),\"\",S36/'Lives scenario - input'!$F21),\"\")","v":9.5888553870323783},{"$f":"IFERROR(IF(OR(T36=\"\",'Lives scenario - input'!$F21=\"\"),\"\",T36/'Lives scenario - input'!$F21),\"\")","v":9.8919094517831105},{"$f":"IFERROR(IF(OR(U36=\"\",'Lives scenario - input'!$F21=\"\"),\"\",U36/'Lives scenario - input'!$F21),\"\")","v":10.141483573981848},{"$f":"IFERROR(IF(OR(V36=\"\",'Lives scenario - input'!$F21=\"\"),\"\",V36/'Lives scenario - input'!$F21),\"\")","v":10.336127986513979},{"$f":"IFERROR(IF(OR(W36=\"\",'Lives scenario - input'!$F21=\"\"),\"\",W36/'Lives scenario - input'!$F21),\"\")","v":10.476147975939753}]
[{"$f":"IFERROR('Lives scenario - input'!A22,\"\")","v":5},{"$f":"IFERROR('Lives scenario - input'!B22,\"\")","v":"TRANSFORMERS"},{"$f":"IFERROR('Lives scenario - input'!C22,\"\")","v":"ground outdoor / indoor chamber mounted ; > 33 kv & < = 66 kv ; > 15 mva and < = 40 mva"},{"$f":"IFERROR(repcalc('Lives scenario - input'!$CX22:$GJ22,'Lives scenario - input'!$I22,'Lives scenario - input'!$G22,'Lives scenario - input'!$H22,20,TRUE,TRUE),\"\")","v":164.81390083624837},164.07438626441575,163.22741425404311,162.29303322137702,161.26229354038011,160.11235266946488,158.82143987083273,157.38098311330097,155.80299292038418,154.12186130693001,152.39084607716961,150.6744612049342,149.0386253735704,147.54065411080111,146.2210219142147,145.09834695338745,144.16838620213321,143.4071117741193,142.77729386021309,142.23753075190766,{"$f":"IFERROR(IF(OR(D37=\"\",'Lives scenario - input'!$F22=\"\"),\"\",D37/'Lives scenario - input'!$F22),\"\")","v":2.1798943382757123},{"$f":"IFERROR(IF(OR(E37=\"\",'Lives scenario - input'!$F22=\"\"),\"\",E37/'Lives scenario - input'!$F22),\"\")","v":2.1701132238185528},{"$f":"IFERROR(IF(OR(F37=\"\",'Lives scenario - input'!$F22=\"\"),\"\",F37/'Lives scenario - input'!$F22),\"\")","v":2.1589108344525991},{"$f":"IFERROR(IF(OR(G37=\"\",'Lives scenario - input'!$F22=\"\"),\"\",G37/'Lives scenario - input'!$F22),\"\")","v":2.1465523385213321},{"$f":"IFERROR(IF(OR(H37=\"\",'Lives scenario - input'!$F22=\"\"),\"\",H37/'Lives scenario - input'!$F22),\"\")","v":2.1329193647039495},{"$f":"IFERROR(IF(OR(I37=\"\",'Lives scenario - input'!$F22=\"\"),\"\",I37/'Lives scenario - input'!$F22),\"\")","v":2.1177097884416258},{"$f":"IFERROR(IF(OR(J37=\"\",'Lives scenario - input'!$F22=\"\"),\"\",J37/'Lives scenario - input'!$F22),\"\")","v":2.1006356612796107},{"$f":"IFERROR(IF(OR(K37=\"\",'Lives scenario - input'!$F22=\"\"),\"\",K37/'Lives scenario - input'!$F22),\"\")","v":2.0815836061171384},{"$f":"IFERROR(IF(OR(L37=\"\",'Lives scenario - input'!$F22=\"\"),\"\",L37/'Lives scenario - input'!$F22),\"\")","v":2.0607124789249509},{"$f":"IFERROR(IF(OR(M37=\"\",'Lives scenario - input'!$F22=\"\"),\"\",M37/'Lives scenario - input'!$F22),\"\")","v":2.0384771621982014},{"$f":"IFERROR(IF(OR(N37=\"\",'Lives scenario - input'!$F22=\"\"),\"\",N37/'Lives scenario - input'!$F22),\"\")","v":2.0155820648813019},{"$f":"IFERROR(IF(OR(O37=\"\",'Lives scenario - input'!$F22=\"\"),\"\",O37/'Lives scenario - input'!$F22),\"\")","v":1.9928804745038891},{"$f":"IFERROR(IF(OR(P37=\"\",'Lives scenario - input'!$F22=\"\"),\"\",P37/'Lives scenario - input'!$F22),\"\")","v":1.9712442578434906},{"$f":"IFERROR(IF(OR(Q37=\"\",'Lives scenario - input'!$F22=\"\"),\"\",Q37/'Lives scenario - input'!$F22),\"\")","v":1.9514314929126073},{"$f":"IFERROR(IF(OR(R37=\"\",'Lives scenario - input'!$F22=\"\"),\"\",R37/'Lives scenario - input'!$F22),\"\")","v":1.9339775115472662},{"$f":"IFERROR(IF(OR(S37=\"\",'Lives scenario - input'!$F22=\"\"),\"\",S37/'Lives scenario - input'!$F22),\"\")","v":1.9191285650784682},{"$f":"IFERROR(IF(OR(T37=\"\",'Lives scenario - input'!$F22=\"\"),\"\",T37/'Lives scenario - input'!$F22),\"\")","v":1.9068285335508368},{"$f":"IFERROR(IF(OR(U37=\"\",'Lives scenario - input'!$F22=\"\"),\"\",U37/'Lives scenario - input'!$F22),\"\")","v":1.8967596145635337},{"$f":"IFERROR(IF(OR(V37=\"\",'Lives scenario - input'!$F22=\"\"),\"\",V37/'Lives scenario - input'!$F22),\"\")","v":1.8884293918232029},{"$f":"IFERROR(IF(OR(W37=\"\",'Lives scenario - input'!$F22=\"\"),\"\",W37/'Lives scenario - input'!$F22),\"\")","v":1.8812902698326726}]
[{"$f":"IFERROR('Lives scenario - input'!A23,\"\")","v":5},{"$f":"IFERROR('Lives scenario - input'!B23,\"\")","v":"TRANSFORMERS"},{"$f":"IFERROR('Lives scenario - input'!C23,\"\")","v":"kiosk mounted ; < = 22 kv ; < = 60 kva ; multiple phase"},{"$f":"IFERROR(repcalc('Lives scenario - input'!$CX23:$GJ23,'Lives scenario - input'!$I23,'Lives scenario - input'!$G23,'Lives scenario - input'!$H23,20,TRUE,TRUE),\"\")","v":32.549128900320845},30.688678751918623,28.491505554208565,26.047693114846584,23.451468817354552,20.79549258697751,18.165784506196307,15.637651959718141,13.27283922197344,11.117974821904472,9.2042545675944254,7.548186970641277,6.1531535774030228,5.0115034693679448,4.1069066868731854,3.4167281480745051,2.914241047685,2.5705648064904874,2.3562763248224066,2.2426959505587769,{"$f":"IFERROR(IF(OR(D38=\"\",'Lives scenario - input'!$F23=\"\"),\"\",D38/'Lives scenario - input'!$F23),\"\")","v":0.72228060894188029},{"$f":"IFERROR(IF(OR(E38=\"\",'Lives scenario - input'!$F23=\"\"),\"\",E38/'Lives scenario - input'!$F23),\"\")","v":0.68099633770349621},{"$f":"IFERROR(IF(OR(F38=\"\",'Lives scenario - input'!$F23=\"\"),\"\",F38/'Lives scenario - input'!$F23),\"\")","v":0.63224002228710563},{"$f":"IFERROR(IF(OR(G38=\"\",'Lives scenario - input'!$F23=\"\"),\"\",G38/'Lives scenario - input'!$F23),\"\")","v":0.57801066511298127},{"$f":"IFERROR(IF(OR(H38=\"\",'Lives scenario - input'!$F23=\"\"),\"\",H38/'Lives scenario - input'!$F23),\"\")","v":0.52039921651523502},{"$f":"IFERROR(IF(OR(I38=\"\",'Lives scenario - input'!$F23=\"\"),\"\",I38/'Lives scenario - input'!$F23),\"\")","v":0.46146184418534208},{"$f":"IFERROR(IF(OR(J38=\"\",'Lives scenario - input'!$F23=\"\"),\"\",J38/'Lives scenario - input'!$F23),\"\")","v":0.40310737455444179},{"$f":"IFERROR(IF(OR(K38=\"\",'Lives scenario - input'!$F23=\"\"),\"\",K38/'Lives scenario - input'!$F23),\"\")","v":0.3470069142088491},{"$f":"IFERROR(IF(OR(L38=\"\",'Lives scenario - input'!$F23=\"\"),\"\",L38/'Lives scenario - input'!$F23),\"\")","v":0.29453059788460728},{"$f":"IFERROR(IF(OR(M38=\"\",'Lives scenario - input'!$F23=\"\"),\"\",M38/'Lives scenario - input'!$F23),\"\")","v":0.24671313475570456},{"$f":"IFERROR(IF(OR(N38=\"\",'Lives scenario - input'!$F23=\"\"),\"\",N38/'Lives scenario - input'!$F23),\"\")","v":0.20424677460024598},{"$f":"IFERROR(IF(OR(O38=\"\",'Lives scenario - input'!$F23=\"\"),\"\",O38/'Lives scenario - input'!$F23),\"\")","v":0.16749784912087792},{"$f":"IFERROR(IF(OR(P38=\"\",'Lives scenario - input'!$F23=\"\"),\"\",P38/'Lives scenario - input'!$F23),\"\")","v":0.13654139643521321},{"$f":"IFERROR(IF(OR(Q38=\"\",'Lives scenario - input'!$F23=\"\"),\"\",Q38/'Lives scenario - input'!$F23),\"\")","v":0.11120763903250708},{"$f":"IFERROR(IF(OR(R38=\"\",'Lives scenario - input'!$F23=\"\"),\"\",R38/'Lives scenario - input'!$F23),\"\")","v":9.1134207362243855E-2},{"$f":"IFERROR(IF(OR(S38=\"\",'Lives scenario - input'!$F23=\"\"),\"\",S38/'Lives scenario - input'!$F23),\"\")","v":7.5818818222068929E-2},{"$f":"IFERROR(IF(OR(T38=\"\",'Lives scenario - input'!$F23=\"\"),\"\",T38/'Lives scenario - input'!$F23),\"\")","v":6.4668391125656102E-2},{"$f":"IFERROR(IF(OR(U38=\"\",'Lives scenario - input'!$F23=\"\"),\"\",U38/'Lives scenario - input'!$F23),\"\")","v":5.7042052321658723E-2},{"$f":"IFERROR(IF(OR(V38=\"\",'Lives scenario - input'!$F23=\"\"),\"\",V38/'Lives scenario - input'!$F23),\"\")","v":5.2286889272520204E-2},{"$f":"IFERROR(IF(OR(W38=\"\",'Lives scenario - input'!$F23=\"\"),\"\",W38/'Lives scenario - input'!$F23),\"\")","v":4.9766486894373234E-2}]
[{"$f":"IFERROR('Lives scenario - input'!A24,\"\")","v":5},{"$f":"IFERROR('Lives scenario - input'!B24,\"\")","v":"TRANSFORMERS"},{"$f":"IFERROR('Lives scenario - input'!C24,\"\")","v":"kiosk mounted ; < = 22 kv ; < = 60 kva ; single phase"},{"$f":"IFERROR(repcalc('Lives scenario - input'!$CX24:$GJ24,'Lives scenario - input'!$I24,'Lives scenario - input'!$G24,'Lives scenario - input'!$H24,20,TRUE,TRUE),\"\")","v":4.1121344848187142},4.7169839429899181,5.349796074197986,6.0003626532824956,6.6571469564953443,7.3077886234500777,7.9397211232643441,8.5408756451685814,9.1004399436223622,9.6096384215174364,10.062500558098291,10.456588186600301,10.793657130834724,11.080234006463106,11.32809313035151,11.55462012997935,11.78304707194213,12.042538453715627,12.368098785731775,12.800262211488164,{"$f":"IFERROR(IF(OR(D39=\"\",'Lives scenario - input'!$F24=\"\"),\"\",D39/'Lives scenario - input'!$F24),\"\")","v":0.37504015048521733},{"$f":"IFERROR(IF(OR(E39=\"\",'Lives scenario - input'!$F24=\"\"),\"\",E39/'Lives scenario - input'!$F24),\"\")","v":0.43020440463373671},{"$f":"IFERROR(IF(OR(F39=\"\",'Lives scenario - input'!$F24=\"\"),\"\",F39/'Lives scenario - input'!$F24),\"\")","v":0.48791894626493232},{"$f":"IFERROR(IF(OR(G39=\"\",'Lives scenario - input'!$F24=\"\"),\"\",G39/'Lives scenario - input'!$F24),\"\")","v":0.54725275176698263},{"$f":"IFERROR(IF(OR(H39=\"\",'Lives scenario - input'!$F24=\"\"),\"\",H39/'Lives scenario - input'!$F24),\"\")","v":0.60715363410014755},{"$f":"IFERROR(IF(OR(I39=\"\",'Lives scenario - input'!$F24=\"\"),\"\",I39/'Lives scenario - input'!$F24),\"\")","v":0.66649428786220788},{"$f":"IFERROR(IF(OR(J39=\"\",'Lives scenario - input'!$F24=\"\"),\"\",J39/'Lives scenario - input'!$F24),\"\")","v":0.72412860422559655},{"$f":"IFERROR(IF(OR(K39=\"\",'Lives scenario - input'!$F24=\"\"),\"\",K39/'Lives scenario - input'!$F24),\"\")","v":0.77895586806927253},{"$f":"IFERROR(IF(OR(L39=\"\",'Lives scenario - input'!$F24=\"\"),\"\",L39/'Lives scenario - input'!$F24),\"\")","v":0.82998996714191331},{"$f":"IFERROR(IF(OR(M39=\"\",'Lives scenario - input'!$F24=\"\"),\"\",M39/'Lives scenario - input'!$F24),\"\")","v":0.87643053820826333},{"$f":"IFERROR(IF(OR(N39=\"\",'Lives scenario - input'!$F24=\"\"),\"\",N39/'Lives scenario - input'!$F24),\"\")","v":0.91773305019549678},{"$f":"IFERROR(IF(OR(O39=\"\",'Lives scenario - input'!$F24=\"\"),\"\",O39/'Lives scenario - input'!$F24),\"\")","v":0.95367513429887507},{"$f":"IFERROR(IF(OR(P39=\"\",'Lives scenario - input'!$F24=\"\"),\"\",P39/'Lives scenario - input'!$F24),\"\")","v":0.9844169274080915},{"$f":"IFERROR(IF(OR(Q39=\"\",'Lives scenario - input'!$F24=\"\"),\"\",Q39/'Lives scenario - input'!$F24),\"\")","v":1.0105536782750784},{"$f":"IFERROR(IF(OR(R39=\"\",'Lives scenario - input'!$F24=\"\"),\"\",R39/'Lives scenario - input'!$F24),\"\")","v":1.0331592432111043},{"$f":"IFERROR(IF(OR(S39=\"\",'Lives scenario - input'!$F24=\"\"),\"\",S39/'Lives scenario - input'!$F24),\"\")","v":1.0538192484572932},{"$f":"IFERROR(IF(OR(T39=\"\",'Lives scenario - input'!$F24=\"\"),\"\",T39/'Lives scenario - input'!$F24),\"\")","v":1.0746525346751628},{"$f":"IFERROR(IF(OR(U39=\"\",'Lives scenario - input'!$F24=\"\"),\"\",U39/'Lives scenario - input'!$F24),\"\")","v":1.0983189996775202},{"$f":"IFERROR(IF(OR(V39=\"\",'Lives scenario - input'!$F24=\"\"),\"\",V39/'Lives scenario - input'!$F24),\"\")","v":1.1280111696107065},{"$f":"IFERROR(IF(OR(W39=\"\",'Lives scenario - input'!$F24=\"\"),\"\",W39/'Lives scenario - input'!$F24),\"\")","v":1.1674258912907123}]
[{"$f":"IFERROR('Lives scenario - input'!A25,\"\")","v":5},{"$f":"IFERROR('Lives scenario - input'!B25,\"\")","v":"TRANSFORMERS"},{"$f":"IFERROR('Lives scenario - input'!C25,\"\")","v":"kiosk mounted ; < = 22 kv ; > 60 kva and < = 600 kva ; multiple phase"},{"$f":"IFERROR(repcalc('Lives scenario - input'!$CX25:$GJ25,'Lives scenario - input'!$I25,'Lives scenario - input'!$G25,'Lives scenario - input'!$H25,20,TRUE,TRUE),\"\")","v":582.31445078201079},553.23452172864302,525.84445733255473,501.39296762428836,480.89176311831301,465.09286210278106,454.48485535831941,449.30513828342458,449.56417843923487,455.07748603885761,465.50104266398193,480.36643340913844,499.11271934312776,521.11307792724131,545.69532941132559,572.15656237641963,599.77308086155119,627.80773276510229,655.51726500008294,682.16261675622036,{"$f":"IFERROR(IF(OR(D40=\"\",'Lives scenario - input'!$F25=\"\"),\"\",D40/'Lives scenario - input'!$F25),\"\")","v":23.09921526502584},{"$f":"IFERROR(IF(OR(E40=\"\",'Lives scenario - input'!$F25=\"\"),\"\",E40/'Lives scenario - input'!$F25),\"\")","v":21.945674355654038},{"$f":"IFERROR(IF(OR(F40=\"\",'Lives scenario - input'!$F25=\"\"),\"\",F40/'Lives scenario - input'!$F25),\"\")","v":20.85916689777024},{"$f":"IFERROR(IF(OR(G40=\"\",'Lives scenario - input'!$F25=\"\"),\"\",G40/'Lives scenario - input'!$F25),\"\")","v":19.889226647166282},{"$f":"IFERROR(IF(OR(H40=\"\",'Lives scenario - input'!$F25=\"\"),\"\",H40/'Lives scenario - input'!$F25),\"\")","v":19.075986076818289},{"$f":"IFERROR(IF(OR(I40=\"\",'Lives scenario - input'!$F25=\"\"),\"\",I40/'Lives scenario - input'!$F25),\"\")","v":18.44927620379605},{"$f":"IFERROR(IF(OR(J40=\"\",'Lives scenario - input'!$F25=\"\"),\"\",J40/'Lives scenario - input'!$F25),\"\")","v":18.02847841834852},{"$f":"IFERROR(IF(OR(K40=\"\",'Lives scenario - input'!$F25=\"\"),\"\",K40/'Lives scenario - input'!$F25),\"\")","v":17.823009707132016},{"$f":"IFERROR(IF(OR(L40=\"\",'Lives scenario - input'!$F25=\"\"),\"\",L40/'Lives scenario - input'!$F25),\"\")","v":17.833285296743973},{"$f":"IFERROR(IF(OR(M40=\"\",'Lives scenario - input'!$F25=\"\"),\"\",M40/'Lives scenario - input'!$F25),\"\")","v":18.051986857206643},{"$f":"IFERROR(IF(OR(N40=\"\",'Lives scenario - input'!$F25=\"\"),\"\",N40/'Lives scenario - input'!$F25),\"\")","v":18.465467886206671},{"$f":"IFERROR(IF(OR(O40=\"\",'Lives scenario - input'!$F25=\"\"),\"\",O40/'Lives scenario - input'!$F25),\"\")","v":19.055147328920068},{"$f":"IFERROR(IF(OR(P40=\"\",'Lives scenario - input'!$F25=\"\"),\"\",P40/'Lives scenario - input'!$F25),\"\")","v":19.79877389293101},{"$f":"IFERROR(IF(OR(Q40=\"\",'Lives scenario - input'!$F25=\"\"),\"\",Q40/'Lives scenario - input'!$F25),\"\")","v":20.671482818769498},{"$f":"IFERROR(IF(OR(R40=\"\",'Lives scenario - input'!$F25=\"\"),\"\",R40/'Lives scenario - input'!$F25),\"\")","v":21.646610119778952},{"$f":"IFERROR(IF(OR(S40=\"\",'Lives scenario - input'!$F25=\"\"),\"\",S40/'Lives scenario - input'!$F25),\"\")","v":22.696272747278332},{"$f":"IFERROR(IF(OR(T40=\"\",'Lives scenario - input'!$F25=\"\"),\"\",T40/'Lives scenario - input'!$F25),\"\")","v":23.791763172600827},{"$f":"IFERROR(IF(OR(U40=\"\",'Lives scenario - input'!$F25=\"\"),\"\",U40/'Lives scenario - input'!$F25),\"\")","v":24.903840089686668},{"$f":"IFERROR(IF(OR(V40=\"\",'Lives scenario - input'!$F25=\"\"),\"\",V40/'Lives scenario - input'!$F25),\"\")","v":26.003020178948439},{"$f":"IFERROR(IF(OR(W40=\"\",'Lives scenario - input'!$F25=\"\"),\"\",W40/'Lives scenario - input'!$F25),\"\")","v":27.059986419784114}]
[{"$f":"IFERROR('Lives scenario - input'!A26,\"\")","v":5},{"$f":"IFERROR('Lives scenario - input'!B26,\"\")","v":"TRANSFORMERS"},{"$f":"IFERROR('Lives scenario - input'!C26,\"\")","v":"kiosk mounted ; < = 22 kv ; > 60 kva and < = 600 kva ; single phase"},{"$f":"IFERROR(repcalc('Lives scenario - input'!$CX26:$GJ26,'Lives scenario - input'!$I26,'Lives scenario - input'!$G26,'Lives scenario - input'!$H26,20,TRUE,TRUE),\"\")","v":288.26112741027879},341.43679800257348,400.29161721026753,464.63051750639022,534.12914665848302,608.353881192171,686.79443761888103,768.90840557483807,854.17584072948716,942.16087454210708,1032.5762418892484,1125.3458156521131,1220.6597762606129,1319.0170155363264,1421.249823696525,1528.5268380402058,1642.3315956757563,1764.415737135022,1896.7278170979293,2041.3206253141736,{"$f":"IFERROR(IF(OR(D41=\"\",'Lives scenario - input'!$F26=\"\"),\"\",D41/'Lives scenario - input'!$F26),\"\")","v":7.2812875606490302},{"$f":"IFERROR(IF(OR(E41=\"\",'Lives scenario - input'!$F26=\"\"),\"\",E41/'Lives scenario - input'!$F26),\"\")","v":8.6244702238520592},{"$f":"IFERROR(IF(OR(F41=\"\",'Lives scenario - input'!$F26=\"\"),\"\",F41/'Lives scenario - input'!$F26),\"\")","v":10.111104467016229},{"$f":"IFERROR(IF(OR(G41=\"\",'Lives scenario - input'!$F26=\"\"),\"\",G41/'Lives scenario - input'!$F26),\"\")","v":11.736263011981011},{"$f":"IFERROR(IF(OR(H41=\"\",'Lives scenario - input'!$F26=\"\"),\"\",H41/'Lives scenario - input'!$F26),\"\")","v":13.491752933475189},{"$f":"IFERROR(IF(OR(I41=\"\",'Lives scenario - input'!$F26=\"\"),\"\",I41/'Lives scenario - input'!$F26),\"\")","v":15.366621186118218},{"$f":"IFERROR(IF(OR(J41=\"\",'Lives scenario - input'!$F26=\"\"),\"\",J41/'Lives scenario - input'!$F26),\"\")","v":17.347978342705215},{"$f":"IFERROR(IF(OR(K41=\"\",'Lives scenario - input'!$F26=\"\"),\"\",K41/'Lives scenario - input'!$F26),\"\")","v":19.422123472174111},{"$f":"IFERROR(IF(OR(L41=\"\",'Lives scenario - input'!$F26=\"\"),\"\",L41/'Lives scenario - input'!$F26),\"\")","v":21.575923120769588},{"$f":"IFERROR(IF(OR(M41=\"\",'Lives scenario - input'!$F26=\"\"),\"\",M41/'Lives scenario - input'!$F26),\"\")","v":23.798367534203425},{"$f":"IFERROR(IF(OR(N41=\"\",'Lives scenario - input'!$F26=\"\"),\"\",N41/'Lives scenario - input'!$F26),\"\")","v":26.082200583323658},{"$f":"IFERROR(IF(OR(O41=\"\",'Lives scenario - input'!$F26=\"\"),\"\",O41/'Lives scenario - input'!$F26),\"\")","v":28.425499346895247},{"$f":"IFERROR(IF(OR(P41=\"\",'Lives scenario - input'!$F26=\"\"),\"\",P41/'Lives scenario - input'!$F26),\"\")","v":30.833067658203099},{"$f":"IFERROR(IF(OR(Q41=\"\",'Lives scenario - input'!$F26=\"\"),\"\",Q41/'Lives scenario - input'!$F26),\"\")","v":33.317507198393756},{"$f":"IFERROR(IF(OR(R41=\"\",'Lives scenario - input'!$F26=\"\"),\"\",R41/'Lives scenario - input'!$F26),\"\")","v":35.899841074052247},{"$f":"IFERROR(IF(OR(S41=\"\",'Lives scenario - input'!$F26=\"\"),\"\",S41/'Lives scenario - input'!$F26),\"\")","v":38.609588299082901},{"$f":"IFERROR(IF(OR(T41=\"\",'Lives scenario - input'!$F26=\"\"),\"\",T41/'Lives scenario - input'!$F26),\"\")","v":41.484222050636262},{"$f":"IFERROR(IF(OR(U41=\"\",'Lives scenario - input'!$F26=\"\"),\"\",U41/'Lives scenario - input'!$F26),\"\")","v":44.567987623004491},{"$f":"IFERROR(IF(OR(V41=\"\",'Lives scenario - input'!$F26=\"\"),\"\",V41/'Lives scenario - input'!$F26),\"\")","v":47.910104233081846},{"$f":"IFERROR(IF(OR(W41=\"\",'Lives scenario - input'!$F26=\"\"),\"\",W41/'Lives scenario - input'!$F26),\"\")","v":51.562424007457047}]
[{"$f":"IFERROR('Lives scenario - input'!A27,\"\")","v":5},{"$f":"IFERROR('Lives scenario - input'!B27,\"\")","v":"TRANSFORMERS"},{"$f":"IFERROR('Lives scenario - input'!C27,\"\")","v":"kiosk mounted ; < = 22 kv ; > 600 kva ; multiple phase"},{"$f":"IFERROR(repcalc('Lives scenario - input'!$CX27:$GJ27,'Lives scenario - input'!$I27,'Lives scenario - input'!$G27,'Lives scenario - input'!$H27,20,TRUE,TRUE),\"\")","v":207.70396591696473},196.02992339989618,183.60935205040357,170.92793182124348,158.43603804133247,146.53094865989522,135.54413864672543,125.73381768945198,117.28250254797778,110.29911898653029,104.82489918931611,100.84217657158872,98.285081671801251,97.051115986762966,97.012634207508825,98.027407498639718,99.947672811146688,102.62738507722158,105.92775384705647,109.72152030225583,{"$f":"IFERROR(IF(OR(D42=\"\",'Lives scenario - input'!$F27=\"\"),\"\",D42/'Lives scenario - input'!$F27),\"\")","v":4.0898422668680166},{"$f":"IFERROR(IF(OR(E42=\"\",'Lives scenario - input'!$F27=\"\"),\"\",E42/'Lives scenario - input'!$F27),\"\")","v":3.8599718727196035},{"$f":"IFERROR(IF(OR(F42=\"\",'Lives scenario - input'!$F27=\"\"),\"\",F42/'Lives scenario - input'!$F27),\"\")","v":3.6154017824974809},{"$f":"IFERROR(IF(OR(G42=\"\",'Lives scenario - input'!$F27=\"\"),\"\",G42/'Lives scenario - input'!$F27),\"\")","v":3.3656953879750553},{"$f":"IFERROR(IF(OR(H42=\"\",'Lives scenario - input'!$F27=\"\"),\"\",H42/'Lives scenario - input'!$F27),\"\")","v":3.1197209071857461},{"$f":"IFERROR(IF(OR(I42=\"\",'Lives scenario - input'!$F27=\"\"),\"\",I42/'Lives scenario - input'!$F27),\"\")","v":2.885301032109751},{"$f":"IFERROR(IF(OR(J42=\"\",'Lives scenario - input'!$F27=\"\"),\"\",J42/'Lives scenario - input'!$F27),\"\")","v":2.6689627461673715},{"$f":"IFERROR(IF(OR(K42=\"\",'Lives scenario - input'!$F27=\"\"),\"\",K42/'Lives scenario - input'!$F27),\"\")","v":2.4757903860467265},{"$f":"IFERROR(IF(OR(L42=\"\",'Lives scenario - input'!$F27=\"\"),\"\",L42/'Lives scenario - input'!$F27),\"\")","v":2.3093778395956832},{"$f":"IFERROR(IF(OR(M42=\"\",'Lives scenario - input'!$F27=\"\"),\"\",M42/'Lives scenario - input'!$F27),\"\")","v":2.1718699343938286},{"$f":"IFERROR(IF(OR(N42=\"\",'Lives scenario - input'!$F27=\"\"),\"\",N42/'Lives scenario - input'!$F27),\"\")","v":2.0640785621591609},{"$f":"IFERROR(IF(OR(O42=\"\",'Lives scenario - input'!$F27=\"\"),\"\",O42/'Lives scenario - input'!$F27),\"\")","v":1.9856558549793446},{"$f":"IFERROR(IF(OR(P42=\"\",'Lives scenario - input'!$F27=\"\"),\"\",P42/'Lives scenario - input'!$F27),\"\")","v":1.9353047952132332},{"$f":"IFERROR(IF(OR(Q42=\"\",'Lives scenario - input'!$F27=\"\"),\"\",Q42/'Lives scenario - input'!$F27),\"\")","v":1.9110071127291546},{"$f":"IFERROR(IF(OR(R42=\"\",'Lives scenario - input'!$F27=\"\"),\"\",R42/'Lives scenario - input'!$F27),\"\")","v":1.9102493784865604},{"$f":"IFERROR(IF(OR(S42=\"\",'Lives scenario - input'!$F27=\"\"),\"\",S42/'Lives scenario - input'!$F27),\"\")","v":1.9302310031947525},{"$f":"IFERROR(IF(OR(T42=\"\",'Lives scenario - input'!$F27=\"\"),\"\",T42/'Lives scenario - input'!$F27),\"\")","v":1.9680424248689596},{"$f":"IFERROR(IF(OR(U42=\"\",'Lives scenario - input'!$F27=\"\"),\"\",U42/'Lives scenario - input'!$F27),\"\")","v":2.0208079098246929},{"$f":"IFERROR(IF(OR(V42=\"\",'Lives scenario - input'!$F27=\"\"),\"\",V42/'Lives scenario - input'!$F27),\"\")","v":2.0857945730861838},{"$f":"IFERROR(IF(OR(W42=\"\",'Lives scenario - input'!$F27=\"\"),\"\",W42/'Lives scenario - input'!$F27),\"\")","v":2.1604965958935058}]
[{"$f":"IFERROR('Lives scenario - input'!A28,\"\")","v":""},{"$f":"IFERROR('Lives scenario - input'!B28,\"\")","v":"TRANSFORMERS"},{"$f":"IFERROR('Lives scenario - input'!C28,\"\")","v":"kiosk mounted ; < = 22 kv ; > 600 kva ; single phase"},{"$f":"IFERROR(repcalc('Lives scenario - input'!$CX28:$GJ28,'Lives scenario - input'!$I28,'Lives scenario - input'!$G28,'Lives scenario - input'!$H28,20,TRUE,TRUE),\"\")","v":""},"","","","","","","","","","","","","","","","","","","",{"$f":"IFERROR(IF(OR(D43=\"\",'Lives scenario - input'!$F28=\"\"),\"\",D43/'Lives scenario - input'!$F28),\"\")","v":""},{"$f":"IFERROR(IF(OR(E43=\"\",'Lives scenario - input'!$F28=\"\"),\"\",E43/'Lives scenario - input'!$F28),\"\")","v":""},{"$f":"IFERROR(IF(OR(F43=\"\",'Lives scenario - input'!$F28=\"\"),\"\",F43/'Lives scenario - input'!$F28),\"\")","v":""},{"$f":"IFERROR(IF(OR(G43=\"\",'Lives scenario - input'!$F28=\"\"),\"\",G43/'Lives scenario - input'!$F28),\"\")","v":""},{"$f":"IFERROR(IF(OR(H43=\"\",'Lives scenario - input'!$F28=\"\"),\"\",H43/'Lives scenario - input'!$F28),\"\")","v":""},{"$f":"IFERROR(IF(OR(I43=\"\",'Lives scenario - input'!$F28=\"\"),\"\",I43/'Lives scenario - input'!$F28),\"\")","v":""},{"$f":"IFERROR(IF(OR(J43=\"\",'Lives scenario - input'!$F28=\"\"),\"\",J43/'Lives scenario - input'!$F28),\"\")","v":""},{"$f":"IFERROR(IF(OR(K43=\"\",'Lives scenario - input'!$F28=\"\"),\"\",K43/'Lives scenario - input'!$F28),\"\")","v":""},{"$f":"IFERROR(IF(OR(L43=\"\",'Lives scenario - input'!$F28=\"\"),\"\",L43/'Lives scenario - input'!$F28),\"\")","v":""},{"$f":"IFERROR(IF(OR(M43=\"\",'Lives scenario - input'!$F28=\"\"),\"\",M43/'Lives scenario - input'!$F28),\"\")","v":""},{"$f":"IFERROR(IF(OR(N43=\"\",'Lives scenario - input'!$F28=\"\"),\"\",N43/'Lives scenario - input'!$F28),\"\")","v":""},{"$f":"IFERROR(IF(OR(O43=\"\",'Lives scenario - input'!$F28=\"\"),\"\",O43/'Lives scenario - input'!$F28),\"\")","v":""},{"$f":"IFERROR(IF(OR(P43=\"\",'Lives scenario - input'!$F28=\"\"),\"\",P43/'Lives scenario - input'!$F28),\"\")","v":""},{"$f":"IFERROR(IF(OR(Q43=\"\",'Lives scenario - input'!$F28=\"\"),\"\",Q43/'Lives scenario - input'!$F28),\"\")","v":""},{"$f":"IFERROR(IF(OR(R43=\"\",'Lives scenario - input'!$F28=\"\"),\"\",R43/'Lives scenario - input'!$F28),\"\")","v":""},{"$f":"IFERROR(IF(OR(S43=\"\",'Lives scenario - input'!$F28=\"\"),\"\",S43/'Lives scenario - input'!$F28),\"\")","v":""},{"$f":"IFERROR(IF(OR(T43=\"\",'Lives scenario - input'!$F28=\"\"),\"\",T43/'Lives scenario - input'!$F28),\"\")","v":""},{"$f":"IFERROR(IF(OR(U43=\"\",'Lives scenario - input'!$F28=\"\"),\"\",U43/'Lives scenario - input'!$F28),\"\")","v":""},{"$f":"IFERROR(IF(OR(V43=\"\",'Lives scenario - input'!$F28=\"\"),\"\",V43/'Lives scenario - input'!$F28),\"\")","v":""},{"$f":"IFERROR(IF(OR(W43=\"\",'Lives scenario - input'!$F28=\"\"),\"\",W43/'Lives scenario - input'!$F28),\"\")","v":""}]
[{"$f":"IFERROR('Lives scenario - input'!A29,\"\")","v":""},{"$f":"IFERROR('Lives scenario - input'!B29,\"\")","v":"TRANSFORMERS"},{"$f":"IFERROR('Lives scenario - input'!C29,\"\")","v":"kiosk mounted ; > 22 kv ; > 60 kva and < ≈ 600 kva"},{"$f":"IFERROR(repcalc('Lives scenario - input'!$CX29:$GJ29,'Lives scenario - input'!$I29,'Lives scenario - input'!$G29,'Lives scenario - input'!$H29,20,TRUE,TRUE),\"\")","v":""},"","","","","","","","","","","","","","","","","","","",{"$f":"IFERROR(IF(OR(D44=\"\",'Lives scenario - input'!$F29=\"\"),\"\",D44/'Lives scenario - input'!$F29),\"\")","v":""},{"$f":"IFERROR(IF(OR(E44=\"\",'Lives scenario - input'!$F29=\"\"),\"\",E44/'Lives scenario - input'!$F29),\"\")","v":""},{"$f":"IFERROR(IF(OR(F44=\"\",'Lives scenario - input'!$F29=\"\"),\"\",F44/'Lives scenario - input'!$F29),\"\")","v":""},{"$f":"IFERROR(IF(OR(G44=\"\",'Lives scenario - input'!$F29=\"\"),\"\",G44/'Lives scenario - input'!$F29),\"\")","v":""},{"$f":"IFERROR(IF(OR(H44=\"\",'Lives scenario - input'!$F29=\"\"),\"\",H44/'Lives scenario - input'!$F29),\"\")","v":""},{"$f":"IFERROR(IF(OR(I44=\"\",'Lives scenario - input'!$F29=\"\"),\"\",I44/'Lives scenario - input'!$F29),\"\")","v":""},{"$f":"IFERROR(IF(OR(J44=\"\",'Lives scenario - input'!$F29=\"\"),\"\",J44/'Lives scenario - input'!$F29),\"\")","v":""},{"$f":"IFERROR(IF(OR(K44=\"\",'Lives scenario - input'!$F29=\"\"),\"\",K44/'Lives scenario - input'!$F29),\"\")","v":""},{"$f":"IFERROR(IF(OR(L44=\"\",'Lives scenario - input'!$F29=\"\"),\"\",L44/'Lives scenario - input'!$F29),\"\")","v":""},{"$f":"IFERROR(IF(OR(M44=\"\",'Lives scenario - input'!$F29=\"\"),\"\",M44/'Lives scenario - input'!$F29),\"\")","v":""},{"$f":"IFERROR(IF(OR(N44=\"\",'Lives scenario - input'!$F29=\"\"),\"\",N44/'Lives scenario - input'!$F29),\"\")","v":""},{"$f":"IFERROR(IF(OR(O44=\"\",'Lives scenario - input'!$F29=\"\"),\"\",O44/'Lives scenario - input'!$F29),\"\")","v":""},{"$f":"IFERROR(IF(OR(P44=\"\",'Lives scenario - input'!$F29=\"\"),\"\",P44/'Lives scenario - input'!$F29),\"\")","v":""},{"$f":"IFERROR(IF(OR(Q44=\"\",'Lives scenario - input'!$F29=\"\"),\"\",Q44/'Lives scenario - input'!$F29),\"\")","v":""},{"$f":"IFERROR(IF(OR(R44=\"\",'Lives scenario - input'!$F29=\"\"),\"\",R44/'Lives scenario - input'!$F29),\"\")","v":""},{"$f":"IFERROR(IF(OR(S44=\"\",'Lives scenario - input'!$F29=\"\"),\"\",S44/'Lives scenario - input'!$F29),\"\")","v":""},{"$f":"IFERROR(IF(OR(T44=\"\",'Lives scenario - input'!$F29=\"\"),\"\",T44/'Lives scenario - input'!$F29),\"\")","v":""},{"$f":"IFERROR(IF(OR(U44=\"\",'Lives scenario - input'!$F29=\"\"),\"\",U44/'Lives scenario - input'!$F29),\"\")","v":""},{"$f":"IFERROR(IF(OR(V44=\"\",'Lives scenario - input'!$F29=\"\"),\"\",V44/'Lives scenario - input'!$F29),\"\")","v":""},{"$f":"IFERROR(IF(OR(W44=\"\",'Lives scenario - input'!$F29=\"\"),\"\",W44/'Lives scenario - input'!$F29),\"\")","v":""}]
[{"$f":"IFERROR('Lives scenario - input'!A30,\"\")","v":5},{"$f":"IFERROR('Lives scenario - input'!B30,\"\")","v":"TRANSFORMERS"},{"$f":"IFERROR('Lives scenario - input'!C30,\"\")","v":"pole mounted ; < = 22 kv ; < = 60 kva ; multiple phase"},{"$f":"IFERROR(repcalc('Lives scenario - input'!$CX30:$GJ30,'Lives scenario - input'!$I30,'Lives scenario - input'!$G30,'Lives scenario - input'!$H30,20,TRUE,TRUE),\"\")","v":744.73981691839128},749.16611125987265,751.73411044193074,753.39615053841794,755.04142717914635,757.44799793530467,761.24882494149801,766.91213658508354,774.73487292364734,784.84693336173939,797.22341116509699,811.70193083321408,828.00249317123087,845.74774537740359,864.48220237585281,883.68955245521465,902.8077243441395,921.24184818792969,938.37560650390412,953.58174811301626,{"$f":"IFERROR(IF(OR(D45=\"\",'Lives scenario - input'!$F30=\"\"),\"\",D45/'Lives scenario - input'!$F30),\"\")","v":45.116722460696103},{"$f":"IFERROR(IF(OR(E45=\"\",'Lives scenario - input'!$F30=\"\"),\"\",E45/'Lives scenario - input'!$F30),\"\")","v":45.384869656263398},{"$f":"IFERROR(IF(OR(F45=\"\",'Lives scenario - input'!$F30=\"\"),\"\",F45/'Lives scenario - input'!$F30),\"\")","v":45.540440372027753},{"$f":"IFERROR(IF(OR(G45=\"\",'Lives scenario - input'!$F30=\"\"),\"\",G45/'Lives scenario - input'!$F30),\"\")","v":45.641127618833004},{"$f":"IFERROR(IF(OR(H45=\"\",'Lives scenario - input'!$F30=\"\"),\"\",H45/'Lives scenario - input'!$F30),\"\")","v":45.740799326836964},{"$f":"IFERROR(IF(OR(I45=\"\",'Lives scenario - input'!$F30=\"\"),\"\",I45/'Lives scenario - input'!$F30),\"\")","v":45.886590625248928},{"$f":"IFERROR(IF(OR(J45=\"\",'Lives scenario - input'!$F30=\"\"),\"\",J45/'Lives scenario - input'!$F30),\"\")","v":46.116846686847872},{"$f":"IFERROR(IF(OR(K45=\"\",'Lives scenario - input'!$F30=\"\"),\"\",K45/'Lives scenario - input'!$F30),\"\")","v":46.459933028987244},{"$f":"IFERROR(IF(OR(L45=\"\",'Lives scenario - input'!$F30=\"\"),\"\",L45/'Lives scenario - input'!$F30),\"\")","v":46.933838433603015},{"$f":"IFERROR(IF(OR(M45=\"\",'Lives scenario - input'!$F30=\"\"),\"\",M45/'Lives scenario - input'!$F30),\"\")","v":47.546432273662425},{"$f":"IFERROR(IF(OR(N45=\"\",'Lives scenario - input'!$F30=\"\"),\"\",N45/'Lives scenario - input'!$F30),\"\")","v":48.296205686349772},{"$f":"IFERROR(IF(OR(O45=\"\",'Lives scenario - input'!$F30=\"\"),\"\",O45/'Lives scenario - input'!$F30),\"\")","v":49.173321880044234},{"$f":"IFERROR(IF(OR(P45=\"\",'Lives scenario - input'!$F30=\"\"),\"\",P45/'Lives scenario - input'!$F30),\"\")","v":50.160818359016794},{"$f":"IFERROR(IF(OR(Q45=\"\",'Lives scenario - input'!$F30=\"\"),\"\",Q45/'Lives scenario - input'!$F30),\"\")","v":51.235834895790305},{"$f":"IFERROR(IF(OR(R45=\"\",'Lives scenario - input'!$F30=\"\"),\"\",R45/'Lives scenario - input'!$F30),\"\")","v":52.370777969397317},{"$f":"IFERROR(IF(OR(S45=\"\",'Lives scenario - input'!$F30=\"\"),\"\",S45/'Lives scenario - input'!$F30),\"\")","v":53.534369149900769},{"$f":"IFERROR(IF(OR(T45=\"\",'Lives scenario - input'!$F30=\"\"),\"\",T45/'Lives scenario - input'!$F30),\"\")","v":54.692557869603696},{"$f":"IFERROR(IF(OR(U45=\"\",'Lives scenario - input'!$F30=\"\"),\"\",U45/'Lives scenario - input'!$F30),\"\")","v":55.809306605702922},{"$f":"IFERROR(IF(OR(V45=\"\",'Lives scenario - input'!$F30=\"\"),\"\",V45/'Lives scenario - input'!$F30),\"\")","v":56.847278527023157},{"$f":"IFERROR(IF(OR(W45=\"\",'Lives scenario - input'!$F30=\"\"),\"\",W45/'Lives scenario - input'!$F30),\"\")","v":57.768474433420536}]
[{"$f":"IFERROR('Lives scenario - input'!A31,\"\")","v":5},{"$f":"IFERROR('Lives scenario - input'!B31,\"\")","v":"TRANSFORMERS"},{"$f":"IFERROR('Lives scenario - input'!C31,\"\")","v":"pole mounted ; < = 22 kv ; < = 60 kva ; single phase"},{"$f":"IFERROR(repcalc('Lives scenario - input'!$CX31:$GJ31,'Lives scenario - input'!$I31,'Lives scenario - input'!$G31,'Lives scenario - input'!$H31,20,TRUE,TRUE),\"\")","v":4570.8845858310888},5065.0708359351056,5563.6834562209115,6060.477914873728,6549.5361074838975,7025.5310136300477,7483.9506145639452,7921.2668993788348,8335.0405496188523,8723.9570756949906,9087.7952214411871,9427.3328961026018,9744.1994312535626,10040.685460901117,10319.523207644574,10583.65055663481,10835.972193788301,11079.130452470014,11315.297486569007,11545.999039605447,{"$f":"IFERROR(IF(OR(D46=\"\",'Lives scenario - input'!$F31=\"\"),\"\",D46/'Lives scenario - input'!$F31),\"\")","v":294.68231682281788},{"$f":"IFERROR(IF(OR(E46=\"\",'Lives scenario - input'!$F31=\"\"),\"\",E46/'Lives scenario - input'!$F31),\"\")","v":326.54222192172421},{"$f":"IFERROR(IF(OR(F46=\"\",'Lives scenario - input'!$F31=\"\"),\"\",F46/'Lives scenario - input'!$F31),\"\")","v":358.68749257641997},{"$f":"IFERROR(IF(OR(G46=\"\",'Lives scenario - input'!$F31=\"\"),\"\",G46/'Lives scenario - input'!$F31),\"\")","v":390.71554738978199},{"$f":"IFERROR(IF(OR(H46=\"\",'Lives scenario - input'!$F31=\"\"),\"\",H46/'Lives scenario - input'!$F31),\"\")","v":422.24484955293013},{"$f":"IFERROR(IF(OR(I46=\"\",'Lives scenario - input'!$F31=\"\"),\"\",I46/'Lives scenario - input'!$F31),\"\")","v":452.9319691038832},{"$f":"IFERROR(IF(OR(J46=\"\",'Lives scenario - input'!$F31=\"\"),\"\",J46/'Lives scenario - input'!$F31),\"\")","v":482.48601877272438},{"$f":"IFERROR(IF(OR(K46=\"\",'Lives scenario - input'!$F31=\"\"),\"\",K46/'Lives scenario - input'!$F31),\"\")","v":510.67954971268085},{"$f":"IFERROR(IF(OR(L46=\"\",'Lives scenario - input'!$F31=\"\"),\"\",L46/'Lives scenario - input'!$F31),\"\")","v":537.35530045706173},{"$f":"IFERROR(IF(OR(M46=\"\",'Lives scenario - input'!$F31=\"\"),\"\",M46/'Lives scenario - input'!$F31),\"\")","v":562.428526613342},{"$f":"IFERROR(IF(OR(N46=\"\",'Lives scenario - input'!$F31=\"\"),\"\",N46/'Lives scenario - input'!$F31),\"\")","v":585.88496392295144},{"$f":"IFERROR(IF(OR(O46=\"\",'Lives scenario - input'!$F31=\"\"),\"\",O46/'Lives scenario - input'!$F31),\"\")","v":607.77476375032245},{"$f":"IFERROR(IF(OR(P46=\"\",'Lives scenario - input'!$F31=\"\"),\"\",P46/'Lives scenario - input'!$F31),\"\")","v":628.20296817082988},{"$f":"IFERROR(IF(OR(Q46=\"\",'Lives scenario - input'!$F31=\"\"),\"\",Q46/'Lives scenario - input'!$F31),\"\")","v":647.31725304972804},{"$f":"IFERROR(IF(OR(R46=\"\",'Lives scenario - input'!$F31=\"\"),\"\",R46/'Lives scenario - input'!$F31),\"\")","v":665.29376321643053},{"$f":"IFERROR(IF(OR(S46=\"\",'Lives scenario - input'!$F31=\"\"),\"\",S46/'Lives scenario - input'!$F31),\"\")","v":682.32190244750666},{"$f":"IFERROR(IF(OR(T46=\"\",'Lives scenario - input'!$F31=\"\"),\"\",T46/'Lives scenario - input'!$F31),\"\")","v":698.58893418385878},{"$f":"IFERROR(IF(OR(U46=\"\",'Lives scenario - input'!$F31=\"\"),\"\",U46/'Lives scenario - input'!$F31),\"\")","v":714.26520814733738},{"$f":"IFERROR(IF(OR(V46=\"\",'Lives scenario - input'!$F31=\"\"),\"\",V46/'Lives scenario - input'!$F31),\"\")","v":729.49076185770537},{"$f":"IFERROR(IF(OR(W46=\"\",'Lives scenario - input'!$F31=\"\"),\"\",W46/'Lives scenario - input'!$F31),\"\")","v":744.36395912769058}]
[{"$f":"IFERROR('Lives scenario - input'!A32,\"\")","v":5},{"$f":"IFERROR('Lives scenario - input'!B32,\"\")","v":"TRANSFORMERS"},{"$f":"IFERROR('Lives scenario - input'!C32,\"\")","v":"pole mounted ; < = 22 kv ; > 60 kva and < = 600 kva ; multiple phase"},{"$f":"IFERROR(repcalc('Lives scenario - input'!$CX32:$GJ32,'Lives scenario - input'!$I32,'Lives scenario - input'!$G32,'Lives scenario - input'!$H32,20,TRUE,TRUE),\"\")","v":1147.1229651223691},1068.9776007671958,998.23319586682578,936.6006077841439,885.06325178885857,843.94000765720932,812.98181144217597,791.48692854067633,778.42152455311805,772.5348287549856,772.46131314400793,776.80540658662574,784.20701169753988,793.38832984220358,803.1841813330376,812.55915609807221,820.61559477419644,826.59663296851159,829.88838632092154,830.024849608453,{"$f":"IFERROR(IF(OR(D47=\"\",'Lives scenario - input'!$F32=\"\"),\"\",D47/'Lives scenario - input'!$F32),\"\")","v":68.727592391365448},{"$f":"IFERROR(IF(OR(E47=\"\",'Lives scenario - input'!$F32=\"\"),\"\",E47/'Lives scenario - input'!$F32),\"\")","v":64.045668210635469},{"$f":"IFERROR(IF(OR(F47=\"\",'Lives scenario - input'!$F32=\"\"),\"\",F47/'Lives scenario - input'!$F32),\"\")","v":59.80715780521988},{"$f":"IFERROR(IF(OR(G47=\"\",'Lives scenario - input'!$F32=\"\"),\"\",G47/'Lives scenario - input'!$F32),\"\")","v":56.114563793452689},{"$f":"IFERROR(IF(OR(H47=\"\",'Lives scenario - input'!$F32=\"\"),\"\",H47/'Lives scenario - input'!$F32),\"\")","v":53.026805546545987},{"$f":"IFERROR(IF(OR(I47=\"\",'Lives scenario - input'!$F32=\"\"),\"\",I47/'Lives scenario - input'!$F32),\"\")","v":50.562988112475956},{"$f":"IFERROR(IF(OR(J47=\"\",'Lives scenario - input'!$F32=\"\"),\"\",J47/'Lives scenario - input'!$F32),\"\")","v":48.708189319905578},{"$f":"IFERROR(IF(OR(K47=\"\",'Lives scenario - input'!$F32=\"\"),\"\",K47/'Lives scenario - input'!$F32),\"\")","v":47.420366134884773},{"$f":"IFERROR(IF(OR(L47=\"\",'Lives scenario - input'!$F32=\"\"),\"\",L47/'Lives scenario - input'!$F32),\"\")","v":46.637578424249376},{"$f":"IFERROR(IF(OR(M47=\"\",'Lives scenario - input'!$F32=\"\"),\"\",M47/'Lives scenario - input'!$F32),\"\")","v":46.284888746118092},{"$f":"IFERROR(IF(OR(N47=\"\",'Lives scenario - input'!$F32=\"\"),\"\",N47/'Lives scenario - input'!$F32),\"\")","v":46.280484204408708},{"$f":"IFERROR(IF(OR(O47=\"\",'Lives scenario - input'!$F32=\"\"),\"\",O47/'Lives scenario - input'!$F32),\"\")","v":46.540751928542704},{"$f":"IFERROR(IF(OR(P47=\"\",'Lives scenario - input'!$F32=\"\"),\"\",P47/'Lives scenario - input'!$F32),\"\")","v":46.984204387059641},{"$f":"IFERROR(IF(OR(Q47=\"\",'Lives scenario - input'!$F32=\"\"),\"\",Q47/'Lives scenario - input'!$F32),\"\")","v":47.534284814570377},{"$f":"IFERROR(IF(OR(R47=\"\",'Lives scenario - input'!$F32=\"\"),\"\",R47/'Lives scenario - input'!$F32),\"\")","v":48.121183786047744},{"$f":"IFERROR(IF(OR(S47=\"\",'Lives scenario - input'!$F32=\"\"),\"\",S47/'Lives scenario - input'!$F32),\"\")","v":48.682866765048956},{"$f":"IFERROR(IF(OR(T47=\"\",'Lives scenario - input'!$F32=\"\"),\"\",T47/'Lives scenario - input'!$F32),\"\")","v":49.165552275054097},{"$f":"IFERROR(IF(OR(U47=\"\",'Lives scenario - input'!$F32=\"\"),\"\",U47/'Lives scenario - input'!$F32),\"\")","v":49.523894290334241},{"$f":"IFERROR(IF(OR(V47=\"\",'Lives scenario - input'!$F32=\"\"),\"\",V47/'Lives scenario - input'!$F32),\"\")","v":49.721113149633432},{"$f":"IFERROR(IF(OR(W47=\"\",'Lives scenario - input'!$F32=\"\"),\"\",W47/'Lives scenario - input'!$F32),\"\")","v":49.729289076266411}]
[{"$f":"IFERROR('Lives scenario - input'!A33,\"\")","v":5},{"$f":"IFERROR('Lives scenario - input'!B33,\"\")","v":"TRANSFORMERS"},{"$f":"IFERROR('Lives scenario - input'!C33,\"\")","v":"pole mounted ; < = 22 kv ; > 60 kva and < = 600 kva ; single phase"},{"$f":"IFERROR(repcalc('Lives scenario - input'!$CX33:$GJ33,'Lives scenario - input'!$I33,'Lives scenario - input'!$G33,'Lives scenario - input'!$H33,20,TRUE,TRUE),\"\")","v":574.2716706211196},664.34839778948776,760.81096478932307,862.77377054661486,969.18876654657072,1078.894168605226,1190.6728888757257,1303.3165644596374,1415.6903692447142,1526.7935779422985,1635.8111398326685,1742.152281664261,1845.4732996716498,1945.6830782316845,2042.9313220409258,2137.5808473722709,2230.1664109003877,2321.3433725172058,2411.8299567561539,2502.3470136202145,{"$f":"IFERROR(IF(OR(D48=\"\",'Lives scenario - input'!$F33=\"\"),\"\",D48/'Lives scenario - input'!$F33),\"\")","v":28.575387346399211},{"$f":"IFERROR(IF(OR(E48=\"\",'Lives scenario - input'!$F33=\"\"),\"\",E48/'Lives scenario - input'!$F33),\"\")","v":33.057547100071346},{"$f":"IFERROR(IF(OR(F48=\"\",'Lives scenario - input'!$F33=\"\"),\"\",F48/'Lives scenario - input'!$F33),\"\")","v":37.857462118457953},{"$f":"IFERROR(IF(OR(G48=\"\",'Lives scenario - input'!$F33=\"\"),\"\",G48/'Lives scenario - input'!$F33),\"\")","v":42.931065464221049},{"$f":"IFERROR(IF(OR(H48=\"\",'Lives scenario - input'!$F33=\"\"),\"\",H48/'Lives scenario - input'!$F33),\"\")","v":48.22620692031159},{"$f":"IFERROR(IF(OR(I48=\"\",'Lives scenario - input'!$F33=\"\"),\"\",I48/'Lives scenario - input'!$F33),\"\")","v":53.685076856256586},{"$f":"IFERROR(IF(OR(J48=\"\",'Lives scenario - input'!$F33=\"\"),\"\",J48/'Lives scenario - input'!$F33),\"\")","v":59.247113767044198},{"$f":"IFERROR(IF(OR(K48=\"\",'Lives scenario - input'!$F33=\"\"),\"\",K48/'Lives scenario - input'!$F33),\"\")","v":64.852190295459721},{"$f":"IFERROR(IF(OR(L48=\"\",'Lives scenario - input'!$F33=\"\"),\"\",L48/'Lives scenario - input'!$F33),\"\")","v":70.44383822726374},{"$f":"IFERROR(IF(OR(M48=\"\",'Lives scenario - input'!$F33=\"\"),\"\",M48/'Lives scenario - input'!$F33),\"\")","v":75.972262118568509},{"$f":"IFERROR(IF(OR(N48=\"\",'Lives scenario - input'!$F33=\"\"),\"\",N48/'Lives scenario - input'!$F33),\"\")","v":81.396905572089409},{"$f":"IFERROR(IF(OR(O48=\"\",'Lives scenario - input'!$F33=\"\"),\"\",O48/'Lives scenario - input'!$F33),\"\")","v":86.68837209247252},{"$f":"IFERROR(IF(OR(P48=\"\",'Lives scenario - input'!$F33=\"\"),\"\",P48/'Lives scenario - input'!$F33),\"\")","v":91.829559202385383},{"$f":"IFERROR(IF(OR(Q48=\"\",'Lives scenario - input'!$F33=\"\"),\"\",Q48/'Lives scenario - input'!$F33),\"\")","v":96.815933047281391},{"$f":"IFERROR(IF(OR(R48=\"\",'Lives scenario - input'!$F33=\"\"),\"\",R48/'Lives scenario - input'!$F33),\"\")","v":101.65494283615106},{"$f":"IFERROR(IF(OR(S48=\"\",'Lives scenario - input'!$F33=\"\"),\"\",S48/'Lives scenario - input'!$F33),\"\")","v":106.3646420723518},{"$f":"IFERROR(IF(OR(T48=\"\",'Lives scenario - input'!$F33=\"\"),\"\",T48/'Lives scenario - input'!$F33),\"\")","v":110.97163990255835},{"$f":"IFERROR(IF(OR(U48=\"\",'Lives scenario - input'!$F33=\"\"),\"\",U48/'Lives scenario - input'!$F33),\"\")","v":115.50854661162585},{"$f":"IFERROR(IF(OR(V48=\"\",'Lives scenario - input'!$F33=\"\"),\"\",V48/'Lives scenario - input'!$F33),\"\")","v":120.01110058835937},{"$f":"IFERROR(IF(OR(W48=\"\",'Lives scenario - input'!$F33=\"\"),\"\",W48/'Lives scenario - input'!$F33),\"\")","v":124.51517086323294}]
[{"$f":"IFERROR('Lives scenario - input'!A34,\"\")","v":5},{"$f":"IFERROR('Lives scenario - input'!B34,\"\")","v":"TRANSFORMERS"},{"$f":"IFERROR('Lives scenario - input'!C34,\"\")","v":"pole mounted ; < = 22 kv ; > 600 kva ; multiple phase"},{"$f":"IFERROR(repcalc('Lives scenario - input'!$CX34:$GJ34,'Lives scenario - input'!$I34,'Lives scenario - input'!$G34,'Lives scenario - input'!$H34,20,TRUE,TRUE),\"\")","v":12.258861762453209},12.650439525683414,12.928485677906133,13.093139609973633,13.148478812900818,13.101893025380987,12.963275201600419,12.744118201070343,12.456608717308779,12.112801786096334,11.723942176447887,11.299976074951328,10.849271262094211,10.378539922509983,9.8929382190350292,9.3963027223909155,8.8914765218134875,8.380677053766,7.8658622135928011,7.3490594664243671,{"$f":"IFERROR(IF(OR(D49=\"\",'Lives scenario - input'!$F34=\"\"),\"\",D49/'Lives scenario - input'!$F34),\"\")","v":0.83487378874123797},{"$f":"IFERROR(IF(OR(E49=\"\",'Lives scenario - input'!$F34=\"\"),\"\",E49/'Lives scenario - input'!$F34),\"\")","v":0.86154168149585852},{"$f":"IFERROR(IF(OR(F49=\"\",'Lives scenario - input'!$F34=\"\"),\"\",F49/'Lives scenario - input'!$F34),\"\")","v":0.88047765198392536},{"$f":"IFERROR(IF(OR(G49=\"\",'Lives scenario - input'!$F34=\"\"),\"\",G49/'Lives scenario - input'!$F34),\"\")","v":0.89169119323759771},{"$f":"IFERROR(IF(OR(H49=\"\",'Lives scenario - input'!$F34=\"\"),\"\",H49/'Lives scenario - input'!$F34),\"\")","v":0.89545999746339011},{"$f":"IFERROR(IF(OR(I49=\"\",'Lives scenario - input'!$F34=\"\"),\"\",I49/'Lives scenario - input'!$F34),\"\")","v":0.89228733317515263},{"$f":"IFERROR(IF(OR(J49=\"\",'Lives scenario - input'!$F34=\"\"),\"\",J49/'Lives scenario - input'!$F34),\"\")","v":0.88284694711245926},{"$f":"IFERROR(IF(OR(K49=\"\",'Lives scenario - input'!$F34=\"\"),\"\",K49/'Lives scenario - input'!$F34),\"\")","v":0.86792154547997569},{"$f":"IFERROR(IF(OR(L49=\"\",'Lives scenario - input'!$F34=\"\"),\"\",L49/'Lives scenario - input'!$F34),\"\")","v":0.84834108714229883},{"$f":"IFERROR(IF(OR(M49=\"\",'Lives scenario - input'!$F34=\"\"),\"\",M49/'Lives scenario - input'!$F34),\"\")","v":0.8249265645855659},{"$f":"IFERROR(IF(OR(N49=\"\",'Lives scenario - input'!$F34=\"\"),\"\",N49/'Lives scenario - input'!$F34),\"\")","v":0.79844378813482053},{"$f":"IFERROR(IF(OR(O49=\"\",'Lives scenario - input'!$F34=\"\"),\"\",O49/'Lives scenario - input'!$F34),\"\")","v":0.76957012985290751},{"$f":"IFERROR(IF(OR(P49=\"\",'Lives scenario - input'!$F34=\"\"),\"\",P49/'Lives scenario - input'!$F34),\"\")","v":0.73887546651422642},{"$f":"IFERROR(IF(OR(Q49=\"\",'Lives scenario - input'!$F34=\"\"),\"\",Q49/'Lives scenario - input'!$F34),\"\")","v":0.70681692269724516},{"$f":"IFERROR(IF(OR(R49=\"\",'Lives scenario - input'!$F34=\"\"),\"\",R49/'Lives scenario - input'!$F34),\"\")","v":0.67374565214576099},{"$f":"IFERROR(IF(OR(S49=\"\",'Lives scenario - input'!$F34=\"\"),\"\",S49/'Lives scenario - input'!$F34),\"\")","v":0.63992293950398926},{"$f":"IFERROR(IF(OR(T49=\"\",'Lives scenario - input'!$F34=\"\"),\"\",T49/'Lives scenario - input'!$F34),\"\")","v":0.6055424096555494},{"$f":"IFERROR(IF(OR(U49=\"\",'Lives scenario - input'!$F34=\"\"),\"\",U49/'Lives scenario - input'!$F34),\"\")","v":0.57075507821814242},{"$f":"IFERROR(IF(OR(V49=\"\",'Lives scenario - input'!$F34=\"\"),\"\",V49/'Lives scenario - input'!$F34),\"\")","v":0.53569428510013584},{"$f":"IFERROR(IF(OR(W49=\"\",'Lives scenario - input'!$F34=\"\"),\"\",W49/'Lives scenario - input'!$F34),\"\")","v":0.50049810816942808}]
[{"$f":"IFERROR('Lives scenario - input'!A35,\"\")","v":""},{"$f":"IFERROR('Lives scenario - input'!B35,\"\")","v":"TRANSFORMERS"},{"$f":"IFERROR('Lives scenario - input'!C35,\"\")","v":"pole mounted ; > = 22 kv & < = 33 kv ; < = 60kva"},{"$f":"IFERROR(repcalc('Lives scenario - input'!$CX35:$GJ35,'Lives scenario - input'!$I35,'Lives scenario - input'!$G35,'Lives scenario - input'!$H35,20,TRUE,TRUE),\"\")","v":""},"","","","","","","","","","","","","","","","","","","",{"$f":"IFERROR(IF(OR(D50=\"\",'Lives scenario - input'!$F35=\"\"),\"\",D50/'Lives scenario - input'!$F35),\"\")","v":""},{"$f":"IFERROR(IF(OR(E50=\"\",'Lives scenario - input'!$F35=\"\"),\"\",E50/'Lives scenario - input'!$F35),\"\")","v":""},{"$f":"IFERROR(IF(OR(F50=\"\",'Lives scenario - input'!$F35=\"\"),\"\",F50/'Lives scenario - input'!$F35),\"\")","v":""},{"$f":"IFERROR(IF(OR(G50=\"\",'Lives scenario - input'!$F35=\"\"),\"\",G50/'Lives scenario - input'!$F35),\"\")","v":""},{"$f":"IFERROR(IF(OR(H50=\"\",'Lives scenario - input'!$F35=\"\"),\"\",H50/'Lives scenario - input'!$F35),\"\")","v":""},{"$f":"IFERROR(IF(OR(I50=\"\",'Lives scenario - input'!$F35=\"\"),\"\",I50/'Lives scenario - input'!$F35),\"\")","v":""},{"$f":"IFERROR(IF(OR(J50=\"\",'Lives scenario - input'!$F35=\"\"),\"\",J50/'Lives scenario - input'!$F35),\"\")","v":""},{"$f":"IFERROR(IF(OR(K50=\"\",'Lives scenario - input'!$F35=\"\"),\"\",K50/'Lives scenario - input'!$F35),\"\")","v":""},{"$f":"IFERROR(IF(OR(L50=\"\",'Lives scenario - input'!$F35=\"\"),\"\",L50/'Lives scenario - input'!$F35),\"\")","v":""},{"$f":"IFERROR(IF(OR(M50=\"\",'Lives scenario - input'!$F35=\"\"),\"\",M50/'Lives scenario - input'!$F35),\"\")","v":""},{"$f":"IFERROR(IF(OR(N50=\"\",'Lives scenario - input'!$F35=\"\"),\"\",N50/'Lives scenario - input'!$F35),\"\")","v":""},{"$f":"IFERROR(IF(OR(O50=\"\",'Lives scenario - input'!$F35=\"\"),\"\",O50/'Lives scenario - input'!$F35),\"\")","v":""},{"$f":"IFERROR(IF(OR(P50=\"\",'Lives scenario - input'!$F35=\"\"),\"\",P50/'Lives scenario - input'!$F35),\"\")","v":""},{"$f":"IFERROR(IF(OR(Q50=\"\",'Lives scenario - input'!$F35=\"\"),\"\",Q50/'Lives scenario - input'!$F35),\"\")","v":""},{"$f":"IFERROR(IF(OR(R50=\"\",'Lives scenario - input'!$F35=\"\"),\"\",R50/'Lives scenario - input'!$F35),\"\")","v":""},{"$f":"IFERROR(IF(OR(S50=\"\",'Lives scenario - input'!$F35=\"\"),\"\",S50/'Lives scenario - input'!$F35),\"\")","v":""},{"$f":"IFERROR(IF(OR(T50=\"\",'Lives scenario - input'!$F35=\"\"),\"\",T50/'Lives scenario - input'!$F35),\"\")","v":""},{"$f":"IFERROR(IF(OR(U50=\"\",'Lives scenario - input'!$F35=\"\"),\"\",U50/'Lives scenario - input'!$F35),\"\")","v":""},{"$f":"IFERROR(IF(OR(V50=\"\",'Lives scenario - input'!$F35=\"\"),\"\",V50/'Lives scenario - input'!$F35),\"\")","v":""},{"$f":"IFERROR(IF(OR(W50=\"\",'Lives scenario - input'!$F35=\"\"),\"\",W50/'Lives scenario - input'!$F35),\"\")","v":""}]
[{"$f":"IFERROR('Lives scenario - input'!A36,\"\")","v":""},{"$f":"IFERROR('Lives scenario - input'!B36,\"\")","v":"TRANSFORMERS"},{"$f":"IFERROR('Lives scenario - input'!C36,\"\")","v":"pole mounted ; > = 22 kv & < = 33 kv ; > 60 kva and < = 600 kva"},{"$f":"IFERROR(repcalc('Lives scenario - input'!$CX36:$GJ36,'Lives scenario - input'!$I36,'Lives scenario - input'!$G36,'Lives scenario - input'!$H36,20,TRUE,TRUE),\"\")","v":""},"","","","","","","","","","","","","","","","","","","",{"$f":"IFERROR(IF(OR(D51=\"\",'Lives scenario - input'!$F36=\"\"),\"\",D51/'Lives scenario - input'!$F36),\"\")","v":""},{"$f":"IFERROR(IF(OR(E51=\"\",'Lives scenario - input'!$F36=\"\"),\"\",E51/'Lives scenario - input'!$F36),\"\")","v":""},{"$f":"IFERROR(IF(OR(F51=\"\",'Lives scenario - input'!$F36=\"\"),\"\",F51/'Lives scenario - input'!$F36),\"\")","v":""},{"$f":"IFERROR(IF(OR(G51=\"\",'Lives scenario - input'!$F36=\"\"),\"\",G51/'Lives scenario - input'!$F36),\"\")","v":""},{"$f":"IFERROR(IF(OR(H51=\"\",'Lives scenario - input'!$F36=\"\"),\"\",H51/'Lives scenario - input'!$F36),\"\")","v":""},{"$f":"IFERROR(IF(OR(I51=\"\",'Lives scenario - input'!$F36=\"\"),\"\",I51/'Lives scenario - input'!$F36),\"\")","v":""},{"$f":"IFERROR(IF(OR(J51=\"\",'Lives scenario - input'!$F36=\"\"),\"\",J51/'Lives scenario - input'!$F36),\"\")","v":""},{"$f":"IFERROR(IF(OR(K51=\"\",'Lives scenario - input'!$F36=\"\"),\"\",K51/'Lives scenario - input'!$F36),\"\")","v":""},{"$f":"IFERROR(IF(OR(L51=\"\",'Lives scenario - input'!$F36=\"\"),\"\",L51/'Lives scenario - input'!$F36),\"\")","v":""},{"$f":"IFERROR(IF(OR(M51=\"\",'Lives scenario - input'!$F36=\"\"),\"\",M51/'Lives scenario - input'!$F36),\"\")","v":""},{"$f":"IFERROR(IF(OR(N51=\"\",'Lives scenario - input'!$F36=\"\"),\"\",N51/'Lives scenario - input'!$F36),\"\")","v":""},{"$f":"IFERROR(IF(OR(O51=\"\",'Lives scenario - input'!$F36=\"\"),\"\",O51/'Lives scenario - input'!$F36),\"\")","v":""},{"$f":"IFERROR(IF(OR(P51=\"\",'Lives scenario - input'!$F36=\"\"),\"\",P51/'Lives scenario - input'!$F36),\"\")","v":""},{"$f":"IFERROR(IF(OR(Q51=\"\",'Lives scenario - input'!$F36=\"\"),\"\",Q51/'Lives scenario - input'!$F36),\"\")","v":""},{"$f":"IFERROR(IF(OR(R51=\"\",'Lives scenario - input'!$F36=\"\"),\"\",R51/'Lives scenario - input'!$F36),\"\")","v":""},{"$f":"IFERROR(IF(OR(S51=\"\",'Lives scenario - input'!$F36=\"\"),\"\",S51/'Lives scenario - input'!$F36),\"\")","v":""},{"$f":"IFERROR(IF(OR(T51=\"\",'Lives scenario - input'!$F36=\"\"),\"\",T51/'Lives scenario - input'!$F36),\"\")","v":""},{"$f":"IFERROR(IF(OR(U51=\"\",'Lives scenario - input'!$F36=\"\"),\"\",U51/'Lives scenario - input'!$F36),\"\")","v":""},{"$f":"IFERROR(IF(OR(V51=\"\",'Lives scenario - input'!$F36=\"\"),\"\",V51/'Lives scenario - input'!$F36),\"\")","v":""},{"$f":"IFERROR(IF(OR(W51=\"\",'Lives scenario - input'!$F36=\"\"),\"\",W51/'Lives scenario - input'!$F36),\"\")","v":""}]
[{"$f":"IFERROR('Lives scenario - input'!A37,\"\")","v":6},{"$f":"IFERROR('Lives scenario - input'!B37,\"\")","v":"UNDERGROUND CABLES"},{"$f":"IFERROR('Lives scenario - input'!C37,\"\")","v":"˂ = 1 kv"},{"$f":"IFERROR(repcalc('Lives scenario - input'!$CX37:$GJ37,'Lives scenario - input'!$I37,'Lives scenario - input'!$G37,'Lives scenario - input'!$H37,20,TRUE,TRUE),\"\")","v":470.51474545189012},580.25278382098782,713.54980838380311,875.66244348137684,1073.0542954292737,1313.5709647437147,1606.5837203037033,1963.0797196142157,2395.6759935002424,2918.5362162778333,3547.1739012479738,4298.1331269997618,5188.5478539863907,6235.5925593535449,7455.8491456263664,8864.6264274532678,10475.277409167978,12298.564556449064,14342.123169796014,16610.067144046025,{"$f":"IFERROR(IF(OR(D52=\"\",'Lives scenario - input'!$F37=\"\"),\"\",D52/'Lives scenario - input'!$F37),\"\")","v":1.3851172903845195},{"$f":"IFERROR(IF(OR(E52=\"\",'Lives scenario - input'!$F37=\"\"),\"\",E52/'Lives scenario - input'!$F37),\"\")","v":1.7081678553820812},{"$f":"IFERROR(IF(OR(F52=\"\",'Lives scenario - input'!$F37=\"\"),\"\",F52/'Lives scenario - input'!$F37),\"\")","v":2.1005721642022901},{"$f":"IFERROR(IF(OR(G52=\"\",'Lives scenario - input'!$F37=\"\"),\"\",G52/'Lives scenario - input'!$F37),\"\")","v":2.5778048461404275},{"$f":"IFERROR(IF(OR(H52=\"\",'Lives scenario - input'!$F37=\"\"),\"\",H52/'Lives scenario - input'!$F37),\"\")","v":3.1588936850278566},{"$f":"IFERROR(IF(OR(I52=\"\",'Lives scenario - input'!$F37=\"\"),\"\",I52/'Lives scenario - input'!$F37),\"\")","v":3.866934826168229},{"$f":"IFERROR(IF(OR(J52=\"\",'Lives scenario - input'!$F37=\"\"),\"\",J52/'Lives scenario - input'!$F37),\"\")","v":4.7295157292163603},{"$f":"IFERROR(IF(OR(K52=\"\",'Lives scenario - input'!$F37=\"\"),\"\",K52/'Lives scenario - input'!$F37),\"\")","v":5.7789807616536661},{"$f":"IFERROR(IF(OR(L52=\"\",'Lives scenario - input'!$F37=\"\"),\"\",L52/'Lives scenario - input'!$F37),\"\")","v":7.052472367405521},{"$f":"IFERROR(IF(OR(M52=\"\",'Lives scenario - input'!$F37=\"\"),\"\",M52/'Lives scenario - input'!$F37),\"\")","v":8.5916860520435812},{"$f":"IFERROR(IF(OR(N52=\"\",'Lives scenario - input'!$F37=\"\"),\"\",N52/'Lives scenario - input'!$F37),\"\")","v":10.442291022995486},{"$f":"IFERROR(IF(OR(O52=\"\",'Lives scenario - input'!$F37=\"\"),\"\",O52/'Lives scenario - input'!$F37),\"\")","v":12.652990300790872},{"$f":"IFERROR(IF(OR(P52=\"\",'Lives scenario - input'!$F37=\"\"),\"\",P52/'Lives scenario - input'!$F37),\"\")","v":15.274223420228354},{"$f":"IFERROR(IF(OR(Q52=\"\",'Lives scenario - input'!$F37=\"\"),\"\",Q52/'Lives scenario - input'!$F37),\"\")","v":18.356549190522202},{"$f":"IFERROR(IF(OR(R52=\"\",'Lives scenario - input'!$F37=\"\"),\"\",R52/'Lives scenario - input'!$F37),\"\")","v":21.9487819795898},{"$f":"IFERROR(IF(OR(S52=\"\",'Lives scenario - input'!$F37=\"\"),\"\",S52/'Lives scenario - input'!$F37),\"\")","v":26.095988396012018},{"$f":"IFERROR(IF(OR(T52=\"\",'Lives scenario - input'!$F37=\"\"),\"\",T52/'Lives scenario - input'!$F37),\"\")","v":30.837477467529244},{"$f":"IFERROR(IF(OR(U52=\"\",'Lives scenario - input'!$F37=\"\"),\"\",U52/'Lives scenario - input'!$F37),\"\")","v":36.204932106191841},{"$f":"IFERROR(IF(OR(V52=\"\",'Lives scenario - input'!$F37=\"\"),\"\",V52/'Lives scenario - input'!$F37),\"\")","v":42.220829368970605},{"$f":"IFERROR(IF(OR(W52=\"\",'Lives scenario - input'!$F37=\"\"),\"\",W52/'Lives scenario - input'!$F37),\"\")","v":48.897279879230489}]
[{"$f":"IFERROR('Lives scenario - input'!A38,\"\")","v":6},{"$f":"IFERROR('Lives scenario - input'!B38,\"\")","v":"UNDERGROUND CABLES"},{"$f":"IFERROR('Lives scenario - input'!C38,\"\")","v":"> 1 kv & < = 11 kv"},{"$f":"IFERROR(repcalc('Lives scenario - input'!$CX38:$GJ38,'Lives scenario - input'!$I38,'Lives scenario - input'!$G38,'Lives scenario - input'!$H38,20,TRUE,TRUE),\"\")","v":783.62709048623572},964.85439648615659,1180.3457358925507,1435.5683156892269,1736.8157206367175,2091.2851680568742,2507.1183789599845,2993.388659093438,3560.0183643198034,4217.6150901280134,4977.2215883132358,5849.983040834144,6846.7449364815593,7977.6040777155922,9251.4427019295927,10675.479919093492,12254.874582010807,13992.408855021975,15888.272451528768,17939.954926238945,{"$f":"IFERROR(IF(OR(D53=\"\",'Lives scenario - input'!$F38=\"\"),\"\",D53/'Lives scenario - input'!$F38),\"\")","v":1.0160644425547591},{"$f":"IFERROR(IF(OR(E53=\"\",'Lives scenario - input'!$F38=\"\"),\"\",E53/'Lives scenario - input'!$F38),\"\")","v":1.2510469028117845},{"$f":"IFERROR(IF(OR(F53=\"\",'Lives scenario - input'!$F38=\"\"),\"\",F53/'Lives scenario - input'!$F38),\"\")","v":1.5304567015637358},{"$f":"IFERROR(IF(OR(G53=\"\",'Lives scenario - input'!$F38=\"\"),\"\",G53/'Lives scenario - input'!$F38),\"\")","v":1.8613827139704653},{"$f":"IFERROR(IF(OR(H53=\"\",'Lives scenario - input'!$F38=\"\"),\"\",H53/'Lives scenario - input'!$F38),\"\")","v":2.2519853109137573},{"$f":"IFERROR(IF(OR(I53=\"\",'Lives scenario - input'!$F38=\"\"),\"\",I53/'Lives scenario - input'!$F38),\"\")","v":2.7115965288875716},{"$f":"IFERROR(IF(OR(J53=\"\",'Lives scenario - input'!$F38=\"\"),\"\",J53/'Lives scenario - input'!$F38),\"\")","v":3.2507730642085462},{"$f":"IFERROR(IF(OR(K53=\"\",'Lives scenario - input'!$F38=\"\"),\"\",K53/'Lives scenario - input'!$F38),\"\")","v":3.881279522080197},{"$f":"IFERROR(IF(OR(L53=\"\",'Lives scenario - input'!$F38=\"\"),\"\",L53/'Lives scenario - input'!$F38),\"\")","v":4.6159814007742526},{"$f":"IFERROR(IF(OR(M53=\"\",'Lives scenario - input'!$F38=\"\"),\"\",M53/'Lives scenario - input'!$F38),\"\")","v":5.4686326921168789},{"$f":"IFERROR(IF(OR(N53=\"\",'Lives scenario - input'!$F38=\"\"),\"\",N53/'Lives scenario - input'!$F38),\"\")","v":6.4535516191292643},{"$f":"IFERROR(IF(OR(O53=\"\",'Lives scenario - input'!$F38=\"\"),\"\",O53/'Lives scenario - input'!$F38),\"\")","v":7.585189217554678},{"$f":"IFERROR(IF(OR(P53=\"\",'Lives scenario - input'!$F38=\"\"),\"\",P53/'Lives scenario - input'!$F38),\"\")","v":8.8776079357901541},{"$f":"IFERROR(IF(OR(Q53=\"\",'Lives scenario - input'!$F38=\"\"),\"\",Q53/'Lives scenario - input'!$F38),\"\")","v":10.343899462583783},{"$f":"IFERROR(IF(OR(R53=\"\",'Lives scenario - input'!$F38=\"\"),\"\",R53/'Lives scenario - input'!$F38),\"\")","v":11.995580660605681},{"$f":"IFERROR(IF(OR(S53=\"\",'Lives scenario - input'!$F38=\"\"),\"\",S53/'Lives scenario - input'!$F38),\"\")","v":13.842011952736057},{"$f":"IFERROR(IF(OR(T53=\"\",'Lives scenario - input'!$F38=\"\"),\"\",T53/'Lives scenario - input'!$F38),\"\")","v":15.889882396769961},{"$f":"IFERROR(IF(OR(U53=\"\",'Lives scenario - input'!$F38=\"\"),\"\",U53/'Lives scenario - input'!$F38),\"\")","v":18.142799395123646},{"$f":"IFERROR(IF(OR(V53=\"\",'Lives scenario - input'!$F38=\"\"),\"\",V53/'Lives scenario - input'!$F38),\"\")","v":20.601008933475956},{"$f":"IFERROR(IF(OR(W53=\"\",'Lives scenario - input'!$F38=\"\"),\"\",W53/'Lives scenario - input'!$F38),\"\")","v":23.261255925029374}]
[{"$f":"IFERROR('Lives scenario - input'!A39,\"\")","v":""},{"$f":"IFERROR('Lives scenario - input'!B39,\"\")","v":""},{"$f":"IFERROR('Lives scenario - input'!C39,\"\")","v":""},{"$f":"IFERROR(repcalc('Lives scenario - input'!$CX39:$GJ39,'Lives scenario - input'!$I39,'Lives scenario - input'!$G39,'Lives scenario - input'!$H39,20,TRUE,TRUE),\"\")","v":""},"","","","","","","","","","","","","","","","","","","",{"$f":"IFERROR(IF(OR(D54=\"\",'Lives scenario - input'!$F39=\"\"),\"\",D54/'Lives scenario - input'!$F39),\"\")","v":""},{"$f":"IFERROR(IF(OR(E54=\"\",'Lives scenario - input'!$F39=\"\"),\"\",E54/'Lives scenario - input'!$F39),\"\")","v":""},{"$f":"IFERROR(IF(OR(F54=\"\",'Lives scenario - input'!$F39=\"\"),\"\",F54/'Lives scenario - input'!$F39),\"\")","v":""},{"$f":"IFERROR(IF(OR(G54=\"\",'Lives scenario - input'!$F39=\"\"),\"\",G54/'Lives scenario - input'!$F39),\"\")","v":""},{"$f":"IFERROR(IF(OR(H54=\"\",'Lives scenario - input'!$F39=\"\"),\"\",H54/'Lives scenario - input'!$F39),\"\")","v":""},{"$f":"IFERROR(IF(OR(I54=\"\",'Lives scenario - input'!$F39=\"\"),\"\",I54/'Lives scenario - input'!$F39),\"\")","v":""},{"$f":"IFERROR(IF(OR(J54=\"\",'Lives scenario - input'!$F39=\"\"),\"\",J54/'Lives scenario - input'!$F39),\"\")","v":""},{"$f":"IFERROR(IF(OR(K54=\"\",'Lives scenario - input'!$F39=\"\"),\"\",K54/'Lives scenario - input'!$F39),\"\")","v":""},{"$f":"IFERROR(IF(OR(L54=\"\",'Lives scenario - input'!$F39=\"\"),\"\",L54/'Lives scenario - input'!$F39),\"\")","v":""},{"$f":"IFERROR(IF(OR(M54=\"\",'Lives scenario - input'!$F39=\"\"),\"\",M54/'Lives scenario - input'!$F39),\"\")","v":""},{"$f":"IFERROR(IF(OR(N54=\"\",'Lives scenario - input'!$F39=\"\"),\"\",N54/'Lives scenario - input'!$F39),\"\")","v":""},{"$f":"IFERROR(IF(OR(O54=\"\",'Lives scenario - input'!$F39=\"\"),\"\",O54/'Lives scenario - input'!$F39),\"\")","v":""},{"$f":"IFERROR(IF(OR(P54=\"\",'Lives scenario - input'!$F39=\"\"),\"\",P54/'Lives scenario - input'!$F39),\"\")","v":""},{"$f":"IFERROR(IF(OR(Q54=\"\",'Lives scenario - input'!$F39=\"\"),\"\",Q54/'Lives scenario - input'!$F39),\"\")","v":""},{"$f":"IFERROR(IF(OR(R54=\"\",'Lives scenario - input'!$F39=\"\"),\"\",R54/'Lives scenario - input'!$F39),\"\")","v":""},{"$f":"IFERROR(IF(OR(S54=\"\",'Lives scenario - input'!$F39=\"\"),\"\",S54/'Lives scenario - input'!$F39),\"\")","v":""},{"$f":"IFERROR(IF(OR(T54=\"\",'Lives scenario - input'!$F39=\"\"),\"\",T54/'Lives scenario - input'!$F39),\"\")","v":""},{"$f":"IFERROR(IF(OR(U54=\"\",'Lives scenario - input'!$F39=\"\"),\"\",U54/'Lives scenario - input'!$F39),\"\")","v":""},{"$f":"IFERROR(IF(OR(V54=\"\",'Lives scenario - input'!$F39=\"\"),\"\",V54/'Lives scenario - input'!$F39),\"\")","v":""},{"$f":"IFERROR(IF(OR(W54=\"\",'Lives scenario - input'!$F39=\"\"),\"\",W54/'Lives scenario - input'!$F39),\"\")","v":""}]
[{"$f":"IFERROR('Lives scenario - input'!A40,\"\")","v":""},{"$f":"IFERROR('Lives scenario - input'!B40,\"\")","v":""},{"$f":"IFERROR('Lives scenario - input'!C40,\"\")","v":""},{"$f":"IFERROR(repcalc('Lives scenario - input'!$CX40:$GJ40,'Lives scenario - input'!$I40,'Lives scenario - input'!$G40,'Lives scenario - input'!$H40,20,TRUE,TRUE),\"\")","v":""},"","","","","","","","","","","","","","","","","","","",{"$f":"IFERROR(IF(OR(D55=\"\",'Lives scenario - input'!$F40=\"\"),\"\",D55/'Lives scenario - input'!$F40),\"\")","v":""},{"$f":"IFERROR(IF(OR(E55=\"\",'Lives scenario - input'!$F40=\"\"),\"\",E55/'Lives scenario - input'!$F40),\"\")","v":""},{"$f":"IFERROR(IF(OR(F55=\"\",'Lives scenario - input'!$F40=\"\"),\"\",F55/'Lives scenario - input'!$F40),\"\")","v":""},{"$f":"IFERROR(IF(OR(G55=\"\",'Lives scenario - input'!$F40=\"\"),\"\",G55/'Lives scenario - input'!$F40),\"\")","v":""},{"$f":"IFERROR(IF(OR(H55=\"\",'Lives scenario - input'!$F40=\"\"),\"\",H55/'Lives scenario - input'!$F40),\"\")","v":""},{"$f":"IFERROR(IF(OR(I55=\"\",'Lives scenario - input'!$F40=\"\"),\"\",I55/'Lives scenario - input'!$F40),\"\")","v":""},{"$f":"IFERROR(IF(OR(J55=\"\",'Lives scenario - input'!$F40=\"\"),\"\",J55/'Lives scenario - input'!$F40),\"\")","v":""},{"$f":"IFERROR(IF(OR(K55=\"\",'Lives scenario - input'!$F40=\"\"),\"\",K55/'Lives scenario - input'!$F40),\"\")","v":""},{"$f":"IFERROR(IF(OR(L55=\"\",'Lives scenario - input'!$F40=\"\"),\"\",L55/'Lives scenario - input'!$F40),\"\")","v":""},{"$f":"IFERROR(IF(OR(M55=\"\",'Lives scenario - input'!$F40=\"\"),\"\",M55/'Lives scenario - input'!$F40),\"\")","v":""},{"$f":"IFERROR(IF(OR(N55=\"\",'Lives scenario - input'!$F40=\"\"),\"\",N55/'Lives scenario - input'!$F40),\"\")","v":""},{"$f":"IFERROR(IF(OR(O55=\"\",'Lives scenario - input'!$F40=\"\"),\"\",O55/'Lives scenario - input'!$F40),\"\")","v":""},{"$f":"IFERROR(IF(OR(P55=\"\",'Lives scenario - input'!$F40=\"\"),\"\",P55/'Lives scenario - input'!$F40),\"\")","v":""},{"$f":"IFERROR(IF(OR(Q55=\"\",'Lives scenario - input'!$F40=\"\"),\"\",Q55/'Lives scenario - input'!$F40),\"\")","v":""},{"$f":"IFERROR(IF(OR(R55=\"\",'Lives scenario - input'!$F40=\"\"),\"\",R55/'Lives scenario - input'!$F40),\"\")","v":""},{"$f":"IFERROR(IF(OR(S55=\"\",'Lives scenario - input'!$F40=\"\"),\"\",S55/'Lives scenario - input'!$F40),\"\")","v":""},{"$f":"IFERROR(IF(OR(T55=\"\",'Lives scenario - input'!$F40=\"\"),\"\",T55/'Lives scenario - input'!$F40),\"\")","v":""},{"$f":"IFERROR(IF(OR(U55=\"\",'Lives scenario - input'!$F40=\"\"),\"\",U55/'Lives scenario - input'!$F40),\"\")","v":""},{"$f":"IFERROR(IF(OR(V55=\"\",'Lives scenario - input'!$F40=\"\"),\"\",V55/'Lives scenario - input'!$F40),\"\")","v":""},{"$f":"IFERROR(IF(OR(W55=\"\",'Lives scenario - input'!$F40=\"\"),\"\",W55/'Lives scenario - input'!$F40),\"\")","v":""}]
[{"$f":"IFERROR('Lives scenario - input'!A41,\"\")","v":""},{"$f":"IFERROR('Lives scenario - input'!B41,\"\")","v":""},{"$f":"IFERROR('Lives scenario - input'!C41,\"\")","v":""},{"$f":"IFERROR(repcalc('Lives scenario - input'!$CX41:$GJ41,'Lives scenario - input'!$I41,'Lives scenario - input'!$G41,'Lives scenario - input'!$H41,20,TRUE,TRUE),\"\")","v":""},"","","","","","","","","","","","","","","","","","","",{"$f":"IFERROR(IF(OR(D56=\"\",'Lives scenario - input'!$F41=\"\"),\"\",D56/'Lives scenario - input'!$F41),\"\")","v":""},{"$f":"IFERROR(IF(OR(E56=\"\",'Lives scenario - input'!$F41=\"\"),\"\",E56/'Lives scenario - input'!$F41),\"\")","v":""},{"$f":"IFERROR(IF(OR(F56=\"\",'Lives scenario - input'!$F41=\"\"),\"\",F56/'Lives scenario - input'!$F41),\"\")","v":""},{"$f":"IFERROR(IF(OR(G56=\"\",'Lives scenario - input'!$F41=\"\"),\"\",G56/'Lives scenario - input'!$F41),\"\")","v":""},{"$f":"IFERROR(IF(OR(H56=\"\",'Lives scenario - input'!$F41=\"\"),\"\",H56/'Lives scenario - input'!$F41),\"\")","v":""},{"$f":"IFERROR(IF(OR(I56=\"\",'Lives scenario - input'!$F41=\"\"),\"\",I56/'Lives scenario - input'!$F41),\"\")","v":""},{"$f":"IFERROR(IF(OR(J56=\"\",'Lives scenario - input'!$F41=\"\"),\"\",J56/'Lives scenario - input'!$F41),\"\")","v":""},{"$f":"IFERROR(IF(OR(K56=\"\",'Lives scenario - input'!$F41=\"\"),\"\",K56/'Lives scenario - input'!$F41),\"\")","v":""},{"$f":"IFERROR(IF(OR(L56=\"\",'Lives scenario - input'!$F41=\"\"),\"\",L56/'Lives scenario - input'!$F41),\"\")","v":""},{"$f":"IFERROR(IF(OR(M56=\"\",'Lives scenario - input'!$F41=\"\"),\"\",M56/'Lives scenario - input'!$F41),\"\")","v":""},{"$f":"IFERROR(IF(OR(N56=\"\",'Lives scenario - input'!$F41=\"\"),\"\",N56/'Lives scenario - input'!$F41),\"\")","v":""},{"$f":"IFERROR(IF(OR(O56=\"\",'Lives scenario - input'!$F41=\"\"),\"\",O56/'Lives scenario - input'!$F41),\"\")","v":""},{"$f":"IFERROR(IF(OR(P56=\"\",'Lives scenario - input'!$F41=\"\"),\"\",P56/'Lives scenario - input'!$F41),\"\")","v":""},{"$f":"IFERROR(IF(OR(Q56=\"\",'Lives scenario - input'!$F41=\"\"),\"\",Q56/'Lives scenario - input'!$F41),\"\")","v":""},{"$f":"IFERROR(IF(OR(R56=\"\",'Lives scenario - input'!$F41=\"\"),\"\",R56/'Lives scenario - input'!$F41),\"\")","v":""},{"$f":"IFERROR(IF(OR(S56=\"\",'Lives scenario - input'!$F41=\"\"),\"\",S56/'Lives scenario - input'!$F41),\"\")","v":""},{"$f":"IFERROR(IF(OR(T56=\"\",'Lives scenario - input'!$F41=\"\"),\"\",T56/'Lives scenario - input'!$F41),\"\")","v":""},{"$f":"IFERROR(IF(OR(U56=\"\",'Lives scenario - input'!$F41=\"\"),\"\",U56/'Lives scenario - input'!$F41),\"\")","v":""},{"$f":"IFERROR(IF(OR(V56=\"\",'Lives scenario - input'!$F41=\"\"),\"\",V56/'Lives scenario - input'!$F41),\"\")","v":""},{"$f":"IFERROR(IF(OR(W56=\"\",'Lives scenario - input'!$F41=\"\"),\"\",W56/'Lives scenario - input'!$F41),\"\")","v":""}]
[{"$f":"IFERROR('Lives scenario - input'!A42,\"\")","v":""},{"$f":"IFERROR('Lives scenario - input'!B42,\"\")","v":""},{"$f":"IFERROR('Lives scenario - input'!C42,\"\")","v":""},{"$f":"IFERROR(repcalc('Lives scenario - input'!$CX42:$GJ42,'Lives scenario - input'!$I42,'Lives scenario - input'!$G42,'Lives scenario - input'!$H42,20,TRUE,TRUE),\"\")","v":""},"","","","","","","","","","","","","","","","","","","",{"$f":"IFERROR(IF(OR(D57=\"\",'Lives scenario - input'!$F42=\"\"),\"\",D57/'Lives scenario - input'!$F42),\"\")","v":""},{"$f":"IFERROR(IF(OR(E57=\"\",'Lives scenario - input'!$F42=\"\"),\"\",E57/'Lives scenario - input'!$F42),\"\")","v":""},{"$f":"IFERROR(IF(OR(F57=\"\",'Lives scenario - input'!$F42=\"\"),\"\",F57/'Lives scenario - input'!$F42),\"\")","v":""},{"$f":"IFERROR(IF(OR(G57=\"\",'Lives scenario - input'!$F42=\"\"),\"\",G57/'Lives scenario - input'!$F42),\"\")","v":""},{"$f":"IFERROR(IF(OR(H57=\"\",'Lives scenario - input'!$F42=\"\"),\"\",H57/'Lives scenario - input'!$F42),\"\")","v":""},{"$f":"IFERROR(IF(OR(I57=\"\",'Lives scenario - input'!$F42=\"\"),\"\",I57/'Lives scenario - input'!$F42),\"\")","v":""},{"$f":"IFERROR(IF(OR(J57=\"\",'Lives scenario - input'!$F42=\"\"),\"\",J57/'Lives scenario - input'!$F42),\"\")","v":""},{"$f":"IFERROR(IF(OR(K57=\"\",'Lives scenario - input'!$F42=\"\"),\"\",K57/'Lives scenario - input'!$F42),\"\")","v":""},{"$f":"IFERROR(IF(OR(L57=\"\",'Lives scenario - input'!$F42=\"\"),\"\",L57/'Lives scenario - input'!$F42),\"\")","v":""},{"$f":"IFERROR(IF(OR(M57=\"\",'Lives scenario - input'!$F42=\"\"),\"\",M57/'Lives scenario - input'!$F42),\"\")","v":""},{"$f":"IFERROR(IF(OR(N57=\"\",'Lives scenario - input'!$F42=\"\"),\"\",N57/'Lives scenario - input'!$F42),\"\")","v":""},{"$f":"IFERROR(IF(OR(O57=\"\",'Lives scenario - input'!$F42=\"\"),\"\",O57/'Lives scenario - input'!$F42),\"\")","v":""},{"$f":"IFERROR(IF(OR(P57=\"\",'Lives scenario - input'!$F42=\"\"),\"\",P57/'Lives scenario - input'!$F42),\"\")","v":""},{"$f":"IFERROR(IF(OR(Q57=\"\",'Lives scenario - input'!$F42=\"\"),\"\",Q57/'Lives scenario - input'!$F42),\"\")","v":""},{"$f":"IFERROR(IF(OR(R57=\"\",'Lives scenario - input'!$F42=\"\"),\"\",R57/'Lives scenario - input'!$F42),\"\")","v":""},{"$f":"IFERROR(IF(OR(S57=\"\",'Lives scenario - input'!$F42=\"\"),\"\",S57/'Lives scenario - input'!$F42),\"\")","v":""},{"$f":"IFERROR(IF(OR(T57=\"\",'Lives scenario - input'!$F42=\"\"),\"\",T57/'Lives scenario - input'!$F42),\"\")","v":""},{"$f":"IFERROR(IF(OR(U57=\"\",'Lives scenario - input'!$F42=\"\"),\"\",U57/'Lives scenario - input'!$F42),\"\")","v":""},{"$f":"IFERROR(IF(OR(V57=\"\",'Lives scenario - input'!$F42=\"\"),\"\",V57/'Lives scenario - input'!$F42),\"\")","v":""},{"$f":"IFERROR(IF(OR(W57=\"\",'Lives scenario - input'!$F42=\"\"),\"\",W57/'Lives scenario - input'!$F42),\"\")","v":""}]
[{"$f":"IFERROR('Lives scenario - input'!A43,\"\")","v":""},{"$f":"IFERROR('Lives scenario - input'!B43,\"\")","v":""},{"$f":"IFERROR('Lives scenario - input'!C43,\"\")","v":""},{"$f":"IFERROR(repcalc('Lives scenario - input'!$CX43:$GJ43,'Lives scenario - input'!$I43,'Lives scenario - input'!$G43,'Lives scenario - input'!$H43,20,TRUE,TRUE),\"\")","v":""},"","","","","","","","","","","","","","","","","","","",{"$f":"IFERROR(IF(OR(D58=\"\",'Lives scenario - input'!$F43=\"\"),\"\",D58/'Lives scenario - input'!$F43),\"\")","v":""},{"$f":"IFERROR(IF(OR(E58=\"\",'Lives scenario - input'!$F43=\"\"),\"\",E58/'Lives scenario - input'!$F43),\"\")","v":""},{"$f":"IFERROR(IF(OR(F58=\"\",'Lives scenario - input'!$F43=\"\"),\"\",F58/'Lives scenario - input'!$F43),\"\")","v":""},{"$f":"IFERROR(IF(OR(G58=\"\",'Lives scenario - input'!$F43=\"\"),\"\",G58/'Lives scenario - input'!$F43),\"\")","v":""},{"$f":"IFERROR(IF(OR(H58=\"\",'Lives scenario - input'!$F43=\"\"),\"\",H58/'Lives scenario - input'!$F43),\"\")","v":""},{"$f":"IFERROR(IF(OR(I58=\"\",'Lives scenario - input'!$F43=\"\"),\"\",I58/'Lives scenario - input'!$F43),\"\")","v":""},{"$f":"IFERROR(IF(OR(J58=\"\",'Lives scenario - input'!$F43=\"\"),\"\",J58/'Lives scenario - input'!$F43),\"\")","v":""},{"$f":"IFERROR(IF(OR(K58=\"\",'Lives scenario - input'!$F43=\"\"),\"\",K58/'Lives scenario - input'!$F43),\"\")","v":""},{"$f":"IFERROR(IF(OR(L58=\"\",'Lives scenario - input'!$F43=\"\"),\"\",L58/'Lives scenario - input'!$F43),\"\")","v":""},{"$f":"IFERROR(IF(OR(M58=\"\",'Lives scenario - input'!$F43=\"\"),\"\",M58/'Lives scenario - input'!$F43),\"\")","v":""},{"$f":"IFERROR(IF(OR(N58=\"\",'Lives scenario - input'!$F43=\"\"),\"\",N58/'Lives scenario - input'!$F43),\"\")","v":""},{"$f":"IFERROR(IF(OR(O58=\"\",'Lives scenario - input'!$F43=\"\"),\"\",O58/'Lives scenario - input'!$F43),\"\")","v":""},{"$f":"IFERROR(IF(OR(P58=\"\",'Lives scenario - input'!$F43=\"\"),\"\",P58/'Lives scenario - input'!$F43),\"\")","v":""},{"$f":"IFERROR(IF(OR(Q58=\"\",'Lives scenario - input'!$F43=\"\"),\"\",Q58/'Lives scenario - input'!$F43),\"\")","v":""},{"$f":"IFERROR(IF(OR(R58=\"\",'Lives scenario - input'!$F43=\"\"),\"\",R58/'Lives scenario - input'!$F43),\"\")","v":""},{"$f":"IFERROR(IF(OR(S58=\"\",'Lives scenario - input'!$F43=\"\"),\"\",S58/'Lives scenario - input'!$F43),\"\")","v":""},{"$f":"IFERROR(IF(OR(T58=\"\",'Lives scenario - input'!$F43=\"\"),\"\",T58/'Lives scenario - input'!$F43),\"\")","v":""},{"$f":"IFERROR(IF(OR(U58=\"\",'Lives scenario - input'!$F43=\"\"),\"\",U58/'Lives scenario - input'!$F43),\"\")","v":""},{"$f":"IFERROR(IF(OR(V58=\"\",'Lives scenario - input'!$F43=\"\"),\"\",V58/'Lives scenario - input'!$F43),\"\")","v":""},{"$f":"IFERROR(IF(OR(W58=\"\",'Lives scenario - input'!$F43=\"\"),\"\",W58/'Lives scenario - input'!$F43),\"\")","v":""}]
[{"$f":"IFERROR('Lives scenario - input'!A44,\"\")","v":""},{"$f":"IFERROR('Lives scenario - input'!B44,\"\")","v":""},{"$f":"IFERROR('Lives scenario - input'!C44,\"\")","v":""},{"$f":"IFERROR(repcalc('Lives scenario - input'!$CX44:$GJ44,'Lives scenario - input'!$I44,'Lives scenario - input'!$G44,'Lives scenario - input'!$H44,20,TRUE,TRUE),\"\")","v":""},"","","","","","","","","","","","","","","","","","","",{"$f":"IFERROR(IF(OR(D59=\"\",'Lives scenario - input'!$F44=\"\"),\"\",D59/'Lives scenario - input'!$F44),\"\")","v":""},{"$f":"IFERROR(IF(OR(E59=\"\",'Lives scenario - input'!$F44=\"\"),\"\",E59/'Lives scenario - input'!$F44),\"\")","v":""},{"$f":"IFERROR(IF(OR(F59=\"\",'Lives scenario - input'!$F44=\"\"),\"\",F59/'Lives scenario - input'!$F44),\"\")","v":""},{"$f":"IFERROR(IF(OR(G59=\"\",'Lives scenario - input'!$F44=\"\"),\"\",G59/'Lives scenario - input'!$F44),\"\")","v":""},{"$f":"IFERROR(IF(OR(H59=\"\",'Lives scenario - input'!$F44=\"\"),\"\",H59/'Lives scenario - input'!$F44),\"\")","v":""},{"$f":"IFERROR(IF(OR(I59=\"\",'Lives scenario - input'!$F44=\"\"),\"\",I59/'Lives scenario - input'!$F44),\"\")","v":""},{"$f":"IFERROR(IF(OR(J59=\"\",'Lives scenario - input'!$F44=\"\"),\"\",J59/'Lives scenario - input'!$F44),\"\")","v":""},{"$f":"IFERROR(IF(OR(K59=\"\",'Lives scenario - input'!$F44=\"\"),\"\",K59/'Lives scenario - input'!$F44),\"\")","v":""},{"$f":"IFERROR(IF(OR(L59=\"\",'Lives scenario - input'!$F44=\"\"),\"\",L59/'Lives scenario - input'!$F44),\"\")","v":""},{"$f":"IFERROR(IF(OR(M59=\"\",'Lives scenario - input'!$F44=\"\"),\"\",M59/'Lives scenario - input'!$F44),\"\")","v":""},{"$f":"IFERROR(IF(OR(N59=\"\",'Lives scenario - input'!$F44=\"\"),\"\",N59/'Lives scenario - input'!$F44),\"\")","v":""},{"$f":"IFERROR(IF(OR(O59=\"\",'Lives scenario - input'!$F44=\"\"),\"\",O59/'Lives scenario - input'!$F44),\"\")","v":""},{"$f":"IFERROR(IF(OR(P59=\"\",'Lives scenario - input'!$F44=\"\"),\"\",P59/'Lives scenario - input'!$F44),\"\")","v":""},{"$f":"IFERROR(IF(OR(Q59=\"\",'Lives scenario - input'!$F44=\"\"),\"\",Q59/'Lives scenario - input'!$F44),\"\")","v":""},{"$f":"IFERROR(IF(OR(R59=\"\",'Lives scenario - input'!$F44=\"\"),\"\",R59/'Lives scenario - input'!$F44),\"\")","v":""},{"$f":"IFERROR(IF(OR(S59=\"\",'Lives scenario - input'!$F44=\"\"),\"\",S59/'Lives scenario - input'!$F44),\"\")","v":""},{"$f":"IFERROR(IF(OR(T59=\"\",'Lives scenario - input'!$F44=\"\"),\"\",T59/'Lives scenario - input'!$F44),\"\")","v":""},{"$f":"IFERROR(IF(OR(U59=\"\",'Lives scenario - input'!$F44=\"\"),\"\",U59/'Lives scenario - input'!$F44),\"\")","v":""},{"$f":"IFERROR(IF(OR(V59=\"\",'Lives scenario - input'!$F44=\"\"),\"\",V59/'Lives scenario - input'!$F44),\"\")","v":""},{"$f":"IFERROR(IF(OR(W59=\"\",'Lives scenario - input'!$F44=\"\"),\"\",W59/'Lives scenario - input'!$F44),\"\")","v":""}]
[{"$f":"IFERROR('Lives scenario - input'!A45,\"\")","v":""},{"$f":"IFERROR('Lives scenario - input'!B45,\"\")","v":""},{"$f":"IFERROR('Lives scenario - input'!C45,\"\")","v":""},{"$f":"IFERROR(repcalc('Lives scenario - input'!$CX45:$GJ45,'Lives scenario - input'!$I45,'Lives scenario - input'!$G45,'Lives scenario - input'!$H45,20,TRUE,TRUE),\"\")","v":""},"","","","","","","","","","","","","","","","","","","",{"$f":"IFERROR(IF(OR(D60=\"\",'Lives scenario - input'!$F45=\"\"),\"\",D60/'Lives scenario - input'!$F45),\"\")","v":""},{"$f":"IFERROR(IF(OR(E60=\"\",'Lives scenario - input'!$F45=\"\"),\"\",E60/'Lives scenario - input'!$F45),\"\")","v":""},{"$f":"IFERROR(IF(OR(F60=\"\",'Lives scenario - input'!$F45=\"\"),\"\",F60/'Lives scenario - input'!$F45),\"\")","v":""},{"$f":"IFERROR(IF(OR(G60=\"\",'Lives scenario - input'!$F45=\"\"),\"\",G60/'Lives scenario - input'!$F45),\"\")","v":""},{"$f":"IFERROR(IF(OR(H60=\"\",'Lives scenario - input'!$F45=\"\"),\"\",H60/'Lives scenario - input'!$F45),\"\")","v":""},{"$f":"IFERROR(IF(OR(I60=\"\",'Lives scenario - input'!$F45=\"\"),\"\",I60/'Lives scenario - input'!$F45),\"\")","v":""},{"$f":"IFERROR(IF(OR(J60=\"\",'Lives scenario - input'!$F45=\"\"),\"\",J60/'Lives scenario - input'!$F45),\"\")","v":""},{"$f":"IFERROR(IF(OR(K60=\"\",'Lives scenario - input'!$F45=\"\"),\"\",K60/'Lives scenario - input'!$F45),\"\")","v":""},{"$f":"IFERROR(IF(OR(L60=\"\",'Lives scenario - input'!$F45=\"\"),\"\",L60/'Lives scenario - input'!$F45),\"\")","v":""},{"$f":"IFERROR(IF(OR(M60=\"\",'Lives scenario - input'!$F45=\"\"),\"\",M60/'Lives scenario - input'!$F45),\"\")","v":""},{"$f":"IFERROR(IF(OR(N60=\"\",'Lives scenario - input'!$F45=\"\"),\"\",N60/'Lives scenario - input'!$F45),\"\")","v":""},{"$f":"IFERROR(IF(OR(O60=\"\",'Lives scenario - input'!$F45=\"\"),\"\",O60/'Lives scenario - input'!$F45),\"\")","v":""},{"$f":"IFERROR(IF(OR(P60=\"\",'Lives scenario - input'!$F45=\"\"),\"\",P60/'Lives scenario - input'!$F45),\"\")","v":""},{"$f":"IFERROR(IF(OR(Q60=\"\",'Lives scenario - input'!$F45=\"\"),\"\",Q60/'Lives scenario - input'!$F45),\"\")","v":""},{"$f":"IFERROR(IF(OR(R60=\"\",'Lives scenario - input'!$F45=\"\"),\"\",R60/'Lives scenario - input'!$F45),\"\")","v":""},{"$f":"IFERROR(IF(OR(S60=\"\",'Lives scenario - input'!$F45=\"\"),\"\",S60/'Lives scenario - input'!$F45),\"\")","v":""},{"$f":"IFERROR(IF(OR(T60=\"\",'Lives scenario - input'!$F45=\"\"),\"\",T60/'Lives scenario - input'!$F45),\"\")","v":""},{"$f":"IFERROR(IF(OR(U60=\"\",'Lives scenario - input'!$F45=\"\"),\"\",U60/'Lives scenario - input'!$F45),\"\")","v":""},{"$f":"IFERROR(IF(OR(V60=\"\",'Lives scenario - input'!$F45=\"\"),\"\",V60/'Lives scenario - input'!$F45),\"\")","v":""},{"$f":"IFERROR(IF(OR(W60=\"\",'Lives scenario - input'!$F45=\"\"),\"\",W60/'Lives scenario - input'!$F45),\"\")","v":""}]
[{"$f":"IFERROR('Lives scenario - input'!A46,\"\")","v":""},{"$f":"IFERROR('Lives scenario - input'!B46,\"\")","v":""},{"$f":"IFERROR('Lives scenario - input'!C46,\"\")","v":""},{"$f":"IFERROR(repcalc('Lives scenario - input'!$CX46:$GJ46,'Lives scenario - input'!$I46,'Lives scenario - input'!$G46,'Lives scenario - input'!$H46,20,TRUE,TRUE),\"\")","v":""},"","","","","","","","","","","","","","","","","","","",{"$f":"IFERROR(IF(OR(D61=\"\",'Lives scenario - input'!$F46=\"\"),\"\",D61/'Lives scenario - input'!$F46),\"\")","v":""},{"$f":"IFERROR(IF(OR(E61=\"\",'Lives scenario - input'!$F46=\"\"),\"\",E61/'Lives scenario - input'!$F46),\"\")","v":""},{"$f":"IFERROR(IF(OR(F61=\"\",'Lives scenario - input'!$F46=\"\"),\"\",F61/'Lives scenario - input'!$F46),\"\")","v":""},{"$f":"IFERROR(IF(OR(G61=\"\",'Lives scenario - input'!$F46=\"\"),\"\",G61/'Lives scenario - input'!$F46),\"\")","v":""},{"$f":"IFERROR(IF(OR(H61=\"\",'Lives scenario - input'!$F46=\"\"),\"\",H61/'Lives scenario - input'!$F46),\"\")","v":""},{"$f":"IFERROR(IF(OR(I61=\"\",'Lives scenario - input'!$F46=\"\"),\"\",I61/'Lives scenario - input'!$F46),\"\")","v":""},{"$f":"IFERROR(IF(OR(J61=\"\",'Lives scenario - input'!$F46=\"\"),\"\",J61/'Lives scenario - input'!$F46),\"\")","v":""},{"$f":"IFERROR(IF(OR(K61=\"\",'Lives scenario - input'!$F46=\"\"),\"\",K61/'Lives scenario - input'!$F46),\"\")","v":""},{"$f":"IFERROR(IF(OR(L61=\"\",'Lives scenario - input'!$F46=\"\"),\"\",L61/'Lives scenario - input'!$F46),\"\")","v":""},{"$f":"IFERROR(IF(OR(M61=\"\",'Lives scenario - input'!$F46=\"\"),\"\",M61/'Lives scenario - input'!$F46),\"\")","v":""},{"$f":"IFERROR(IF(OR(N61=\"\",'Lives scenario - input'!$F46=\"\"),\"\",N61/'Lives scenario - input'!$F46),\"\")","v":""},{"$f":"IFERROR(IF(OR(O61=\"\",'Lives scenario - input'!$F46=\"\"),\"\",O61/'Lives scenario - input'!$F46),\"\")","v":""},{"$f":"IFERROR(IF(OR(P61=\"\",'Lives scenario - input'!$F46=\"\"),\"\",P61/'Lives scenario - input'!$F46),\"\")","v":""},{"$f":"IFERROR(IF(OR(Q61=\"\",'Lives scenario - input'!$F46=\"\"),\"\",Q61/'Lives scenario - input'!$F46),\"\")","v":""},{"$f":"IFERROR(IF(OR(R61=\"\",'Lives scenario - input'!$F46=\"\"),\"\",R61/'Lives scenario - input'!$F46),\"\")","v":""},{"$f":"IFERROR(IF(OR(S61=\"\",'Lives scenario - input'!$F46=\"\"),\"\",S61/'Lives scenario - input'!$F46),\"\")","v":""},{"$f":"IFERROR(IF(OR(T61=\"\",'Lives scenario - input'!$F46=\"\"),\"\",T61/'Lives scenario - input'!$F46),\"\")","v":""},{"$f":"IFERROR(IF(OR(U61=\"\",'Lives scenario - input'!$F46=\"\"),\"\",U61/'Lives scenario - input'!$F46),\"\")","v":""},{"$f":"IFERROR(IF(OR(V61=\"\",'Lives scenario - input'!$F46=\"\"),\"\",V61/'Lives scenario - input'!$F46),\"\")","v":""},{"$f":"IFERROR(IF(OR(W61=\"\",'Lives scenario - input'!$F46=\"\"),\"\",W61/'Lives scenario - input'!$F46),\"\")","v":""}]
[{"$f":"IFERROR('Lives scenario - input'!A47,\"\")","v":""},{"$f":"IFERROR('Lives scenario - input'!B47,\"\")","v":""},{"$f":"IFERROR('Lives scenario - input'!C47,\"\")","v":""},{"$f":"IFERROR(repcalc('Lives scenario - input'!$CX47:$GJ47,'Lives scenario - input'!$I47,'Lives scenario - input'!$G47,'Lives scenario - input'!$H47,20,TRUE,TRUE),\"\")","v":""},"","","","","","","","","","","","","","","","","","","",{"$f":"IFERROR(IF(OR(D62=\"\",'Lives scenario - input'!$F47=\"\"),\"\",D62/'Lives scenario - input'!$F47),\"\")","v":""},{"$f":"IFERROR(IF(OR(E62=\"\",'Lives scenario - input'!$F47=\"\"),\"\",E62/'Lives scenario - input'!$F47),\"\")","v":""},{"$f":"IFERROR(IF(OR(F62=\"\",'Lives scenario - input'!$F47=\"\"),\"\",F62/'Lives scenario - input'!$F47),\"\")","v":""},{"$f":"IFERROR(IF(OR(G62=\"\",'Lives scenario - input'!$F47=\"\"),\"\",G62/'Lives scenario - input'!$F47),\"\")","v":""},{"$f":"IFERROR(IF(OR(H62=\"\",'Lives scenario - input'!$F47=\"\"),\"\",H62/'Lives scenario - input'!$F47),\"\")","v":""},{"$f":"IFERROR(IF(OR(I62=\"\",'Lives scenario - input'!$F47=\"\"),\"\",I62/'Lives scenario - input'!$F47),\"\")","v":""},{"$f":"IFERROR(IF(OR(J62=\"\",'Lives scenario - input'!$F47=\"\"),\"\",J62/'Lives scenario - input'!$F47),\"\")","v":""},{"$f":"IFERROR(IF(OR(K62=\"\",'Lives scenario - input'!$F47=\"\"),\"\",K62/'Lives scenario - input'!$F47),\"\")","v":""},{"$f":"IFERROR(IF(OR(L62=\"\",'Lives scenario - input'!$F47=\"\"),\"\",L62/'Lives scenario - input'!$F47),\"\")","v":""},{"$f":"IFERROR(IF(OR(M62=\"\",'Lives scenario - input'!$F47=\"\"),\"\",M62/'Lives scenario - input'!$F47),\"\")","v":""},{"$f":"IFERROR(IF(OR(N62=\"\",'Lives scenario - input'!$F47=\"\"),\"\",N62/'Lives scenario - input'!$F47),\"\")","v":""},{"$f":"IFERROR(IF(OR(O62=\"\",'Lives scenario - input'!$F47=\"\"),\"\",O62/'Lives scenario - input'!$F47),\"\")","v":""},{"$f":"IFERROR(IF(OR(P62=\"\",'Lives scenario - input'!$F47=\"\"),\"\",P62/'Lives scenario - input'!$F47),\"\")","v":""},{"$f":"IFERROR(IF(OR(Q62=\"\",'Lives scenario - input'!$F47=\"\"),\"\",Q62/'Lives scenario - input'!$F47),\"\")","v":""},{"$f":"IFERROR(IF(OR(R62=\"\",'Lives scenario - input'!$F47=\"\"),\"\",R62/'Lives scenario - input'!$F47),\"\")","v":""},{"$f":"IFERROR(IF(OR(S62=\"\",'Lives scenario - input'!$F47=\"\"),\"\",S62/'Lives scenario - input'!$F47),\"\")","v":""},{"$f":"IFERROR(IF(OR(T62=\"\",'Lives scenario - input'!$F47=\"\"),\"\",T62/'Lives scenario - input'!$F47),\"\")","v":""},{"$f":"IFERROR(IF(OR(U62=\"\",'Lives scenario - input'!$F47=\"\"),\"\",U62/'Lives scenario - input'!$F47),\"\")","v":""},{"$f":"IFERROR(IF(OR(V62=\"\",'Lives scenario - input'!$F47=\"\"),\"\",V62/'Lives scenario - input'!$F47),\"\")","v":""},{"$f":"IFERROR(IF(OR(W62=\"\",'Lives scenario - input'!$F47=\"\"),\"\",W62/'Lives scenario - input'!$F47),\"\")","v":""}]
[{"$f":"IFERROR('Lives scenario - input'!A48,\"\")","v":""},{"$f":"IFERROR('Lives scenario - input'!B48,\"\")","v":""},{"$f":"IFERROR('Lives scenario - input'!C48,\"\")","v":""},{"$f":"IFERROR(repcalc('Lives scenario - input'!$CX48:$GJ48,'Lives scenario - input'!$I48,'Lives scenario - input'!$G48,'Lives scenario - input'!$H48,20,TRUE,TRUE),\"\")","v":""},"","","","","","","","","","","","","","","","","","","",{"$f":"IFERROR(IF(OR(D63=\"\",'Lives scenario - input'!$F48=\"\"),\"\",D63/'Lives scenario - input'!$F48),\"\")","v":""},{"$f":"IFERROR(IF(OR(E63=\"\",'Lives scenario - input'!$F48=\"\"),\"\",E63/'Lives scenario - input'!$F48),\"\")","v":""},{"$f":"IFERROR(IF(OR(F63=\"\",'Lives scenario - input'!$F48=\"\"),\"\",F63/'Lives scenario - input'!$F48),\"\")","v":""},{"$f":"IFERROR(IF(OR(G63=\"\",'Lives scenario - input'!$F48=\"\"),\"\",G63/'Lives scenario - input'!$F48),\"\")","v":""},{"$f":"IFERROR(IF(OR(H63=\"\",'Lives scenario - input'!$F48=\"\"),\"\",H63/'Lives scenario - input'!$F48),\"\")","v":""},{"$f":"IFERROR(IF(OR(I63=\"\",'Lives scenario - input'!$F48=\"\"),\"\",I63/'Lives scenario - input'!$F48),\"\")","v":""},{"$f":"IFERROR(IF(OR(J63=\"\",'Lives scenario - input'!$F48=\"\"),\"\",J63/'Lives scenario - input'!$F48),\"\")","v":""},{"$f":"IFERROR(IF(OR(K63=\"\",'Lives scenario - input'!$F48=\"\"),\"\",K63/'Lives scenario - input'!$F48),\"\")","v":""},{"$f":"IFERROR(IF(OR(L63=\"\",'Lives scenario - input'!$F48=\"\"),\"\",L63/'Lives scenario - input'!$F48),\"\")","v":""},{"$f":"IFERROR(IF(OR(M63=\"\",'Lives scenario - input'!$F48=\"\"),\"\",M63/'Lives scenario - input'!$F48),\"\")","v":""},{"$f":"IFERROR(IF(OR(N63=\"\",'Lives scenario - input'!$F48=\"\"),\"\",N63/'Lives scenario - input'!$F48),\"\")","v":""},{"$f":"IFERROR(IF(OR(O63=\"\",'Lives scenario - input'!$F48=\"\"),\"\",O63/'Lives scenario - input'!$F48),\"\")","v":""},{"$f":"IFERROR(IF(OR(P63=\"\",'Lives scenario - input'!$F48=\"\"),\"\",P63/'Lives scenario - input'!$F48),\"\")","v":""},{"$f":"IFERROR(IF(OR(Q63=\"\",'Lives scenario - input'!$F48=\"\"),\"\",Q63/'Lives scenario - input'!$F48),\"\")","v":""},{"$f":"IFERROR(IF(OR(R63=\"\",'Lives scenario - input'!$F48=\"\"),\"\",R63/'Lives scenario - input'!$F48),\"\")","v":""},{"$f":"IFERROR(IF(OR(S63=\"\",'Lives scenario - input'!$F48=\"\"),\"\",S63/'Lives scenario - input'!$F48),\"\")","v":""},{"$f":"IFERROR(IF(OR(T63=\"\",'Lives scenario - input'!$F48=\"\"),\"\",T63/'Lives scenario - input'!$F48),\"\")","v":""},{"$f":"IFERROR(IF(OR(U63=\"\",'Lives scenario - input'!$F48=\"\"),\"\",U63/'Lives scenario - input'!$F48),\"\")","v":""},{"$f":"IFERROR(IF(OR(V63=\"\",'Lives scenario - input'!$F48=\"\"),\"\",V63/'Lives scenario - input'!$F48),\"\")","v":""},{"$f":"IFERROR(IF(OR(W63=\"\",'Lives scenario - input'!$F48=\"\"),\"\",W63/'Lives scenario - input'!$F48),\"\")","v":""}]
[{"$f":"IFERROR('Lives scenario - input'!A49,\"\")","v":""},{"$f":"IFERROR('Lives scenario - input'!B49,\"\")","v":""},{"$f":"IFERROR('Lives scenario - input'!C49,\"\")","v":""},{"$f":"IFERROR(repcalc('Lives scenario - input'!$CX49:$GJ49,'Lives scenario - input'!$I49,'Lives scenario - input'!$G49,'Lives scenario - input'!$H49,20,TRUE,TRUE),\"\")","v":""},"","","","","","","","","","","","","","","","","","","",{"$f":"IFERROR(IF(OR(D64=\"\",'Lives scenario - input'!$F49=\"\"),\"\",D64/'Lives scenario - input'!$F49),\"\")","v":""},{"$f":"IFERROR(IF(OR(E64=\"\",'Lives scenario - input'!$F49=\"\"),\"\",E64/'Lives scenario - input'!$F49),\"\")","v":""},{"$f":"IFERROR(IF(OR(F64=\"\",'Lives scenario - input'!$F49=\"\"),\"\",F64/'Lives scenario - input'!$F49),\"\")","v":""},{"$f":"IFERROR(IF(OR(G64=\"\",'Lives scenario - input'!$F49=\"\"),\"\",G64/'Lives scenario - input'!$F49),\"\")","v":""},{"$f":"IFERROR(IF(OR(H64=\"\",'Lives scenario - input'!$F49=\"\"),\"\",H64/'Lives scenario - input'!$F49),\"\")","v":""},{"$f":"IFERROR(IF(OR(I64=\"\",'Lives scenario - input'!$F49=\"\"),\"\",I64/'Lives scenario - input'!$F49),\"\")","v":""},{"$f":"IFERROR(IF(OR(J64=\"\",'Lives scenario - input'!$F49=\"\"),\"\",J64/'Lives scenario - input'!$F49),\"\")","v":""},{"$f":"IFERROR(IF(OR(K64=\"\",'Lives scenario - input'!$F49=\"\"),\"\",K64/'Lives scenario - input'!$F49),\"\")","v":""},{"$f":"IFERROR(IF(OR(L64=\"\",'Lives scenario - input'!$F49=\"\"),\"\",L64/'Lives scenario - input'!$F49),\"\")","v":""},{"$f":"IFERROR(IF(OR(M64=\"\",'Lives scenario - input'!$F49=\"\"),\"\",M64/'Lives scenario - input'!$F49),\"\")","v":""},{"$f":"IFERROR(IF(OR(N64=\"\",'Lives scenario - input'!$F49=\"\"),\"\",N64/'Lives scenario - input'!$F49),\"\")","v":""},{"$f":"IFERROR(IF(OR(O64=\"\",'Lives scenario - input'!$F49=\"\"),\"\",O64/'Lives scenario - input'!$F49),\"\")","v":""},{"$f":"IFERROR(IF(OR(P64=\"\",'Lives scenario - input'!$F49=\"\"),\"\",P64/'Lives scenario - input'!$F49),\"\")","v":""},{"$f":"IFERROR(IF(OR(Q64=\"\",'Lives scenario - input'!$F49=\"\"),\"\",Q64/'Lives scenario - input'!$F49),\"\")","v":""},{"$f":"IFERROR(IF(OR(R64=\"\",'Lives scenario - input'!$F49=\"\"),\"\",R64/'Lives scenario - input'!$F49),\"\")","v":""},{"$f":"IFERROR(IF(OR(S64=\"\",'Lives scenario - input'!$F49=\"\"),\"\",S64/'Lives scenario - input'!$F49),\"\")","v":""},{"$f":"IFERROR(IF(OR(T64=\"\",'Lives scenario - input'!$F49=\"\"),\"\",T64/'Lives scenario - input'!$F49),\"\")","v":""},{"$f":"IFERROR(IF(OR(U64=\"\",'Lives scenario - input'!$F49=\"\"),\"\",U64/'Lives scenario - input'!$F49),\"\")","v":""},{"$f":"IFERROR(IF(OR(V64=\"\",'Lives scenario - input'!$F49=\"\"),\"\",V64/'Lives scenario - input'!$F49),\"\")","v":""},{"$f":"IFERROR(IF(OR(W64=\"\",'Lives scenario - input'!$F49=\"\"),\"\",W64/'Lives scenario - input'!$F49),\"\")","v":""}]
[{"$f":"IFERROR('Lives scenario - input'!A50,\"\")","v":""},{"$f":"IFERROR('Lives scenario - input'!B50,\"\")","v":""},{"$f":"IFERROR('Lives scenario - input'!C50,\"\")","v":""},{"$f":"IFERROR(repcalc('Lives scenario - input'!$CX50:$GJ50,'Lives scenario - input'!$I50,'Lives scenario - input'!$G50,'Lives scenario - input'!$H50,20,TRUE,TRUE),\"\")","v":""},"","","","","","","","","","","","","","","","","","","",{"$f":"IFERROR(IF(OR(D65=\"\",'Lives scenario - input'!$F50=\"\"),\"\",D65/'Lives scenario - input'!$F50),\"\")","v":""},{"$f":"IFERROR(IF(OR(E65=\"\",'Lives scenario - input'!$F50=\"\"),\"\",E65/'Lives scenario - input'!$F50),\"\")","v":""},{"$f":"IFERROR(IF(OR(F65=\"\",'Lives scenario - input'!$F50=\"\"),\"\",F65/'Lives scenario - input'!$F50),\"\")","v":""},{"$f":"IFERROR(IF(OR(G65=\"\",'Lives scenario - input'!$F50=\"\"),\"\",G65/'Lives scenario - input'!$F50),\"\")","v":""},{"$f":"IFERROR(IF(OR(H65=\"\",'Lives scenario - input'!$F50=\"\"),\"\",H65/'Lives scenario - input'!$F50),\"\")","v":""},{"$f":"IFERROR(IF(OR(I65=\"\",'Lives scenario - input'!$F50=\"\"),\"\",I65/'Lives scenario - input'!$F50),\"\")","v":""},{"$f":"IFERROR(IF(OR(J65=\"\",'Lives scenario - input'!$F50=\"\"),\"\",J65/'Lives scenario - input'!$F50),\"\")","v":""},{"$f":"IFERROR(IF(OR(K65=\"\",'Lives scenario - input'!$F50=\"\"),\"\",K65/'Lives scenario - input'!$F50),\"\")","v":""},{"$f":"IFERROR(IF(OR(L65=\"\",'Lives scenario - input'!$F50=\"\"),\"\",L65/'Lives scenario - input'!$F50),\"\")","v":""},{"$f":"IFERROR(IF(OR(M65=\"\",'Lives scenario - input'!$F50=\"\"),\"\",M65/'Lives scenario - input'!$F50),\"\")","v":""},{"$f":"IFERROR(IF(OR(N65=\"\",'Lives scenario - input'!$F50=\"\"),\"\",N65/'Lives scenario - input'!$F50),\"\")","v":""},{"$f":"IFERROR(IF(OR(O65=\"\",'Lives scenario - input'!$F50=\"\"),\"\",O65/'Lives scenario - input'!$F50),\"\")","v":""},{"$f":"IFERROR(IF(OR(P65=\"\",'Lives scenario - input'!$F50=\"\"),\"\",P65/'Lives scenario - input'!$F50),\"\")","v":""},{"$f":"IFERROR(IF(OR(Q65=\"\",'Lives scenario - input'!$F50=\"\"),\"\",Q65/'Lives scenario - input'!$F50),\"\")","v":""},{"$f":"IFERROR(IF(OR(R65=\"\",'Lives scenario - input'!$F50=\"\"),\"\",R65/'Lives scenario - input'!$F50),\"\")","v":""},{"$f":"IFERROR(IF(OR(S65=\"\",'Lives scenario - input'!$F50=\"\"),\"\",S65/'Lives scenario - input'!$F50),\"\")","v":""},{"$f":"IFERROR(IF(OR(T65=\"\",'Lives scenario - input'!$F50=\"\"),\"\",T65/'Lives scenario - input'!$F50),\"\")","v":""},{"$f":"IFERROR(IF(OR(U65=\"\",'Lives scenario - input'!$F50=\"\"),\"\",U65/'Lives scenario - input'!$F50),\"\")","v":""},{"$f":"IFERROR(IF(OR(V65=\"\",'Lives scenario - input'!$F50=\"\"),\"\",V65/'Lives scenario - input'!$F50),\"\")","v":""},{"$f":"IFERROR(IF(OR(W65=\"\",'Lives scenario - input'!$F50=\"\"),\"\",W65/'Lives scenario - input'!$F50),\"\")","v":""}]
[{"$f":"IFERROR('Lives scenario - input'!A51,\"\")","v":""},{"$f":"IFERROR('Lives scenario - input'!B51,\"\")","v":""},{"$f":"IFERROR('Lives scenario - input'!C51,\"\")","v":""},{"$f":"IFERROR(repcalc('Lives scenario - input'!$CX51:$GJ51,'Lives scenario - input'!$I51,'Lives scenario - input'!$G51,'Lives scenario - input'!$H51,20,TRUE,TRUE),\"\")","v":""},"","","","","","","","","","","","","","","","","","","",{"$f":"IFERROR(IF(OR(D66=\"\",'Lives scenario - input'!$F51=\"\"),\"\",D66/'Lives scenario - input'!$F51),\"\")","v":""},{"$f":"IFERROR(IF(OR(E66=\"\",'Lives scenario - input'!$F51=\"\"),\"\",E66/'Lives scenario - input'!$F51),\"\")","v":""},{"$f":"IFERROR(IF(OR(F66=\"\",'Lives scenario - input'!$F51=\"\"),\"\",F66/'Lives scenario - input'!$F51),\"\")","v":""},{"$f":"IFERROR(IF(OR(G66=\"\",'Lives scenario - input'!$F51=\"\"),\"\",G66/'Lives scenario - input'!$F51),\"\")","v":""},{"$f":"IFERROR(IF(OR(H66=\"\",'Lives scenario - input'!$F51=\"\"),\"\",H66/'Lives scenario - input'!$F51),\"\")","v":""},{"$f":"IFERROR(IF(OR(I66=\"\",'Lives scenario - input'!$F51=\"\"),\"\",I66/'Lives scenario - input'!$F51),\"\")","v":""},{"$f":"IFERROR(IF(OR(J66=\"\",'Lives scenario - input'!$F51=\"\"),\"\",J66/'Lives scenario - input'!$F51),\"\")","v":""},{"$f":"IFERROR(IF(OR(K66=\"\",'Lives scenario - input'!$F51=\"\"),\"\",K66/'Lives scenario - input'!$F51),\"\")","v":""},{"$f":"IFERROR(IF(OR(L66=\"\",'Lives scenario - input'!$F51=\"\"),\"\",L66/'Lives scenario - input'!$F51),\"\")","v":""},{"$f":"IFERROR(IF(OR(M66=\"\",'Lives scenario - input'!$F51=\"\"),\"\",M66/'Lives scenario - input'!$F51),\"\")","v":""},{"$f":"IFERROR(IF(OR(N66=\"\",'Lives scenario - input'!$F51=\"\"),\"\",N66/'Lives scenario - input'!$F51),\"\")","v":""},{"$f":"IFERROR(IF(OR(O66=\"\",'Lives scenario - input'!$F51=\"\"),\"\",O66/'Lives scenario - input'!$F51),\"\")","v":""},{"$f":"IFERROR(IF(OR(P66=\"\",'Lives scenario - input'!$F51=\"\"),\"\",P66/'Lives scenario - input'!$F51),\"\")","v":""},{"$f":"IFERROR(IF(OR(Q66=\"\",'Lives scenario - input'!$F51=\"\"),\"\",Q66/'Lives scenario - input'!$F51),\"\")","v":""},{"$f":"IFERROR(IF(OR(R66=\"\",'Lives scenario - input'!$F51=\"\"),\"\",R66/'Lives scenario - input'!$F51),\"\")","v":""},{"$f":"IFERROR(IF(OR(S66=\"\",'Lives scenario - input'!$F51=\"\"),\"\",S66/'Lives scenario - input'!$F51),\"\")","v":""},{"$f":"IFERROR(IF(OR(T66=\"\",'Lives scenario - input'!$F51=\"\"),\"\",T66/'Lives scenario - input'!$F51),\"\")","v":""},{"$f":"IFERROR(IF(OR(U66=\"\",'Lives scenario - input'!$F51=\"\"),\"\",U66/'Lives scenario - input'!$F51),\"\")","v":""},{"$f":"IFERROR(IF(OR(V66=\"\",'Lives scenario - input'!$F51=\"\"),\"\",V66/'Lives scenario - input'!$F51),\"\")","v":""},{"$f":"IFERROR(IF(OR(W66=\"\",'Lives scenario - input'!$F51=\"\"),\"\",W66/'Lives scenario - input'!$F51),\"\")","v":""}]
[{"$f":"IFERROR('Lives scenario - input'!A52,\"\")","v":""},{"$f":"IFERROR('Lives scenario - input'!B52,\"\")","v":""},{"$f":"IFERROR('Lives scenario - input'!C52,\"\")","v":""},{"$f":"IFERROR(repcalc('Lives scenario - input'!$CX52:$GJ52,'Lives scenario - input'!$I52,'Lives scenario - input'!$G52,'Lives scenario - input'!$H52,20,TRUE,TRUE),\"\")","v":""},"","","","","","","","","","","","","","","","","","","",{"$f":"IFERROR(IF(OR(D67=\"\",'Lives scenario - input'!$F52=\"\"),\"\",D67/'Lives scenario - input'!$F52),\"\")","v":""},{"$f":"IFERROR(IF(OR(E67=\"\",'Lives scenario - input'!$F52=\"\"),\"\",E67/'Lives scenario - input'!$F52),\"\")","v":""},{"$f":"IFERROR(IF(OR(F67=\"\",'Lives scenario - input'!$F52=\"\"),\"\",F67/'Lives scenario - input'!$F52),\"\")","v":""},{"$f":"IFERROR(IF(OR(G67=\"\",'Lives scenario - input'!$F52=\"\"),\"\",G67/'Lives scenario - input'!$F52),\"\")","v":""},{"$f":"IFERROR(IF(OR(H67=\"\",'Lives scenario - input'!$F52=\"\"),\"\",H67/'Lives scenario - input'!$F52),\"\")","v":""},{"$f":"IFERROR(IF(OR(I67=\"\",'Lives scenario - input'!$F52=\"\"),\"\",I67/'Lives scenario - input'!$F52),\"\")","v":""},{"$f":"IFERROR(IF(OR(J67=\"\",'Lives scenario - input'!$F52=\"\"),\"\",J67/'Lives scenario - input'!$F52),\"\")","v":""},{"$f":"IFERROR(IF(OR(K67=\"\",'Lives scenario - input'!$F52=\"\"),\"\",K67/'Lives scenario - input'!$F52),\"\")","v":""},{"$f":"IFERROR(IF(OR(L67=\"\",'Lives scenario - input'!$F52=\"\"),\"\",L67/'Lives scenario - input'!$F52),\"\")","v":""},{"$f":"IFERROR(IF(OR(M67=\"\",'Lives scenario - input'!$F52=\"\"),\"\",M67/'Lives scenario - input'!$F52),\"\")","v":""},{"$f":"IFERROR(IF(OR(N67=\"\",'Lives scenario - input'!$F52=\"\"),\"\",N67/'Lives scenario - input'!$F52),\"\")","v":""},{"$f":"IFERROR(IF(OR(O67=\"\",'Lives scenario - input'!$F52=\"\"),\"\",O67/'Lives scenario - input'!$F52),\"\")","v":""},{"$f":"IFERROR(IF(OR(P67=\"\",'Lives scenario - input'!$F52=\"\"),\"\",P67/'Lives scenario - input'!$F52),\"\")","v":""},{"$f":"IFERROR(IF(OR(Q67=\"\",'Lives scenario - input'!$F52=\"\"),\"\",Q67/'Lives scenario - input'!$F52),\"\")","v":""},{"$f":"IFERROR(IF(OR(R67=\"\",'Lives scenario - input'!$F52=\"\"),\"\",R67/'Lives scenario - input'!$F52),\"\")","v":""},{"$f":"IFERROR(IF(OR(S67=\"\",'Lives scenario - input'!$F52=\"\"),\"\",S67/'Lives scenario - input'!$F52),\"\")","v":""},{"$f":"IFERROR(IF(OR(T67=\"\",'Lives scenario - input'!$F52=\"\"),\"\",T67/'Lives scenario - input'!$F52),\"\")","v":""},{"$f":"IFERROR(IF(OR(U67=\"\",'Lives scenario - input'!$F52=\"\"),\"\",U67/'Lives scenario - input'!$F52),\"\")","v":""},{"$f":"IFERROR(IF(OR(V67=\"\",'Lives scenario - input'!$F52=\"\"),\"\",V67/'Lives scenario - input'!$F52),\"\")","v":""},{"$f":"IFERROR(IF(OR(W67=\"\",'Lives scenario - input'!$F52=\"\"),\"\",W67/'Lives scenario - input'!$F52),\"\")","v":""}]
[{"$f":"IFERROR('Lives scenario - input'!A53,\"\")","v":""},{"$f":"IFERROR('Lives scenario - input'!B53,\"\")","v":""},{"$f":"IFERROR('Lives scenario - input'!C53,\"\")","v":""},{"$f":"IFERROR(repcalc('Lives scenario - input'!$CX53:$GJ53,'Lives scenario - input'!$I53,'Lives scenario - input'!$G53,'Lives scenario - input'!$H53,20,TRUE,TRUE),\"\")","v":""},"","","","","","","","","","","","","","","","","","","",{"$f":"IFERROR(IF(OR(D68=\"\",'Lives scenario - input'!$F53=\"\"),\"\",D68/'Lives scenario - input'!$F53),\"\")","v":""},{"$f":"IFERROR(IF(OR(E68=\"\",'Lives scenario - input'!$F53=\"\"),\"\",E68/'Lives scenario - input'!$F53),\"\")","v":""},{"$f":"IFERROR(IF(OR(F68=\"\",'Lives scenario - input'!$F53=\"\"),\"\",F68/'Lives scenario - input'!$F53),\"\")","v":""},{"$f":"IFERROR(IF(OR(G68=\"\",'Lives scenario - input'!$F53=\"\"),\"\",G68/'Lives scenario - input'!$F53),\"\")","v":""},{"$f":"IFERROR(IF(OR(H68=\"\",'Lives scenario - input'!$F53=\"\"),\"\",H68/'Lives scenario - input'!$F53),\"\")","v":""},{"$f":"IFERROR(IF(OR(I68=\"\",'Lives scenario - input'!$F53=\"\"),\"\",I68/'Lives scenario - input'!$F53),\"\")","v":""},{"$f":"IFERROR(IF(OR(J68=\"\",'Lives scenario - input'!$F53=\"\"),\"\",J68/'Lives scenario - input'!$F53),\"\")","v":""},{"$f":"IFERROR(IF(OR(K68=\"\",'Lives scenario - input'!$F53=\"\"),\"\",K68/'Lives scenario - input'!$F53),\"\")","v":""},{"$f":"IFERROR(IF(OR(L68=\"\",'Lives scenario - input'!$F53=\"\"),\"\",L68/'Lives scenario - input'!$F53),\"\")","v":""},{"$f":"IFERROR(IF(OR(M68=\"\",'Lives scenario - input'!$F53=\"\"),\"\",M68/'Lives scenario - input'!$F53),\"\")","v":""},{"$f":"IFERROR(IF(OR(N68=\"\",'Lives scenario - input'!$F53=\"\"),\"\",N68/'Lives scenario - input'!$F53),\"\")","v":""},{"$f":"IFERROR(IF(OR(O68=\"\",'Lives scenario - input'!$F53=\"\"),\"\",O68/'Lives scenario - input'!$F53),\"\")","v":""},{"$f":"IFERROR(IF(OR(P68=\"\",'Lives scenario - input'!$F53=\"\"),\"\",P68/'Lives scenario - input'!$F53),\"\")","v":""},{"$f":"IFERROR(IF(OR(Q68=\"\",'Lives scenario - input'!$F53=\"\"),\"\",Q68/'Lives scenario - input'!$F53),\"\")","v":""},{"$f":"IFERROR(IF(OR(R68=\"\",'Lives scenario - input'!$F53=\"\"),\"\",R68/'Lives scenario - input'!$F53),\"\")","v":""},{"$f":"IFERROR(IF(OR(S68=\"\",'Lives scenario - input'!$F53=\"\"),\"\",S68/'Lives scenario - input'!$F53),\"\")","v":""},{"$f":"IFERROR(IF(OR(T68=\"\",'Lives scenario - input'!$F53=\"\"),\"\",T68/'Lives scenario - input'!$F53),\"\")","v":""},{"$f":"IFERROR(IF(OR(U68=\"\",'Lives scenario - input'!$F53=\"\"),\"\",U68/'Lives scenario - input'!$F53),\"\")","v":""},{"$f":"IFERROR(IF(OR(V68=\"\",'Lives scenario - input'!$F53=\"\"),\"\",V68/'Lives scenario - input'!$F53),\"\")","v":""},{"$f":"IFERROR(IF(OR(W68=\"\",'Lives scenario - input'!$F53=\"\"),\"\",W68/'Lives scenario - input'!$F53),\"\")","v":""}]
[{"$f":"IFERROR('Lives scenario - input'!A54,\"\")","v":""},{"$f":"IFERROR('Lives scenario - input'!B54,\"\")","v":""},{"$f":"IFERROR('Lives scenario - input'!C54,\"\")","v":""},{"$f":"IFERROR(repcalc('Lives scenario - input'!$CX54:$GJ54,'Lives scenario - input'!$I54,'Lives scenario - input'!$G54,'Lives scenario - input'!$H54,20,TRUE,TRUE),\"\")","v":""},"","","","","","","","","","","","","","","","","","","",{"$f":"IFERROR(IF(OR(D69=\"\",'Lives scenario - input'!$F54=\"\"),\"\",D69/'Lives scenario - input'!$F54),\"\")","v":""},{"$f":"IFERROR(IF(OR(E69=\"\",'Lives scenario - input'!$F54=\"\"),\"\",E69/'Lives scenario - input'!$F54),\"\")","v":""},{"$f":"IFERROR(IF(OR(F69=\"\",'Lives scenario - input'!$F54=\"\"),\"\",F69/'Lives scenario - input'!$F54),\"\")","v":""},{"$f":"IFERROR(IF(OR(G69=\"\",'Lives scenario - input'!$F54=\"\"),\"\",G69/'Lives scenario - input'!$F54),\"\")","v":""},{"$f":"IFERROR(IF(OR(H69=\"\",'Lives scenario - input'!$F54=\"\"),\"\",H69/'Lives scenario - input'!$F54),\"\")","v":""},{"$f":"IFERROR(IF(OR(I69=\"\",'Lives scenario - input'!$F54=\"\"),\"\",I69/'Lives scenario - input'!$F54),\"\")","v":""},{"$f":"IFERROR(IF(OR(J69=\"\",'Lives scenario - input'!$F54=\"\"),\"\",J69/'Lives scenario - input'!$F54),\"\")","v":""},{"$f":"IFERROR(IF(OR(K69=\"\",'Lives scenario - input'!$F54=\"\"),\"\",K69/'Lives scenario - input'!$F54),\"\")","v":""},{"$f":"IFERROR(IF(OR(L69=\"\",'Lives scenario - input'!$F54=\"\"),\"\",L69/'Lives scenario - input'!$F54),\"\")","v":""},{"$f":"IFERROR(IF(OR(M69=\"\",'Lives scenario - input'!$F54=\"\"),\"\",M69/'Lives scenario - input'!$F54),\"\")","v":""},{"$f":"IFERROR(IF(OR(N69=\"\",'Lives scenario - input'!$F54=\"\"),\"\",N69/'Lives scenario - input'!$F54),\"\")","v":""},{"$f":"IFERROR(IF(OR(O69=\"\",'Lives scenario - input'!$F54=\"\"),\"\",O69/'Lives scenario - input'!$F54),\"\")","v":""},{"$f":"IFERROR(IF(OR(P69=\"\",'Lives scenario - input'!$F54=\"\"),\"\",P69/'Lives scenario - input'!$F54),\"\")","v":""},{"$f":"IFERROR(IF(OR(Q69=\"\",'Lives scenario - input'!$F54=\"\"),\"\",Q69/'Lives scenario - input'!$F54),\"\")","v":""},{"$f":"IFERROR(IF(OR(R69=\"\",'Lives scenario - input'!$F54=\"\"),\"\",R69/'Lives scenario - input'!$F54),\"\")","v":""},{"$f":"IFERROR(IF(OR(S69=\"\",'Lives scenario - input'!$F54=\"\"),\"\",S69/'Lives scenario - input'!$F54),\"\")","v":""},{"$f":"IFERROR(IF(OR(T69=\"\",'Lives scenario - input'!$F54=\"\"),\"\",T69/'Lives scenario - input'!$F54),\"\")","v":""},{"$f":"IFERROR(IF(OR(U69=\"\",'Lives scenario - input'!$F54=\"\"),\"\",U69/'Lives scenario - input'!$F54),\"\")","v":""},{"$f":"IFERROR(IF(OR(V69=\"\",'Lives scenario - input'!$F54=\"\"),\"\",V69/'Lives scenario - input'!$F54),\"\")","v":""},{"$f":"IFERROR(IF(OR(W69=\"\",'Lives scenario - input'!$F54=\"\"),\"\",W69/'Lives scenario - input'!$F54),\"\")","v":""}]
[{"$f":"IFERROR('Lives scenario - input'!A55,\"\")","v":""},{"$f":"IFERROR('Lives scenario - input'!B55,\"\")","v":""},{"$f":"IFERROR('Lives scenario - input'!C55,\"\")","v":""},{"$f":"IFERROR(repcalc('Lives scenario - input'!$CX55:$GJ55,'Lives scenario - input'!$I55,'Lives scenario - input'!$G55,'Lives scenario - input'!$H55,20,TRUE,TRUE),\"\")","v":""},"","","","","","","","","","","","","","","","","","","",{"$f":"IFERROR(IF(OR(D70=\"\",'Lives scenario - input'!$F55=\"\"),\"\",D70/'Lives scenario - input'!$F55),\"\")","v":""},{"$f":"IFERROR(IF(OR(E70=\"\",'Lives scenario - input'!$F55=\"\"),\"\",E70/'Lives scenario - input'!$F55),\"\")","v":""},{"$f":"IFERROR(IF(OR(F70=\"\",'Lives scenario - input'!$F55=\"\"),\"\",F70/'Lives scenario - input'!$F55),\"\")","v":""},{"$f":"IFERROR(IF(OR(G70=\"\",'Lives scenario - input'!$F55=\"\"),\"\",G70/'Lives scenario - input'!$F55),\"\")","v":""},{"$f":"IFERROR(IF(OR(H70=\"\",'Lives scenario - input'!$F55=\"\"),\"\",H70/'Lives scenario - input'!$F55),\"\")","v":""},{"$f":"IFERROR(IF(OR(I70=\"\",'Lives scenario - input'!$F55=\"\"),\"\",I70/'Lives scenario - input'!$F55),\"\")","v":""},{"$f":"IFERROR(IF(OR(J70=\"\",'Lives scenario - input'!$F55=\"\"),\"\",J70/'Lives scenario - input'!$F55),\"\")","v":""},{"$f":"IFERROR(IF(OR(K70=\"\",'Lives scenario - input'!$F55=\"\"),\"\",K70/'Lives scenario - input'!$F55),\"\")","v":""},{"$f":"IFERROR(IF(OR(L70=\"\",'Lives scenario - input'!$F55=\"\"),\"\",L70/'Lives scenario - input'!$F55),\"\")","v":""},{"$f":"IFERROR(IF(OR(M70=\"\",'Lives scenario - input'!$F55=\"\"),\"\",M70/'Lives scenario - input'!$F55),\"\")","v":""},{"$f":"IFERROR(IF(OR(N70=\"\",'Lives scenario - input'!$F55=\"\"),\"\",N70/'Lives scenario - input'!$F55),\"\")","v":""},{"$f":"IFERROR(IF(OR(O70=\"\",'Lives scenario - input'!$F55=\"\"),\"\",O70/'Lives scenario - input'!$F55),\"\")","v":""},{"$f":"IFERROR(IF(OR(P70=\"\",'Lives scenario - input'!$F55=\"\"),\"\",P70/'Lives scenario - input'!$F55),\"\")","v":""},{"$f":"IFERROR(IF(OR(Q70=\"\",'Lives scenario - input'!$F55=\"\"),\"\",Q70/'Lives scenario - input'!$F55),\"\")","v":""},{"$f":"IFERROR(IF(OR(R70=\"\",'Lives scenario - input'!$F55=\"\"),\"\",R70/'Lives scenario - input'!$F55),\"\")","v":""},{"$f":"IFERROR(IF(OR(S70=\"\",'Lives scenario - input'!$F55=\"\"),\"\",S70/'Lives scenario - input'!$F55),\"\")","v":""},{"$f":"IFERROR(IF(OR(T70=\"\",'Lives scenario - input'!$F55=\"\"),\"\",T70/'Lives scenario - input'!$F55),\"\")","v":""},{"$f":"IFERROR(IF(OR(U70=\"\",'Lives scenario - input'!$F55=\"\"),\"\",U70/'Lives scenario - input'!$F55),\"\")","v":""},{"$f":"IFERROR(IF(OR(V70=\"\",'Lives scenario - input'!$F55=\"\"),\"\",V70/'Lives scenario - input'!$F55),\"\")","v":""},{"$f":"IFERROR(IF(OR(W70=\"\",'Lives scenario - input'!$F55=\"\"),\"\",W70/'Lives scenario - input'!$F55),\"\")","v":""}]
[{"$f":"IFERROR('Lives scenario - input'!A56,\"\")","v":""},{"$f":"IFERROR('Lives scenario - input'!B56,\"\")","v":""},{"$f":"IFERROR('Lives scenario - input'!C56,\"\")","v":""},{"$f":"IFERROR(repcalc('Lives scenario - input'!$CX56:$GJ56,'Lives scenario - input'!$I56,'Lives scenario - input'!$G56,'Lives scenario - input'!$H56,20,TRUE,TRUE),\"\")","v":""},"","","","","","","","","","","","","","","","","","","",{"$f":"IFERROR(IF(OR(D71=\"\",'Lives scenario - input'!$F56=\"\"),\"\",D71/'Lives scenario - input'!$F56),\"\")","v":""},{"$f":"IFERROR(IF(OR(E71=\"\",'Lives scenario - input'!$F56=\"\"),\"\",E71/'Lives scenario - input'!$F56),\"\")","v":""},{"$f":"IFERROR(IF(OR(F71=\"\",'Lives scenario - input'!$F56=\"\"),\"\",F71/'Lives scenario - input'!$F56),\"\")","v":""},{"$f":"IFERROR(IF(OR(G71=\"\",'Lives scenario - input'!$F56=\"\"),\"\",G71/'Lives scenario - input'!$F56),\"\")","v":""},{"$f":"IFERROR(IF(OR(H71=\"\",'Lives scenario - input'!$F56=\"\"),\"\",H71/'Lives scenario - input'!$F56),\"\")","v":""},{"$f":"IFERROR(IF(OR(I71=\"\",'Lives scenario - input'!$F56=\"\"),\"\",I71/'Lives scenario - input'!$F56),\"\")","v":""},{"$f":"IFERROR(IF(OR(J71=\"\",'Lives scenario - input'!$F56=\"\"),\"\",J71/'Lives scenario - input'!$F56),\"\")","v":""},{"$f":"IFERROR(IF(OR(K71=\"\",'Lives scenario - input'!$F56=\"\"),\"\",K71/'Lives scenario - input'!$F56),\"\")","v":""},{"$f":"IFERROR(IF(OR(L71=\"\",'Lives scenario - input'!$F56=\"\"),\"\",L71/'Lives scenario - input'!$F56),\"\")","v":""},{"$f":"IFERROR(IF(OR(M71=\"\",'Lives scenario - input'!$F56=\"\"),\"\",M71/'Lives scenario - input'!$F56),\"\")","v":""},{"$f":"IFERROR(IF(OR(N71=\"\",'Lives scenario - input'!$F56=\"\"),\"\",N71/'Lives scenario - input'!$F56),\"\")","v":""},{"$f":"IFERROR(IF(OR(O71=\"\",'Lives scenario - input'!$F56=\"\"),\"\",O71/'Lives scenario - input'!$F56),\"\")","v":""},{"$f":"IFERROR(IF(OR(P71=\"\",'Lives scenario - input'!$F56=\"\"),\"\",P71/'Lives scenario - input'!$F56),\"\")","v":""},{"$f":"IFERROR(IF(OR(Q71=\"\",'Lives scenario - input'!$F56=\"\"),\"\",Q71/'Lives scenario - input'!$F56),\"\")","v":""},{"$f":"IFERROR(IF(OR(R71=\"\",'Lives scenario - input'!$F56=\"\"),\"\",R71/'Lives scenario - input'!$F56),\"\")","v":""},{"$f":"IFERROR(IF(OR(S71=\"\",'Lives scenario - input'!$F56=\"\"),\"\",S71/'Lives scenario - input'!$F56),\"\")","v":""},{"$f":"IFERROR(IF(OR(T71=\"\",'Lives scenario - input'!$F56=\"\"),\"\",T71/'Lives scenario - input'!$F56),\"\")","v":""},{"$f":"IFERROR(IF(OR(U71=\"\",'Lives scenario - input'!$F56=\"\"),\"\",U71/'Lives scenario - input'!$F56),\"\")","v":""},{"$f":"IFERROR(IF(OR(V71=\"\",'Lives scenario - input'!$F56=\"\"),\"\",V71/'Lives scenario - input'!$F56),\"\")","v":""},{"$f":"IFERROR(IF(OR(W71=\"\",'Lives scenario - input'!$F56=\"\"),\"\",W71/'Lives scenario - input'!$F56),\"\")","v":""}]
[{"$f":"IFERROR('Lives scenario - input'!A57,\"\")","v":""},{"$f":"IFERROR('Lives scenario - input'!B57,\"\")","v":""},{"$f":"IFERROR('Lives scenario - input'!C57,\"\")","v":""},{"$f":"IFERROR(repcalc('Lives scenario - input'!$CX57:$GJ57,'Lives scenario - input'!$I57,'Lives scenario - input'!$G57,'Lives scenario - input'!$H57,20,TRUE,TRUE),\"\")","v":""},"","","","","","","","","","","","","","","","","","","",{"$f":"IFERROR(IF(OR(D72=\"\",'Lives scenario - input'!$F57=\"\"),\"\",D72/'Lives scenario - input'!$F57),\"\")","v":""},{"$f":"IFERROR(IF(OR(E72=\"\",'Lives scenario - input'!$F57=\"\"),\"\",E72/'Lives scenario - input'!$F57),\"\")","v":""},{"$f":"IFERROR(IF(OR(F72=\"\",'Lives scenario - input'!$F57=\"\"),\"\",F72/'Lives scenario - input'!$F57),\"\")","v":""},{"$f":"IFERROR(IF(OR(G72=\"\",'Lives scenario - input'!$F57=\"\"),\"\",G72/'Lives scenario - input'!$F57),\"\")","v":""},{"$f":"IFERROR(IF(OR(H72=\"\",'Lives scenario - input'!$F57=\"\"),\"\",H72/'Lives scenario - input'!$F57),\"\")","v":""},{"$f":"IFERROR(IF(OR(I72=\"\",'Lives scenario - input'!$F57=\"\"),\"\",I72/'Lives scenario - input'!$F57),\"\")","v":""},{"$f":"IFERROR(IF(OR(J72=\"\",'Lives scenario - input'!$F57=\"\"),\"\",J72/'Lives scenario - input'!$F57),\"\")","v":""},{"$f":"IFERROR(IF(OR(K72=\"\",'Lives scenario - input'!$F57=\"\"),\"\",K72/'Lives scenario - input'!$F57),\"\")","v":""},{"$f":"IFERROR(IF(OR(L72=\"\",'Lives scenario - input'!$F57=\"\"),\"\",L72/'Lives scenario - input'!$F57),\"\")","v":""},{"$f":"IFERROR(IF(OR(M72=\"\",'Lives scenario - input'!$F57=\"\"),\"\",M72/'Lives scenario - input'!$F57),\"\")","v":""},{"$f":"IFERROR(IF(OR(N72=\"\",'Lives scenario - input'!$F57=\"\"),\"\",N72/'Lives scenario - input'!$F57),\"\")","v":""},{"$f":"IFERROR(IF(OR(O72=\"\",'Lives scenario - input'!$F57=\"\"),\"\",O72/'Lives scenario - input'!$F57),\"\")","v":""},{"$f":"IFERROR(IF(OR(P72=\"\",'Lives scenario - input'!$F57=\"\"),\"\",P72/'Lives scenario - input'!$F57),\"\")","v":""},{"$f":"IFERROR(IF(OR(Q72=\"\",'Lives scenario - input'!$F57=\"\"),\"\",Q72/'Lives scenario - input'!$F57),\"\")","v":""},{"$f":"IFERROR(IF(OR(R72=\"\",'Lives scenario - input'!$F57=\"\"),\"\",R72/'Lives scenario - input'!$F57),\"\")","v":""},{"$f":"IFERROR(IF(OR(S72=\"\",'Lives scenario - input'!$F57=\"\"),\"\",S72/'Lives scenario - input'!$F57),\"\")","v":""},{"$f":"IFERROR(IF(OR(T72=\"\",'Lives scenario - input'!$F57=\"\"),\"\",T72/'Lives scenario - input'!$F57),\"\")","v":""},{"$f":"IFERROR(IF(OR(U72=\"\",'Lives scenario - input'!$F57=\"\"),\"\",U72/'Lives scenario - input'!$F57),\"\")","v":""},{"$f":"IFERROR(IF(OR(V72=\"\",'Lives scenario - input'!$F57=\"\"),\"\",V72/'Lives scenario - input'!$F57),\"\")","v":""},{"$f":"IFERROR(IF(OR(W72=\"\",'Lives scenario - input'!$F57=\"\"),\"\",W72/'Lives scenario - input'!$F57),\"\")","v":""}]
[{"$f":"IFERROR('Lives scenario - input'!A58,\"\")","v":""},{"$f":"IFERROR('Lives scenario - input'!B58,\"\")","v":""},{"$f":"IFERROR('Lives scenario - input'!C58,\"\")","v":""},{"$f":"IFERROR(repcalc('Lives scenario - input'!$CX58:$GJ58,'Lives scenario - input'!$I58,'Lives scenario - input'!$G58,'Lives scenario - input'!$H58,20,TRUE,TRUE),\"\")","v":""},"","","","","","","","","","","","","","","","","","","",{"$f":"IFERROR(IF(OR(D73=\"\",'Lives scenario - input'!$F58=\"\"),\"\",D73/'Lives scenario - input'!$F58),\"\")","v":""},{"$f":"IFERROR(IF(OR(E73=\"\",'Lives scenario - input'!$F58=\"\"),\"\",E73/'Lives scenario - input'!$F58),\"\")","v":""},{"$f":"IFERROR(IF(OR(F73=\"\",'Lives scenario - input'!$F58=\"\"),\"\",F73/'Lives scenario - input'!$F58),\"\")","v":""},{"$f":"IFERROR(IF(OR(G73=\"\",'Lives scenario - input'!$F58=\"\"),\"\",G73/'Lives scenario - input'!$F58),\"\")","v":""},{"$f":"IFERROR(IF(OR(H73=\"\",'Lives scenario - input'!$F58=\"\"),\"\",H73/'Lives scenario - input'!$F58),\"\")","v":""},{"$f":"IFERROR(IF(OR(I73=\"\",'Lives scenario - input'!$F58=\"\"),\"\",I73/'Lives scenario - input'!$F58),\"\")","v":""},{"$f":"IFERROR(IF(OR(J73=\"\",'Lives scenario - input'!$F58=\"\"),\"\",J73/'Lives scenario - input'!$F58),\"\")","v":""},{"$f":"IFERROR(IF(OR(K73=\"\",'Lives scenario - input'!$F58=\"\"),\"\",K73/'Lives scenario - input'!$F58),\"\")","v":""},{"$f":"IFERROR(IF(OR(L73=\"\",'Lives scenario - input'!$F58=\"\"),\"\",L73/'Lives scenario - input'!$F58),\"\")","v":""},{"$f":"IFERROR(IF(OR(M73=\"\",'Lives scenario - input'!$F58=\"\"),\"\",M73/'Lives scenario - input'!$F58),\"\")","v":""},{"$f":"IFERROR(IF(OR(N73=\"\",'Lives scenario - input'!$F58=\"\"),\"\",N73/'Lives scenario - input'!$F58),\"\")","v":""},{"$f":"IFERROR(IF(OR(O73=\"\",'Lives scenario - input'!$F58=\"\"),\"\",O73/'Lives scenario - input'!$F58),\"\")","v":""},{"$f":"IFERROR(IF(OR(P73=\"\",'Lives scenario - input'!$F58=\"\"),\"\",P73/'Lives scenario - input'!$F58),\"\")","v":""},{"$f":"IFERROR(IF(OR(Q73=\"\",'Lives scenario - input'!$F58=\"\"),\"\",Q73/'Lives scenario - input'!$F58),\"\")","v":""},{"$f":"IFERROR(IF(OR(R73=\"\",'Lives scenario - input'!$F58=\"\"),\"\",R73/'Lives scenario - input'!$F58),\"\")","v":""},{"$f":"IFERROR(IF(OR(S73=\"\",'Lives scenario - input'!$F58=\"\"),\"\",S73/'Lives scenario - input'!$F58),\"\")","v":""},{"$f":"IFERROR(IF(OR(T73=\"\",'Lives scenario - input'!$F58=\"\"),\"\",T73/'Lives scenario - input'!$F58),\"\")","v":""},{"$f":"IFERROR(IF(OR(U73=\"\",'Lives scenario - input'!$F58=\"\"),\"\",U73/'Lives scenario - input'!$F58),\"\")","v":""},{"$f":"IFERROR(IF(OR(V73=\"\",'Lives scenario - input'!$F58=\"\"),\"\",V73/'Lives scenario - input'!$F58),\"\")","v":""},{"$f":"IFERROR(IF(OR(W73=\"\",'Lives scenario - input'!$F58=\"\"),\"\",W73/'Lives scenario - input'!$F58),\"\")","v":""}]
[{"$f":"IFERROR('Lives scenario - input'!A59,\"\")","v":""},{"$f":"IFERROR('Lives scenario - input'!B59,\"\")","v":""},{"$f":"IFERROR('Lives scenario - input'!C59,\"\")","v":""},{"$f":"IFERROR(repcalc('Lives scenario - input'!$CX59:$GJ59,'Lives scenario - input'!$I59,'Lives scenario - input'!$G59,'Lives scenario - input'!$H59,20,TRUE,TRUE),\"\")","v":""},"","","","","","","","","","","","","","","","","","","",{"$f":"IFERROR(IF(OR(D74=\"\",'Lives scenario - input'!$F59=\"\"),\"\",D74/'Lives scenario - input'!$F59),\"\")","v":""},{"$f":"IFERROR(IF(OR(E74=\"\",'Lives scenario - input'!$F59=\"\"),\"\",E74/'Lives scenario - input'!$F59),\"\")","v":""},{"$f":"IFERROR(IF(OR(F74=\"\",'Lives scenario - input'!$F59=\"\"),\"\",F74/'Lives scenario - input'!$F59),\"\")","v":""},{"$f":"IFERROR(IF(OR(G74=\"\",'Lives scenario - input'!$F59=\"\"),\"\",G74/'Lives scenario - input'!$F59),\"\")","v":""},{"$f":"IFERROR(IF(OR(H74=\"\",'Lives scenario - input'!$F59=\"\"),\"\",H74/'Lives scenario - input'!$F59),\"\")","v":""},{"$f":"IFERROR(IF(OR(I74=\"\",'Lives scenario - input'!$F59=\"\"),\"\",I74/'Lives scenario - input'!$F59),\"\")","v":""},{"$f":"IFERROR(IF(OR(J74=\"\",'Lives scenario - input'!$F59=\"\"),\"\",J74/'Lives scenario - input'!$F59),\"\")","v":""},{"$f":"IFERROR(IF(OR(K74=\"\",'Lives scenario - input'!$F59=\"\"),\"\",K74/'Lives scenario - input'!$F59),\"\")","v":""},{"$f":"IFERROR(IF(OR(L74=\"\",'Lives scenario - input'!$F59=\"\"),\"\",L74/'Lives scenario - input'!$F59),\"\")","v":""},{"$f":"IFERROR(IF(OR(M74=\"\",'Lives scenario - input'!$F59=\"\"),\"\",M74/'Lives scenario - input'!$F59),\"\")","v":""},{"$f":"IFERROR(IF(OR(N74=\"\",'Lives scenario - input'!$F59=\"\"),\"\",N74/'Lives scenario - input'!$F59),\"\")","v":""},{"$f":"IFERROR(IF(OR(O74=\"\",'Lives scenario - input'!$F59=\"\"),\"\",O74/'Lives scenario - input'!$F59),\"\")","v":""},{"$f":"IFERROR(IF(OR(P74=\"\",'Lives scenario - input'!$F59=\"\"),\"\",P74/'Lives scenario - input'!$F59),\"\")","v":""},{"$f":"IFERROR(IF(OR(Q74=\"\",'Lives scenario - input'!$F59=\"\"),\"\",Q74/'Lives scenario - input'!$F59),\"\")","v":""},{"$f":"IFERROR(IF(OR(R74=\"\",'Lives scenario - input'!$F59=\"\"),\"\",R74/'Lives scenario - input'!$F59),\"\")","v":""},{"$f":"IFERROR(IF(OR(S74=\"\",'Lives scenario - input'!$F59=\"\"),\"\",S74/'Lives scenario - input'!$F59),\"\")","v":""},{"$f":"IFERROR(IF(OR(T74=\"\",'Lives scenario - input'!$F59=\"\"),\"\",T74/'Lives scenario - input'!$F59),\"\")","v":""},{"$f":"IFERROR(IF(OR(U74=\"\",'Lives scenario - input'!$F59=\"\"),\"\",U74/'Lives scenario - input'!$F59),\"\")","v":""},{"$f":"IFERROR(IF(OR(V74=\"\",'Lives scenario - input'!$F59=\"\"),\"\",V74/'Lives scenario - input'!$F59),\"\")","v":""},{"$f":"IFERROR(IF(OR(W74=\"\",'Lives scenario - input'!$F59=\"\"),\"\",W74/'Lives scenario - input'!$F59),\"\")","v":""}]
[{"$f":"IFERROR('Lives scenario - input'!A60,\"\")","v":""},{"$f":"IFERROR('Lives scenario - input'!B60,\"\")","v":""},{"$f":"IFERROR('Lives scenario - input'!C60,\"\")","v":""},{"$f":"IFERROR(repcalc('Lives scenario - input'!$CX60:$GJ60,'Lives scenario - input'!$I60,'Lives scenario - input'!$G60,'Lives scenario - input'!$H60,20,TRUE,TRUE),\"\")","v":""},"","","","","","","","","","","","","","","","","","","",{"$f":"IFERROR(IF(OR(D75=\"\",'Lives scenario - input'!$F60=\"\"),\"\",D75/'Lives scenario - input'!$F60),\"\")","v":""},{"$f":"IFERROR(IF(OR(E75=\"\",'Lives scenario - input'!$F60=\"\"),\"\",E75/'Lives scenario - input'!$F60),\"\")","v":""},{"$f":"IFERROR(IF(OR(F75=\"\",'Lives scenario - input'!$F60=\"\"),\"\",F75/'Lives scenario - input'!$F60),\"\")","v":""},{"$f":"IFERROR(IF(OR(G75=\"\",'Lives scenario - input'!$F60=\"\"),\"\",G75/'Lives scenario - input'!$F60),\"\")","v":""},{"$f":"IFERROR(IF(OR(H75=\"\",'Lives scenario - input'!$F60=\"\"),\"\",H75/'Lives scenario - input'!$F60),\"\")","v":""},{"$f":"IFERROR(IF(OR(I75=\"\",'Lives scenario - input'!$F60=\"\"),\"\",I75/'Lives scenario - input'!$F60),\"\")","v":""},{"$f":"IFERROR(IF(OR(J75=\"\",'Lives scenario - input'!$F60=\"\"),\"\",J75/'Lives scenario - input'!$F60),\"\")","v":""},{"$f":"IFERROR(IF(OR(K75=\"\",'Lives scenario - input'!$F60=\"\"),\"\",K75/'Lives scenario - input'!$F60),\"\")","v":""},{"$f":"IFERROR(IF(OR(L75=\"\",'Lives scenario - input'!$F60=\"\"),\"\",L75/'Lives scenario - input'!$F60),\"\")","v":""},{"$f":"IFERROR(IF(OR(M75=\"\",'Lives scenario - input'!$F60=\"\"),\"\",M75/'Lives scenario - input'!$F60),\"\")","v":""},{"$f":"IFERROR(IF(OR(N75=\"\",'Lives scenario - input'!$F60=\"\"),\"\",N75/'Lives scenario - input'!$F60),\"\")","v":""},{"$f":"IFERROR(IF(OR(O75=\"\",'Lives scenario - input'!$F60=\"\"),\"\",O75/'Lives scenario - input'!$F60),\"\")","v":""},{"$f":"IFERROR(IF(OR(P75=\"\",'Lives scenario - input'!$F60=\"\"),\"\",P75/'Lives scenario - input'!$F60),\"\")","v":""},{"$f":"IFERROR(IF(OR(Q75=\"\",'Lives scenario - input'!$F60=\"\"),\"\",Q75/'Lives scenario - input'!$F60),\"\")","v":""},{"$f":"IFERROR(IF(OR(R75=\"\",'Lives scenario - input'!$F60=\"\"),\"\",R75/'Lives scenario - input'!$F60),\"\")","v":""},{"$f":"IFERROR(IF(OR(S75=\"\",'Lives scenario - input'!$F60=\"\"),\"\",S75/'Lives scenario - input'!$F60),\"\")","v":""},{"$f":"IFERROR(IF(OR(T75=\"\",'Lives scenario - input'!$F60=\"\"),\"\",T75/'Lives scenario - input'!$F60),\"\")","v":""},{"$f":"IFERROR(IF(OR(U75=\"\",'Lives scenario - input'!$F60=\"\"),\"\",U75/'Lives scenario - input'!$F60),\"\")","v":""},{"$f":"IFERROR(IF(OR(V75=\"\",'Lives scenario - input'!$F60=\"\"),\"\",V75/'Lives scenario - input'!$F60),\"\")","v":""},{"$f":"IFERROR(IF(OR(W75=\"\",'Lives scenario - input'!$F60=\"\"),\"\",W75/'Lives scenario - input'!$F60),\"\")","v":""}]
[{"$f":"IFERROR('Lives scenario - input'!A61,\"\")","v":""},{"$f":"IFERROR('Lives scenario - input'!B61,\"\")","v":""},{"$f":"IFERROR('Lives scenario - input'!C61,\"\")","v":""},{"$f":"IFERROR(repcalc('Lives scenario - input'!$CX61:$GJ61,'Lives scenario - input'!$I61,'Lives scenario - input'!$G61,'Lives scenario - input'!$H61,20,TRUE,TRUE),\"\")","v":""},"","","","","","","","","","","","","","","","","","","",{"$f":"IFERROR(IF(OR(D76=\"\",'Lives scenario - input'!$F61=\"\"),\"\",D76/'Lives scenario - input'!$F61),\"\")","v":""},{"$f":"IFERROR(IF(OR(E76=\"\",'Lives scenario - input'!$F61=\"\"),\"\",E76/'Lives scenario - input'!$F61),\"\")","v":""},{"$f":"IFERROR(IF(OR(F76=\"\",'Lives scenario - input'!$F61=\"\"),\"\",F76/'Lives scenario - input'!$F61),\"\")","v":""},{"$f":"IFERROR(IF(OR(G76=\"\",'Lives scenario - input'!$F61=\"\"),\"\",G76/'Lives scenario - input'!$F61),\"\")","v":""},{"$f":"IFERROR(IF(OR(H76=\"\",'Lives scenario - input'!$F61=\"\"),\"\",H76/'Lives scenario - input'!$F61),\"\")","v":""},{"$f":"IFERROR(IF(OR(I76=\"\",'Lives scenario - input'!$F61=\"\"),\"\",I76/'Lives scenario - input'!$F61),\"\")","v":""},{"$f":"IFERROR(IF(OR(J76=\"\",'Lives scenario - input'!$F61=\"\"),\"\",J76/'Lives scenario - input'!$F61),\"\")","v":""},{"$f":"IFERROR(IF(OR(K76=\"\",'Lives scenario - input'!$F61=\"\"),\"\",K76/'Lives scenario - input'!$F61),\"\")","v":""},{"$f":"IFERROR(IF(OR(L76=\"\",'Lives scenario - input'!$F61=\"\"),\"\",L76/'Lives scenario - input'!$F61),\"\")","v":""},{"$f":"IFERROR(IF(OR(M76=\"\",'Lives scenario - input'!$F61=\"\"),\"\",M76/'Lives scenario - input'!$F61),\"\")","v":""},{"$f":"IFERROR(IF(OR(N76=\"\",'Lives scenario - input'!$F61=\"\"),\"\",N76/'Lives scenario - input'!$F61),\"\")","v":""},{"$f":"IFERROR(IF(OR(O76=\"\",'Lives scenario - input'!$F61=\"\"),\"\",O76/'Lives scenario - input'!$F61),\"\")","v":""},{"$f":"IFERROR(IF(OR(P76=\"\",'Lives scenario - input'!$F61=\"\"),\"\",P76/'Lives scenario - input'!$F61),\"\")","v":""},{"$f":"IFERROR(IF(OR(Q76=\"\",'Lives scenario - input'!$F61=\"\"),\"\",Q76/'Lives scenario - input'!$F61),\"\")","v":""},{"$f":"IFERROR(IF(OR(R76=\"\",'Lives scenario - input'!$F61=\"\"),\"\",R76/'Lives scenario - input'!$F61),\"\")","v":""},{"$f":"IFERROR(IF(OR(S76=\"\",'Lives scenario - input'!$F61=\"\"),\"\",S76/'Lives scenario - input'!$F61),\"\")","v":""},{"$f":"IFERROR(IF(OR(T76=\"\",'Lives scenario - input'!$F61=\"\"),\"\",T76/'Lives scenario - input'!$F61),\"\")","v":""},{"$f":"IFERROR(IF(OR(U76=\"\",'Lives scenario - input'!$F61=\"\"),\"\",U76/'Lives scenario - input'!$F61),\"\")","v":""},{"$f":"IFERROR(IF(OR(V76=\"\",'Lives scenario - input'!$F61=\"\"),\"\",V76/'Lives scenario - input'!$F61),\"\")","v":""},{"$f":"IFERROR(IF(OR(W76=\"\",'Lives scenario - input'!$F61=\"\"),\"\",W76/'Lives scenario - input'!$F61),\"\")","v":""}]
[{"$f":"IFERROR('Lives scenario - input'!A62,\"\")","v":""},{"$f":"IFERROR('Lives scenario - input'!B62,\"\")","v":""},{"$f":"IFERROR('Lives scenario - input'!C62,\"\")","v":""},{"$f":"IFERROR(repcalc('Lives scenario - input'!$CX62:$GJ62,'Lives scenario - input'!$I62,'Lives scenario - input'!$G62,'Lives scenario - input'!$H62,20,TRUE,TRUE),\"\")","v":""},"","","","","","","","","","","","","","","","","","","",{"$f":"IFERROR(IF(OR(D77=\"\",'Lives scenario - input'!$F62=\"\"),\"\",D77/'Lives scenario - input'!$F62),\"\")","v":""},{"$f":"IFERROR(IF(OR(E77=\"\",'Lives scenario - input'!$F62=\"\"),\"\",E77/'Lives scenario - input'!$F62),\"\")","v":""},{"$f":"IFERROR(IF(OR(F77=\"\",'Lives scenario - input'!$F62=\"\"),\"\",F77/'Lives scenario - input'!$F62),\"\")","v":""},{"$f":"IFERROR(IF(OR(G77=\"\",'Lives scenario - input'!$F62=\"\"),\"\",G77/'Lives scenario - input'!$F62),\"\")","v":""},{"$f":"IFERROR(IF(OR(H77=\"\",'Lives scenario - input'!$F62=\"\"),\"\",H77/'Lives scenario - input'!$F62),\"\")","v":""},{"$f":"IFERROR(IF(OR(I77=\"\",'Lives scenario - input'!$F62=\"\"),\"\",I77/'Lives scenario - input'!$F62),\"\")","v":""},{"$f":"IFERROR(IF(OR(J77=\"\",'Lives scenario - input'!$F62=\"\"),\"\",J77/'Lives scenario - input'!$F62),\"\")","v":""},{"$f":"IFERROR(IF(OR(K77=\"\",'Lives scenario - input'!$F62=\"\"),\"\",K77/'Lives scenario - input'!$F62),\"\")","v":""},{"$f":"IFERROR(IF(OR(L77=\"\",'Lives scenario - input'!$F62=\"\"),\"\",L77/'Lives scenario - input'!$F62),\"\")","v":""},{"$f":"IFERROR(IF(OR(M77=\"\",'Lives scenario - input'!$F62=\"\"),\"\",M77/'Lives scenario - input'!$F62),\"\")","v":""},{"$f":"IFERROR(IF(OR(N77=\"\",'Lives scenario - input'!$F62=\"\"),\"\",N77/'Lives scenario - input'!$F62),\"\")","v":""},{"$f":"IFERROR(IF(OR(O77=\"\",'Lives scenario - input'!$F62=\"\"),\"\",O77/'Lives scenario - input'!$F62),\"\")","v":""},{"$f":"IFERROR(IF(OR(P77=\"\",'Lives scenario - input'!$F62=\"\"),\"\",P77/'Lives scenario - input'!$F62),\"\")","v":""},{"$f":"IFERROR(IF(OR(Q77=\"\",'Lives scenario - input'!$F62=\"\"),\"\",Q77/'Lives scenario - input'!$F62),\"\")","v":""},{"$f":"IFERROR(IF(OR(R77=\"\",'Lives scenario - input'!$F62=\"\"),\"\",R77/'Lives scenario - input'!$F62),\"\")","v":""},{"$f":"IFERROR(IF(OR(S77=\"\",'Lives scenario - input'!$F62=\"\"),\"\",S77/'Lives scenario - input'!$F62),\"\")","v":""},{"$f":"IFERROR(IF(OR(T77=\"\",'Lives scenario - input'!$F62=\"\"),\"\",T77/'Lives scenario - input'!$F62),\"\")","v":""},{"$f":"IFERROR(IF(OR(U77=\"\",'Lives scenario - input'!$F62=\"\"),\"\",U77/'Lives scenario - input'!$F62),\"\")","v":""},{"$f":"IFERROR(IF(OR(V77=\"\",'Lives scenario - input'!$F62=\"\"),\"\",V77/'Lives scenario - input'!$F62),\"\")","v":""},{"$f":"IFERROR(IF(OR(W77=\"\",'Lives scenario - input'!$F62=\"\"),\"\",W77/'Lives scenario - input'!$F62),\"\")","v":""}]
[{"$f":"IFERROR('Lives scenario - input'!A63,\"\")","v":""},{"$f":"IFERROR('Lives scenario - input'!B63,\"\")","v":""},{"$f":"IFERROR('Lives scenario - input'!C63,\"\")","v":""},{"$f":"IFERROR(repcalc('Lives scenario - input'!$CX63:$GJ63,'Lives scenario - input'!$I63,'Lives scenario - input'!$G63,'Lives scenario - input'!$H63,20,TRUE,TRUE),\"\")","v":""},"","","","","","","","","","","","","","","","","","","",{"$f":"IFERROR(IF(OR(D78=\"\",'Lives scenario - input'!$F63=\"\"),\"\",D78/'Lives scenario - input'!$F63),\"\")","v":""},{"$f":"IFERROR(IF(OR(E78=\"\",'Lives scenario - input'!$F63=\"\"),\"\",E78/'Lives scenario - input'!$F63),\"\")","v":""},{"$f":"IFERROR(IF(OR(F78=\"\",'Lives scenario - input'!$F63=\"\"),\"\",F78/'Lives scenario - input'!$F63),\"\")","v":""},{"$f":"IFERROR(IF(OR(G78=\"\",'Lives scenario - input'!$F63=\"\"),\"\",G78/'Lives scenario - input'!$F63),\"\")","v":""},{"$f":"IFERROR(IF(OR(H78=\"\",'Lives scenario - input'!$F63=\"\"),\"\",H78/'Lives scenario - input'!$F63),\"\")","v":""},{"$f":"IFERROR(IF(OR(I78=\"\",'Lives scenario - input'!$F63=\"\"),\"\",I78/'Lives scenario - input'!$F63),\"\")","v":""},{"$f":"IFERROR(IF(OR(J78=\"\",'Lives scenario - input'!$F63=\"\"),\"\",J78/'Lives scenario - input'!$F63),\"\")","v":""},{"$f":"IFERROR(IF(OR(K78=\"\",'Lives scenario - input'!$F63=\"\"),\"\",K78/'Lives scenario - input'!$F63),\"\")","v":""},{"$f":"IFERROR(IF(OR(L78=\"\",'Lives scenario - input'!$F63=\"\"),\"\",L78/'Lives scenario - input'!$F63),\"\")","v":""},{"$f":"IFERROR(IF(OR(M78=\"\",'Lives scenario - input'!$F63=\"\"),\"\",M78/'Lives scenario - input'!$F63),\"\")","v":""},{"$f":"IFERROR(IF(OR(N78=\"\",'Lives scenario - input'!$F63=\"\"),\"\",N78/'Lives scenario - input'!$F63),\"\")","v":""},{"$f":"IFERROR(IF(OR(O78=\"\",'Lives scenario - input'!$F63=\"\"),\"\",O78/'Lives scenario - input'!$F63),\"\")","v":""},{"$f":"IFERROR(IF(OR(P78=\"\",'Lives scenario - input'!$F63=\"\"),\"\",P78/'Lives scenario - input'!$F63),\"\")","v":""},{"$f":"IFERROR(IF(OR(Q78=\"\",'Lives scenario - input'!$F63=\"\"),\"\",Q78/'Lives scenario - input'!$F63),\"\")","v":""},{"$f":"IFERROR(IF(OR(R78=\"\",'Lives scenario - input'!$F63=\"\"),\"\",R78/'Lives scenario - input'!$F63),\"\")","v":""},{"$f":"IFERROR(IF(OR(S78=\"\",'Lives scenario - input'!$F63=\"\"),\"\",S78/'Lives scenario - input'!$F63),\"\")","v":""},{"$f":"IFERROR(IF(OR(T78=\"\",'Lives scenario - input'!$F63=\"\"),\"\",T78/'Lives scenario - input'!$F63),\"\")","v":""},{"$f":"IFERROR(IF(OR(U78=\"\",'Lives scenario - input'!$F63=\"\"),\"\",U78/'Lives scenario - input'!$F63),\"\")","v":""},{"$f":"IFERROR(IF(OR(V78=\"\",'Lives scenario - input'!$F63=\"\"),\"\",V78/'Lives scenario - input'!$F63),\"\")","v":""},{"$f":"IFERROR(IF(OR(W78=\"\",'Lives scenario - input'!$F63=\"\"),\"\",W78/'Lives scenario - input'!$F63),\"\")","v":""}]
[{"$f":"IFERROR('Lives scenario - input'!A64,\"\")","v":""},{"$f":"IFERROR('Lives scenario - input'!B64,\"\")","v":""},{"$f":"IFERROR('Lives scenario - input'!C64,\"\")","v":""},{"$f":"IFERROR(repcalc('Lives scenario - input'!$CX64:$GJ64,'Lives scenario - input'!$I64,'Lives scenario - input'!$G64,'Lives scenario - input'!$H64,20,TRUE,TRUE),\"\")","v":""},"","","","","","","","","","","","","","","","","","","",{"$f":"IFERROR(IF(OR(D79=\"\",'Lives scenario - input'!$F64=\"\"),\"\",D79/'Lives scenario - input'!$F64),\"\")","v":""},{"$f":"IFERROR(IF(OR(E79=\"\",'Lives scenario - input'!$F64=\"\"),\"\",E79/'Lives scenario - input'!$F64),\"\")","v":""},{"$f":"IFERROR(IF(OR(F79=\"\",'Lives scenario - input'!$F64=\"\"),\"\",F79/'Lives scenario - input'!$F64),\"\")","v":""},{"$f":"IFERROR(IF(OR(G79=\"\",'Lives scenario - input'!$F64=\"\"),\"\",G79/'Lives scenario - input'!$F64),\"\")","v":""},{"$f":"IFERROR(IF(OR(H79=\"\",'Lives scenario - input'!$F64=\"\"),\"\",H79/'Lives scenario - input'!$F64),\"\")","v":""},{"$f":"IFERROR(IF(OR(I79=\"\",'Lives scenario - input'!$F64=\"\"),\"\",I79/'Lives scenario - input'!$F64),\"\")","v":""},{"$f":"IFERROR(IF(OR(J79=\"\",'Lives scenario - input'!$F64=\"\"),\"\",J79/'Lives scenario - input'!$F64),\"\")","v":""},{"$f":"IFERROR(IF(OR(K79=\"\",'Lives scenario - input'!$F64=\"\"),\"\",K79/'Lives scenario - input'!$F64),\"\")","v":""},{"$f":"IFERROR(IF(OR(L79=\"\",'Lives scenario - input'!$F64=\"\"),\"\",L79/'Lives scenario - input'!$F64),\"\")","v":""},{"$f":"IFERROR(IF(OR(M79=\"\",'Lives scenario - input'!$F64=\"\"),\"\",M79/'Lives scenario - input'!$F64),\"\")","v":""},{"$f":"IFERROR(IF(OR(N79=\"\",'Lives scenario - input'!$F64=\"\"),\"\",N79/'Lives scenario - input'!$F64),\"\")","v":""},{"$f":"IFERROR(IF(OR(O79=\"\",'Lives scenario - input'!$F64=\"\"),\"\",O79/'Lives scenario - input'!$F64),\"\")","v":""},{"$f":"IFERROR(IF(OR(P79=\"\",'Lives scenario - input'!$F64=\"\"),\"\",P79/'Lives scenario - input'!$F64),\"\")","v":""},{"$f":"IFERROR(IF(OR(Q79=\"\",'Lives scenario - input'!$F64=\"\"),\"\",Q79/'Lives scenario - input'!$F64),\"\")","v":""},{"$f":"IFERROR(IF(OR(R79=\"\",'Lives scenario - input'!$F64=\"\"),\"\",R79/'Lives scenario - input'!$F64),\"\")","v":""},{"$f":"IFERROR(IF(OR(S79=\"\",'Lives scenario - input'!$F64=\"\"),\"\",S79/'Lives scenario - input'!$F64),\"\")","v":""},{"$f":"IFERROR(IF(OR(T79=\"\",'Lives scenario - input'!$F64=\"\"),\"\",T79/'Lives scenario - input'!$F64),\"\")","v":""},{"$f":"IFERROR(IF(OR(U79=\"\",'Lives scenario - input'!$F64=\"\"),\"\",U79/'Lives scenario - input'!$F64),\"\")","v":""},{"$f":"IFERROR(IF(OR(V79=\"\",'Lives scenario - input'!$F64=\"\"),\"\",V79/'Lives scenario - input'!$F64),\"\")","v":""},{"$f":"IFERROR(IF(OR(W79=\"\",'Lives scenario - input'!$F64=\"\"),\"\",W79/'Lives scenario - input'!$F64),\"\")","v":""}]
[{"$f":"IFERROR('Lives scenario - input'!A65,\"\")","v":""},{"$f":"IFERROR('Lives scenario - input'!B65,\"\")","v":""},{"$f":"IFERROR('Lives scenario - input'!C65,\"\")","v":""},{"$f":"IFERROR(repcalc('Lives scenario - input'!$CX65:$GJ65,'Lives scenario - input'!$I65,'Lives scenario - input'!$G65,'Lives scenario - input'!$H65,20,TRUE,TRUE),\"\")","v":""},"","","","","","","","","","","","","","","","","","","",{"$f":"IFERROR(IF(OR(D80=\"\",'Lives scenario - input'!$F65=\"\"),\"\",D80/'Lives scenario - input'!$F65),\"\")","v":""},{"$f":"IFERROR(IF(OR(E80=\"\",'Lives scenario - input'!$F65=\"\"),\"\",E80/'Lives scenario - input'!$F65),\"\")","v":""},{"$f":"IFERROR(IF(OR(F80=\"\",'Lives scenario - input'!$F65=\"\"),\"\",F80/'Lives scenario - input'!$F65),\"\")","v":""},{"$f":"IFERROR(IF(OR(G80=\"\",'Lives scenario - input'!$F65=\"\"),\"\",G80/'Lives scenario - input'!$F65),\"\")","v":""},{"$f":"IFERROR(IF(OR(H80=\"\",'Lives scenario - input'!$F65=\"\"),\"\",H80/'Lives scenario - input'!$F65),\"\")","v":""},{"$f":"IFERROR(IF(OR(I80=\"\",'Lives scenario - input'!$F65=\"\"),\"\",I80/'Lives scenario - input'!$F65),\"\")","v":""},{"$f":"IFERROR(IF(OR(J80=\"\",'Lives scenario - input'!$F65=\"\"),\"\",J80/'Lives scenario - input'!$F65),\"\")","v":""},{"$f":"IFERROR(IF(OR(K80=\"\",'Lives scenario - input'!$F65=\"\"),\"\",K80/'Lives scenario - input'!$F65),\"\")","v":""},{"$f":"IFERROR(IF(OR(L80=\"\",'Lives scenario - input'!$F65=\"\"),\"\",L80/'Lives scenario - input'!$F65),\"\")","v":""},{"$f":"IFERROR(IF(OR(M80=\"\",'Lives scenario - input'!$F65=\"\"),\"\",M80/'Lives scenario - input'!$F65),\"\")","v":""},{"$f":"IFERROR(IF(OR(N80=\"\",'Lives scenario - input'!$F65=\"\"),\"\",N80/'Lives scenario - input'!$F65),\"\")","v":""},{"$f":"IFERROR(IF(OR(O80=\"\",'Lives scenario - input'!$F65=\"\"),\"\",O80/'Lives scenario - input'!$F65),\"\")","v":""},{"$f":"IFERROR(IF(OR(P80=\"\",'Lives scenario - input'!$F65=\"\"),\"\",P80/'Lives scenario - input'!$F65),\"\")","v":""},{"$f":"IFERROR(IF(OR(Q80=\"\",'Lives scenario - input'!$F65=\"\"),\"\",Q80/'Lives scenario - input'!$F65),\"\")","v":""},{"$f":"IFERROR(IF(OR(R80=\"\",'Lives scenario - input'!$F65=\"\"),\"\",R80/'Lives scenario - input'!$F65),\"\")","v":""},{"$f":"IFERROR(IF(OR(S80=\"\",'Lives scenario - input'!$F65=\"\"),\"\",S80/'Lives scenario - input'!$F65),\"\")","v":""},{"$f":"IFERROR(IF(OR(T80=\"\",'Lives scenario - input'!$F65=\"\"),\"\",T80/'Lives scenario - input'!$F65),\"\")","v":""},{"$f":"IFERROR(IF(OR(U80=\"\",'Lives scenario - input'!$F65=\"\"),\"\",U80/'Lives scenario - input'!$F65),\"\")","v":""},{"$f":"IFERROR(IF(OR(V80=\"\",'Lives scenario - input'!$F65=\"\"),\"\",V80/'Lives scenario - input'!$F65),\"\")","v":""},{"$f":"IFERROR(IF(OR(W80=\"\",'Lives scenario - input'!$F65=\"\"),\"\",W80/'Lives scenario - input'!$F65),\"\")","v":""}]
[{"$f":"IFERROR('Lives scenario - input'!A66,\"\")","v":""},{"$f":"IFERROR('Lives scenario - input'!B66,\"\")","v":""},{"$f":"IFERROR('Lives scenario - input'!C66,\"\")","v":""},{"$f":"IFERROR(repcalc('Lives scenario - input'!$CX66:$GJ66,'Lives scenario - input'!$I66,'Lives scenario - input'!$G66,'Lives scenario - input'!$H66,20,TRUE,TRUE),\"\")","v":""},"","","","","","","","","","","","","","","","","","","",{"$f":"IFERROR(IF(OR(D81=\"\",'Lives scenario - input'!$F66=\"\"),\"\",D81/'Lives scenario - input'!$F66),\"\")","v":""},{"$f":"IFERROR(IF(OR(E81=\"\",'Lives scenario - input'!$F66=\"\"),\"\",E81/'Lives scenario - input'!$F66),\"\")","v":""},{"$f":"IFERROR(IF(OR(F81=\"\",'Lives scenario - input'!$F66=\"\"),\"\",F81/'Lives scenario - input'!$F66),\"\")","v":""},{"$f":"IFERROR(IF(OR(G81=\"\",'Lives scenario - input'!$F66=\"\"),\"\",G81/'Lives scenario - input'!$F66),\"\")","v":""},{"$f":"IFERROR(IF(OR(H81=\"\",'Lives scenario - input'!$F66=\"\"),\"\",H81/'Lives scenario - input'!$F66),\"\")","v":""},{"$f":"IFERROR(IF(OR(I81=\"\",'Lives scenario - input'!$F66=\"\"),\"\",I81/'Lives scenario - input'!$F66),\"\")","v":""},{"$f":"IFERROR(IF(OR(J81=\"\",'Lives scenario - input'!$F66=\"\"),\"\",J81/'Lives scenario - input'!$F66),\"\")","v":""},{"$f":"IFERROR(IF(OR(K81=\"\",'Lives scenario - input'!$F66=\"\"),\"\",K81/'Lives scenario - input'!$F66),\"\")","v":""},{"$f":"IFERROR(IF(OR(L81=\"\",'Lives scenario - input'!$F66=\"\"),\"\",L81/'Lives scenario - input'!$F66),\"\")","v":""},{"$f":"IFERROR(IF(OR(M81=\"\",'Lives scenario - input'!$F66=\"\"),\"\",M81/'Lives scenario - input'!$F66),\"\")","v":""},{"$f":"IFERROR(IF(OR(N81=\"\",'Lives scenario - input'!$F66=\"\"),\"\",N81/'Lives scenario - input'!$F66),\"\")","v":""},{"$f":"IFERROR(IF(OR(O81=\"\",'Lives scenario - input'!$F66=\"\"),\"\",O81/'Lives scenario - input'!$F66),\"\")","v":""},{"$f":"IFERROR(IF(OR(P81=\"\",'Lives scenario - input'!$F66=\"\"),\"\",P81/'Lives scenario - input'!$F66),\"\")","v":""},{"$f":"IFERROR(IF(OR(Q81=\"\",'Lives scenario - input'!$F66=\"\"),\"\",Q81/'Lives scenario - input'!$F66),\"\")","v":""},{"$f":"IFERROR(IF(OR(R81=\"\",'Lives scenario - input'!$F66=\"\"),\"\",R81/'Lives scenario - input'!$F66),\"\")","v":""},{"$f":"IFERROR(IF(OR(S81=\"\",'Lives scenario - input'!$F66=\"\"),\"\",S81/'Lives scenario - input'!$F66),\"\")","v":""},{"$f":"IFERROR(IF(OR(T81=\"\",'Lives scenario - input'!$F66=\"\"),\"\",T81/'Lives scenario - input'!$F66),\"\")","v":""},{"$f":"IFERROR(IF(OR(U81=\"\",'Lives scenario - input'!$F66=\"\"),\"\",U81/'Lives scenario - input'!$F66),\"\")","v":""},{"$f":"IFERROR(IF(OR(V81=\"\",'Lives scenario - input'!$F66=\"\"),\"\",V81/'Lives scenario - input'!$F66),\"\")","v":""},{"$f":"IFERROR(IF(OR(W81=\"\",'Lives scenario - input'!$F66=\"\"),\"\",W81/'Lives scenario - input'!$F66),\"\")","v":""}]
[{"$f":"IFERROR('Lives scenario - input'!A67,\"\")","v":""},{"$f":"IFERROR('Lives scenario - input'!B67,\"\")","v":""},{"$f":"IFERROR('Lives scenario - input'!C67,\"\")","v":""},{"$f":"IFERROR(repcalc('Lives scenario - input'!$CX67:$GJ67,'Lives scenario - input'!$I67,'Lives scenario - input'!$G67,'Lives scenario - input'!$H67,20,TRUE,TRUE),\"\")","v":""},"","","","","","","","","","","","","","","","","","","",{"$f":"IFERROR(IF(OR(D82=\"\",'Lives scenario - input'!$F67=\"\"),\"\",D82/'Lives scenario - input'!$F67),\"\")","v":""},{"$f":"IFERROR(IF(OR(E82=\"\",'Lives scenario - input'!$F67=\"\"),\"\",E82/'Lives scenario - input'!$F67),\"\")","v":""},{"$f":"IFERROR(IF(OR(F82=\"\",'Lives scenario - input'!$F67=\"\"),\"\",F82/'Lives scenario - input'!$F67),\"\")","v":""},{"$f":"IFERROR(IF(OR(G82=\"\",'Lives scenario - input'!$F67=\"\"),\"\",G82/'Lives scenario - input'!$F67),\"\")","v":""},{"$f":"IFERROR(IF(OR(H82=\"\",'Lives scenario - input'!$F67=\"\"),\"\",H82/'Lives scenario - input'!$F67),\"\")","v":""},{"$f":"IFERROR(IF(OR(I82=\"\",'Lives scenario - input'!$F67=\"\"),\"\",I82/'Lives scenario - input'!$F67),\"\")","v":""},{"$f":"IFERROR(IF(OR(J82=\"\",'Lives scenario - input'!$F67=\"\"),\"\",J82/'Lives scenario - input'!$F67),\"\")","v":""},{"$f":"IFERROR(IF(OR(K82=\"\",'Lives scenario - input'!$F67=\"\"),\"\",K82/'Lives scenario - input'!$F67),\"\")","v":""},{"$f":"IFERROR(IF(OR(L82=\"\",'Lives scenario - input'!$F67=\"\"),\"\",L82/'Lives scenario - input'!$F67),\"\")","v":""},{"$f":"IFERROR(IF(OR(M82=\"\",'Lives scenario - input'!$F67=\"\"),\"\",M82/'Lives scenario - input'!$F67),\"\")","v":""},{"$f":"IFERROR(IF(OR(N82=\"\",'Lives scenario - input'!$F67=\"\"),\"\",N82/'Lives scenario - input'!$F67),\"\")","v":""},{"$f":"IFERROR(IF(OR(O82=\"\",'Lives scenario - input'!$F67=\"\"),\"\",O82/'Lives scenario - input'!$F67),\"\")","v":""},{"$f":"IFERROR(IF(OR(P82=\"\",'Lives scenario - input'!$F67=\"\"),\"\",P82/'Lives scenario - input'!$F67),\"\")","v":""},{"$f":"IFERROR(IF(OR(Q82=\"\",'Lives scenario - input'!$F67=\"\"),\"\",Q82/'Lives scenario - input'!$F67),\"\")","v":""},{"$f":"IFERROR(IF(OR(R82=\"\",'Lives scenario - input'!$F67=\"\"),\"\",R82/'Lives scenario - input'!$F67),\"\")","v":""},{"$f":"IFERROR(IF(OR(S82=\"\",'Lives scenario - input'!$F67=\"\"),\"\",S82/'Lives scenario - input'!$F67),\"\")","v":""},{"$f":"IFERROR(IF(OR(T82=\"\",'Lives scenario - input'!$F67=\"\"),\"\",T82/'Lives scenario - input'!$F67),\"\")","v":""},{"$f":"IFERROR(IF(OR(U82=\"\",'Lives scenario - input'!$F67=\"\"),\"\",U82/'Lives scenario - input'!$F67),\"\")","v":""},{"$f":"IFERROR(IF(OR(V82=\"\",'Lives scenario - input'!$F67=\"\"),\"\",V82/'Lives scenario - input'!$F67),\"\")","v":""},{"$f":"IFERROR(IF(OR(W82=\"\",'Lives scenario - input'!$F67=\"\"),\"\",W82/'Lives scenario - input'!$F67),\"\")","v":""}]
[{"$f":"IFERROR('Lives scenario - input'!A68,\"\")","v":""},{"$f":"IFERROR('Lives scenario - input'!B68,\"\")","v":""},{"$f":"IFERROR('Lives scenario - input'!C68,\"\")","v":""},{"$f":"IFERROR(repcalc('Lives scenario - input'!$CX68:$GJ68,'Lives scenario - input'!$I68,'Lives scenario - input'!$G68,'Lives scenario - input'!$H68,20,TRUE,TRUE),\"\")","v":""},"","","","","","","","","","","","","","","","","","","",{"$f":"IFERROR(IF(OR(D83=\"\",'Lives scenario - input'!$F68=\"\"),\"\",D83/'Lives scenario - input'!$F68),\"\")","v":""},{"$f":"IFERROR(IF(OR(E83=\"\",'Lives scenario - input'!$F68=\"\"),\"\",E83/'Lives scenario - input'!$F68),\"\")","v":""},{"$f":"IFERROR(IF(OR(F83=\"\",'Lives scenario - input'!$F68=\"\"),\"\",F83/'Lives scenario - input'!$F68),\"\")","v":""},{"$f":"IFERROR(IF(OR(G83=\"\",'Lives scenario - input'!$F68=\"\"),\"\",G83/'Lives scenario - input'!$F68),\"\")","v":""},{"$f":"IFERROR(IF(OR(H83=\"\",'Lives scenario - input'!$F68=\"\"),\"\",H83/'Lives scenario - input'!$F68),\"\")","v":""},{"$f":"IFERROR(IF(OR(I83=\"\",'Lives scenario - input'!$F68=\"\"),\"\",I83/'Lives scenario - input'!$F68),\"\")","v":""},{"$f":"IFERROR(IF(OR(J83=\"\",'Lives scenario - input'!$F68=\"\"),\"\",J83/'Lives scenario - input'!$F68),\"\")","v":""},{"$f":"IFERROR(IF(OR(K83=\"\",'Lives scenario - input'!$F68=\"\"),\"\",K83/'Lives scenario - input'!$F68),\"\")","v":""},{"$f":"IFERROR(IF(OR(L83=\"\",'Lives scenario - input'!$F68=\"\"),\"\",L83/'Lives scenario - input'!$F68),\"\")","v":""},{"$f":"IFERROR(IF(OR(M83=\"\",'Lives scenario - input'!$F68=\"\"),\"\",M83/'Lives scenario - input'!$F68),\"\")","v":""},{"$f":"IFERROR(IF(OR(N83=\"\",'Lives scenario - input'!$F68=\"\"),\"\",N83/'Lives scenario - input'!$F68),\"\")","v":""},{"$f":"IFERROR(IF(OR(O83=\"\",'Lives scenario - input'!$F68=\"\"),\"\",O83/'Lives scenario - input'!$F68),\"\")","v":""},{"$f":"IFERROR(IF(OR(P83=\"\",'Lives scenario - input'!$F68=\"\"),\"\",P83/'Lives scenario - input'!$F68),\"\")","v":""},{"$f":"IFERROR(IF(OR(Q83=\"\",'Lives scenario - input'!$F68=\"\"),\"\",Q83/'Lives scenario - input'!$F68),\"\")","v":""},{"$f":"IFERROR(IF(OR(R83=\"\",'Lives scenario - input'!$F68=\"\"),\"\",R83/'Lives scenario - input'!$F68),\"\")","v":""},{"$f":"IFERROR(IF(OR(S83=\"\",'Lives scenario - input'!$F68=\"\"),\"\",S83/'Lives scenario - input'!$F68),\"\")","v":""},{"$f":"IFERROR(IF(OR(T83=\"\",'Lives scenario - input'!$F68=\"\"),\"\",T83/'Lives scenario - input'!$F68),\"\")","v":""},{"$f":"IFERROR(IF(OR(U83=\"\",'Lives scenario - input'!$F68=\"\"),\"\",U83/'Lives scenario - input'!$F68),\"\")","v":""},{"$f":"IFERROR(IF(OR(V83=\"\",'Lives scenario - input'!$F68=\"\"),\"\",V83/'Lives scenario - input'!$F68),\"\")","v":""},{"$f":"IFERROR(IF(OR(W83=\"\",'Lives scenario - input'!$F68=\"\"),\"\",W83/'Lives scenario - input'!$F68),\"\")","v":""}]
[{"$f":"IFERROR('Lives scenario - input'!A69,\"\")","v":""},{"$f":"IFERROR('Lives scenario - input'!B69,\"\")","v":""},{"$f":"IFERROR('Lives scenario - input'!C69,\"\")","v":""},{"$f":"IFERROR(repcalc('Lives scenario - input'!$CX69:$GJ69,'Lives scenario - input'!$I69,'Lives scenario - input'!$G69,'Lives scenario - input'!$H69,20,TRUE,TRUE),\"\")","v":""},"","","","","","","","","","","","","","","","","","","",{"$f":"IFERROR(IF(OR(D84=\"\",'Lives scenario - input'!$F69=\"\"),\"\",D84/'Lives scenario - input'!$F69),\"\")","v":""},{"$f":"IFERROR(IF(OR(E84=\"\",'Lives scenario - input'!$F69=\"\"),\"\",E84/'Lives scenario - input'!$F69),\"\")","v":""},{"$f":"IFERROR(IF(OR(F84=\"\",'Lives scenario - input'!$F69=\"\"),\"\",F84/'Lives scenario - input'!$F69),\"\")","v":""},{"$f":"IFERROR(IF(OR(G84=\"\",'Lives scenario - input'!$F69=\"\"),\"\",G84/'Lives scenario - input'!$F69),\"\")","v":""},{"$f":"IFERROR(IF(OR(H84=\"\",'Lives scenario - input'!$F69=\"\"),\"\",H84/'Lives scenario - input'!$F69),\"\")","v":""},{"$f":"IFERROR(IF(OR(I84=\"\",'Lives scenario - input'!$F69=\"\"),\"\",I84/'Lives scenario - input'!$F69),\"\")","v":""},{"$f":"IFERROR(IF(OR(J84=\"\",'Lives scenario - input'!$F69=\"\"),\"\",J84/'Lives scenario - input'!$F69),\"\")","v":""},{"$f":"IFERROR(IF(OR(K84=\"\",'Lives scenario - input'!$F69=\"\"),\"\",K84/'Lives scenario - input'!$F69),\"\")","v":""},{"$f":"IFERROR(IF(OR(L84=\"\",'Lives scenario - input'!$F69=\"\"),\"\",L84/'Lives scenario - input'!$F69),\"\")","v":""},{"$f":"IFERROR(IF(OR(M84=\"\",'Lives scenario - input'!$F69=\"\"),\"\",M84/'Lives scenario - input'!$F69),\"\")","v":""},{"$f":"IFERROR(IF(OR(N84=\"\",'Lives scenario - input'!$F69=\"\"),\"\",N84/'Lives scenario - input'!$F69),\"\")","v":""},{"$f":"IFERROR(IF(OR(O84=\"\",'Lives scenario - input'!$F69=\"\"),\"\",O84/'Lives scenario - input'!$F69),\"\")","v":""},{"$f":"IFERROR(IF(OR(P84=\"\",'Lives scenario - input'!$F69=\"\"),\"\",P84/'Lives scenario - input'!$F69),\"\")","v":""},{"$f":"IFERROR(IF(OR(Q84=\"\",'Lives scenario - input'!$F69=\"\"),\"\",Q84/'Lives scenario - input'!$F69),\"\")","v":""},{"$f":"IFERROR(IF(OR(R84=\"\",'Lives scenario - input'!$F69=\"\"),\"\",R84/'Lives scenario - input'!$F69),\"\")","v":""},{"$f":"IFERROR(IF(OR(S84=\"\",'Lives scenario - input'!$F69=\"\"),\"\",S84/'Lives scenario - input'!$F69),\"\")","v":""},{"$f":"IFERROR(IF(OR(T84=\"\",'Lives scenario - input'!$F69=\"\"),\"\",T84/'Lives scenario - input'!$F69),\"\")","v":""},{"$f":"IFERROR(IF(OR(U84=\"\",'Lives scenario - input'!$F69=\"\"),\"\",U84/'Lives scenario - input'!$F69),\"\")","v":""},{"$f":"IFERROR(IF(OR(V84=\"\",'Lives scenario - input'!$F69=\"\"),\"\",V84/'Lives scenario - input'!$F69),\"\")","v":""},{"$f":"IFERROR(IF(OR(W84=\"\",'Lives scenario - input'!$F69=\"\"),\"\",W84/'Lives scenario - input'!$F69),\"\")","v":""}]
[{"$f":"IFERROR('Lives scenario - input'!A70,\"\")","v":""},{"$f":"IFERROR('Lives scenario - input'!B70,\"\")","v":""},{"$f":"IFERROR('Lives scenario - input'!C70,\"\")","v":""},{"$f":"IFERROR(repcalc('Lives scenario - input'!$CX70:$GJ70,'Lives scenario - input'!$I70,'Lives scenario - input'!$G70,'Lives scenario - input'!$H70,20,TRUE,TRUE),\"\")","v":""},"","","","","","","","","","","","","","","","","","","",{"$f":"IFERROR(IF(OR(D85=\"\",'Lives scenario - input'!$F70=\"\"),\"\",D85/'Lives scenario - input'!$F70),\"\")","v":""},{"$f":"IFERROR(IF(OR(E85=\"\",'Lives scenario - input'!$F70=\"\"),\"\",E85/'Lives scenario - input'!$F70),\"\")","v":""},{"$f":"IFERROR(IF(OR(F85=\"\",'Lives scenario - input'!$F70=\"\"),\"\",F85/'Lives scenario - input'!$F70),\"\")","v":""},{"$f":"IFERROR(IF(OR(G85=\"\",'Lives scenario - input'!$F70=\"\"),\"\",G85/'Lives scenario - input'!$F70),\"\")","v":""},{"$f":"IFERROR(IF(OR(H85=\"\",'Lives scenario - input'!$F70=\"\"),\"\",H85/'Lives scenario - input'!$F70),\"\")","v":""},{"$f":"IFERROR(IF(OR(I85=\"\",'Lives scenario - input'!$F70=\"\"),\"\",I85/'Lives scenario - input'!$F70),\"\")","v":""},{"$f":"IFERROR(IF(OR(J85=\"\",'Lives scenario - input'!$F70=\"\"),\"\",J85/'Lives scenario - input'!$F70),\"\")","v":""},{"$f":"IFERROR(IF(OR(K85=\"\",'Lives scenario - input'!$F70=\"\"),\"\",K85/'Lives scenario - input'!$F70),\"\")","v":""},{"$f":"IFERROR(IF(OR(L85=\"\",'Lives scenario - input'!$F70=\"\"),\"\",L85/'Lives scenario - input'!$F70),\"\")","v":""},{"$f":"IFERROR(IF(OR(M85=\"\",'Lives scenario - input'!$F70=\"\"),\"\",M85/'Lives scenario - input'!$F70),\"\")","v":""},{"$f":"IFERROR(IF(OR(N85=\"\",'Lives scenario - input'!$F70=\"\"),\"\",N85/'Lives scenario - input'!$F70),\"\")","v":""},{"$f":"IFERROR(IF(OR(O85=\"\",'Lives scenario - input'!$F70=\"\"),\"\",O85/'Lives scenario - input'!$F70),\"\")","v":""},{"$f":"IFERROR(IF(OR(P85=\"\",'Lives scenario - input'!$F70=\"\"),\"\",P85/'Lives scenario - input'!$F70),\"\")","v":""},{"$f":"IFERROR(IF(OR(Q85=\"\",'Lives scenario - input'!$F70=\"\"),\"\",Q85/'Lives scenario - input'!$F70),\"\")","v":""},{"$f":"IFERROR(IF(OR(R85=\"\",'Lives scenario - input'!$F70=\"\"),\"\",R85/'Lives scenario - input'!$F70),\"\")","v":""},{"$f":"IFERROR(IF(OR(S85=\"\",'Lives scenario - input'!$F70=\"\"),\"\",S85/'Lives scenario - input'!$F70),\"\")","v":""},{"$f":"IFERROR(IF(OR(T85=\"\",'Lives scenario - input'!$F70=\"\"),\"\",T85/'Lives scenario - input'!$F70),\"\")","v":""},{"$f":"IFERROR(IF(OR(U85=\"\",'Lives scenario - input'!$F70=\"\"),\"\",U85/'Lives scenario - input'!$F70),\"\")","v":""},{"$f":"IFERROR(IF(OR(V85=\"\",'Lives scenario - input'!$F70=\"\"),\"\",V85/'Lives scenario - input'!$F70),\"\")","v":""},{"$f":"IFERROR(IF(OR(W85=\"\",'Lives scenario - input'!$F70=\"\"),\"\",W85/'Lives scenario - input'!$F70),\"\")","v":""}]
[{"$f":"IFERROR('Lives scenario - input'!A71,\"\")","v":""},{"$f":"IFERROR('Lives scenario - input'!B71,\"\")","v":""},{"$f":"IFERROR('Lives scenario - input'!C71,\"\")","v":""},{"$f":"IFERROR(repcalc('Lives scenario - input'!$CX71:$GJ71,'Lives scenario - input'!$I71,'Lives scenario - input'!$G71,'Lives scenario - input'!$H71,20,TRUE,TRUE),\"\")","v":""},"","","","","","","","","","","","","","","","","","","",{"$f":"IFERROR(IF(OR(D86=\"\",'Lives scenario - input'!$F71=\"\"),\"\",D86/'Lives scenario - input'!$F71),\"\")","v":""},{"$f":"IFERROR(IF(OR(E86=\"\",'Lives scenario - input'!$F71=\"\"),\"\",E86/'Lives scenario - input'!$F71),\"\")","v":""},{"$f":"IFERROR(IF(OR(F86=\"\",'Lives scenario - input'!$F71=\"\"),\"\",F86/'Lives scenario - input'!$F71),\"\")","v":""},{"$f":"IFERROR(IF(OR(G86=\"\",'Lives scenario - input'!$F71=\"\"),\"\",G86/'Lives scenario - input'!$F71),\"\")","v":""},{"$f":"IFERROR(IF(OR(H86=\"\",'Lives scenario - input'!$F71=\"\"),\"\",H86/'Lives scenario - input'!$F71),\"\")","v":""},{"$f":"IFERROR(IF(OR(I86=\"\",'Lives scenario - input'!$F71=\"\"),\"\",I86/'Lives scenario - input'!$F71),\"\")","v":""},{"$f":"IFERROR(IF(OR(J86=\"\",'Lives scenario - input'!$F71=\"\"),\"\",J86/'Lives scenario - input'!$F71),\"\")","v":""},{"$f":"IFERROR(IF(OR(K86=\"\",'Lives scenario - input'!$F71=\"\"),\"\",K86/'Lives scenario - input'!$F71),\"\")","v":""},{"$f":"IFERROR(IF(OR(L86=\"\",'Lives scenario - input'!$F71=\"\"),\"\",L86/'Lives scenario - input'!$F71),\"\")","v":""},{"$f":"IFERROR(IF(OR(M86=\"\",'Lives scenario - input'!$F71=\"\"),\"\",M86/'Lives scenario - input'!$F71),\"\")","v":""},{"$f":"IFERROR(IF(OR(N86=\"\",'Lives scenario - input'!$F71=\"\"),\"\",N86/'Lives scenario - input'!$F71),\"\")","v":""},{"$f":"IFERROR(IF(OR(O86=\"\",'Lives scenario - input'!$F71=\"\"),\"\",O86/'Lives scenario - input'!$F71),\"\")","v":""},{"$f":"IFERROR(IF(OR(P86=\"\",'Lives scenario - input'!$F71=\"\"),\"\",P86/'Lives scenario - input'!$F71),\"\")","v":""},{"$f":"IFERROR(IF(OR(Q86=\"\",'Lives scenario - input'!$F71=\"\"),\"\",Q86/'Lives scenario - input'!$F71),\"\")","v":""},{"$f":"IFERROR(IF(OR(R86=\"\",'Lives scenario - input'!$F71=\"\"),\"\",R86/'Lives scenario - input'!$F71),\"\")","v":""},{"$f":"IFERROR(IF(OR(S86=\"\",'Lives scenario - input'!$F71=\"\"),\"\",S86/'Lives scenario - input'!$F71),\"\")","v":""},{"$f":"IFERROR(IF(OR(T86=\"\",'Lives scenario - input'!$F71=\"\"),\"\",T86/'Lives scenario - input'!$F71),\"\")","v":""},{"$f":"IFERROR(IF(OR(U86=\"\",'Lives scenario - input'!$F71=\"\"),\"\",U86/'Lives scenario - input'!$F71),\"\")","v":""},{"$f":"IFERROR(IF(OR(V86=\"\",'Lives scenario - input'!$F71=\"\"),\"\",V86/'Lives scenario - input'!$F71),\"\")","v":""},{"$f":"IFERROR(IF(OR(W86=\"\",'Lives scenario - input'!$F71=\"\"),\"\",W86/'Lives scenario - input'!$F71),\"\")","v":""}]
[{"$f":"IFERROR('Lives scenario - input'!A72,\"\")","v":""},{"$f":"IFERROR('Lives scenario - input'!B72,\"\")","v":""},{"$f":"IFERROR('Lives scenario - input'!C72,\"\")","v":""},{"$f":"IFERROR(repcalc('Lives scenario - input'!$CX72:$GJ72,'Lives scenario - input'!$I72,'Lives scenario - input'!$G72,'Lives scenario - input'!$H72,20,TRUE,TRUE),\"\")","v":""},"","","","","","","","","","","","","","","","","","","",{"$f":"IFERROR(IF(OR(D87=\"\",'Lives scenario - input'!$F72=\"\"),\"\",D87/'Lives scenario - input'!$F72),\"\")","v":""},{"$f":"IFERROR(IF(OR(E87=\"\",'Lives scenario - input'!$F72=\"\"),\"\",E87/'Lives scenario - input'!$F72),\"\")","v":""},{"$f":"IFERROR(IF(OR(F87=\"\",'Lives scenario - input'!$F72=\"\"),\"\",F87/'Lives scenario - input'!$F72),\"\")","v":""},{"$f":"IFERROR(IF(OR(G87=\"\",'Lives scenario - input'!$F72=\"\"),\"\",G87/'Lives scenario - input'!$F72),\"\")","v":""},{"$f":"IFERROR(IF(OR(H87=\"\",'Lives scenario - input'!$F72=\"\"),\"\",H87/'Lives scenario - input'!$F72),\"\")","v":""},{"$f":"IFERROR(IF(OR(I87=\"\",'Lives scenario - input'!$F72=\"\"),\"\",I87/'Lives scenario - input'!$F72),\"\")","v":""},{"$f":"IFERROR(IF(OR(J87=\"\",'Lives scenario - input'!$F72=\"\"),\"\",J87/'Lives scenario - input'!$F72),\"\")","v":""},{"$f":"IFERROR(IF(OR(K87=\"\",'Lives scenario - input'!$F72=\"\"),\"\",K87/'Lives scenario - input'!$F72),\"\")","v":""},{"$f":"IFERROR(IF(OR(L87=\"\",'Lives scenario - input'!$F72=\"\"),\"\",L87/'Lives scenario - input'!$F72),\"\")","v":""},{"$f":"IFERROR(IF(OR(M87=\"\",'Lives scenario - input'!$F72=\"\"),\"\",M87/'Lives scenario - input'!$F72),\"\")","v":""},{"$f":"IFERROR(IF(OR(N87=\"\",'Lives scenario - input'!$F72=\"\"),\"\",N87/'Lives scenario - input'!$F72),\"\")","v":""},{"$f":"IFERROR(IF(OR(O87=\"\",'Lives scenario - input'!$F72=\"\"),\"\",O87/'Lives scenario - input'!$F72),\"\")","v":""},{"$f":"IFERROR(IF(OR(P87=\"\",'Lives scenario - input'!$F72=\"\"),\"\",P87/'Lives scenario - input'!$F72),\"\")","v":""},{"$f":"IFERROR(IF(OR(Q87=\"\",'Lives scenario - input'!$F72=\"\"),\"\",Q87/'Lives scenario - input'!$F72),\"\")","v":""},{"$f":"IFERROR(IF(OR(R87=\"\",'Lives scenario - input'!$F72=\"\"),\"\",R87/'Lives scenario - input'!$F72),\"\")","v":""},{"$f":"IFERROR(IF(OR(S87=\"\",'Lives scenario - input'!$F72=\"\"),\"\",S87/'Lives scenario - input'!$F72),\"\")","v":""},{"$f":"IFERROR(IF(OR(T87=\"\",'Lives scenario - input'!$F72=\"\"),\"\",T87/'Lives scenario - input'!$F72),\"\")","v":""},{"$f":"IFERROR(IF(OR(U87=\"\",'Lives scenario - input'!$F72=\"\"),\"\",U87/'Lives scenario - input'!$F72),\"\")","v":""},{"$f":"IFERROR(IF(OR(V87=\"\",'Lives scenario - input'!$F72=\"\"),\"\",V87/'Lives scenario - input'!$F72),\"\")","v":""},{"$f":"IFERROR(IF(OR(W87=\"\",'Lives scenario - input'!$F72=\"\"),\"\",W87/'Lives scenario - input'!$F72),\"\")","v":""}]
[{"$f":"IFERROR('Lives scenario - input'!A73,\"\")","v":""},{"$f":"IFERROR('Lives scenario - input'!B73,\"\")","v":""},{"$f":"IFERROR('Lives scenario - input'!C73,\"\")","v":""},{"$f":"IFERROR(repcalc('Lives scenario - input'!$CX73:$GJ73,'Lives scenario - input'!$I73,'Lives scenario - input'!$G73,'Lives scenario - input'!$H73,20,TRUE,TRUE),\"\")","v":""},"","","","","","","","","","","","","","","","","","","",{"$f":"IFERROR(IF(OR(D88=\"\",'Lives scenario - input'!$F73=\"\"),\"\",D88/'Lives scenario - input'!$F73),\"\")","v":""},{"$f":"IFERROR(IF(OR(E88=\"\",'Lives scenario - input'!$F73=\"\"),\"\",E88/'Lives scenario - input'!$F73),\"\")","v":""},{"$f":"IFERROR(IF(OR(F88=\"\",'Lives scenario - input'!$F73=\"\"),\"\",F88/'Lives scenario - input'!$F73),\"\")","v":""},{"$f":"IFERROR(IF(OR(G88=\"\",'Lives scenario - input'!$F73=\"\"),\"\",G88/'Lives scenario - input'!$F73),\"\")","v":""},{"$f":"IFERROR(IF(OR(H88=\"\",'Lives scenario - input'!$F73=\"\"),\"\",H88/'Lives scenario - input'!$F73),\"\")","v":""},{"$f":"IFERROR(IF(OR(I88=\"\",'Lives scenario - input'!$F73=\"\"),\"\",I88/'Lives scenario - input'!$F73),\"\")","v":""},{"$f":"IFERROR(IF(OR(J88=\"\",'Lives scenario - input'!$F73=\"\"),\"\",J88/'Lives scenario - input'!$F73),\"\")","v":""},{"$f":"IFERROR(IF(OR(K88=\"\",'Lives scenario - input'!$F73=\"\"),\"\",K88/'Lives scenario - input'!$F73),\"\")","v":""},{"$f":"IFERROR(IF(OR(L88=\"\",'Lives scenario - input'!$F73=\"\"),\"\",L88/'Lives scenario - input'!$F73),\"\")","v":""},{"$f":"IFERROR(IF(OR(M88=\"\",'Lives scenario - input'!$F73=\"\"),\"\",M88/'Lives scenario - input'!$F73),\"\")","v":""},{"$f":"IFERROR(IF(OR(N88=\"\",'Lives scenario - input'!$F73=\"\"),\"\",N88/'Lives scenario - input'!$F73),\"\")","v":""},{"$f":"IFERROR(IF(OR(O88=\"\",'Lives scenario - input'!$F73=\"\"),\"\",O88/'Lives scenario - input'!$F73),\"\")","v":""},{"$f":"IFERROR(IF(OR(P88=\"\",'Lives scenario - input'!$F73=\"\"),\"\",P88/'Lives scenario - input'!$F73),\"\")","v":""},{"$f":"IFERROR(IF(OR(Q88=\"\",'Lives scenario - input'!$F73=\"\"),\"\",Q88/'Lives scenario - input'!$F73),\"\")","v":""},{"$f":"IFERROR(IF(OR(R88=\"\",'Lives scenario - input'!$F73=\"\"),\"\",R88/'Lives scenario - input'!$F73),\"\")","v":""},{"$f":"IFERROR(IF(OR(S88=\"\",'Lives scenario - input'!$F73=\"\"),\"\",S88/'Lives scenario - input'!$F73),\"\")","v":""},{"$f":"IFERROR(IF(OR(T88=\"\",'Lives scenario - input'!$F73=\"\"),\"\",T88/'Lives scenario - input'!$F73),\"\")","v":""},{"$f":"IFERROR(IF(OR(U88=\"\",'Lives scenario - input'!$F73=\"\"),\"\",U88/'Lives scenario - input'!$F73),\"\")","v":""},{"$f":"IFERROR(IF(OR(V88=\"\",'Lives scenario - input'!$F73=\"\"),\"\",V88/'Lives scenario - input'!$F73),\"\")","v":""},{"$f":"IFERROR(IF(OR(W88=\"\",'Lives scenario - input'!$F73=\"\"),\"\",W88/'Lives scenario - input'!$F73),\"\")","v":""}]
[{"$f":"IFERROR('Lives scenario - input'!A74,\"\")","v":""},{"$f":"IFERROR('Lives scenario - input'!B74,\"\")","v":""},{"$f":"IFERROR('Lives scenario - input'!C74,\"\")","v":""},{"$f":"IFERROR(repcalc('Lives scenario - input'!$CX74:$GJ74,'Lives scenario - input'!$I74,'Lives scenario - input'!$G74,'Lives scenario - input'!$H74,20,TRUE,TRUE),\"\")","v":""},"","","","","","","","","","","","","","","","","","","",{"$f":"IFERROR(IF(OR(D89=\"\",'Lives scenario - input'!$F74=\"\"),\"\",D89/'Lives scenario - input'!$F74),\"\")","v":""},{"$f":"IFERROR(IF(OR(E89=\"\",'Lives scenario - input'!$F74=\"\"),\"\",E89/'Lives scenario - input'!$F74),\"\")","v":""},{"$f":"IFERROR(IF(OR(F89=\"\",'Lives scenario - input'!$F74=\"\"),\"\",F89/'Lives scenario - input'!$F74),\"\")","v":""},{"$f":"IFERROR(IF(OR(G89=\"\",'Lives scenario - input'!$F74=\"\"),\"\",G89/'Lives scenario - input'!$F74),\"\")","v":""},{"$f":"IFERROR(IF(OR(H89=\"\",'Lives scenario - input'!$F74=\"\"),\"\",H89/'Lives scenario - input'!$F74),\"\")","v":""},{"$f":"IFERROR(IF(OR(I89=\"\",'Lives scenario - input'!$F74=\"\"),\"\",I89/'Lives scenario - input'!$F74),\"\")","v":""},{"$f":"IFERROR(IF(OR(J89=\"\",'Lives scenario - input'!$F74=\"\"),\"\",J89/'Lives scenario - input'!$F74),\"\")","v":""},{"$f":"IFERROR(IF(OR(K89=\"\",'Lives scenario - input'!$F74=\"\"),\"\",K89/'Lives scenario - input'!$F74),\"\")","v":""},{"$f":"IFERROR(IF(OR(L89=\"\",'Lives scenario - input'!$F74=\"\"),\"\",L89/'Lives scenario - input'!$F74),\"\")","v":""},{"$f":"IFERROR(IF(OR(M89=\"\",'Lives scenario - input'!$F74=\"\"),\"\",M89/'Lives scenario - input'!$F74),\"\")","v":""},{"$f":"IFERROR(IF(OR(N89=\"\",'Lives scenario - input'!$F74=\"\"),\"\",N89/'Lives scenario - input'!$F74),\"\")","v":""},{"$f":"IFERROR(IF(OR(O89=\"\",'Lives scenario - input'!$F74=\"\"),\"\",O89/'Lives scenario - input'!$F74),\"\")","v":""},{"$f":"IFERROR(IF(OR(P89=\"\",'Lives scenario - input'!$F74=\"\"),\"\",P89/'Lives scenario - input'!$F74),\"\")","v":""},{"$f":"IFERROR(IF(OR(Q89=\"\",'Lives scenario - input'!$F74=\"\"),\"\",Q89/'Lives scenario - input'!$F74),\"\")","v":""},{"$f":"IFERROR(IF(OR(R89=\"\",'Lives scenario - input'!$F74=\"\"),\"\",R89/'Lives scenario - input'!$F74),\"\")","v":""},{"$f":"IFERROR(IF(OR(S89=\"\",'Lives scenario - input'!$F74=\"\"),\"\",S89/'Lives scenario - input'!$F74),\"\")","v":""},{"$f":"IFERROR(IF(OR(T89=\"\",'Lives scenario - input'!$F74=\"\"),\"\",T89/'Lives scenario - input'!$F74),\"\")","v":""},{"$f":"IFERROR(IF(OR(U89=\"\",'Lives scenario - input'!$F74=\"\"),\"\",U89/'Lives scenario - input'!$F74),\"\")","v":""},{"$f":"IFERROR(IF(OR(V89=\"\",'Lives scenario - input'!$F74=\"\"),\"\",V89/'Lives scenario - input'!$F74),\"\")","v":""},{"$f":"IFERROR(IF(OR(W89=\"\",'Lives scenario - input'!$F74=\"\"),\"\",W89/'Lives scenario - input'!$F74),\"\")","v":""}]
[{"$f":"IFERROR('Lives scenario - input'!A75,\"\")","v":""},{"$f":"IFERROR('Lives scenario - input'!B75,\"\")","v":""},{"$f":"IFERROR('Lives scenario - input'!C75,\"\")","v":""},{"$f":"IFERROR(repcalc('Lives scenario - input'!$CX75:$GJ75,'Lives scenario - input'!$I75,'Lives scenario - input'!$G75,'Lives scenario - input'!$H75,20,TRUE,TRUE),\"\")","v":""},"","","","","","","","","","","","","","","","","","","",{"$f":"IFERROR(IF(OR(D90=\"\",'Lives scenario - input'!$F75=\"\"),\"\",D90/'Lives scenario - input'!$F75),\"\")","v":""},{"$f":"IFERROR(IF(OR(E90=\"\",'Lives scenario - input'!$F75=\"\"),\"\",E90/'Lives scenario - input'!$F75),\"\")","v":""},{"$f":"IFERROR(IF(OR(F90=\"\",'Lives scenario - input'!$F75=\"\"),\"\",F90/'Lives scenario - input'!$F75),\"\")","v":""},{"$f":"IFERROR(IF(OR(G90=\"\",'Lives scenario - input'!$F75=\"\"),\"\",G90/'Lives scenario - input'!$F75),\"\")","v":""},{"$f":"IFERROR(IF(OR(H90=\"\",'Lives scenario - input'!$F75=\"\"),\"\",H90/'Lives scenario - input'!$F75),\"\")","v":""},{"$f":"IFERROR(IF(OR(I90=\"\",'Lives scenario - input'!$F75=\"\"),\"\",I90/'Lives scenario - input'!$F75),\"\")","v":""},{"$f":"IFERROR(IF(OR(J90=\"\",'Lives scenario - input'!$F75=\"\"),\"\",J90/'Lives scenario - input'!$F75),\"\")","v":""},{"$f":"IFERROR(IF(OR(K90=\"\",'Lives scenario - input'!$F75=\"\"),\"\",K90/'Lives scenario - input'!$F75),\"\")","v":""},{"$f":"IFERROR(IF(OR(L90=\"\",'Lives scenario - input'!$F75=\"\"),\"\",L90/'Lives scenario - input'!$F75),\"\")","v":""},{"$f":"IFERROR(IF(OR(M90=\"\",'Lives scenario - input'!$F75=\"\"),\"\",M90/'Lives scenario - input'!$F75),\"\")","v":""},{"$f":"IFERROR(IF(OR(N90=\"\",'Lives scenario - input'!$F75=\"\"),\"\",N90/'Lives scenario - input'!$F75),\"\")","v":""},{"$f":"IFERROR(IF(OR(O90=\"\",'Lives scenario - input'!$F75=\"\"),\"\",O90/'Lives scenario - input'!$F75),\"\")","v":""},{"$f":"IFERROR(IF(OR(P90=\"\",'Lives scenario - input'!$F75=\"\"),\"\",P90/'Lives scenario - input'!$F75),\"\")","v":""},{"$f":"IFERROR(IF(OR(Q90=\"\",'Lives scenario - input'!$F75=\"\"),\"\",Q90/'Lives scenario - input'!$F75),\"\")","v":""},{"$f":"IFERROR(IF(OR(R90=\"\",'Lives scenario - input'!$F75=\"\"),\"\",R90/'Lives scenario - input'!$F75),\"\")","v":""},{"$f":"IFERROR(IF(OR(S90=\"\",'Lives scenario - input'!$F75=\"\"),\"\",S90/'Lives scenario - input'!$F75),\"\")","v":""},{"$f":"IFERROR(IF(OR(T90=\"\",'Lives scenario - input'!$F75=\"\"),\"\",T90/'Lives scenario - input'!$F75),\"\")","v":""},{"$f":"IFERROR(IF(OR(U90=\"\",'Lives scenario - input'!$F75=\"\"),\"\",U90/'Lives scenario - input'!$F75),\"\")","v":""},{"$f":"IFERROR(IF(OR(V90=\"\",'Lives scenario - input'!$F75=\"\"),\"\",V90/'Lives scenario - input'!$F75),\"\")","v":""},{"$f":"IFERROR(IF(OR(W90=\"\",'Lives scenario - input'!$F75=\"\"),\"\",W90/'Lives scenario - input'!$F75),\"\")","v":""}]
[{"$f":"IFERROR('Lives scenario - input'!A76,\"\")","v":""},{"$f":"IFERROR('Lives scenario - input'!B76,\"\")","v":""},{"$f":"IFERROR('Lives scenario - input'!C76,\"\")","v":""},{"$f":"IFERROR(repcalc('Lives scenario - input'!$CX76:$GJ76,'Lives scenario - input'!$I76,'Lives scenario - input'!$G76,'Lives scenario - input'!$H76,20,TRUE,TRUE),\"\")","v":""},"","","","","","","","","","","","","","","","","","","",{"$f":"IFERROR(IF(OR(D91=\"\",'Lives scenario - input'!$F76=\"\"),\"\",D91/'Lives scenario - input'!$F76),\"\")","v":""},{"$f":"IFERROR(IF(OR(E91=\"\",'Lives scenario - input'!$F76=\"\"),\"\",E91/'Lives scenario - input'!$F76),\"\")","v":""},{"$f":"IFERROR(IF(OR(F91=\"\",'Lives scenario - input'!$F76=\"\"),\"\",F91/'Lives scenario - input'!$F76),\"\")","v":""},{"$f":"IFERROR(IF(OR(G91=\"\",'Lives scenario - input'!$F76=\"\"),\"\",G91/'Lives scenario - input'!$F76),\"\")","v":""},{"$f":"IFERROR(IF(OR(H91=\"\",'Lives scenario - input'!$F76=\"\"),\"\",H91/'Lives scenario - input'!$F76),\"\")","v":""},{"$f":"IFERROR(IF(OR(I91=\"\",'Lives scenario - input'!$F76=\"\"),\"\",I91/'Lives scenario - input'!$F76),\"\")","v":""},{"$f":"IFERROR(IF(OR(J91=\"\",'Lives scenario - input'!$F76=\"\"),\"\",J91/'Lives scenario - input'!$F76),\"\")","v":""},{"$f":"IFERROR(IF(OR(K91=\"\",'Lives scenario - input'!$F76=\"\"),\"\",K91/'Lives scenario - input'!$F76),\"\")","v":""},{"$f":"IFERROR(IF(OR(L91=\"\",'Lives scenario - input'!$F76=\"\"),\"\",L91/'Lives scenario - input'!$F76),\"\")","v":""},{"$f":"IFERROR(IF(OR(M91=\"\",'Lives scenario - input'!$F76=\"\"),\"\",M91/'Lives scenario - input'!$F76),\"\")","v":""},{"$f":"IFERROR(IF(OR(N91=\"\",'Lives scenario - input'!$F76=\"\"),\"\",N91/'Lives scenario - input'!$F76),\"\")","v":""},{"$f":"IFERROR(IF(OR(O91=\"\",'Lives scenario - input'!$F76=\"\"),\"\",O91/'Lives scenario - input'!$F76),\"\")","v":""},{"$f":"IFERROR(IF(OR(P91=\"\",'Lives scenario - input'!$F76=\"\"),\"\",P91/'Lives scenario - input'!$F76),\"\")","v":""},{"$f":"IFERROR(IF(OR(Q91=\"\",'Lives scenario - input'!$F76=\"\"),\"\",Q91/'Lives scenario - input'!$F76),\"\")","v":""},{"$f":"IFERROR(IF(OR(R91=\"\",'Lives scenario - input'!$F76=\"\"),\"\",R91/'Lives scenario - input'!$F76),\"\")","v":""},{"$f":"IFERROR(IF(OR(S91=\"\",'Lives scenario - input'!$F76=\"\"),\"\",S91/'Lives scenario - input'!$F76),\"\")","v":""},{"$f":"IFERROR(IF(OR(T91=\"\",'Lives scenario - input'!$F76=\"\"),\"\",T91/'Lives scenario - input'!$F76),\"\")","v":""},{"$f":"IFERROR(IF(OR(U91=\"\",'Lives scenario - input'!$F76=\"\"),\"\",U91/'Lives scenario - input'!$F76),\"\")","v":""},{"$f":"IFERROR(IF(OR(V91=\"\",'Lives scenario - input'!$F76=\"\"),\"\",V91/'Lives scenario - input'!$F76),\"\")","v":""},{"$f":"IFERROR(IF(OR(W91=\"\",'Lives scenario - input'!$F76=\"\"),\"\",W91/'Lives scenario - input'!$F76),\"\")","v":""}]
[{"$f":"IFERROR('Lives scenario - input'!A77,\"\")","v":""},{"$f":"IFERROR('Lives scenario - input'!B77,\"\")","v":""},{"$f":"IFERROR('Lives scenario - input'!C77,\"\")","v":""},{"$f":"IFERROR(repcalc('Lives scenario - input'!$CX77:$GJ77,'Lives scenario - input'!$I77,'Lives scenario - input'!$G77,'Lives scenario - input'!$H77,20,TRUE,TRUE),\"\")","v":""},"","","","","","","","","","","","","","","","","","","",{"$f":"IFERROR(IF(OR(D92=\"\",'Lives scenario - input'!$F77=\"\"),\"\",D92/'Lives scenario - input'!$F77),\"\")","v":""},{"$f":"IFERROR(IF(OR(E92=\"\",'Lives scenario - input'!$F77=\"\"),\"\",E92/'Lives scenario - input'!$F77),\"\")","v":""},{"$f":"IFERROR(IF(OR(F92=\"\",'Lives scenario - input'!$F77=\"\"),\"\",F92/'Lives scenario - input'!$F77),\"\")","v":""},{"$f":"IFERROR(IF(OR(G92=\"\",'Lives scenario - input'!$F77=\"\"),\"\",G92/'Lives scenario - input'!$F77),\"\")","v":""},{"$f":"IFERROR(IF(OR(H92=\"\",'Lives scenario - input'!$F77=\"\"),\"\",H92/'Lives scenario - input'!$F77),\"\")","v":""},{"$f":"IFERROR(IF(OR(I92=\"\",'Lives scenario - input'!$F77=\"\"),\"\",I92/'Lives scenario - input'!$F77),\"\")","v":""},{"$f":"IFERROR(IF(OR(J92=\"\",'Lives scenario - input'!$F77=\"\"),\"\",J92/'Lives scenario - input'!$F77),\"\")","v":""},{"$f":"IFERROR(IF(OR(K92=\"\",'Lives scenario - input'!$F77=\"\"),\"\",K92/'Lives scenario - input'!$F77),\"\")","v":""},{"$f":"IFERROR(IF(OR(L92=\"\",'Lives scenario - input'!$F77=\"\"),\"\",L92/'Lives scenario - input'!$F77),\"\")","v":""},{"$f":"IFERROR(IF(OR(M92=\"\",'Lives scenario - input'!$F77=\"\"),\"\",M92/'Lives scenario - input'!$F77),\"\")","v":""},{"$f":"IFERROR(IF(OR(N92=\"\",'Lives scenario - input'!$F77=\"\"),\"\",N92/'Lives scenario - input'!$F77),\"\")","v":""},{"$f":"IFERROR(IF(OR(O92=\"\",'Lives scenario - input'!$F77=\"\"),\"\",O92/'Lives scenario - input'!$F77),\"\")","v":""},{"$f":"IFERROR(IF(OR(P92=\"\",'Lives scenario - input'!$F77=\"\"),\"\",P92/'Lives scenario - input'!$F77),\"\")","v":""},{"$f":"IFERROR(IF(OR(Q92=\"\",'Lives scenario - input'!$F77=\"\"),\"\",Q92/'Lives scenario - input'!$F77),\"\")","v":""},{"$f":"IFERROR(IF(OR(R92=\"\",'Lives scenario - input'!$F77=\"\"),\"\",R92/'Lives scenario - input'!$F77),\"\")","v":""},{"$f":"IFERROR(IF(OR(S92=\"\",'Lives scenario - input'!$F77=\"\"),\"\",S92/'Lives scenario - input'!$F77),\"\")","v":""},{"$f":"IFERROR(IF(OR(T92=\"\",'Lives scenario - input'!$F77=\"\"),\"\",T92/'Lives scenario - input'!$F77),\"\")","v":""},{"$f":"IFERROR(IF(OR(U92=\"\",'Lives scenario - input'!$F77=\"\"),\"\",U92/'Lives scenario - input'!$F77),\"\")","v":""},{"$f":"IFERROR(IF(OR(V92=\"\",'Lives scenario - input'!$F77=\"\"),\"\",V92/'Lives scenario - input'!$F77),\"\")","v":""},{"$f":"IFERROR(IF(OR(W92=\"\",'Lives scenario - input'!$F77=\"\"),\"\",W92/'Lives scenario - input'!$F77),\"\")","v":""}]
[{"$f":"IFERROR('Lives scenario - input'!A78,\"\")","v":""},{"$f":"IFERROR('Lives scenario - input'!B78,\"\")","v":""},{"$f":"IFERROR('Lives scenario - input'!C78,\"\")","v":""},{"$f":"IFERROR(repcalc('Lives scenario - input'!$CX78:$GJ78,'Lives scenario - input'!$I78,'Lives scenario - input'!$G78,'Lives scenario - input'!$H78,20,TRUE,TRUE),\"\")","v":""},"","","","","","","","","","","","","","","","","","","",{"$f":"IFERROR(IF(OR(D93=\"\",'Lives scenario - input'!$F78=\"\"),\"\",D93/'Lives scenario - input'!$F78),\"\")","v":""},{"$f":"IFERROR(IF(OR(E93=\"\",'Lives scenario - input'!$F78=\"\"),\"\",E93/'Lives scenario - input'!$F78),\"\")","v":""},{"$f":"IFERROR(IF(OR(F93=\"\",'Lives scenario - input'!$F78=\"\"),\"\",F93/'Lives scenario - input'!$F78),\"\")","v":""},{"$f":"IFERROR(IF(OR(G93=\"\",'Lives scenario - input'!$F78=\"\"),\"\",G93/'Lives scenario - input'!$F78),\"\")","v":""},{"$f":"IFERROR(IF(OR(H93=\"\",'Lives scenario - input'!$F78=\"\"),\"\",H93/'Lives scenario - input'!$F78),\"\")","v":""},{"$f":"IFERROR(IF(OR(I93=\"\",'Lives scenario - input'!$F78=\"\"),\"\",I93/'Lives scenario - input'!$F78),\"\")","v":""},{"$f":"IFERROR(IF(OR(J93=\"\",'Lives scenario - input'!$F78=\"\"),\"\",J93/'Lives scenario - input'!$F78),\"\")","v":""},{"$f":"IFERROR(IF(OR(K93=\"\",'Lives scenario - input'!$F78=\"\"),\"\",K93/'Lives scenario - input'!$F78),\"\")","v":""},{"$f":"IFERROR(IF(OR(L93=\"\",'Lives scenario - input'!$F78=\"\"),\"\",L93/'Lives scenario - input'!$F78),\"\")","v":""},{"$f":"IFERROR(IF(OR(M93=\"\",'Lives scenario - input'!$F78=\"\"),\"\",M93/'Lives scenario - input'!$F78),\"\")","v":""},{"$f":"IFERROR(IF(OR(N93=\"\",'Lives scenario - input'!$F78=\"\"),\"\",N93/'Lives scenario - input'!$F78),\"\")","v":""},{"$f":"IFERROR(IF(OR(O93=\"\",'Lives scenario - input'!$F78=\"\"),\"\",O93/'Lives scenario - input'!$F78),\"\")","v":""},{"$f":"IFERROR(IF(OR(P93=\"\",'Lives scenario - input'!$F78=\"\"),\"\",P93/'Lives scenario - input'!$F78),\"\")","v":""},{"$f":"IFERROR(IF(OR(Q93=\"\",'Lives scenario - input'!$F78=\"\"),\"\",Q93/'Lives scenario - input'!$F78),\"\")","v":""},{"$f":"IFERROR(IF(OR(R93=\"\",'Lives scenario - input'!$F78=\"\"),\"\",R93/'Lives scenario - input'!$F78),\"\")","v":""},{"$f":"IFERROR(IF(OR(S93=\"\",'Lives scenario - input'!$F78=\"\"),\"\",S93/'Lives scenario - input'!$F78),\"\")","v":""},{"$f":"IFERROR(IF(OR(T93=\"\",'Lives scenario - input'!$F78=\"\"),\"\",T93/'Lives scenario - input'!$F78),\"\")","v":""},{"$f":"IFERROR(IF(OR(U93=\"\",'Lives scenario - input'!$F78=\"\"),\"\",U93/'Lives scenario - input'!$F78),\"\")","v":""},{"$f":"IFERROR(IF(OR(V93=\"\",'Lives scenario - input'!$F78=\"\"),\"\",V93/'Lives scenario - input'!$F78),\"\")","v":""},{"$f":"IFERROR(IF(OR(W93=\"\",'Lives scenario - input'!$F78=\"\"),\"\",W93/'Lives scenario - input'!$F78),\"\")","v":""}]
[{"$f":"IFERROR('Lives scenario - input'!A79,\"\")","v":""},{"$f":"IFERROR('Lives scenario - input'!B79,\"\")","v":""},{"$f":"IFERROR('Lives scenario - input'!C79,\"\")","v":""},{"$f":"IFERROR(repcalc('Lives scenario - input'!$CX79:$GJ79,'Lives scenario - input'!$I79,'Lives scenario - input'!$G79,'Lives scenario - input'!$H79,20,TRUE,TRUE),\"\")","v":""},"","","","","","","","","","","","","","","","","","","",{"$f":"IFERROR(IF(OR(D94=\"\",'Lives scenario - input'!$F79=\"\"),\"\",D94/'Lives scenario - input'!$F79),\"\")","v":""},{"$f":"IFERROR(IF(OR(E94=\"\",'Lives scenario - input'!$F79=\"\"),\"\",E94/'Lives scenario - input'!$F79),\"\")","v":""},{"$f":"IFERROR(IF(OR(F94=\"\",'Lives scenario - input'!$F79=\"\"),\"\",F94/'Lives scenario - input'!$F79),\"\")","v":""},{"$f":"IFERROR(IF(OR(G94=\"\",'Lives scenario - input'!$F79=\"\"),\"\",G94/'Lives scenario - input'!$F79),\"\")","v":""},{"$f":"IFERROR(IF(OR(H94=\"\",'Lives scenario - input'!$F79=\"\"),\"\",H94/'Lives scenario - input'!$F79),\"\")","v":""},{"$f":"IFERROR(IF(OR(I94=\"\",'Lives scenario - input'!$F79=\"\"),\"\",I94/'Lives scenario - input'!$F79),\"\")","v":""},{"$f":"IFERROR(IF(OR(J94=\"\",'Lives scenario - input'!$F79=\"\"),\"\",J94/'Lives scenario - input'!$F79),\"\")","v":""},{"$f":"IFERROR(IF(OR(K94=\"\",'Lives scenario - input'!$F79=\"\"),\"\",K94/'Lives scenario - input'!$F79),\"\")","v":""},{"$f":"IFERROR(IF(OR(L94=\"\",'Lives scenario - input'!$F79=\"\"),\"\",L94/'Lives scenario - input'!$F79),\"\")","v":""},{"$f":"IFERROR(IF(OR(M94=\"\",'Lives scenario - input'!$F79=\"\"),\"\",M94/'Lives scenario - input'!$F79),\"\")","v":""},{"$f":"IFERROR(IF(OR(N94=\"\",'Lives scenario - input'!$F79=\"\"),\"\",N94/'Lives scenario - input'!$F79),\"\")","v":""},{"$f":"IFERROR(IF(OR(O94=\"\",'Lives scenario - input'!$F79=\"\"),\"\",O94/'Lives scenario - input'!$F79),\"\")","v":""},{"$f":"IFERROR(IF(OR(P94=\"\",'Lives scenario - input'!$F79=\"\"),\"\",P94/'Lives scenario - input'!$F79),\"\")","v":""},{"$f":"IFERROR(IF(OR(Q94=\"\",'Lives scenario - input'!$F79=\"\"),\"\",Q94/'Lives scenario - input'!$F79),\"\")","v":""},{"$f":"IFERROR(IF(OR(R94=\"\",'Lives scenario - input'!$F79=\"\"),\"\",R94/'Lives scenario - input'!$F79),\"\")","v":""},{"$f":"IFERROR(IF(OR(S94=\"\",'Lives scenario - input'!$F79=\"\"),\"\",S94/'Lives scenario - input'!$F79),\"\")","v":""},{"$f":"IFERROR(IF(OR(T94=\"\",'Lives scenario - input'!$F79=\"\"),\"\",T94/'Lives scenario - input'!$F79),\"\")","v":""},{"$f":"IFERROR(IF(OR(U94=\"\",'Lives scenario - input'!$F79=\"\"),\"\",U94/'Lives scenario - input'!$F79),\"\")","v":""},{"$f":"IFERROR(IF(OR(V94=\"\",'Lives scenario - input'!$F79=\"\"),\"\",V94/'Lives scenario - input'!$F79),\"\")","v":""},{"$f":"IFERROR(IF(OR(W94=\"\",'Lives scenario - input'!$F79=\"\"),\"\",W94/'Lives scenario - input'!$F79),\"\")","v":""}]
[{"$f":"IFERROR('Lives scenario - input'!A80,\"\")","v":""},{"$f":"IFERROR('Lives scenario - input'!B80,\"\")","v":""},{"$f":"IFERROR('Lives scenario - input'!C80,\"\")","v":""},{"$f":"IFERROR(repcalc('Lives scenario - input'!$CX80:$GJ80,'Lives scenario - input'!$I80,'Lives scenario - input'!$G80,'Lives scenario - input'!$H80,20,TRUE,TRUE),\"\")","v":""},"","","","","","","","","","","","","","","","","","","",{"$f":"IFERROR(IF(OR(D95=\"\",'Lives scenario - input'!$F80=\"\"),\"\",D95/'Lives scenario - input'!$F80),\"\")","v":""},{"$f":"IFERROR(IF(OR(E95=\"\",'Lives scenario - input'!$F80=\"\"),\"\",E95/'Lives scenario - input'!$F80),\"\")","v":""},{"$f":"IFERROR(IF(OR(F95=\"\",'Lives scenario - input'!$F80=\"\"),\"\",F95/'Lives scenario - input'!$F80),\"\")","v":""},{"$f":"IFERROR(IF(OR(G95=\"\",'Lives scenario - input'!$F80=\"\"),\"\",G95/'Lives scenario - input'!$F80),\"\")","v":""},{"$f":"IFERROR(IF(OR(H95=\"\",'Lives scenario - input'!$F80=\"\"),\"\",H95/'Lives scenario - input'!$F80),\"\")","v":""},{"$f":"IFERROR(IF(OR(I95=\"\",'Lives scenario - input'!$F80=\"\"),\"\",I95/'Lives scenario - input'!$F80),\"\")","v":""},{"$f":"IFERROR(IF(OR(J95=\"\",'Lives scenario - input'!$F80=\"\"),\"\",J95/'Lives scenario - input'!$F80),\"\")","v":""},{"$f":"IFERROR(IF(OR(K95=\"\",'Lives scenario - input'!$F80=\"\"),\"\",K95/'Lives scenario - input'!$F80),\"\")","v":""},{"$f":"IFERROR(IF(OR(L95=\"\",'Lives scenario - input'!$F80=\"\"),\"\",L95/'Lives scenario - input'!$F80),\"\")","v":""},{"$f":"IFERROR(IF(OR(M95=\"\",'Lives scenario - input'!$F80=\"\"),\"\",M95/'Lives scenario - input'!$F80),\"\")","v":""},{"$f":"IFERROR(IF(OR(N95=\"\",'Lives scenario - input'!$F80=\"\"),\"\",N95/'Lives scenario - input'!$F80),\"\")","v":""},{"$f":"IFERROR(IF(OR(O95=\"\",'Lives scenario - input'!$F80=\"\"),\"\",O95/'Lives scenario - input'!$F80),\"\")","v":""},{"$f":"IFERROR(IF(OR(P95=\"\",'Lives scenario - input'!$F80=\"\"),\"\",P95/'Lives scenario - input'!$F80),\"\")","v":""},{"$f":"IFERROR(IF(OR(Q95=\"\",'Lives scenario - input'!$F80=\"\"),\"\",Q95/'Lives scenario - input'!$F80),\"\")","v":""},{"$f":"IFERROR(IF(OR(R95=\"\",'Lives scenario - input'!$F80=\"\"),\"\",R95/'Lives scenario - input'!$F80),\"\")","v":""},{"$f":"IFERROR(IF(OR(S95=\"\",'Lives scenario - input'!$F80=\"\"),\"\",S95/'Lives scenario - input'!$F80),\"\")","v":""},{"$f":"IFERROR(IF(OR(T95=\"\",'Lives scenario - input'!$F80=\"\"),\"\",T95/'Lives scenario - input'!$F80),\"\")","v":""},{"$f":"IFERROR(IF(OR(U95=\"\",'Lives scenario - input'!$F80=\"\"),\"\",U95/'Lives scenario - input'!$F80),\"\")","v":""},{"$f":"IFERROR(IF(OR(V95=\"\",'Lives scenario - input'!$F80=\"\"),\"\",V95/'Lives scenario - input'!$F80),\"\")","v":""},{"$f":"IFERROR(IF(OR(W95=\"\",'Lives scenario - input'!$F80=\"\"),\"\",W95/'Lives scenario - input'!$F80),\"\")","v":""}]
[{"$f":"IFERROR('Lives scenario - input'!A81,\"\")","v":""},{"$f":"IFERROR('Lives scenario - input'!B81,\"\")","v":""},{"$f":"IFERROR('Lives scenario - input'!C81,\"\")","v":""},{"$f":"IFERROR(repcalc('Lives scenario - input'!$CX81:$GJ81,'Lives scenario - input'!$I81,'Lives scenario - input'!$G81,'Lives scenario - input'!$H81,20,TRUE,TRUE),\"\")","v":""},"","","","","","","","","","","","","","","","","","","",{"$f":"IFERROR(IF(OR(D96=\"\",'Lives scenario - input'!$F81=\"\"),\"\",D96/'Lives scenario - input'!$F81),\"\")","v":""},{"$f":"IFERROR(IF(OR(E96=\"\",'Lives scenario - input'!$F81=\"\"),\"\",E96/'Lives scenario - input'!$F81),\"\")","v":""},{"$f":"IFERROR(IF(OR(F96=\"\",'Lives scenario - input'!$F81=\"\"),\"\",F96/'Lives scenario - input'!$F81),\"\")","v":""},{"$f":"IFERROR(IF(OR(G96=\"\",'Lives scenario - input'!$F81=\"\"),\"\",G96/'Lives scenario - input'!$F81),\"\")","v":""},{"$f":"IFERROR(IF(OR(H96=\"\",'Lives scenario - input'!$F81=\"\"),\"\",H96/'Lives scenario - input'!$F81),\"\")","v":""},{"$f":"IFERROR(IF(OR(I96=\"\",'Lives scenario - input'!$F81=\"\"),\"\",I96/'Lives scenario - input'!$F81),\"\")","v":""},{"$f":"IFERROR(IF(OR(J96=\"\",'Lives scenario - input'!$F81=\"\"),\"\",J96/'Lives scenario - input'!$F81),\"\")","v":""},{"$f":"IFERROR(IF(OR(K96=\"\",'Lives scenario - input'!$F81=\"\"),\"\",K96/'Lives scenario - input'!$F81),\"\")","v":""},{"$f":"IFERROR(IF(OR(L96=\"\",'Lives scenario - input'!$F81=\"\"),\"\",L96/'Lives scenario - input'!$F81),\"\")","v":""},{"$f":"IFERROR(IF(OR(M96=\"\",'Lives scenario - input'!$F81=\"\"),\"\",M96/'Lives scenario - input'!$F81),\"\")","v":""},{"$f":"IFERROR(IF(OR(N96=\"\",'Lives scenario - input'!$F81=\"\"),\"\",N96/'Lives scenario - input'!$F81),\"\")","v":""},{"$f":"IFERROR(IF(OR(O96=\"\",'Lives scenario - input'!$F81=\"\"),\"\",O96/'Lives scenario - input'!$F81),\"\")","v":""},{"$f":"IFERROR(IF(OR(P96=\"\",'Lives scenario - input'!$F81=\"\"),\"\",P96/'Lives scenario - input'!$F81),\"\")","v":""},{"$f":"IFERROR(IF(OR(Q96=\"\",'Lives scenario - input'!$F81=\"\"),\"\",Q96/'Lives scenario - input'!$F81),\"\")","v":""},{"$f":"IFERROR(IF(OR(R96=\"\",'Lives scenario - input'!$F81=\"\"),\"\",R96/'Lives scenario - input'!$F81),\"\")","v":""},{"$f":"IFERROR(IF(OR(S96=\"\",'Lives scenario - input'!$F81=\"\"),\"\",S96/'Lives scenario - input'!$F81),\"\")","v":""},{"$f":"IFERROR(IF(OR(T96=\"\",'Lives scenario - input'!$F81=\"\"),\"\",T96/'Lives scenario - input'!$F81),\"\")","v":""},{"$f":"IFERROR(IF(OR(U96=\"\",'Lives scenario - input'!$F81=\"\"),\"\",U96/'Lives scenario - input'!$F81),\"\")","v":""},{"$f":"IFERROR(IF(OR(V96=\"\",'Lives scenario - input'!$F81=\"\"),\"\",V96/'Lives scenario - input'!$F81),\"\")","v":""},{"$f":"IFERROR(IF(OR(W96=\"\",'Lives scenario - input'!$F81=\"\"),\"\",W96/'Lives scenario - input'!$F81),\"\")","v":""}]
[{"$f":"IFERROR('Lives scenario - input'!A82,\"\")","v":""},{"$f":"IFERROR('Lives scenario - input'!B82,\"\")","v":""},{"$f":"IFERROR('Lives scenario - input'!C82,\"\")","v":""},{"$f":"IFERROR(repcalc('Lives scenario - input'!$CX82:$GJ82,'Lives scenario - input'!$I82,'Lives scenario - input'!$G82,'Lives scenario - input'!$H82,20,TRUE,TRUE),\"\")","v":""},"","","","","","","","","","","","","","","","","","","",{"$f":"IFERROR(IF(OR(D97=\"\",'Lives scenario - input'!$F82=\"\"),\"\",D97/'Lives scenario - input'!$F82),\"\")","v":""},{"$f":"IFERROR(IF(OR(E97=\"\",'Lives scenario - input'!$F82=\"\"),\"\",E97/'Lives scenario - input'!$F82),\"\")","v":""},{"$f":"IFERROR(IF(OR(F97=\"\",'Lives scenario - input'!$F82=\"\"),\"\",F97/'Lives scenario - input'!$F82),\"\")","v":""},{"$f":"IFERROR(IF(OR(G97=\"\",'Lives scenario - input'!$F82=\"\"),\"\",G97/'Lives scenario - input'!$F82),\"\")","v":""},{"$f":"IFERROR(IF(OR(H97=\"\",'Lives scenario - input'!$F82=\"\"),\"\",H97/'Lives scenario - input'!$F82),\"\")","v":""},{"$f":"IFERROR(IF(OR(I97=\"\",'Lives scenario - input'!$F82=\"\"),\"\",I97/'Lives scenario - input'!$F82),\"\")","v":""},{"$f":"IFERROR(IF(OR(J97=\"\",'Lives scenario - input'!$F82=\"\"),\"\",J97/'Lives scenario - input'!$F82),\"\")","v":""},{"$f":"IFERROR(IF(OR(K97=\"\",'Lives scenario - input'!$F82=\"\"),\"\",K97/'Lives scenario - input'!$F82),\"\")","v":""},{"$f":"IFERROR(IF(OR(L97=\"\",'Lives scenario - input'!$F82=\"\"),\"\",L97/'Lives scenario - input'!$F82),\"\")","v":""},{"$f":"IFERROR(IF(OR(M97=\"\",'Lives scenario - input'!$F82=\"\"),\"\",M97/'Lives scenario - input'!$F82),\"\")","v":""},{"$f":"IFERROR(IF(OR(N97=\"\",'Lives scenario - input'!$F82=\"\"),\"\",N97/'Lives scenario - input'!$F82),\"\")","v":""},{"$f":"IFERROR(IF(OR(O97=\"\",'Lives scenario - input'!$F82=\"\"),\"\",O97/'Lives scenario - input'!$F82),\"\")","v":""},{"$f":"IFERROR(IF(OR(P97=\"\",'Lives scenario - input'!$F82=\"\"),\"\",P97/'Lives scenario - input'!$F82),\"\")","v":""},{"$f":"IFERROR(IF(OR(Q97=\"\",'Lives scenario - input'!$F82=\"\"),\"\",Q97/'Lives scenario - input'!$F82),\"\")","v":""},{"$f":"IFERROR(IF(OR(R97=\"\",'Lives scenario - input'!$F82=\"\"),\"\",R97/'Lives scenario - input'!$F82),\"\")","v":""},{"$f":"IFERROR(IF(OR(S97=\"\",'Lives scenario - input'!$F82=\"\"),\"\",S97/'Lives scenario - input'!$F82),\"\")","v":""},{"$f":"IFERROR(IF(OR(T97=\"\",'Lives scenario - input'!$F82=\"\"),\"\",T97/'Lives scenario - input'!$F82),\"\")","v":""},{"$f":"IFERROR(IF(OR(U97=\"\",'Lives scenario - input'!$F82=\"\"),\"\",U97/'Lives scenario - input'!$F82),\"\")","v":""},{"$f":"IFERROR(IF(OR(V97=\"\",'Lives scenario - input'!$F82=\"\"),\"\",V97/'Lives scenario - input'!$F82),\"\")","v":""},{"$f":"IFERROR(IF(OR(W97=\"\",'Lives scenario - input'!$F82=\"\"),\"\",W97/'Lives scenario - input'!$F82),\"\")","v":""}]
[{"$f":"IFERROR('Lives scenario - input'!A83,\"\")","v":""},{"$f":"IFERROR('Lives scenario - input'!B83,\"\")","v":""},{"$f":"IFERROR('Lives scenario - input'!C83,\"\")","v":""},{"$f":"IFERROR(repcalc('Lives scenario - input'!$CX83:$GJ83,'Lives scenario - input'!$I83,'Lives scenario - input'!$G83,'Lives scenario - input'!$H83,20,TRUE,TRUE),\"\")","v":""},"","","","","","","","","","","","","","","","","","","",{"$f":"IFERROR(IF(OR(D98=\"\",'Lives scenario - input'!$F83=\"\"),\"\",D98/'Lives scenario - input'!$F83),\"\")","v":""},{"$f":"IFERROR(IF(OR(E98=\"\",'Lives scenario - input'!$F83=\"\"),\"\",E98/'Lives scenario - input'!$F83),\"\")","v":""},{"$f":"IFERROR(IF(OR(F98=\"\",'Lives scenario - input'!$F83=\"\"),\"\",F98/'Lives scenario - input'!$F83),\"\")","v":""},{"$f":"IFERROR(IF(OR(G98=\"\",'Lives scenario - input'!$F83=\"\"),\"\",G98/'Lives scenario - input'!$F83),\"\")","v":""},{"$f":"IFERROR(IF(OR(H98=\"\",'Lives scenario - input'!$F83=\"\"),\"\",H98/'Lives scenario - input'!$F83),\"\")","v":""},{"$f":"IFERROR(IF(OR(I98=\"\",'Lives scenario - input'!$F83=\"\"),\"\",I98/'Lives scenario - input'!$F83),\"\")","v":""},{"$f":"IFERROR(IF(OR(J98=\"\",'Lives scenario - input'!$F83=\"\"),\"\",J98/'Lives scenario - input'!$F83),\"\")","v":""},{"$f":"IFERROR(IF(OR(K98=\"\",'Lives scenario - input'!$F83=\"\"),\"\",K98/'Lives scenario - input'!$F83),\"\")","v":""},{"$f":"IFERROR(IF(OR(L98=\"\",'Lives scenario - input'!$F83=\"\"),\"\",L98/'Lives scenario - input'!$F83),\"\")","v":""},{"$f":"IFERROR(IF(OR(M98=\"\",'Lives scenario - input'!$F83=\"\"),\"\",M98/'Lives scenario - input'!$F83),\"\")","v":""},{"$f":"IFERROR(IF(OR(N98=\"\",'Lives scenario - input'!$F83=\"\"),\"\",N98/'Lives scenario - input'!$F83),\"\")","v":""},{"$f":"IFERROR(IF(OR(O98=\"\",'Lives scenario - input'!$F83=\"\"),\"\",O98/'Lives scenario - input'!$F83),\"\")","v":""},{"$f":"IFERROR(IF(OR(P98=\"\",'Lives scenario - input'!$F83=\"\"),\"\",P98/'Lives scenario - input'!$F83),\"\")","v":""},{"$f":"IFERROR(IF(OR(Q98=\"\",'Lives scenario - input'!$F83=\"\"),\"\",Q98/'Lives scenario - input'!$F83),\"\")","v":""},{"$f":"IFERROR(IF(OR(R98=\"\",'Lives scenario - input'!$F83=\"\"),\"\",R98/'Lives scenario - input'!$F83),\"\")","v":""},{"$f":"IFERROR(IF(OR(S98=\"\",'Lives scenario - input'!$F83=\"\"),\"\",S98/'Lives scenario - input'!$F83),\"\")","v":""},{"$f":"IFERROR(IF(OR(T98=\"\",'Lives scenario - input'!$F83=\"\"),\"\",T98/'Lives scenario - input'!$F83),\"\")","v":""},{"$f":"IFERROR(IF(OR(U98=\"\",'Lives scenario - input'!$F83=\"\"),\"\",U98/'Lives scenario - input'!$F83),\"\")","v":""},{"$f":"IFERROR(IF(OR(V98=\"\",'Lives scenario - input'!$F83=\"\"),\"\",V98/'Lives scenario - input'!$F83),\"\")","v":""},{"$f":"IFERROR(IF(OR(W98=\"\",'Lives scenario - input'!$F83=\"\"),\"\",W98/'Lives scenario - input'!$F83),\"\")","v":""}]
[{"$f":"IFERROR('Lives scenario - input'!A84,\"\")","v":""},{"$f":"IFERROR('Lives scenario - input'!B84,\"\")","v":""},{"$f":"IFERROR('Lives scenario - input'!C84,\"\")","v":""},{"$f":"IFERROR(repcalc('Lives scenario - input'!$CX84:$GJ84,'Lives scenario - input'!$I84,'Lives scenario - input'!$G84,'Lives scenario - input'!$H84,20,TRUE,TRUE),\"\")","v":""},"","","","","","","","","","","","","","","","","","","",{"$f":"IFERROR(IF(OR(D99=\"\",'Lives scenario - input'!$F84=\"\"),\"\",D99/'Lives scenario - input'!$F84),\"\")","v":""},{"$f":"IFERROR(IF(OR(E99=\"\",'Lives scenario - input'!$F84=\"\"),\"\",E99/'Lives scenario - input'!$F84),\"\")","v":""},{"$f":"IFERROR(IF(OR(F99=\"\",'Lives scenario - input'!$F84=\"\"),\"\",F99/'Lives scenario - input'!$F84),\"\")","v":""},{"$f":"IFERROR(IF(OR(G99=\"\",'Lives scenario - input'!$F84=\"\"),\"\",G99/'Lives scenario - input'!$F84),\"\")","v":""},{"$f":"IFERROR(IF(OR(H99=\"\",'Lives scenario - input'!$F84=\"\"),\"\",H99/'Lives scenario - input'!$F84),\"\")","v":""},{"$f":"IFERROR(IF(OR(I99=\"\",'Lives scenario - input'!$F84=\"\"),\"\",I99/'Lives scenario - input'!$F84),\"\")","v":""},{"$f":"IFERROR(IF(OR(J99=\"\",'Lives scenario - input'!$F84=\"\"),\"\",J99/'Lives scenario - input'!$F84),\"\")","v":""},{"$f":"IFERROR(IF(OR(K99=\"\",'Lives scenario - input'!$F84=\"\"),\"\",K99/'Lives scenario - input'!$F84),\"\")","v":""},{"$f":"IFERROR(IF(OR(L99=\"\",'Lives scenario - input'!$F84=\"\"),\"\",L99/'Lives scenario - input'!$F84),\"\")","v":""},{"$f":"IFERROR(IF(OR(M99=\"\",'Lives scenario - input'!$F84=\"\"),\"\",M99/'Lives scenario - input'!$F84),\"\")","v":""},{"$f":"IFERROR(IF(OR(N99=\"\",'Lives scenario - input'!$F84=\"\"),\"\",N99/'Lives scenario - input'!$F84),\"\")","v":""},{"$f":"IFERROR(IF(OR(O99=\"\",'Lives scenario - input'!$F84=\"\"),\"\",O99/'Lives scenario - input'!$F84),\"\")","v":""},{"$f":"IFERROR(IF(OR(P99=\"\",'Lives scenario - input'!$F84=\"\"),\"\",P99/'Lives scenario - input'!$F84),\"\")","v":""},{"$f":"IFERROR(IF(OR(Q99=\"\",'Lives scenario - input'!$F84=\"\"),\"\",Q99/'Lives scenario - input'!$F84),\"\")","v":""},{"$f":"IFERROR(IF(OR(R99=\"\",'Lives scenario - input'!$F84=\"\"),\"\",R99/'Lives scenario - input'!$F84),\"\")","v":""},{"$f":"IFERROR(IF(OR(S99=\"\",'Lives scenario - input'!$F84=\"\"),\"\",S99/'Lives scenario - input'!$F84),\"\")","v":""},{"$f":"IFERROR(IF(OR(T99=\"\",'Lives scenario - input'!$F84=\"\"),\"\",T99/'Lives scenario - input'!$F84),\"\")","v":""},{"$f":"IFERROR(IF(OR(U99=\"\",'Lives scenario - input'!$F84=\"\"),\"\",U99/'Lives scenario - input'!$F84),\"\")","v":""},{"$f":"IFERROR(IF(OR(V99=\"\",'Lives scenario - input'!$F84=\"\"),\"\",V99/'Lives scenario - input'!$F84),\"\")","v":""},{"$f":"IFERROR(IF(OR(W99=\"\",'Lives scenario - input'!$F84=\"\"),\"\",W99/'Lives scenario - input'!$F84),\"\")","v":""}]
[{"$f":"IFERROR('Lives scenario - input'!A85,\"\")","v":""},{"$f":"IFERROR('Lives scenario - input'!B85,\"\")","v":""},{"$f":"IFERROR('Lives scenario - input'!C85,\"\")","v":""},{"$f":"IFERROR(repcalc('Lives scenario - input'!$CX85:$GJ85,'Lives scenario - input'!$I85,'Lives scenario - input'!$G85,'Lives scenario - input'!$H85,20,TRUE,TRUE),\"\")","v":""},"","","","","","","","","","","","","","","","","","","",{"$f":"IFERROR(IF(OR(D100=\"\",'Lives scenario - input'!$F85=\"\"),\"\",D100/'Lives scenario - input'!$F85),\"\")","v":""},{"$f":"IFERROR(IF(OR(E100=\"\",'Lives scenario - input'!$F85=\"\"),\"\",E100/'Lives scenario - input'!$F85),\"\")","v":""},{"$f":"IFERROR(IF(OR(F100=\"\",'Lives scenario - input'!$F85=\"\"),\"\",F100/'Lives scenario - input'!$F85),\"\")","v":""},{"$f":"IFERROR(IF(OR(G100=\"\",'Lives scenario - input'!$F85=\"\"),\"\",G100/'Lives scenario - input'!$F85),\"\")","v":""},{"$f":"IFERROR(IF(OR(H100=\"\",'Lives scenario - input'!$F85=\"\"),\"\",H100/'Lives scenario - input'!$F85),\"\")","v":""},{"$f":"IFERROR(IF(OR(I100=\"\",'Lives scenario - input'!$F85=\"\"),\"\",I100/'Lives scenario - input'!$F85),\"\")","v":""},{"$f":"IFERROR(IF(OR(J100=\"\",'Lives scenario - input'!$F85=\"\"),\"\",J100/'Lives scenario - input'!$F85),\"\")","v":""},{"$f":"IFERROR(IF(OR(K100=\"\",'Lives scenario - input'!$F85=\"\"),\"\",K100/'Lives scenario - input'!$F85),\"\")","v":""},{"$f":"IFERROR(IF(OR(L100=\"\",'Lives scenario - input'!$F85=\"\"),\"\",L100/'Lives scenario - input'!$F85),\"\")","v":""},{"$f":"IFERROR(IF(OR(M100=\"\",'Lives scenario - input'!$F85=\"\"),\"\",M100/'Lives scenario - input'!$F85),\"\")","v":""},{"$f":"IFERROR(IF(OR(N100=\"\",'Lives scenario - input'!$F85=\"\"),\"\",N100/'Lives scenario - input'!$F85),\"\")","v":""},{"$f":"IFERROR(IF(OR(O100=\"\",'Lives scenario - input'!$F85=\"\"),\"\",O100/'Lives scenario - input'!$F85),\"\")","v":""},{"$f":"IFERROR(IF(OR(P100=\"\",'Lives scenario - input'!$F85=\"\"),\"\",P100/'Lives scenario - input'!$F85),\"\")","v":""},{"$f":"IFERROR(IF(OR(Q100=\"\",'Lives scenario - input'!$F85=\"\"),\"\",Q100/'Lives scenario - input'!$F85),\"\")","v":""},{"$f":"IFERROR(IF(OR(R100=\"\",'Lives scenario - input'!$F85=\"\"),\"\",R100/'Lives scenario - input'!$F85),\"\")","v":""},{"$f":"IFERROR(IF(OR(S100=\"\",'Lives scenario - input'!$F85=\"\"),\"\",S100/'Lives scenario - input'!$F85),\"\")","v":""},{"$f":"IFERROR(IF(OR(T100=\"\",'Lives scenario - input'!$F85=\"\"),\"\",T100/'Lives scenario - input'!$F85),\"\")","v":""},{"$f":"IFERROR(IF(OR(U100=\"\",'Lives scenario - input'!$F85=\"\"),\"\",U100/'Lives scenario - input'!$F85),\"\")","v":""},{"$f":"IFERROR(IF(OR(V100=\"\",'Lives scenario - input'!$F85=\"\"),\"\",V100/'Lives scenario - input'!$F85),\"\")","v":""},{"$f":"IFERROR(IF(OR(W100=\"\",'Lives scenario - input'!$F85=\"\"),\"\",W100/'Lives scenario - input'!$F85),\"\")","v":""}]
[{"$f":"IFERROR('Lives scenario - input'!A86,\"\")","v":""},{"$f":"IFERROR('Lives scenario - input'!B86,\"\")","v":""},{"$f":"IFERROR('Lives scenario - input'!C86,\"\")","v":""},{"$f":"IFERROR(repcalc('Lives scenario - input'!$CX86:$GJ86,'Lives scenario - input'!$I86,'Lives scenario - input'!$G86,'Lives scenario - input'!$H86,20,TRUE,TRUE),\"\")","v":""},"","","","","","","","","","","","","","","","","","","",{"$f":"IFERROR(IF(OR(D101=\"\",'Lives scenario - input'!$F86=\"\"),\"\",D101/'Lives scenario - input'!$F86),\"\")","v":""},{"$f":"IFERROR(IF(OR(E101=\"\",'Lives scenario - input'!$F86=\"\"),\"\",E101/'Lives scenario - input'!$F86),\"\")","v":""},{"$f":"IFERROR(IF(OR(F101=\"\",'Lives scenario - input'!$F86=\"\"),\"\",F101/'Lives scenario - input'!$F86),\"\")","v":""},{"$f":"IFERROR(IF(OR(G101=\"\",'Lives scenario - input'!$F86=\"\"),\"\",G101/'Lives scenario - input'!$F86),\"\")","v":""},{"$f":"IFERROR(IF(OR(H101=\"\",'Lives scenario - input'!$F86=\"\"),\"\",H101/'Lives scenario - input'!$F86),\"\")","v":""},{"$f":"IFERROR(IF(OR(I101=\"\",'Lives scenario - input'!$F86=\"\"),\"\",I101/'Lives scenario - input'!$F86),\"\")","v":""},{"$f":"IFERROR(IF(OR(J101=\"\",'Lives scenario - input'!$F86=\"\"),\"\",J101/'Lives scenario - input'!$F86),\"\")","v":""},{"$f":"IFERROR(IF(OR(K101=\"\",'Lives scenario - input'!$F86=\"\"),\"\",K101/'Lives scenario - input'!$F86),\"\")","v":""},{"$f":"IFERROR(IF(OR(L101=\"\",'Lives scenario - input'!$F86=\"\"),\"\",L101/'Lives scenario - input'!$F86),\"\")","v":""},{"$f":"IFERROR(IF(OR(M101=\"\",'Lives scenario - input'!$F86=\"\"),\"\",M101/'Lives scenario - input'!$F86),\"\")","v":""},{"$f":"IFERROR(IF(OR(N101=\"\",'Lives scenario - input'!$F86=\"\"),\"\",N101/'Lives scenario - input'!$F86),\"\")","v":""},{"$f":"IFERROR(IF(OR(O101=\"\",'Lives scenario - input'!$F86=\"\"),\"\",O101/'Lives scenario - input'!$F86),\"\")","v":""},{"$f":"IFERROR(IF(OR(P101=\"\",'Lives scenario - input'!$F86=\"\"),\"\",P101/'Lives scenario - input'!$F86),\"\")","v":""},{"$f":"IFERROR(IF(OR(Q101=\"\",'Lives scenario - input'!$F86=\"\"),\"\",Q101/'Lives scenario - input'!$F86),\"\")","v":""},{"$f":"IFERROR(IF(OR(R101=\"\",'Lives scenario - input'!$F86=\"\"),\"\",R101/'Lives scenario - input'!$F86),\"\")","v":""},{"$f":"IFERROR(IF(OR(S101=\"\",'Lives scenario - input'!$F86=\"\"),\"\",S101/'Lives scenario - input'!$F86),\"\")","v":""},{"$f":"IFERROR(IF(OR(T101=\"\",'Lives scenario - input'!$F86=\"\"),\"\",T101/'Lives scenario - input'!$F86),\"\")","v":""},{"$f":"IFERROR(IF(OR(U101=\"\",'Lives scenario - input'!$F86=\"\"),\"\",U101/'Lives scenario - input'!$F86),\"\")","v":""},{"$f":"IFERROR(IF(OR(V101=\"\",'Lives scenario - input'!$F86=\"\"),\"\",V101/'Lives scenario - input'!$F86),\"\")","v":""},{"$f":"IFERROR(IF(OR(W101=\"\",'Lives scenario - input'!$F86=\"\"),\"\",W101/'Lives scenario - input'!$F86),\"\")","v":""}]
[{"$f":"IFERROR('Lives scenario - input'!A87,\"\")","v":""},{"$f":"IFERROR('Lives scenario - input'!B87,\"\")","v":""},{"$f":"IFERROR('Lives scenario - input'!C87,\"\")","v":""},{"$f":"IFERROR(repcalc('Lives scenario - input'!$CX87:$GJ87,'Lives scenario - input'!$I87,'Lives scenario - input'!$G87,'Lives scenario - input'!$H87,20,TRUE,TRUE),\"\")","v":""},"","","","","","","","","","","","","","","","","","","",{"$f":"IFERROR(IF(OR(D102=\"\",'Lives scenario - input'!$F87=\"\"),\"\",D102/'Lives scenario - input'!$F87),\"\")","v":""},{"$f":"IFERROR(IF(OR(E102=\"\",'Lives scenario - input'!$F87=\"\"),\"\",E102/'Lives scenario - input'!$F87),\"\")","v":""},{"$f":"IFERROR(IF(OR(F102=\"\",'Lives scenario - input'!$F87=\"\"),\"\",F102/'Lives scenario - input'!$F87),\"\")","v":""},{"$f":"IFERROR(IF(OR(G102=\"\",'Lives scenario - input'!$F87=\"\"),\"\",G102/'Lives scenario - input'!$F87),\"\")","v":""},{"$f":"IFERROR(IF(OR(H102=\"\",'Lives scenario - input'!$F87=\"\"),\"\",H102/'Lives scenario - input'!$F87),\"\")","v":""},{"$f":"IFERROR(IF(OR(I102=\"\",'Lives scenario - input'!$F87=\"\"),\"\",I102/'Lives scenario - input'!$F87),\"\")","v":""},{"$f":"IFERROR(IF(OR(J102=\"\",'Lives scenario - input'!$F87=\"\"),\"\",J102/'Lives scenario - input'!$F87),\"\")","v":""},{"$f":"IFERROR(IF(OR(K102=\"\",'Lives scenario - input'!$F87=\"\"),\"\",K102/'Lives scenario - input'!$F87),\"\")","v":""},{"$f":"IFERROR(IF(OR(L102=\"\",'Lives scenario - input'!$F87=\"\"),\"\",L102/'Lives scenario - input'!$F87),\"\")","v":""},{"$f":"IFERROR(IF(OR(M102=\"\",'Lives scenario - input'!$F87=\"\"),\"\",M102/'Lives scenario - input'!$F87),\"\")","v":""},{"$f":"IFERROR(IF(OR(N102=\"\",'Lives scenario - input'!$F87=\"\"),\"\",N102/'Lives scenario - input'!$F87),\"\")","v":""},{"$f":"IFERROR(IF(OR(O102=\"\",'Lives scenario - input'!$F87=\"\"),\"\",O102/'Lives scenario - input'!$F87),\"\")","v":""},{"$f":"IFERROR(IF(OR(P102=\"\",'Lives scenario - input'!$F87=\"\"),\"\",P102/'Lives scenario - input'!$F87),\"\")","v":""},{"$f":"IFERROR(IF(OR(Q102=\"\",'Lives scenario - input'!$F87=\"\"),\"\",Q102/'Lives scenario - input'!$F87),\"\")","v":""},{"$f":"IFERROR(IF(OR(R102=\"\",'Lives scenario - input'!$F87=\"\"),\"\",R102/'Lives scenario - input'!$F87),\"\")","v":""},{"$f":"IFERROR(IF(OR(S102=\"\",'Lives scenario - input'!$F87=\"\"),\"\",S102/'Lives scenario - input'!$F87),\"\")","v":""},{"$f":"IFERROR(IF(OR(T102=\"\",'Lives scenario - input'!$F87=\"\"),\"\",T102/'Lives scenario - input'!$F87),\"\")","v":""},{"$f":"IFERROR(IF(OR(U102=\"\",'Lives scenario - input'!$F87=\"\"),\"\",U102/'Lives scenario - input'!$F87),\"\")","v":""},{"$f":"IFERROR(IF(OR(V102=\"\",'Lives scenario - input'!$F87=\"\"),\"\",V102/'Lives scenario - input'!$F87),\"\")","v":""},{"$f":"IFERROR(IF(OR(W102=\"\",'Lives scenario - input'!$F87=\"\"),\"\",W102/'Lives scenario - input'!$F87),\"\")","v":""}]
[{"$f":"IFERROR('Lives scenario - input'!A88,\"\")","v":""},{"$f":"IFERROR('Lives scenario - input'!B88,\"\")","v":""},{"$f":"IFERROR('Lives scenario - input'!C88,\"\")","v":""},{"$f":"IFERROR(repcalc('Lives scenario - input'!$CX88:$GJ88,'Lives scenario - input'!$I88,'Lives scenario - input'!$G88,'Lives scenario - input'!$H88,20,TRUE,TRUE),\"\")","v":""},"","","","","","","","","","","","","","","","","","","",{"$f":"IFERROR(IF(OR(D103=\"\",'Lives scenario - input'!$F88=\"\"),\"\",D103/'Lives scenario - input'!$F88),\"\")","v":""},{"$f":"IFERROR(IF(OR(E103=\"\",'Lives scenario - input'!$F88=\"\"),\"\",E103/'Lives scenario - input'!$F88),\"\")","v":""},{"$f":"IFERROR(IF(OR(F103=\"\",'Lives scenario - input'!$F88=\"\"),\"\",F103/'Lives scenario - input'!$F88),\"\")","v":""},{"$f":"IFERROR(IF(OR(G103=\"\",'Lives scenario - input'!$F88=\"\"),\"\",G103/'Lives scenario - input'!$F88),\"\")","v":""},{"$f":"IFERROR(IF(OR(H103=\"\",'Lives scenario - input'!$F88=\"\"),\"\",H103/'Lives scenario - input'!$F88),\"\")","v":""},{"$f":"IFERROR(IF(OR(I103=\"\",'Lives scenario - input'!$F88=\"\"),\"\",I103/'Lives scenario - input'!$F88),\"\")","v":""},{"$f":"IFERROR(IF(OR(J103=\"\",'Lives scenario - input'!$F88=\"\"),\"\",J103/'Lives scenario - input'!$F88),\"\")","v":""},{"$f":"IFERROR(IF(OR(K103=\"\",'Lives scenario - input'!$F88=\"\"),\"\",K103/'Lives scenario - input'!$F88),\"\")","v":""},{"$f":"IFERROR(IF(OR(L103=\"\",'Lives scenario - input'!$F88=\"\"),\"\",L103/'Lives scenario - input'!$F88),\"\")","v":""},{"$f":"IFERROR(IF(OR(M103=\"\",'Lives scenario - input'!$F88=\"\"),\"\",M103/'Lives scenario - input'!$F88),\"\")","v":""},{"$f":"IFERROR(IF(OR(N103=\"\",'Lives scenario - input'!$F88=\"\"),\"\",N103/'Lives scenario - input'!$F88),\"\")","v":""},{"$f":"IFERROR(IF(OR(O103=\"\",'Lives scenario - input'!$F88=\"\"),\"\",O103/'Lives scenario - input'!$F88),\"\")","v":""},{"$f":"IFERROR(IF(OR(P103=\"\",'Lives scenario - input'!$F88=\"\"),\"\",P103/'Lives scenario - input'!$F88),\"\")","v":""},{"$f":"IFERROR(IF(OR(Q103=\"\",'Lives scenario - input'!$F88=\"\"),\"\",Q103/'Lives scenario - input'!$F88),\"\")","v":""},{"$f":"IFERROR(IF(OR(R103=\"\",'Lives scenario - input'!$F88=\"\"),\"\",R103/'Lives scenario - input'!$F88),\"\")","v":""},{"$f":"IFERROR(IF(OR(S103=\"\",'Lives scenario - input'!$F88=\"\"),\"\",S103/'Lives scenario - input'!$F88),\"\")","v":""},{"$f":"IFERROR(IF(OR(T103=\"\",'Lives scenario - input'!$F88=\"\"),\"\",T103/'Lives scenario - input'!$F88),\"\")","v":""},{"$f":"IFERROR(IF(OR(U103=\"\",'Lives scenario - input'!$F88=\"\"),\"\",U103/'Lives scenario - input'!$F88),\"\")","v":""},{"$f":"IFERROR(IF(OR(V103=\"\",'Lives scenario - input'!$F88=\"\"),\"\",V103/'Lives scenario - input'!$F88),\"\")","v":""},{"$f":"IFERROR(IF(OR(W103=\"\",'Lives scenario - input'!$F88=\"\"),\"\",W103/'Lives scenario - input'!$F88),\"\")","v":""}]
[{"$f":"IFERROR('Lives scenario - input'!A89,\"\")","v":""},{"$f":"IFERROR('Lives scenario - input'!B89,\"\")","v":""},{"$f":"IFERROR('Lives scenario - input'!C89,\"\")","v":""},{"$f":"IFERROR(repcalc('Lives scenario - input'!$CX89:$GJ89,'Lives scenario - input'!$I89,'Lives scenario - input'!$G89,'Lives scenario - input'!$H89,20,TRUE,TRUE),\"\")","v":""},"","","","","","","","","","","","","","","","","","","",{"$f":"IFERROR(IF(OR(D104=\"\",'Lives scenario - input'!$F89=\"\"),\"\",D104/'Lives scenario - input'!$F89),\"\")","v":""},{"$f":"IFERROR(IF(OR(E104=\"\",'Lives scenario - input'!$F89=\"\"),\"\",E104/'Lives scenario - input'!$F89),\"\")","v":""},{"$f":"IFERROR(IF(OR(F104=\"\",'Lives scenario - input'!$F89=\"\"),\"\",F104/'Lives scenario - input'!$F89),\"\")","v":""},{"$f":"IFERROR(IF(OR(G104=\"\",'Lives scenario - input'!$F89=\"\"),\"\",G104/'Lives scenario - input'!$F89),\"\")","v":""},{"$f":"IFERROR(IF(OR(H104=\"\",'Lives scenario - input'!$F89=\"\"),\"\",H104/'Lives scenario - input'!$F89),\"\")","v":""},{"$f":"IFERROR(IF(OR(I104=\"\",'Lives scenario - input'!$F89=\"\"),\"\",I104/'Lives scenario - input'!$F89),\"\")","v":""},{"$f":"IFERROR(IF(OR(J104=\"\",'Lives scenario - input'!$F89=\"\"),\"\",J104/'Lives scenario - input'!$F89),\"\")","v":""},{"$f":"IFERROR(IF(OR(K104=\"\",'Lives scenario - input'!$F89=\"\"),\"\",K104/'Lives scenario - input'!$F89),\"\")","v":""},{"$f":"IFERROR(IF(OR(L104=\"\",'Lives scenario - input'!$F89=\"\"),\"\",L104/'Lives scenario - input'!$F89),\"\")","v":""},{"$f":"IFERROR(IF(OR(M104=\"\",'Lives scenario - input'!$F89=\"\"),\"\",M104/'Lives scenario - input'!$F89),\"\")","v":""},{"$f":"IFERROR(IF(OR(N104=\"\",'Lives scenario - input'!$F89=\"\"),\"\",N104/'Lives scenario - input'!$F89),\"\")","v":""},{"$f":"IFERROR(IF(OR(O104=\"\",'Lives scenario - input'!$F89=\"\"),\"\",O104/'Lives scenario - input'!$F89),\"\")","v":""},{"$f":"IFERROR(IF(OR(P104=\"\",'Lives scenario - input'!$F89=\"\"),\"\",P104/'Lives scenario - input'!$F89),\"\")","v":""},{"$f":"IFERROR(IF(OR(Q104=\"\",'Lives scenario - input'!$F89=\"\"),\"\",Q104/'Lives scenario - input'!$F89),\"\")","v":""},{"$f":"IFERROR(IF(OR(R104=\"\",'Lives scenario - input'!$F89=\"\"),\"\",R104/'Lives scenario - input'!$F89),\"\")","v":""},{"$f":"IFERROR(IF(OR(S104=\"\",'Lives scenario - input'!$F89=\"\"),\"\",S104/'Lives scenario - input'!$F89),\"\")","v":""},{"$f":"IFERROR(IF(OR(T104=\"\",'Lives scenario - input'!$F89=\"\"),\"\",T104/'Lives scenario - input'!$F89),\"\")","v":""},{"$f":"IFERROR(IF(OR(U104=\"\",'Lives scenario - input'!$F89=\"\"),\"\",U104/'Lives scenario - input'!$F89),\"\")","v":""},{"$f":"IFERROR(IF(OR(V104=\"\",'Lives scenario - input'!$F89=\"\"),\"\",V104/'Lives scenario - input'!$F89),\"\")","v":""},{"$f":"IFERROR(IF(OR(W104=\"\",'Lives scenario - input'!$F89=\"\"),\"\",W104/'Lives scenario - input'!$F89),\"\")","v":""}]
[{"$f":"IFERROR('Lives scenario - input'!A90,\"\")","v":""},{"$f":"IFERROR('Lives scenario - input'!B90,\"\")","v":""},{"$f":"IFERROR('Lives scenario - input'!C90,\"\")","v":""},{"$f":"IFERROR(repcalc('Lives scenario - input'!$CX90:$GJ90,'Lives scenario - input'!$I90,'Lives scenario - input'!$G90,'Lives scenario - input'!$H90,20,TRUE,TRUE),\"\")","v":""},"","","","","","","","","","","","","","","","","","","",{"$f":"IFERROR(IF(OR(D105=\"\",'Lives scenario - input'!$F90=\"\"),\"\",D105/'Lives scenario - input'!$F90),\"\")","v":""},{"$f":"IFERROR(IF(OR(E105=\"\",'Lives scenario - input'!$F90=\"\"),\"\",E105/'Lives scenario - input'!$F90),\"\")","v":""},{"$f":"IFERROR(IF(OR(F105=\"\",'Lives scenario - input'!$F90=\"\"),\"\",F105/'Lives scenario - input'!$F90),\"\")","v":""},{"$f":"IFERROR(IF(OR(G105=\"\",'Lives scenario - input'!$F90=\"\"),\"\",G105/'Lives scenario - input'!$F90),\"\")","v":""},{"$f":"IFERROR(IF(OR(H105=\"\",'Lives scenario - input'!$F90=\"\"),\"\",H105/'Lives scenario - input'!$F90),\"\")","v":""},{"$f":"IFERROR(IF(OR(I105=\"\",'Lives scenario - input'!$F90=\"\"),\"\",I105/'Lives scenario - input'!$F90),\"\")","v":""},{"$f":"IFERROR(IF(OR(J105=\"\",'Lives scenario - input'!$F90=\"\"),\"\",J105/'Lives scenario - input'!$F90),\"\")","v":""},{"$f":"IFERROR(IF(OR(K105=\"\",'Lives scenario - input'!$F90=\"\"),\"\",K105/'Lives scenario - input'!$F90),\"\")","v":""},{"$f":"IFERROR(IF(OR(L105=\"\",'Lives scenario - input'!$F90=\"\"),\"\",L105/'Lives scenario - input'!$F90),\"\")","v":""},{"$f":"IFERROR(IF(OR(M105=\"\",'Lives scenario - input'!$F90=\"\"),\"\",M105/'Lives scenario - input'!$F90),\"\")","v":""},{"$f":"IFERROR(IF(OR(N105=\"\",'Lives scenario - input'!$F90=\"\"),\"\",N105/'Lives scenario - input'!$F90),\"\")","v":""},{"$f":"IFERROR(IF(OR(O105=\"\",'Lives scenario - input'!$F90=\"\"),\"\",O105/'Lives scenario - input'!$F90),\"\")","v":""},{"$f":"IFERROR(IF(OR(P105=\"\",'Lives scenario - input'!$F90=\"\"),\"\",P105/'Lives scenario - input'!$F90),\"\")","v":""},{"$f":"IFERROR(IF(OR(Q105=\"\",'Lives scenario - input'!$F90=\"\"),\"\",Q105/'Lives scenario - input'!$F90),\"\")","v":""},{"$f":"IFERROR(IF(OR(R105=\"\",'Lives scenario - input'!$F90=\"\"),\"\",R105/'Lives scenario - input'!$F90),\"\")","v":""},{"$f":"IFERROR(IF(OR(S105=\"\",'Lives scenario - input'!$F90=\"\"),\"\",S105/'Lives scenario - input'!$F90),\"\")","v":""},{"$f":"IFERROR(IF(OR(T105=\"\",'Lives scenario - input'!$F90=\"\"),\"\",T105/'Lives scenario - input'!$F90),\"\")","v":""},{"$f":"IFERROR(IF(OR(U105=\"\",'Lives scenario - input'!$F90=\"\"),\"\",U105/'Lives scenario - input'!$F90),\"\")","v":""},{"$f":"IFERROR(IF(OR(V105=\"\",'Lives scenario - input'!$F90=\"\"),\"\",V105/'Lives scenario - input'!$F90),\"\")","v":""},{"$f":"IFERROR(IF(OR(W105=\"\",'Lives scenario - input'!$F90=\"\"),\"\",W105/'Lives scenario - input'!$F90),\"\")","v":""}]
[{"$f":"IFERROR('Lives scenario - input'!A91,\"\")","v":""},{"$f":"IFERROR('Lives scenario - input'!B91,\"\")","v":""},{"$f":"IFERROR('Lives scenario - input'!C91,\"\")","v":""},{"$f":"IFERROR(repcalc('Lives scenario - input'!$CX91:$GJ91,'Lives scenario - input'!$I91,'Lives scenario - input'!$G91,'Lives scenario - input'!$H91,20,TRUE,TRUE),\"\")","v":""},"","","","","","","","","","","","","","","","","","","",{"$f":"IFERROR(IF(OR(D106=\"\",'Lives scenario - input'!$F91=\"\"),\"\",D106/'Lives scenario - input'!$F91),\"\")","v":""},{"$f":"IFERROR(IF(OR(E106=\"\",'Lives scenario - input'!$F91=\"\"),\"\",E106/'Lives scenario - input'!$F91),\"\")","v":""},{"$f":"IFERROR(IF(OR(F106=\"\",'Lives scenario - input'!$F91=\"\"),\"\",F106/'Lives scenario - input'!$F91),\"\")","v":""},{"$f":"IFERROR(IF(OR(G106=\"\",'Lives scenario - input'!$F91=\"\"),\"\",G106/'Lives scenario - input'!$F91),\"\")","v":""},{"$f":"IFERROR(IF(OR(H106=\"\",'Lives scenario - input'!$F91=\"\"),\"\",H106/'Lives scenario - input'!$F91),\"\")","v":""},{"$f":"IFERROR(IF(OR(I106=\"\",'Lives scenario - input'!$F91=\"\"),\"\",I106/'Lives scenario - input'!$F91),\"\")","v":""},{"$f":"IFERROR(IF(OR(J106=\"\",'Lives scenario - input'!$F91=\"\"),\"\",J106/'Lives scenario - input'!$F91),\"\")","v":""},{"$f":"IFERROR(IF(OR(K106=\"\",'Lives scenario - input'!$F91=\"\"),\"\",K106/'Lives scenario - input'!$F91),\"\")","v":""},{"$f":"IFERROR(IF(OR(L106=\"\",'Lives scenario - input'!$F91=\"\"),\"\",L106/'Lives scenario - input'!$F91),\"\")","v":""},{"$f":"IFERROR(IF(OR(M106=\"\",'Lives scenario - input'!$F91=\"\"),\"\",M106/'Lives scenario - input'!$F91),\"\")","v":""},{"$f":"IFERROR(IF(OR(N106=\"\",'Lives scenario - input'!$F91=\"\"),\"\",N106/'Lives scenario - input'!$F91),\"\")","v":""},{"$f":"IFERROR(IF(OR(O106=\"\",'Lives scenario - input'!$F91=\"\"),\"\",O106/'Lives scenario - input'!$F91),\"\")","v":""},{"$f":"IFERROR(IF(OR(P106=\"\",'Lives scenario - input'!$F91=\"\"),\"\",P106/'Lives scenario - input'!$F91),\"\")","v":""},{"$f":"IFERROR(IF(OR(Q106=\"\",'Lives scenario - input'!$F91=\"\"),\"\",Q106/'Lives scenario - input'!$F91),\"\")","v":""},{"$f":"IFERROR(IF(OR(R106=\"\",'Lives scenario - input'!$F91=\"\"),\"\",R106/'Lives scenario - input'!$F91),\"\")","v":""},{"$f":"IFERROR(IF(OR(S106=\"\",'Lives scenario - input'!$F91=\"\"),\"\",S106/'Lives scenario - input'!$F91),\"\")","v":""},{"$f":"IFERROR(IF(OR(T106=\"\",'Lives scenario - input'!$F91=\"\"),\"\",T106/'Lives scenario - input'!$F91),\"\")","v":""},{"$f":"IFERROR(IF(OR(U106=\"\",'Lives scenario - input'!$F91=\"\"),\"\",U106/'Lives scenario - input'!$F91),\"\")","v":""},{"$f":"IFERROR(IF(OR(V106=\"\",'Lives scenario - input'!$F91=\"\"),\"\",V106/'Lives scenario - input'!$F91),\"\")","v":""},{"$f":"IFERROR(IF(OR(W106=\"\",'Lives scenario - input'!$F91=\"\"),\"\",W106/'Lives scenario - input'!$F91),\"\")","v":""}]
[{"$f":"IFERROR('Lives scenario - input'!A92,\"\")","v":""},{"$f":"IFERROR('Lives scenario - input'!B92,\"\")","v":""},{"$f":"IFERROR('Lives scenario - input'!C92,\"\")","v":""},{"$f":"IFERROR(repcalc('Lives scenario - input'!$CX92:$GJ92,'Lives scenario - input'!$I92,'Lives scenario - input'!$G92,'Lives scenario - input'!$H92,20,TRUE,TRUE),\"\")","v":""},"","","","","","","","","","","","","","","","","","","",{"$f":"IFERROR(IF(OR(D107=\"\",'Lives scenario - input'!$F92=\"\"),\"\",D107/'Lives scenario - input'!$F92),\"\")","v":""},{"$f":"IFERROR(IF(OR(E107=\"\",'Lives scenario - input'!$F92=\"\"),\"\",E107/'Lives scenario - input'!$F92),\"\")","v":""},{"$f":"IFERROR(IF(OR(F107=\"\",'Lives scenario - input'!$F92=\"\"),\"\",F107/'Lives scenario - input'!$F92),\"\")","v":""},{"$f":"IFERROR(IF(OR(G107=\"\",'Lives scenario - input'!$F92=\"\"),\"\",G107/'Lives scenario - input'!$F92),\"\")","v":""},{"$f":"IFERROR(IF(OR(H107=\"\",'Lives scenario - input'!$F92=\"\"),\"\",H107/'Lives scenario - input'!$F92),\"\")","v":""},{"$f":"IFERROR(IF(OR(I107=\"\",'Lives scenario - input'!$F92=\"\"),\"\",I107/'Lives scenario - input'!$F92),\"\")","v":""},{"$f":"IFERROR(IF(OR(J107=\"\",'Lives scenario - input'!$F92=\"\"),\"\",J107/'Lives scenario - input'!$F92),\"\")","v":""},{"$f":"IFERROR(IF(OR(K107=\"\",'Lives scenario - input'!$F92=\"\"),\"\",K107/'Lives scenario - input'!$F92),\"\")","v":""},{"$f":"IFERROR(IF(OR(L107=\"\",'Lives scenario - input'!$F92=\"\"),\"\",L107/'Lives scenario - input'!$F92),\"\")","v":""},{"$f":"IFERROR(IF(OR(M107=\"\",'Lives scenario - input'!$F92=\"\"),\"\",M107/'Lives scenario - input'!$F92),\"\")","v":""},{"$f":"IFERROR(IF(OR(N107=\"\",'Lives scenario - input'!$F92=\"\"),\"\",N107/'Lives scenario - input'!$F92),\"\")","v":""},{"$f":"IFERROR(IF(OR(O107=\"\",'Lives scenario - input'!$F92=\"\"),\"\",O107/'Lives scenario - input'!$F92),\"\")","v":""},{"$f":"IFERROR(IF(OR(P107=\"\",'Lives scenario - input'!$F92=\"\"),\"\",P107/'Lives scenario - input'!$F92),\"\")","v":""},{"$f":"IFERROR(IF(OR(Q107=\"\",'Lives scenario - input'!$F92=\"\"),\"\",Q107/'Lives scenario - input'!$F92),\"\")","v":""},{"$f":"IFERROR(IF(OR(R107=\"\",'Lives scenario - input'!$F92=\"\"),\"\",R107/'Lives scenario - input'!$F92),\"\")","v":""},{"$f":"IFERROR(IF(OR(S107=\"\",'Lives scenario - input'!$F92=\"\"),\"\",S107/'Lives scenario - input'!$F92),\"\")","v":""},{"$f":"IFERROR(IF(OR(T107=\"\",'Lives scenario - input'!$F92=\"\"),\"\",T107/'Lives scenario - input'!$F92),\"\")","v":""},{"$f":"IFERROR(IF(OR(U107=\"\",'Lives scenario - input'!$F92=\"\"),\"\",U107/'Lives scenario - input'!$F92),\"\")","v":""},{"$f":"IFERROR(IF(OR(V107=\"\",'Lives scenario - input'!$F92=\"\"),\"\",V107/'Lives scenario - input'!$F92),\"\")","v":""},{"$f":"IFERROR(IF(OR(W107=\"\",'Lives scenario - input'!$F92=\"\"),\"\",W107/'Lives scenario - input'!$F92),\"\")","v":""}]
[{"$f":"IFERROR('Lives scenario - input'!A93,\"\")","v":""},{"$f":"IFERROR('Lives scenario - input'!B93,\"\")","v":""},{"$f":"IFERROR('Lives scenario - input'!C93,\"\")","v":""},{"$f":"IFERROR(repcalc('Lives scenario - input'!$CX93:$GJ93,'Lives scenario - input'!$I93,'Lives scenario - input'!$G93,'Lives scenario - input'!$H93,20,TRUE,TRUE),\"\")","v":""},"","","","","","","","","","","","","","","","","","","",{"$f":"IFERROR(IF(OR(D108=\"\",'Lives scenario - input'!$F93=\"\"),\"\",D108/'Lives scenario - input'!$F93),\"\")","v":""},{"$f":"IFERROR(IF(OR(E108=\"\",'Lives scenario - input'!$F93=\"\"),\"\",E108/'Lives scenario - input'!$F93),\"\")","v":""},{"$f":"IFERROR(IF(OR(F108=\"\",'Lives scenario - input'!$F93=\"\"),\"\",F108/'Lives scenario - input'!$F93),\"\")","v":""},{"$f":"IFERROR(IF(OR(G108=\"\",'Lives scenario - input'!$F93=\"\"),\"\",G108/'Lives scenario - input'!$F93),\"\")","v":""},{"$f":"IFERROR(IF(OR(H108=\"\",'Lives scenario - input'!$F93=\"\"),\"\",H108/'Lives scenario - input'!$F93),\"\")","v":""},{"$f":"IFERROR(IF(OR(I108=\"\",'Lives scenario - input'!$F93=\"\"),\"\",I108/'Lives scenario - input'!$F93),\"\")","v":""},{"$f":"IFERROR(IF(OR(J108=\"\",'Lives scenario - input'!$F93=\"\"),\"\",J108/'Lives scenario - input'!$F93),\"\")","v":""},{"$f":"IFERROR(IF(OR(K108=\"\",'Lives scenario - input'!$F93=\"\"),\"\",K108/'Lives scenario - input'!$F93),\"\")","v":""},{"$f":"IFERROR(IF(OR(L108=\"\",'Lives scenario - input'!$F93=\"\"),\"\",L108/'Lives scenario - input'!$F93),\"\")","v":""},{"$f":"IFERROR(IF(OR(M108=\"\",'Lives scenario - input'!$F93=\"\"),\"\",M108/'Lives scenario - input'!$F93),\"\")","v":""},{"$f":"IFERROR(IF(OR(N108=\"\",'Lives scenario - input'!$F93=\"\"),\"\",N108/'Lives scenario - input'!$F93),\"\")","v":""},{"$f":"IFERROR(IF(OR(O108=\"\",'Lives scenario - input'!$F93=\"\"),\"\",O108/'Lives scenario - input'!$F93),\"\")","v":""},{"$f":"IFERROR(IF(OR(P108=\"\",'Lives scenario - input'!$F93=\"\"),\"\",P108/'Lives scenario - input'!$F93),\"\")","v":""},{"$f":"IFERROR(IF(OR(Q108=\"\",'Lives scenario - input'!$F93=\"\"),\"\",Q108/'Lives scenario - input'!$F93),\"\")","v":""},{"$f":"IFERROR(IF(OR(R108=\"\",'Lives scenario - input'!$F93=\"\"),\"\",R108/'Lives scenario - input'!$F93),\"\")","v":""},{"$f":"IFERROR(IF(OR(S108=\"\",'Lives scenario - input'!$F93=\"\"),\"\",S108/'Lives scenario - input'!$F93),\"\")","v":""},{"$f":"IFERROR(IF(OR(T108=\"\",'Lives scenario - input'!$F93=\"\"),\"\",T108/'Lives scenario - input'!$F93),\"\")","v":""},{"$f":"IFERROR(IF(OR(U108=\"\",'Lives scenario - input'!$F93=\"\"),\"\",U108/'Lives scenario - input'!$F93),\"\")","v":""},{"$f":"IFERROR(IF(OR(V108=\"\",'Lives scenario - input'!$F93=\"\"),\"\",V108/'Lives scenario - input'!$F93),\"\")","v":""},{"$f":"IFERROR(IF(OR(W108=\"\",'Lives scenario - input'!$F93=\"\"),\"\",W108/'Lives scenario - input'!$F93),\"\")","v":""}]
[{"$f":"IFERROR('Lives scenario - input'!A94,\"\")","v":""},{"$f":"IFERROR('Lives scenario - input'!B94,\"\")","v":""},{"$f":"IFERROR('Lives scenario - input'!C94,\"\")","v":""},{"$f":"IFERROR(repcalc('Lives scenario - input'!$CX94:$GJ94,'Lives scenario - input'!$I94,'Lives scenario - input'!$G94,'Lives scenario - input'!$H94,20,TRUE,TRUE),\"\")","v":""},"","","","","","","","","","","","","","","","","","","",{"$f":"IFERROR(IF(OR(D109=\"\",'Lives scenario - input'!$F94=\"\"),\"\",D109/'Lives scenario - input'!$F94),\"\")","v":""},{"$f":"IFERROR(IF(OR(E109=\"\",'Lives scenario - input'!$F94=\"\"),\"\",E109/'Lives scenario - input'!$F94),\"\")","v":""},{"$f":"IFERROR(IF(OR(F109=\"\",'Lives scenario - input'!$F94=\"\"),\"\",F109/'Lives scenario - input'!$F94),\"\")","v":""},{"$f":"IFERROR(IF(OR(G109=\"\",'Lives scenario - input'!$F94=\"\"),\"\",G109/'Lives scenario - input'!$F94),\"\")","v":""},{"$f":"IFERROR(IF(OR(H109=\"\",'Lives scenario - input'!$F94=\"\"),\"\",H109/'Lives scenario - input'!$F94),\"\")","v":""},{"$f":"IFERROR(IF(OR(I109=\"\",'Lives scenario - input'!$F94=\"\"),\"\",I109/'Lives scenario - input'!$F94),\"\")","v":""},{"$f":"IFERROR(IF(OR(J109=\"\",'Lives scenario - input'!$F94=\"\"),\"\",J109/'Lives scenario - input'!$F94),\"\")","v":""},{"$f":"IFERROR(IF(OR(K109=\"\",'Lives scenario - input'!$F94=\"\"),\"\",K109/'Lives scenario - input'!$F94),\"\")","v":""},{"$f":"IFERROR(IF(OR(L109=\"\",'Lives scenario - input'!$F94=\"\"),\"\",L109/'Lives scenario - input'!$F94),\"\")","v":""},{"$f":"IFERROR(IF(OR(M109=\"\",'Lives scenario - input'!$F94=\"\"),\"\",M109/'Lives scenario - input'!$F94),\"\")","v":""},{"$f":"IFERROR(IF(OR(N109=\"\",'Lives scenario - input'!$F94=\"\"),\"\",N109/'Lives scenario - input'!$F94),\"\")","v":""},{"$f":"IFERROR(IF(OR(O109=\"\",'Lives scenario - input'!$F94=\"\"),\"\",O109/'Lives scenario - input'!$F94),\"\")","v":""},{"$f":"IFERROR(IF(OR(P109=\"\",'Lives scenario - input'!$F94=\"\"),\"\",P109/'Lives scenario - input'!$F94),\"\")","v":""},{"$f":"IFERROR(IF(OR(Q109=\"\",'Lives scenario - input'!$F94=\"\"),\"\",Q109/'Lives scenario - input'!$F94),\"\")","v":""},{"$f":"IFERROR(IF(OR(R109=\"\",'Lives scenario - input'!$F94=\"\"),\"\",R109/'Lives scenario - input'!$F94),\"\")","v":""},{"$f":"IFERROR(IF(OR(S109=\"\",'Lives scenario - input'!$F94=\"\"),\"\",S109/'Lives scenario - input'!$F94),\"\")","v":""},{"$f":"IFERROR(IF(OR(T109=\"\",'Lives scenario - input'!$F94=\"\"),\"\",T109/'Lives scenario - input'!$F94),\"\")","v":""},{"$f":"IFERROR(IF(OR(U109=\"\",'Lives scenario - input'!$F94=\"\"),\"\",U109/'Lives scenario - input'!$F94),\"\")","v":""},{"$f":"IFERROR(IF(OR(V109=\"\",'Lives scenario - input'!$F94=\"\"),\"\",V109/'Lives scenario - input'!$F94),\"\")","v":""},{"$f":"IFERROR(IF(OR(W109=\"\",'Lives scenario - input'!$F94=\"\"),\"\",W109/'Lives scenario - input'!$F94),\"\")","v":""}]
[{"$f":"IFERROR('Lives scenario - input'!A95,\"\")","v":""},{"$f":"IFERROR('Lives scenario - input'!B95,\"\")","v":""},{"$f":"IFERROR('Lives scenario - input'!C95,\"\")","v":""},{"$f":"IFERROR(repcalc('Lives scenario - input'!$CX95:$GJ95,'Lives scenario - input'!$I95,'Lives scenario - input'!$G95,'Lives scenario - input'!$H95,20,TRUE,TRUE),\"\")","v":""},"","","","","","","","","","","","","","","","","","","",{"$f":"IFERROR(IF(OR(D110=\"\",'Lives scenario - input'!$F95=\"\"),\"\",D110/'Lives scenario - input'!$F95),\"\")","v":""},{"$f":"IFERROR(IF(OR(E110=\"\",'Lives scenario - input'!$F95=\"\"),\"\",E110/'Lives scenario - input'!$F95),\"\")","v":""},{"$f":"IFERROR(IF(OR(F110=\"\",'Lives scenario - input'!$F95=\"\"),\"\",F110/'Lives scenario - input'!$F95),\"\")","v":""},{"$f":"IFERROR(IF(OR(G110=\"\",'Lives scenario - input'!$F95=\"\"),\"\",G110/'Lives scenario - input'!$F95),\"\")","v":""},{"$f":"IFERROR(IF(OR(H110=\"\",'Lives scenario - input'!$F95=\"\"),\"\",H110/'Lives scenario - input'!$F95),\"\")","v":""},{"$f":"IFERROR(IF(OR(I110=\"\",'Lives scenario - input'!$F95=\"\"),\"\",I110/'Lives scenario - input'!$F95),\"\")","v":""},{"$f":"IFERROR(IF(OR(J110=\"\",'Lives scenario - input'!$F95=\"\"),\"\",J110/'Lives scenario - input'!$F95),\"\")","v":""},{"$f":"IFERROR(IF(OR(K110=\"\",'Lives scenario - input'!$F95=\"\"),\"\",K110/'Lives scenario - input'!$F95),\"\")","v":""},{"$f":"IFERROR(IF(OR(L110=\"\",'Lives scenario - input'!$F95=\"\"),\"\",L110/'Lives scenario - input'!$F95),\"\")","v":""},{"$f":"IFERROR(IF(OR(M110=\"\",'Lives scenario - input'!$F95=\"\"),\"\",M110/'Lives scenario - input'!$F95),\"\")","v":""},{"$f":"IFERROR(IF(OR(N110=\"\",'Lives scenario - input'!$F95=\"\"),\"\",N110/'Lives scenario - input'!$F95),\"\")","v":""},{"$f":"IFERROR(IF(OR(O110=\"\",'Lives scenario - input'!$F95=\"\"),\"\",O110/'Lives scenario - input'!$F95),\"\")","v":""},{"$f":"IFERROR(IF(OR(P110=\"\",'Lives scenario - input'!$F95=\"\"),\"\",P110/'Lives scenario - input'!$F95),\"\")","v":""},{"$f":"IFERROR(IF(OR(Q110=\"\",'Lives scenario - input'!$F95=\"\"),\"\",Q110/'Lives scenario - input'!$F95),\"\")","v":""},{"$f":"IFERROR(IF(OR(R110=\"\",'Lives scenario - input'!$F95=\"\"),\"\",R110/'Lives scenario - input'!$F95),\"\")","v":""},{"$f":"IFERROR(IF(OR(S110=\"\",'Lives scenario - input'!$F95=\"\"),\"\",S110/'Lives scenario - input'!$F95),\"\")","v":""},{"$f":"IFERROR(IF(OR(T110=\"\",'Lives scenario - input'!$F95=\"\"),\"\",T110/'Lives scenario - input'!$F95),\"\")","v":""},{"$f":"IFERROR(IF(OR(U110=\"\",'Lives scenario - input'!$F95=\"\"),\"\",U110/'Lives scenario - input'!$F95),\"\")","v":""},{"$f":"IFERROR(IF(OR(V110=\"\",'Lives scenario - input'!$F95=\"\"),\"\",V110/'Lives scenario - input'!$F95),\"\")","v":""},{"$f":"IFERROR(IF(OR(W110=\"\",'Lives scenario - input'!$F95=\"\"),\"\",W110/'Lives scenario - input'!$F95),\"\")","v":""}]
[{"$f":"IFERROR('Lives scenario - input'!A96,\"\")","v":""},{"$f":"IFERROR('Lives scenario - input'!B96,\"\")","v":""},{"$f":"IFERROR('Lives scenario - input'!C96,\"\")","v":""},{"$f":"IFERROR(repcalc('Lives scenario - input'!$CX96:$GJ96,'Lives scenario - input'!$I96,'Lives scenario - input'!$G96,'Lives scenario - input'!$H96,20,TRUE,TRUE),\"\")","v":""},"","","","","","","","","","","","","","","","","","","",{"$f":"IFERROR(IF(OR(D111=\"\",'Lives scenario - input'!$F96=\"\"),\"\",D111/'Lives scenario - input'!$F96),\"\")","v":""},{"$f":"IFERROR(IF(OR(E111=\"\",'Lives scenario - input'!$F96=\"\"),\"\",E111/'Lives scenario - input'!$F96),\"\")","v":""},{"$f":"IFERROR(IF(OR(F111=\"\",'Lives scenario - input'!$F96=\"\"),\"\",F111/'Lives scenario - input'!$F96),\"\")","v":""},{"$f":"IFERROR(IF(OR(G111=\"\",'Lives scenario - input'!$F96=\"\"),\"\",G111/'Lives scenario - input'!$F96),\"\")","v":""},{"$f":"IFERROR(IF(OR(H111=\"\",'Lives scenario - input'!$F96=\"\"),\"\",H111/'Lives scenario - input'!$F96),\"\")","v":""},{"$f":"IFERROR(IF(OR(I111=\"\",'Lives scenario - input'!$F96=\"\"),\"\",I111/'Lives scenario - input'!$F96),\"\")","v":""},{"$f":"IFERROR(IF(OR(J111=\"\",'Lives scenario - input'!$F96=\"\"),\"\",J111/'Lives scenario - input'!$F96),\"\")","v":""},{"$f":"IFERROR(IF(OR(K111=\"\",'Lives scenario - input'!$F96=\"\"),\"\",K111/'Lives scenario - input'!$F96),\"\")","v":""},{"$f":"IFERROR(IF(OR(L111=\"\",'Lives scenario - input'!$F96=\"\"),\"\",L111/'Lives scenario - input'!$F96),\"\")","v":""},{"$f":"IFERROR(IF(OR(M111=\"\",'Lives scenario - input'!$F96=\"\"),\"\",M111/'Lives scenario - input'!$F96),\"\")","v":""},{"$f":"IFERROR(IF(OR(N111=\"\",'Lives scenario - input'!$F96=\"\"),\"\",N111/'Lives scenario - input'!$F96),\"\")","v":""},{"$f":"IFERROR(IF(OR(O111=\"\",'Lives scenario - input'!$F96=\"\"),\"\",O111/'Lives scenario - input'!$F96),\"\")","v":""},{"$f":"IFERROR(IF(OR(P111=\"\",'Lives scenario - input'!$F96=\"\"),\"\",P111/'Lives scenario - input'!$F96),\"\")","v":""},{"$f":"IFERROR(IF(OR(Q111=\"\",'Lives scenario - input'!$F96=\"\"),\"\",Q111/'Lives scenario - input'!$F96),\"\")","v":""},{"$f":"IFERROR(IF(OR(R111=\"\",'Lives scenario - input'!$F96=\"\"),\"\",R111/'Lives scenario - input'!$F96),\"\")","v":""},{"$f":"IFERROR(IF(OR(S111=\"\",'Lives scenario - input'!$F96=\"\"),\"\",S111/'Lives scenario - input'!$F96),\"\")","v":""},{"$f":"IFERROR(IF(OR(T111=\"\",'Lives scenario - input'!$F96=\"\"),\"\",T111/'Lives scenario - input'!$F96),\"\")","v":""},{"$f":"IFERROR(IF(OR(U111=\"\",'Lives scenario - input'!$F96=\"\"),\"\",U111/'Lives scenario - input'!$F96),\"\")","v":""},{"$f":"IFERROR(IF(OR(V111=\"\",'Lives scenario - input'!$F96=\"\"),\"\",V111/'Lives scenario - input'!$F96),\"\")","v":""},{"$f":"IFERROR(IF(OR(W111=\"\",'Lives scenario - input'!$F96=\"\"),\"\",W111/'Lives scenario - input'!$F96),\"\")","v":""}]
[{"$f":"IFERROR('Lives scenario - input'!A97,\"\")","v":""},{"$f":"IFERROR('Lives scenario - input'!B97,\"\")","v":""},{"$f":"IFERROR('Lives scenario - input'!C97,\"\")","v":""},{"$f":"IFERROR(repcalc('Lives scenario - input'!$CX97:$GJ97,'Lives scenario - input'!$I97,'Lives scenario - input'!$G97,'Lives scenario - input'!$H97,20,TRUE,TRUE),\"\")","v":""},"","","","","","","","","","","","","","","","","","","",{"$f":"IFERROR(IF(OR(D112=\"\",'Lives scenario - input'!$F97=\"\"),\"\",D112/'Lives scenario - input'!$F97),\"\")","v":""},{"$f":"IFERROR(IF(OR(E112=\"\",'Lives scenario - input'!$F97=\"\"),\"\",E112/'Lives scenario - input'!$F97),\"\")","v":""},{"$f":"IFERROR(IF(OR(F112=\"\",'Lives scenario - input'!$F97=\"\"),\"\",F112/'Lives scenario - input'!$F97),\"\")","v":""},{"$f":"IFERROR(IF(OR(G112=\"\",'Lives scenario - input'!$F97=\"\"),\"\",G112/'Lives scenario - input'!$F97),\"\")","v":""},{"$f":"IFERROR(IF(OR(H112=\"\",'Lives scenario - input'!$F97=\"\"),\"\",H112/'Lives scenario - input'!$F97),\"\")","v":""},{"$f":"IFERROR(IF(OR(I112=\"\",'Lives scenario - input'!$F97=\"\"),\"\",I112/'Lives scenario - input'!$F97),\"\")","v":""},{"$f":"IFERROR(IF(OR(J112=\"\",'Lives scenario - input'!$F97=\"\"),\"\",J112/'Lives scenario - input'!$F97),\"\")","v":""},{"$f":"IFERROR(IF(OR(K112=\"\",'Lives scenario - input'!$F97=\"\"),\"\",K112/'Lives scenario - input'!$F97),\"\")","v":""},{"$f":"IFERROR(IF(OR(L112=\"\",'Lives scenario - input'!$F97=\"\"),\"\",L112/'Lives scenario - input'!$F97),\"\")","v":""},{"$f":"IFERROR(IF(OR(M112=\"\",'Lives scenario - input'!$F97=\"\"),\"\",M112/'Lives scenario - input'!$F97),\"\")","v":""},{"$f":"IFERROR(IF(OR(N112=\"\",'Lives scenario - input'!$F97=\"\"),\"\",N112/'Lives scenario - input'!$F97),\"\")","v":""},{"$f":"IFERROR(IF(OR(O112=\"\",'Lives scenario - input'!$F97=\"\"),\"\",O112/'Lives scenario - input'!$F97),\"\")","v":""},{"$f":"IFERROR(IF(OR(P112=\"\",'Lives scenario - input'!$F97=\"\"),\"\",P112/'Lives scenario - input'!$F97),\"\")","v":""},{"$f":"IFERROR(IF(OR(Q112=\"\",'Lives scenario - input'!$F97=\"\"),\"\",Q112/'Lives scenario - input'!$F97),\"\")","v":""},{"$f":"IFERROR(IF(OR(R112=\"\",'Lives scenario - input'!$F97=\"\"),\"\",R112/'Lives scenario - input'!$F97),\"\")","v":""},{"$f":"IFERROR(IF(OR(S112=\"\",'Lives scenario - input'!$F97=\"\"),\"\",S112/'Lives scenario - input'!$F97),\"\")","v":""},{"$f":"IFERROR(IF(OR(T112=\"\",'Lives scenario - input'!$F97=\"\"),\"\",T112/'Lives scenario - input'!$F97),\"\")","v":""},{"$f":"IFERROR(IF(OR(U112=\"\",'Lives scenario - input'!$F97=\"\"),\"\",U112/'Lives scenario - input'!$F97),\"\")","v":""},{"$f":"IFERROR(IF(OR(V112=\"\",'Lives scenario - input'!$F97=\"\"),\"\",V112/'Lives scenario - input'!$F97),\"\")","v":""},{"$f":"IFERROR(IF(OR(W112=\"\",'Lives scenario - input'!$F97=\"\"),\"\",W112/'Lives scenario - input'!$F97),\"\")","v":""}]
[{"$f":"IFERROR('Lives scenario - input'!A98,\"\")","v":""},{"$f":"IFERROR('Lives scenario - input'!B98,\"\")","v":""},{"$f":"IFERROR('Lives scenario - input'!C98,\"\")","v":""},{"$f":"IFERROR(repcalc('Lives scenario - input'!$CX98:$GJ98,'Lives scenario - input'!$I98,'Lives scenario - input'!$G98,'Lives scenario - input'!$H98,20,TRUE,TRUE),\"\")","v":""},"","","","","","","","","","","","","","","","","","","",{"$f":"IFERROR(IF(OR(D113=\"\",'Lives scenario - input'!$F98=\"\"),\"\",D113/'Lives scenario - input'!$F98),\"\")","v":""},{"$f":"IFERROR(IF(OR(E113=\"\",'Lives scenario - input'!$F98=\"\"),\"\",E113/'Lives scenario - input'!$F98),\"\")","v":""},{"$f":"IFERROR(IF(OR(F113=\"\",'Lives scenario - input'!$F98=\"\"),\"\",F113/'Lives scenario - input'!$F98),\"\")","v":""},{"$f":"IFERROR(IF(OR(G113=\"\",'Lives scenario - input'!$F98=\"\"),\"\",G113/'Lives scenario - input'!$F98),\"\")","v":""},{"$f":"IFERROR(IF(OR(H113=\"\",'Lives scenario - input'!$F98=\"\"),\"\",H113/'Lives scenario - input'!$F98),\"\")","v":""},{"$f":"IFERROR(IF(OR(I113=\"\",'Lives scenario - input'!$F98=\"\"),\"\",I113/'Lives scenario - input'!$F98),\"\")","v":""},{"$f":"IFERROR(IF(OR(J113=\"\",'Lives scenario - input'!$F98=\"\"),\"\",J113/'Lives scenario - input'!$F98),\"\")","v":""},{"$f":"IFERROR(IF(OR(K113=\"\",'Lives scenario - input'!$F98=\"\"),\"\",K113/'Lives scenario - input'!$F98),\"\")","v":""},{"$f":"IFERROR(IF(OR(L113=\"\",'Lives scenario - input'!$F98=\"\"),\"\",L113/'Lives scenario - input'!$F98),\"\")","v":""},{"$f":"IFERROR(IF(OR(M113=\"\",'Lives scenario - input'!$F98=\"\"),\"\",M113/'Lives scenario - input'!$F98),\"\")","v":""},{"$f":"IFERROR(IF(OR(N113=\"\",'Lives scenario - input'!$F98=\"\"),\"\",N113/'Lives scenario - input'!$F98),\"\")","v":""},{"$f":"IFERROR(IF(OR(O113=\"\",'Lives scenario - input'!$F98=\"\"),\"\",O113/'Lives scenario - input'!$F98),\"\")","v":""},{"$f":"IFERROR(IF(OR(P113=\"\",'Lives scenario - input'!$F98=\"\"),\"\",P113/'Lives scenario - input'!$F98),\"\")","v":""},{"$f":"IFERROR(IF(OR(Q113=\"\",'Lives scenario - input'!$F98=\"\"),\"\",Q113/'Lives scenario - input'!$F98),\"\")","v":""},{"$f":"IFERROR(IF(OR(R113=\"\",'Lives scenario - input'!$F98=\"\"),\"\",R113/'Lives scenario - input'!$F98),\"\")","v":""},{"$f":"IFERROR(IF(OR(S113=\"\",'Lives scenario - input'!$F98=\"\"),\"\",S113/'Lives scenario - input'!$F98),\"\")","v":""},{"$f":"IFERROR(IF(OR(T113=\"\",'Lives scenario - input'!$F98=\"\"),\"\",T113/'Lives scenario - input'!$F98),\"\")","v":""},{"$f":"IFERROR(IF(OR(U113=\"\",'Lives scenario - input'!$F98=\"\"),\"\",U113/'Lives scenario - input'!$F98),\"\")","v":""},{"$f":"IFERROR(IF(OR(V113=\"\",'Lives scenario - input'!$F98=\"\"),\"\",V113/'Lives scenario - input'!$F98),\"\")","v":""},{"$f":"IFERROR(IF(OR(W113=\"\",'Lives scenario - input'!$F98=\"\"),\"\",W113/'Lives scenario - input'!$F98),\"\")","v":""}]
[{"$f":"IFERROR('Lives scenario - input'!A99,\"\")","v":""},{"$f":"IFERROR('Lives scenario - input'!B99,\"\")","v":""},{"$f":"IFERROR('Lives scenario - input'!C99,\"\")","v":""},{"$f":"IFERROR(repcalc('Lives scenario - input'!$CX99:$GJ99,'Lives scenario - input'!$I99,'Lives scenario - input'!$G99,'Lives scenario - input'!$H99,20,TRUE,TRUE),\"\")","v":""},"","","","","","","","","","","","","","","","","","","",{"$f":"IFERROR(IF(OR(D114=\"\",'Lives scenario - input'!$F99=\"\"),\"\",D114/'Lives scenario - input'!$F99),\"\")","v":""},{"$f":"IFERROR(IF(OR(E114=\"\",'Lives scenario - input'!$F99=\"\"),\"\",E114/'Lives scenario - input'!$F99),\"\")","v":""},{"$f":"IFERROR(IF(OR(F114=\"\",'Lives scenario - input'!$F99=\"\"),\"\",F114/'Lives scenario - input'!$F99),\"\")","v":""},{"$f":"IFERROR(IF(OR(G114=\"\",'Lives scenario - input'!$F99=\"\"),\"\",G114/'Lives scenario - input'!$F99),\"\")","v":""},{"$f":"IFERROR(IF(OR(H114=\"\",'Lives scenario - input'!$F99=\"\"),\"\",H114/'Lives scenario - input'!$F99),\"\")","v":""},{"$f":"IFERROR(IF(OR(I114=\"\",'Lives scenario - input'!$F99=\"\"),\"\",I114/'Lives scenario - input'!$F99),\"\")","v":""},{"$f":"IFERROR(IF(OR(J114=\"\",'Lives scenario - input'!$F99=\"\"),\"\",J114/'Lives scenario - input'!$F99),\"\")","v":""},{"$f":"IFERROR(IF(OR(K114=\"\",'Lives scenario - input'!$F99=\"\"),\"\",K114/'Lives scenario - input'!$F99),\"\")","v":""},{"$f":"IFERROR(IF(OR(L114=\"\",'Lives scenario - input'!$F99=\"\"),\"\",L114/'Lives scenario - input'!$F99),\"\")","v":""},{"$f":"IFERROR(IF(OR(M114=\"\",'Lives scenario - input'!$F99=\"\"),\"\",M114/'Lives scenario - input'!$F99),\"\")","v":""},{"$f":"IFERROR(IF(OR(N114=\"\",'Lives scenario - input'!$F99=\"\"),\"\",N114/'Lives scenario - input'!$F99),\"\")","v":""},{"$f":"IFERROR(IF(OR(O114=\"\",'Lives scenario - input'!$F99=\"\"),\"\",O114/'Lives scenario - input'!$F99),\"\")","v":""},{"$f":"IFERROR(IF(OR(P114=\"\",'Lives scenario - input'!$F99=\"\"),\"\",P114/'Lives scenario - input'!$F99),\"\")","v":""},{"$f":"IFERROR(IF(OR(Q114=\"\",'Lives scenario - input'!$F99=\"\"),\"\",Q114/'Lives scenario - input'!$F99),\"\")","v":""},{"$f":"IFERROR(IF(OR(R114=\"\",'Lives scenario - input'!$F99=\"\"),\"\",R114/'Lives scenario - input'!$F99),\"\")","v":""},{"$f":"IFERROR(IF(OR(S114=\"\",'Lives scenario - input'!$F99=\"\"),\"\",S114/'Lives scenario - input'!$F99),\"\")","v":""},{"$f":"IFERROR(IF(OR(T114=\"\",'Lives scenario - input'!$F99=\"\"),\"\",T114/'Lives scenario - input'!$F99),\"\")","v":""},{"$f":"IFERROR(IF(OR(U114=\"\",'Lives scenario - input'!$F99=\"\"),\"\",U114/'Lives scenario - input'!$F99),\"\")","v":""},{"$f":"IFERROR(IF(OR(V114=\"\",'Lives scenario - input'!$F99=\"\"),\"\",V114/'Lives scenario - input'!$F99),\"\")","v":""},{"$f":"IFERROR(IF(OR(W114=\"\",'Lives scenario - input'!$F99=\"\"),\"\",W114/'Lives scenario - input'!$F99),\"\")","v":""}]
[{"$f":"IFERROR('Lives scenario - input'!A100,\"\")","v":""},{"$f":"IFERROR('Lives scenario - input'!B100,\"\")","v":""},{"$f":"IFERROR('Lives scenario - input'!C100,\"\")","v":""},{"$f":"IFERROR(repcalc('Lives scenario - input'!$CX100:$GJ100,'Lives scenario - input'!$I100,'Lives scenario - input'!$G100,'Lives scenario - input'!$H100,20,TRUE,TRUE),\"\")","v":""},"","","","","","","","","","","","","","","","","","","",{"$f":"IFERROR(IF(OR(D115=\"\",'Lives scenario - input'!$F100=\"\"),\"\",D115/'Lives scenario - input'!$F100),\"\")","v":""},{"$f":"IFERROR(IF(OR(E115=\"\",'Lives scenario - input'!$F100=\"\"),\"\",E115/'Lives scenario - input'!$F100),\"\")","v":""},{"$f":"IFERROR(IF(OR(F115=\"\",'Lives scenario - input'!$F100=\"\"),\"\",F115/'Lives scenario - input'!$F100),\"\")","v":""},{"$f":"IFERROR(IF(OR(G115=\"\",'Lives scenario - input'!$F100=\"\"),\"\",G115/'Lives scenario - input'!$F100),\"\")","v":""},{"$f":"IFERROR(IF(OR(H115=\"\",'Lives scenario - input'!$F100=\"\"),\"\",H115/'Lives scenario - input'!$F100),\"\")","v":""},{"$f":"IFERROR(IF(OR(I115=\"\",'Lives scenario - input'!$F100=\"\"),\"\",I115/'Lives scenario - input'!$F100),\"\")","v":""},{"$f":"IFERROR(IF(OR(J115=\"\",'Lives scenario - input'!$F100=\"\"),\"\",J115/'Lives scenario - input'!$F100),\"\")","v":""},{"$f":"IFERROR(IF(OR(K115=\"\",'Lives scenario - input'!$F100=\"\"),\"\",K115/'Lives scenario - input'!$F100),\"\")","v":""},{"$f":"IFERROR(IF(OR(L115=\"\",'Lives scenario - input'!$F100=\"\"),\"\",L115/'Lives scenario - input'!$F100),\"\")","v":""},{"$f":"IFERROR(IF(OR(M115=\"\",'Lives scenario - input'!$F100=\"\"),\"\",M115/'Lives scenario - input'!$F100),\"\")","v":""},{"$f":"IFERROR(IF(OR(N115=\"\",'Lives scenario - input'!$F100=\"\"),\"\",N115/'Lives scenario - input'!$F100),\"\")","v":""},{"$f":"IFERROR(IF(OR(O115=\"\",'Lives scenario - input'!$F100=\"\"),\"\",O115/'Lives scenario - input'!$F100),\"\")","v":""},{"$f":"IFERROR(IF(OR(P115=\"\",'Lives scenario - input'!$F100=\"\"),\"\",P115/'Lives scenario - input'!$F100),\"\")","v":""},{"$f":"IFERROR(IF(OR(Q115=\"\",'Lives scenario - input'!$F100=\"\"),\"\",Q115/'Lives scenario - input'!$F100),\"\")","v":""},{"$f":"IFERROR(IF(OR(R115=\"\",'Lives scenario - input'!$F100=\"\"),\"\",R115/'Lives scenario - input'!$F100),\"\")","v":""},{"$f":"IFERROR(IF(OR(S115=\"\",'Lives scenario - input'!$F100=\"\"),\"\",S115/'Lives scenario - input'!$F100),\"\")","v":""},{"$f":"IFERROR(IF(OR(T115=\"\",'Lives scenario - input'!$F100=\"\"),\"\",T115/'Lives scenario - input'!$F100),\"\")","v":""},{"$f":"IFERROR(IF(OR(U115=\"\",'Lives scenario - input'!$F100=\"\"),\"\",U115/'Lives scenario - input'!$F100),\"\")","v":""},{"$f":"IFERROR(IF(OR(V115=\"\",'Lives scenario - input'!$F100=\"\"),\"\",V115/'Lives scenario - input'!$F100),\"\")","v":""},{"$f":"IFERROR(IF(OR(W115=\"\",'Lives scenario - input'!$F100=\"\"),\"\",W115/'Lives scenario - input'!$F100),\"\")","v":""}]
[{"$f":"IFERROR('Lives scenario - input'!A101,\"\")","v":""},{"$f":"IFERROR('Lives scenario - input'!B101,\"\")","v":""},{"$f":"IFERROR('Lives scenario - input'!C101,\"\")","v":""},{"$f":"IFERROR(repcalc('Lives scenario - input'!$CX101:$GJ101,'Lives scenario - input'!$I101,'Lives scenario - input'!$G101,'Lives scenario - input'!$H101,20,TRUE,TRUE),\"\")","v":""},"","","","","","","","","","","","","","","","","","","",{"$f":"IFERROR(IF(OR(D116=\"\",'Lives scenario - input'!$F101=\"\"),\"\",D116/'Lives scenario - input'!$F101),\"\")","v":""},{"$f":"IFERROR(IF(OR(E116=\"\",'Lives scenario - input'!$F101=\"\"),\"\",E116/'Lives scenario - input'!$F101),\"\")","v":""},{"$f":"IFERROR(IF(OR(F116=\"\",'Lives scenario - input'!$F101=\"\"),\"\",F116/'Lives scenario - input'!$F101),\"\")","v":""},{"$f":"IFERROR(IF(OR(G116=\"\",'Lives scenario - input'!$F101=\"\"),\"\",G116/'Lives scenario - input'!$F101),\"\")","v":""},{"$f":"IFERROR(IF(OR(H116=\"\",'Lives scenario - input'!$F101=\"\"),\"\",H116/'Lives scenario - input'!$F101),\"\")","v":""},{"$f":"IFERROR(IF(OR(I116=\"\",'Lives scenario - input'!$F101=\"\"),\"\",I116/'Lives scenario - input'!$F101),\"\")","v":""},{"$f":"IFERROR(IF(OR(J116=\"\",'Lives scenario - input'!$F101=\"\"),\"\",J116/'Lives scenario - input'!$F101),\"\")","v":""},{"$f":"IFERROR(IF(OR(K116=\"\",'Lives scenario - input'!$F101=\"\"),\"\",K116/'Lives scenario - input'!$F101),\"\")","v":""},{"$f":"IFERROR(IF(OR(L116=\"\",'Lives scenario - input'!$F101=\"\"),\"\",L116/'Lives scenario - input'!$F101),\"\")","v":""},{"$f":"IFERROR(IF(OR(M116=\"\",'Lives scenario - input'!$F101=\"\"),\"\",M116/'Lives scenario - input'!$F101),\"\")","v":""},{"$f":"IFERROR(IF(OR(N116=\"\",'Lives scenario - input'!$F101=\"\"),\"\",N116/'Lives scenario - input'!$F101),\"\")","v":""},{"$f":"IFERROR(IF(OR(O116=\"\",'Lives scenario - input'!$F101=\"\"),\"\",O116/'Lives scenario - input'!$F101),\"\")","v":""},{"$f":"IFERROR(IF(OR(P116=\"\",'Lives scenario - input'!$F101=\"\"),\"\",P116/'Lives scenario - input'!$F101),\"\")","v":""},{"$f":"IFERROR(IF(OR(Q116=\"\",'Lives scenario - input'!$F101=\"\"),\"\",Q116/'Lives scenario - input'!$F101),\"\")","v":""},{"$f":"IFERROR(IF(OR(R116=\"\",'Lives scenario - input'!$F101=\"\"),\"\",R116/'Lives scenario - input'!$F101),\"\")","v":""},{"$f":"IFERROR(IF(OR(S116=\"\",'Lives scenario - input'!$F101=\"\"),\"\",S116/'Lives scenario - input'!$F101),\"\")","v":""},{"$f":"IFERROR(IF(OR(T116=\"\",'Lives scenario - input'!$F101=\"\"),\"\",T116/'Lives scenario - input'!$F101),\"\")","v":""},{"$f":"IFERROR(IF(OR(U116=\"\",'Lives scenario - input'!$F101=\"\"),\"\",U116/'Lives scenario - input'!$F101),\"\")","v":""},{"$f":"IFERROR(IF(OR(V116=\"\",'Lives scenario - input'!$F101=\"\"),\"\",V116/'Lives scenario - input'!$F101),\"\")","v":""},{"$f":"IFERROR(IF(OR(W116=\"\",'Lives scenario - input'!$F101=\"\"),\"\",W116/'Lives scenario - input'!$F101),\"\")","v":""}]
[{"$f":"IFERROR('Lives scenario - input'!A102,\"\")","v":""},{"$f":"IFERROR('Lives scenario - input'!B102,\"\")","v":""},{"$f":"IFERROR('Lives scenario - input'!C102,\"\")","v":""},{"$f":"IFERROR(repcalc('Lives scenario - input'!$CX102:$GJ102,'Lives scenario - input'!$I102,'Lives scenario - input'!$G102,'Lives scenario - input'!$H102,20,TRUE,TRUE),\"\")","v":""},"","","","","","","","","","","","","","","","","","","",{"$f":"IFERROR(IF(OR(D117=\"\",'Lives scenario - input'!$F102=\"\"),\"\",D117/'Lives scenario - input'!$F102),\"\")","v":""},{"$f":"IFERROR(IF(OR(E117=\"\",'Lives scenario - input'!$F102=\"\"),\"\",E117/'Lives scenario - input'!$F102),\"\")","v":""},{"$f":"IFERROR(IF(OR(F117=\"\",'Lives scenario - input'!$F102=\"\"),\"\",F117/'Lives scenario - input'!$F102),\"\")","v":""},{"$f":"IFERROR(IF(OR(G117=\"\",'Lives scenario - input'!$F102=\"\"),\"\",G117/'Lives scenario - input'!$F102),\"\")","v":""},{"$f":"IFERROR(IF(OR(H117=\"\",'Lives scenario - input'!$F102=\"\"),\"\",H117/'Lives scenario - input'!$F102),\"\")","v":""},{"$f":"IFERROR(IF(OR(I117=\"\",'Lives scenario - input'!$F102=\"\"),\"\",I117/'Lives scenario - input'!$F102),\"\")","v":""},{"$f":"IFERROR(IF(OR(J117=\"\",'Lives scenario - input'!$F102=\"\"),\"\",J117/'Lives scenario - input'!$F102),\"\")","v":""},{"$f":"IFERROR(IF(OR(K117=\"\",'Lives scenario - input'!$F102=\"\"),\"\",K117/'Lives scenario - input'!$F102),\"\")","v":""},{"$f":"IFERROR(IF(OR(L117=\"\",'Lives scenario - input'!$F102=\"\"),\"\",L117/'Lives scenario - input'!$F102),\"\")","v":""},{"$f":"IFERROR(IF(OR(M117=\"\",'Lives scenario - input'!$F102=\"\"),\"\",M117/'Lives scenario - input'!$F102),\"\")","v":""},{"$f":"IFERROR(IF(OR(N117=\"\",'Lives scenario - input'!$F102=\"\"),\"\",N117/'Lives scenario - input'!$F102),\"\")","v":""},{"$f":"IFERROR(IF(OR(O117=\"\",'Lives scenario - input'!$F102=\"\"),\"\",O117/'Lives scenario - input'!$F102),\"\")","v":""},{"$f":"IFERROR(IF(OR(P117=\"\",'Lives scenario - input'!$F102=\"\"),\"\",P117/'Lives scenario - input'!$F102),\"\")","v":""},{"$f":"IFERROR(IF(OR(Q117=\"\",'Lives scenario - input'!$F102=\"\"),\"\",Q117/'Lives scenario - input'!$F102),\"\")","v":""},{"$f":"IFERROR(IF(OR(R117=\"\",'Lives scenario - input'!$F102=\"\"),\"\",R117/'Lives scenario - input'!$F102),\"\")","v":""},{"$f":"IFERROR(IF(OR(S117=\"\",'Lives scenario - input'!$F102=\"\"),\"\",S117/'Lives scenario - input'!$F102),\"\")","v":""},{"$f":"IFERROR(IF(OR(T117=\"\",'Lives scenario - input'!$F102=\"\"),\"\",T117/'Lives scenario - input'!$F102),\"\")","v":""},{"$f":"IFERROR(IF(OR(U117=\"\",'Lives scenario - input'!$F102=\"\"),\"\",U117/'Lives scenario - input'!$F102),\"\")","v":""},{"$f":"IFERROR(IF(OR(V117=\"\",'Lives scenario - input'!$F102=\"\"),\"\",V117/'Lives scenario - input'!$F102),\"\")","v":""},{"$f":"IFERROR(IF(OR(W117=\"\",'Lives scenario - input'!$F102=\"\"),\"\",W117/'Lives scenario - input'!$F102),\"\")","v":""}]
[{"$f":"IFERROR('Lives scenario - input'!A103,\"\")","v":""},{"$f":"IFERROR('Lives scenario - input'!B103,\"\")","v":""},{"$f":"IFERROR('Lives scenario - input'!C103,\"\")","v":""},{"$f":"IFERROR(repcalc('Lives scenario - input'!$CX103:$GJ103,'Lives scenario - input'!$I103,'Lives scenario - input'!$G103,'Lives scenario - input'!$H103,20,TRUE,TRUE),\"\")","v":""},"","","","","","","","","","","","","","","","","","","",{"$f":"IFERROR(IF(OR(D118=\"\",'Lives scenario - input'!$F103=\"\"),\"\",D118/'Lives scenario - input'!$F103),\"\")","v":""},{"$f":"IFERROR(IF(OR(E118=\"\",'Lives scenario - input'!$F103=\"\"),\"\",E118/'Lives scenario - input'!$F103),\"\")","v":""},{"$f":"IFERROR(IF(OR(F118=\"\",'Lives scenario - input'!$F103=\"\"),\"\",F118/'Lives scenario - input'!$F103),\"\")","v":""},{"$f":"IFERROR(IF(OR(G118=\"\",'Lives scenario - input'!$F103=\"\"),\"\",G118/'Lives scenario - input'!$F103),\"\")","v":""},{"$f":"IFERROR(IF(OR(H118=\"\",'Lives scenario - input'!$F103=\"\"),\"\",H118/'Lives scenario - input'!$F103),\"\")","v":""},{"$f":"IFERROR(IF(OR(I118=\"\",'Lives scenario - input'!$F103=\"\"),\"\",I118/'Lives scenario - input'!$F103),\"\")","v":""},{"$f":"IFERROR(IF(OR(J118=\"\",'Lives scenario - input'!$F103=\"\"),\"\",J118/'Lives scenario - input'!$F103),\"\")","v":""},{"$f":"IFERROR(IF(OR(K118=\"\",'Lives scenario - input'!$F103=\"\"),\"\",K118/'Lives scenario - input'!$F103),\"\")","v":""},{"$f":"IFERROR(IF(OR(L118=\"\",'Lives scenario - input'!$F103=\"\"),\"\",L118/'Lives scenario - input'!$F103),\"\")","v":""},{"$f":"IFERROR(IF(OR(M118=\"\",'Lives scenario - input'!$F103=\"\"),\"\",M118/'Lives scenario - input'!$F103),\"\")","v":""},{"$f":"IFERROR(IF(OR(N118=\"\",'Lives scenario - input'!$F103=\"\"),\"\",N118/'Lives scenario - input'!$F103),\"\")","v":""},{"$f":"IFERROR(IF(OR(O118=\"\",'Lives scenario - input'!$F103=\"\"),\"\",O118/'Lives scenario - input'!$F103),\"\")","v":""},{"$f":"IFERROR(IF(OR(P118=\"\",'Lives scenario - input'!$F103=\"\"),\"\",P118/'Lives scenario - input'!$F103),\"\")","v":""},{"$f":"IFERROR(IF(OR(Q118=\"\",'Lives scenario - input'!$F103=\"\"),\"\",Q118/'Lives scenario - input'!$F103),\"\")","v":""},{"$f":"IFERROR(IF(OR(R118=\"\",'Lives scenario - input'!$F103=\"\"),\"\",R118/'Lives scenario - input'!$F103),\"\")","v":""},{"$f":"IFERROR(IF(OR(S118=\"\",'Lives scenario - input'!$F103=\"\"),\"\",S118/'Lives scenario - input'!$F103),\"\")","v":""},{"$f":"IFERROR(IF(OR(T118=\"\",'Lives scenario - input'!$F103=\"\"),\"\",T118/'Lives scenario - input'!$F103),\"\")","v":""},{"$f":"IFERROR(IF(OR(U118=\"\",'Lives scenario - input'!$F103=\"\"),\"\",U118/'Lives scenario - input'!$F103),\"\")","v":""},{"$f":"IFERROR(IF(OR(V118=\"\",'Lives scenario - input'!$F103=\"\"),\"\",V118/'Lives scenario - input'!$F103),\"\")","v":""},{"$f":"IFERROR(IF(OR(W118=\"\",'Lives scenario - input'!$F103=\"\"),\"\",W118/'Lives scenario - input'!$F103),\"\")","v":""}]
[{"$f":"IFERROR('Lives scenario - input'!A104,\"\")","v":""},{"$f":"IFERROR('Lives scenario - input'!B104,\"\")","v":""},{"$f":"IFERROR('Lives scenario - input'!C104,\"\")","v":""},{"$f":"IFERROR(repcalc('Lives scenario - input'!$CX104:$GJ104,'Lives scenario - input'!$I104,'Lives scenario - input'!$G104,'Lives scenario - input'!$H104,20,TRUE,TRUE),\"\")","v":""},"","","","","","","","","","","","","","","","","","","",{"$f":"IFERROR(IF(OR(D119=\"\",'Lives scenario - input'!$F104=\"\"),\"\",D119/'Lives scenario - input'!$F104),\"\")","v":""},{"$f":"IFERROR(IF(OR(E119=\"\",'Lives scenario - input'!$F104=\"\"),\"\",E119/'Lives scenario - input'!$F104),\"\")","v":""},{"$f":"IFERROR(IF(OR(F119=\"\",'Lives scenario - input'!$F104=\"\"),\"\",F119/'Lives scenario - input'!$F104),\"\")","v":""},{"$f":"IFERROR(IF(OR(G119=\"\",'Lives scenario - input'!$F104=\"\"),\"\",G119/'Lives scenario - input'!$F104),\"\")","v":""},{"$f":"IFERROR(IF(OR(H119=\"\",'Lives scenario - input'!$F104=\"\"),\"\",H119/'Lives scenario - input'!$F104),\"\")","v":""},{"$f":"IFERROR(IF(OR(I119=\"\",'Lives scenario - input'!$F104=\"\"),\"\",I119/'Lives scenario - input'!$F104),\"\")","v":""},{"$f":"IFERROR(IF(OR(J119=\"\",'Lives scenario - input'!$F104=\"\"),\"\",J119/'Lives scenario - input'!$F104),\"\")","v":""},{"$f":"IFERROR(IF(OR(K119=\"\",'Lives scenario - input'!$F104=\"\"),\"\",K119/'Lives scenario - input'!$F104),\"\")","v":""},{"$f":"IFERROR(IF(OR(L119=\"\",'Lives scenario - input'!$F104=\"\"),\"\",L119/'Lives scenario - input'!$F104),\"\")","v":""},{"$f":"IFERROR(IF(OR(M119=\"\",'Lives scenario - input'!$F104=\"\"),\"\",M119/'Lives scenario - input'!$F104),\"\")","v":""},{"$f":"IFERROR(IF(OR(N119=\"\",'Lives scenario - input'!$F104=\"\"),\"\",N119/'Lives scenario - input'!$F104),\"\")","v":""},{"$f":"IFERROR(IF(OR(O119=\"\",'Lives scenario - input'!$F104=\"\"),\"\",O119/'Lives scenario - input'!$F104),\"\")","v":""},{"$f":"IFERROR(IF(OR(P119=\"\",'Lives scenario - input'!$F104=\"\"),\"\",P119/'Lives scenario - input'!$F104),\"\")","v":""},{"$f":"IFERROR(IF(OR(Q119=\"\",'Lives scenario - input'!$F104=\"\"),\"\",Q119/'Lives scenario - input'!$F104),\"\")","v":""},{"$f":"IFERROR(IF(OR(R119=\"\",'Lives scenario - input'!$F104=\"\"),\"\",R119/'Lives scenario - input'!$F104),\"\")","v":""},{"$f":"IFERROR(IF(OR(S119=\"\",'Lives scenario - input'!$F104=\"\"),\"\",S119/'Lives scenario - input'!$F104),\"\")","v":""},{"$f":"IFERROR(IF(OR(T119=\"\",'Lives scenario - input'!$F104=\"\"),\"\",T119/'Lives scenario - input'!$F104),\"\")","v":""},{"$f":"IFERROR(IF(OR(U119=\"\",'Lives scenario - input'!$F104=\"\"),\"\",U119/'Lives scenario - input'!$F104),\"\")","v":""},{"$f":"IFERROR(IF(OR(V119=\"\",'Lives scenario - input'!$F104=\"\"),\"\",V119/'Lives scenario - input'!$F104),\"\")","v":""},{"$f":"IFERROR(IF(OR(W119=\"\",'Lives scenario - input'!$F104=\"\"),\"\",W119/'Lives scenario - input'!$F104),\"\")","v":""}]
[{"$f":"IFERROR('Lives scenario - input'!A105,\"\")","v":""},{"$f":"IFERROR('Lives scenario - input'!B105,\"\")","v":""},{"$f":"IFERROR('Lives scenario - input'!C105,\"\")","v":""},{"$f":"IFERROR(repcalc('Lives scenario - input'!$CX105:$GJ105,'Lives scenario - input'!$I105,'Lives scenario - input'!$G105,'Lives scenario - input'!$H105,20,TRUE,TRUE),\"\")","v":""},"","","","","","","","","","","","","","","","","","","",{"$f":"IFERROR(IF(OR(D120=\"\",'Lives scenario - input'!$F105=\"\"),\"\",D120/'Lives scenario - input'!$F105),\"\")","v":""},{"$f":"IFERROR(IF(OR(E120=\"\",'Lives scenario - input'!$F105=\"\"),\"\",E120/'Lives scenario - input'!$F105),\"\")","v":""},{"$f":"IFERROR(IF(OR(F120=\"\",'Lives scenario - input'!$F105=\"\"),\"\",F120/'Lives scenario - input'!$F105),\"\")","v":""},{"$f":"IFERROR(IF(OR(G120=\"\",'Lives scenario - input'!$F105=\"\"),\"\",G120/'Lives scenario - input'!$F105),\"\")","v":""},{"$f":"IFERROR(IF(OR(H120=\"\",'Lives scenario - input'!$F105=\"\"),\"\",H120/'Lives scenario - input'!$F105),\"\")","v":""},{"$f":"IFERROR(IF(OR(I120=\"\",'Lives scenario - input'!$F105=\"\"),\"\",I120/'Lives scenario - input'!$F105),\"\")","v":""},{"$f":"IFERROR(IF(OR(J120=\"\",'Lives scenario - input'!$F105=\"\"),\"\",J120/'Lives scenario - input'!$F105),\"\")","v":""},{"$f":"IFERROR(IF(OR(K120=\"\",'Lives scenario - input'!$F105=\"\"),\"\",K120/'Lives scenario - input'!$F105),\"\")","v":""},{"$f":"IFERROR(IF(OR(L120=\"\",'Lives scenario - input'!$F105=\"\"),\"\",L120/'Lives scenario - input'!$F105),\"\")","v":""},{"$f":"IFERROR(IF(OR(M120=\"\",'Lives scenario - input'!$F105=\"\"),\"\",M120/'Lives scenario - input'!$F105),\"\")","v":""},{"$f":"IFERROR(IF(OR(N120=\"\",'Lives scenario - input'!$F105=\"\"),\"\",N120/'Lives scenario - input'!$F105),\"\")","v":""},{"$f":"IFERROR(IF(OR(O120=\"\",'Lives scenario - input'!$F105=\"\"),\"\",O120/'Lives scenario - input'!$F105),\"\")","v":""},{"$f":"IFERROR(IF(OR(P120=\"\",'Lives scenario - input'!$F105=\"\"),\"\",P120/'Lives scenario - input'!$F105),\"\")","v":""},{"$f":"IFERROR(IF(OR(Q120=\"\",'Lives scenario - input'!$F105=\"\"),\"\",Q120/'Lives scenario - input'!$F105),\"\")","v":""},{"$f":"IFERROR(IF(OR(R120=\"\",'Lives scenario - input'!$F105=\"\"),\"\",R120/'Lives scenario - input'!$F105),\"\")","v":""},{"$f":"IFERROR(IF(OR(S120=\"\",'Lives scenario - input'!$F105=\"\"),\"\",S120/'Lives scenario - input'!$F105),\"\")","v":""},{"$f":"IFERROR(IF(OR(T120=\"\",'Lives scenario - input'!$F105=\"\"),\"\",T120/'Lives scenario - input'!$F105),\"\")","v":""},{"$f":"IFERROR(IF(OR(U120=\"\",'Lives scenario - input'!$F105=\"\"),\"\",U120/'Lives scenario - input'!$F105),\"\")","v":""},{"$f":"IFERROR(IF(OR(V120=\"\",'Lives scenario - input'!$F105=\"\"),\"\",V120/'Lives scenario - input'!$F105),\"\")","v":""},{"$f":"IFERROR(IF(OR(W120=\"\",'Lives scenario - input'!$F105=\"\"),\"\",W120/'Lives scenario - input'!$F105),\"\")","v":""}]
[{"$f":"IFERROR('Lives scenario - input'!A106,\"\")","v":""},{"$f":"IFERROR('Lives scenario - input'!B106,\"\")","v":""},{"$f":"IFERROR('Lives scenario - input'!C106,\"\")","v":""},{"$f":"IFERROR(repcalc('Lives scenario - input'!$CX106:$GJ106,'Lives scenario - input'!$I106,'Lives scenario - input'!$G106,'Lives scenario - input'!$H106,20,TRUE,TRUE),\"\")","v":""},"","","","","","","","","","","","","","","","","","","",{"$f":"IFERROR(IF(OR(D121=\"\",'Lives scenario - input'!$F106=\"\"),\"\",D121/'Lives scenario - input'!$F106),\"\")","v":""},{"$f":"IFERROR(IF(OR(E121=\"\",'Lives scenario - input'!$F106=\"\"),\"\",E121/'Lives scenario - input'!$F106),\"\")","v":""},{"$f":"IFERROR(IF(OR(F121=\"\",'Lives scenario - input'!$F106=\"\"),\"\",F121/'Lives scenario - input'!$F106),\"\")","v":""},{"$f":"IFERROR(IF(OR(G121=\"\",'Lives scenario - input'!$F106=\"\"),\"\",G121/'Lives scenario - input'!$F106),\"\")","v":""},{"$f":"IFERROR(IF(OR(H121=\"\",'Lives scenario - input'!$F106=\"\"),\"\",H121/'Lives scenario - input'!$F106),\"\")","v":""},{"$f":"IFERROR(IF(OR(I121=\"\",'Lives scenario - input'!$F106=\"\"),\"\",I121/'Lives scenario - input'!$F106),\"\")","v":""},{"$f":"IFERROR(IF(OR(J121=\"\",'Lives scenario - input'!$F106=\"\"),\"\",J121/'Lives scenario - input'!$F106),\"\")","v":""},{"$f":"IFERROR(IF(OR(K121=\"\",'Lives scenario - input'!$F106=\"\"),\"\",K121/'Lives scenario - input'!$F106),\"\")","v":""},{"$f":"IFERROR(IF(OR(L121=\"\",'Lives scenario - input'!$F106=\"\"),\"\",L121/'Lives scenario - input'!$F106),\"\")","v":""},{"$f":"IFERROR(IF(OR(M121=\"\",'Lives scenario - input'!$F106=\"\"),\"\",M121/'Lives scenario - input'!$F106),\"\")","v":""},{"$f":"IFERROR(IF(OR(N121=\"\",'Lives scenario - input'!$F106=\"\"),\"\",N121/'Lives scenario - input'!$F106),\"\")","v":""},{"$f":"IFERROR(IF(OR(O121=\"\",'Lives scenario - input'!$F106=\"\"),\"\",O121/'Lives scenario - input'!$F106),\"\")","v":""},{"$f":"IFERROR(IF(OR(P121=\"\",'Lives scenario - input'!$F106=\"\"),\"\",P121/'Lives scenario - input'!$F106),\"\")","v":""},{"$f":"IFERROR(IF(OR(Q121=\"\",'Lives scenario - input'!$F106=\"\"),\"\",Q121/'Lives scenario - input'!$F106),\"\")","v":""},{"$f":"IFERROR(IF(OR(R121=\"\",'Lives scenario - input'!$F106=\"\"),\"\",R121/'Lives scenario - input'!$F106),\"\")","v":""},{"$f":"IFERROR(IF(OR(S121=\"\",'Lives scenario - input'!$F106=\"\"),\"\",S121/'Lives scenario - input'!$F106),\"\")","v":""},{"$f":"IFERROR(IF(OR(T121=\"\",'Lives scenario - input'!$F106=\"\"),\"\",T121/'Lives scenario - input'!$F106),\"\")","v":""},{"$f":"IFERROR(IF(OR(U121=\"\",'Lives scenario - input'!$F106=\"\"),\"\",U121/'Lives scenario - input'!$F106),\"\")","v":""},{"$f":"IFERROR(IF(OR(V121=\"\",'Lives scenario - input'!$F106=\"\"),\"\",V121/'Lives scenario - input'!$F106),\"\")","v":""},{"$f":"IFERROR(IF(OR(W121=\"\",'Lives scenario - input'!$F106=\"\"),\"\",W121/'Lives scenario - input'!$F106),\"\")","v":""}]
[{"$f":"IFERROR('Lives scenario - input'!A107,\"\")","v":""},{"$f":"IFERROR('Lives scenario - input'!B107,\"\")","v":""},{"$f":"IFERROR('Lives scenario - input'!C107,\"\")","v":""},{"$f":"IFERROR(repcalc('Lives scenario - input'!$CX107:$GJ107,'Lives scenario - input'!$I107,'Lives scenario - input'!$G107,'Lives scenario - input'!$H107,20,TRUE,TRUE),\"\")","v":""},"","","","","","","","","","","","","","","","","","","",{"$f":"IFERROR(IF(OR(D122=\"\",'Lives scenario - input'!$F107=\"\"),\"\",D122/'Lives scenario - input'!$F107),\"\")","v":""},{"$f":"IFERROR(IF(OR(E122=\"\",'Lives scenario - input'!$F107=\"\"),\"\",E122/'Lives scenario - input'!$F107),\"\")","v":""},{"$f":"IFERROR(IF(OR(F122=\"\",'Lives scenario - input'!$F107=\"\"),\"\",F122/'Lives scenario - input'!$F107),\"\")","v":""},{"$f":"IFERROR(IF(OR(G122=\"\",'Lives scenario - input'!$F107=\"\"),\"\",G122/'Lives scenario - input'!$F107),\"\")","v":""},{"$f":"IFERROR(IF(OR(H122=\"\",'Lives scenario - input'!$F107=\"\"),\"\",H122/'Lives scenario - input'!$F107),\"\")","v":""},{"$f":"IFERROR(IF(OR(I122=\"\",'Lives scenario - input'!$F107=\"\"),\"\",I122/'Lives scenario - input'!$F107),\"\")","v":""},{"$f":"IFERROR(IF(OR(J122=\"\",'Lives scenario - input'!$F107=\"\"),\"\",J122/'Lives scenario - input'!$F107),\"\")","v":""},{"$f":"IFERROR(IF(OR(K122=\"\",'Lives scenario - input'!$F107=\"\"),\"\",K122/'Lives scenario - input'!$F107),\"\")","v":""},{"$f":"IFERROR(IF(OR(L122=\"\",'Lives scenario - input'!$F107=\"\"),\"\",L122/'Lives scenario - input'!$F107),\"\")","v":""},{"$f":"IFERROR(IF(OR(M122=\"\",'Lives scenario - input'!$F107=\"\"),\"\",M122/'Lives scenario - input'!$F107),\"\")","v":""},{"$f":"IFERROR(IF(OR(N122=\"\",'Lives scenario - input'!$F107=\"\"),\"\",N122/'Lives scenario - input'!$F107),\"\")","v":""},{"$f":"IFERROR(IF(OR(O122=\"\",'Lives scenario - input'!$F107=\"\"),\"\",O122/'Lives scenario - input'!$F107),\"\")","v":""},{"$f":"IFERROR(IF(OR(P122=\"\",'Lives scenario - input'!$F107=\"\"),\"\",P122/'Lives scenario - input'!$F107),\"\")","v":""},{"$f":"IFERROR(IF(OR(Q122=\"\",'Lives scenario - input'!$F107=\"\"),\"\",Q122/'Lives scenario - input'!$F107),\"\")","v":""},{"$f":"IFERROR(IF(OR(R122=\"\",'Lives scenario - input'!$F107=\"\"),\"\",R122/'Lives scenario - input'!$F107),\"\")","v":""},{"$f":"IFERROR(IF(OR(S122=\"\",'Lives scenario - input'!$F107=\"\"),\"\",S122/'Lives scenario - input'!$F107),\"\")","v":""},{"$f":"IFERROR(IF(OR(T122=\"\",'Lives scenario - input'!$F107=\"\"),\"\",T122/'Lives scenario - input'!$F107),\"\")","v":""},{"$f":"IFERROR(IF(OR(U122=\"\",'Lives scenario - input'!$F107=\"\"),\"\",U122/'Lives scenario - input'!$F107),\"\")","v":""},{"$f":"IFERROR(IF(OR(V122=\"\",'Lives scenario - input'!$F107=\"\"),\"\",V122/'Lives scenario - input'!$F107),\"\")","v":""},{"$f":"IFERROR(IF(OR(W122=\"\",'Lives scenario - input'!$F107=\"\"),\"\",W122/'Lives scenario - input'!$F107),\"\")","v":""}]
[{"$f":"IFERROR('Lives scenario - input'!A108,\"\")","v":""},{"$f":"IFERROR('Lives scenario - input'!B108,\"\")","v":""},{"$f":"IFERROR('Lives scenario - input'!C108,\"\")","v":""},{"$f":"IFERROR(repcalc('Lives scenario - input'!$CX108:$GJ108,'Lives scenario - input'!$I108,'Lives scenario - input'!$G108,'Lives scenario - input'!$H108,20,TRUE,TRUE),\"\")","v":""},"","","","","","","","","","","","","","","","","","","",{"$f":"IFERROR(IF(OR(D123=\"\",'Lives scenario - input'!$F108=\"\"),\"\",D123/'Lives scenario - input'!$F108),\"\")","v":""},{"$f":"IFERROR(IF(OR(E123=\"\",'Lives scenario - input'!$F108=\"\"),\"\",E123/'Lives scenario - input'!$F108),\"\")","v":""},{"$f":"IFERROR(IF(OR(F123=\"\",'Lives scenario - input'!$F108=\"\"),\"\",F123/'Lives scenario - input'!$F108),\"\")","v":""},{"$f":"IFERROR(IF(OR(G123=\"\",'Lives scenario - input'!$F108=\"\"),\"\",G123/'Lives scenario - input'!$F108),\"\")","v":""},{"$f":"IFERROR(IF(OR(H123=\"\",'Lives scenario - input'!$F108=\"\"),\"\",H123/'Lives scenario - input'!$F108),\"\")","v":""},{"$f":"IFERROR(IF(OR(I123=\"\",'Lives scenario - input'!$F108=\"\"),\"\",I123/'Lives scenario - input'!$F108),\"\")","v":""},{"$f":"IFERROR(IF(OR(J123=\"\",'Lives scenario - input'!$F108=\"\"),\"\",J123/'Lives scenario - input'!$F108),\"\")","v":""},{"$f":"IFERROR(IF(OR(K123=\"\",'Lives scenario - input'!$F108=\"\"),\"\",K123/'Lives scenario - input'!$F108),\"\")","v":""},{"$f":"IFERROR(IF(OR(L123=\"\",'Lives scenario - input'!$F108=\"\"),\"\",L123/'Lives scenario - input'!$F108),\"\")","v":""},{"$f":"IFERROR(IF(OR(M123=\"\",'Lives scenario - input'!$F108=\"\"),\"\",M123/'Lives scenario - input'!$F108),\"\")","v":""},{"$f":"IFERROR(IF(OR(N123=\"\",'Lives scenario - input'!$F108=\"\"),\"\",N123/'Lives scenario - input'!$F108),\"\")","v":""},{"$f":"IFERROR(IF(OR(O123=\"\",'Lives scenario - input'!$F108=\"\"),\"\",O123/'Lives scenario - input'!$F108),\"\")","v":""},{"$f":"IFERROR(IF(OR(P123=\"\",'Lives scenario - input'!$F108=\"\"),\"\",P123/'Lives scenario - input'!$F108),\"\")","v":""},{"$f":"IFERROR(IF(OR(Q123=\"\",'Lives scenario - input'!$F108=\"\"),\"\",Q123/'Lives scenario - input'!$F108),\"\")","v":""},{"$f":"IFERROR(IF(OR(R123=\"\",'Lives scenario - input'!$F108=\"\"),\"\",R123/'Lives scenario - input'!$F108),\"\")","v":""},{"$f":"IFERROR(IF(OR(S123=\"\",'Lives scenario - input'!$F108=\"\"),\"\",S123/'Lives scenario - input'!$F108),\"\")","v":""},{"$f":"IFERROR(IF(OR(T123=\"\",'Lives scenario - input'!$F108=\"\"),\"\",T123/'Lives scenario - input'!$F108),\"\")","v":""},{"$f":"IFERROR(IF(OR(U123=\"\",'Lives scenario - input'!$F108=\"\"),\"\",U123/'Lives scenario - input'!$F108),\"\")","v":""},{"$f":"IFERROR(IF(OR(V123=\"\",'Lives scenario - input'!$F108=\"\"),\"\",V123/'Lives scenario - input'!$F108),\"\")","v":""},{"$f":"IFERROR(IF(OR(W123=\"\",'Lives scenario - input'!$F108=\"\"),\"\",W123/'Lives scenario - input'!$F108),\"\")","v":""}]
[{"$f":"IFERROR('Lives scenario - input'!A109,\"\")","v":""},{"$f":"IFERROR('Lives scenario - input'!B109,\"\")","v":""},{"$f":"IFERROR('Lives scenario - input'!C109,\"\")","v":""},{"$f":"IFERROR(repcalc('Lives scenario - input'!$CX109:$GJ109,'Lives scenario - input'!$I109,'Lives scenario - input'!$G109,'Lives scenario - input'!$H109,20,TRUE,TRUE),\"\")","v":""},"","","","","","","","","","","","","","","","","","","",{"$f":"IFERROR(IF(OR(D124=\"\",'Lives scenario - input'!$F109=\"\"),\"\",D124/'Lives scenario - input'!$F109),\"\")","v":""},{"$f":"IFERROR(IF(OR(E124=\"\",'Lives scenario - input'!$F109=\"\"),\"\",E124/'Lives scenario - input'!$F109),\"\")","v":""},{"$f":"IFERROR(IF(OR(F124=\"\",'Lives scenario - input'!$F109=\"\"),\"\",F124/'Lives scenario - input'!$F109),\"\")","v":""},{"$f":"IFERROR(IF(OR(G124=\"\",'Lives scenario - input'!$F109=\"\"),\"\",G124/'Lives scenario - input'!$F109),\"\")","v":""},{"$f":"IFERROR(IF(OR(H124=\"\",'Lives scenario - input'!$F109=\"\"),\"\",H124/'Lives scenario - input'!$F109),\"\")","v":""},{"$f":"IFERROR(IF(OR(I124=\"\",'Lives scenario - input'!$F109=\"\"),\"\",I124/'Lives scenario - input'!$F109),\"\")","v":""},{"$f":"IFERROR(IF(OR(J124=\"\",'Lives scenario - input'!$F109=\"\"),\"\",J124/'Lives scenario - input'!$F109),\"\")","v":""},{"$f":"IFERROR(IF(OR(K124=\"\",'Lives scenario - input'!$F109=\"\"),\"\",K124/'Lives scenario - input'!$F109),\"\")","v":""},{"$f":"IFERROR(IF(OR(L124=\"\",'Lives scenario - input'!$F109=\"\"),\"\",L124/'Lives scenario - input'!$F109),\"\")","v":""},{"$f":"IFERROR(IF(OR(M124=\"\",'Lives scenario - input'!$F109=\"\"),\"\",M124/'Lives scenario - input'!$F109),\"\")","v":""},{"$f":"IFERROR(IF(OR(N124=\"\",'Lives scenario - input'!$F109=\"\"),\"\",N124/'Lives scenario - input'!$F109),\"\")","v":""},{"$f":"IFERROR(IF(OR(O124=\"\",'Lives scenario - input'!$F109=\"\"),\"\",O124/'Lives scenario - input'!$F109),\"\")","v":""},{"$f":"IFERROR(IF(OR(P124=\"\",'Lives scenario - input'!$F109=\"\"),\"\",P124/'Lives scenario - input'!$F109),\"\")","v":""},{"$f":"IFERROR(IF(OR(Q124=\"\",'Lives scenario - input'!$F109=\"\"),\"\",Q124/'Lives scenario - input'!$F109),\"\")","v":""},{"$f":"IFERROR(IF(OR(R124=\"\",'Lives scenario - input'!$F109=\"\"),\"\",R124/'Lives scenario - input'!$F109),\"\")","v":""},{"$f":"IFERROR(IF(OR(S124=\"\",'Lives scenario - input'!$F109=\"\"),\"\",S124/'Lives scenario - input'!$F109),\"\")","v":""},{"$f":"IFERROR(IF(OR(T124=\"\",'Lives scenario - input'!$F109=\"\"),\"\",T124/'Lives scenario - input'!$F109),\"\")","v":""},{"$f":"IFERROR(IF(OR(U124=\"\",'Lives scenario - input'!$F109=\"\"),\"\",U124/'Lives scenario - input'!$F109),\"\")","v":""},{"$f":"IFERROR(IF(OR(V124=\"\",'Lives scenario - input'!$F109=\"\"),\"\",V124/'Lives scenario - input'!$F109),\"\")","v":""},{"$f":"IFERROR(IF(OR(W124=\"\",'Lives scenario - input'!$F109=\"\"),\"\",W124/'Lives scenario - input'!$F109),\"\")","v":""}]
[{"$f":"IFERROR('Lives scenario - input'!A110,\"\")","v":""},{"$f":"IFERROR('Lives scenario - input'!B110,\"\")","v":""},{"$f":"IFERROR('Lives scenario - input'!C110,\"\")","v":""},{"$f":"IFERROR(repcalc('Lives scenario - input'!$CX110:$GJ110,'Lives scenario - input'!$I110,'Lives scenario - input'!$G110,'Lives scenario - input'!$H110,20,TRUE,TRUE),\"\")","v":""},"","","","","","","","","","","","","","","","","","","",{"$f":"IFERROR(IF(OR(D125=\"\",'Lives scenario - input'!$F110=\"\"),\"\",D125/'Lives scenario - input'!$F110),\"\")","v":""},{"$f":"IFERROR(IF(OR(E125=\"\",'Lives scenario - input'!$F110=\"\"),\"\",E125/'Lives scenario - input'!$F110),\"\")","v":""},{"$f":"IFERROR(IF(OR(F125=\"\",'Lives scenario - input'!$F110=\"\"),\"\",F125/'Lives scenario - input'!$F110),\"\")","v":""},{"$f":"IFERROR(IF(OR(G125=\"\",'Lives scenario - input'!$F110=\"\"),\"\",G125/'Lives scenario - input'!$F110),\"\")","v":""},{"$f":"IFERROR(IF(OR(H125=\"\",'Lives scenario - input'!$F110=\"\"),\"\",H125/'Lives scenario - input'!$F110),\"\")","v":""},{"$f":"IFERROR(IF(OR(I125=\"\",'Lives scenario - input'!$F110=\"\"),\"\",I125/'Lives scenario - input'!$F110),\"\")","v":""},{"$f":"IFERROR(IF(OR(J125=\"\",'Lives scenario - input'!$F110=\"\"),\"\",J125/'Lives scenario - input'!$F110),\"\")","v":""},{"$f":"IFERROR(IF(OR(K125=\"\",'Lives scenario - input'!$F110=\"\"),\"\",K125/'Lives scenario - input'!$F110),\"\")","v":""},{"$f":"IFERROR(IF(OR(L125=\"\",'Lives scenario - input'!$F110=\"\"),\"\",L125/'Lives scenario - input'!$F110),\"\")","v":""},{"$f":"IFERROR(IF(OR(M125=\"\",'Lives scenario - input'!$F110=\"\"),\"\",M125/'Lives scenario - input'!$F110),\"\")","v":""},{"$f":"IFERROR(IF(OR(N125=\"\",'Lives scenario - input'!$F110=\"\"),\"\",N125/'Lives scenario - input'!$F110),\"\")","v":""},{"$f":"IFERROR(IF(OR(O125=\"\",'Lives scenario - input'!$F110=\"\"),\"\",O125/'Lives scenario - input'!$F110),\"\")","v":""},{"$f":"IFERROR(IF(OR(P125=\"\",'Lives scenario - input'!$F110=\"\"),\"\",P125/'Lives scenario - input'!$F110),\"\")","v":""},{"$f":"IFERROR(IF(OR(Q125=\"\",'Lives scenario - input'!$F110=\"\"),\"\",Q125/'Lives scenario - input'!$F110),\"\")","v":""},{"$f":"IFERROR(IF(OR(R125=\"\",'Lives scenario - input'!$F110=\"\"),\"\",R125/'Lives scenario - input'!$F110),\"\")","v":""},{"$f":"IFERROR(IF(OR(S125=\"\",'Lives scenario - input'!$F110=\"\"),\"\",S125/'Lives scenario - input'!$F110),\"\")","v":""},{"$f":"IFERROR(IF(OR(T125=\"\",'Lives scenario - input'!$F110=\"\"),\"\",T125/'Lives scenario - input'!$F110),\"\")","v":""},{"$f":"IFERROR(IF(OR(U125=\"\",'Lives scenario - input'!$F110=\"\"),\"\",U125/'Lives scenario - input'!$F110),\"\")","v":""},{"$f":"IFERROR(IF(OR(V125=\"\",'Lives scenario - input'!$F110=\"\"),\"\",V125/'Lives scenario - input'!$F110),\"\")","v":""},{"$f":"IFERROR(IF(OR(W125=\"\",'Lives scenario - input'!$F110=\"\"),\"\",W125/'Lives scenario - input'!$F110),\"\")","v":""}]
[{"$f":"IFERROR('Lives scenario - input'!A111,\"\")","v":""},{"$f":"IFERROR('Lives scenario - input'!B111,\"\")","v":""},{"$f":"IFERROR('Lives scenario - input'!C111,\"\")","v":""},{"$f":"IFERROR(repcalc('Lives scenario - input'!$CX111:$GJ111,'Lives scenario - input'!$I111,'Lives scenario - input'!$G111,'Lives scenario - input'!$H111,20,TRUE,TRUE),\"\")","v":""},"","","","","","","","","","","","","","","","","","","",{"$f":"IFERROR(IF(OR(D126=\"\",'Lives scenario - input'!$F111=\"\"),\"\",D126/'Lives scenario - input'!$F111),\"\")","v":""},{"$f":"IFERROR(IF(OR(E126=\"\",'Lives scenario - input'!$F111=\"\"),\"\",E126/'Lives scenario - input'!$F111),\"\")","v":""},{"$f":"IFERROR(IF(OR(F126=\"\",'Lives scenario - input'!$F111=\"\"),\"\",F126/'Lives scenario - input'!$F111),\"\")","v":""},{"$f":"IFERROR(IF(OR(G126=\"\",'Lives scenario - input'!$F111=\"\"),\"\",G126/'Lives scenario - input'!$F111),\"\")","v":""},{"$f":"IFERROR(IF(OR(H126=\"\",'Lives scenario - input'!$F111=\"\"),\"\",H126/'Lives scenario - input'!$F111),\"\")","v":""},{"$f":"IFERROR(IF(OR(I126=\"\",'Lives scenario - input'!$F111=\"\"),\"\",I126/'Lives scenario - input'!$F111),\"\")","v":""},{"$f":"IFERROR(IF(OR(J126=\"\",'Lives scenario - input'!$F111=\"\"),\"\",J126/'Lives scenario - input'!$F111),\"\")","v":""},{"$f":"IFERROR(IF(OR(K126=\"\",'Lives scenario - input'!$F111=\"\"),\"\",K126/'Lives scenario - input'!$F111),\"\")","v":""},{"$f":"IFERROR(IF(OR(L126=\"\",'Lives scenario - input'!$F111=\"\"),\"\",L126/'Lives scenario - input'!$F111),\"\")","v":""},{"$f":"IFERROR(IF(OR(M126=\"\",'Lives scenario - input'!$F111=\"\"),\"\",M126/'Lives scenario - input'!$F111),\"\")","v":""},{"$f":"IFERROR(IF(OR(N126=\"\",'Lives scenario - input'!$F111=\"\"),\"\",N126/'Lives scenario - input'!$F111),\"\")","v":""},{"$f":"IFERROR(IF(OR(O126=\"\",'Lives scenario - input'!$F111=\"\"),\"\",O126/'Lives scenario - input'!$F111),\"\")","v":""},{"$f":"IFERROR(IF(OR(P126=\"\",'Lives scenario - input'!$F111=\"\"),\"\",P126/'Lives scenario - input'!$F111),\"\")","v":""},{"$f":"IFERROR(IF(OR(Q126=\"\",'Lives scenario - input'!$F111=\"\"),\"\",Q126/'Lives scenario - input'!$F111),\"\")","v":""},{"$f":"IFERROR(IF(OR(R126=\"\",'Lives scenario - input'!$F111=\"\"),\"\",R126/'Lives scenario - input'!$F111),\"\")","v":""},{"$f":"IFERROR(IF(OR(S126=\"\",'Lives scenario - input'!$F111=\"\"),\"\",S126/'Lives scenario - input'!$F111),\"\")","v":""},{"$f":"IFERROR(IF(OR(T126=\"\",'Lives scenario - input'!$F111=\"\"),\"\",T126/'Lives scenario - input'!$F111),\"\")","v":""},{"$f":"IFERROR(IF(OR(U126=\"\",'Lives scenario - input'!$F111=\"\"),\"\",U126/'Lives scenario - input'!$F111),\"\")","v":""},{"$f":"IFERROR(IF(OR(V126=\"\",'Lives scenario - input'!$F111=\"\"),\"\",V126/'Lives scenario - input'!$F111),\"\")","v":""},{"$f":"IFERROR(IF(OR(W126=\"\",'Lives scenario - input'!$F111=\"\"),\"\",W126/'Lives scenario - input'!$F111),\"\")","v":""}]
[{"$f":"IFERROR('Lives scenario - input'!A112,\"\")","v":""},{"$f":"IFERROR('Lives scenario - input'!B112,\"\")","v":""},{"$f":"IFERROR('Lives scenario - input'!C112,\"\")","v":""},{"$f":"IFERROR(repcalc('Lives scenario - input'!$CX112:$GJ112,'Lives scenario - input'!$I112,'Lives scenario - input'!$G112,'Lives scenario - input'!$H112,20,TRUE,TRUE),\"\")","v":""},"","","","","","","","","","","","","","","","","","","",{"$f":"IFERROR(IF(OR(D127=\"\",'Lives scenario - input'!$F112=\"\"),\"\",D127/'Lives scenario - input'!$F112),\"\")","v":""},{"$f":"IFERROR(IF(OR(E127=\"\",'Lives scenario - input'!$F112=\"\"),\"\",E127/'Lives scenario - input'!$F112),\"\")","v":""},{"$f":"IFERROR(IF(OR(F127=\"\",'Lives scenario - input'!$F112=\"\"),\"\",F127/'Lives scenario - input'!$F112),\"\")","v":""},{"$f":"IFERROR(IF(OR(G127=\"\",'Lives scenario - input'!$F112=\"\"),\"\",G127/'Lives scenario - input'!$F112),\"\")","v":""},{"$f":"IFERROR(IF(OR(H127=\"\",'Lives scenario - input'!$F112=\"\"),\"\",H127/'Lives scenario - input'!$F112),\"\")","v":""},{"$f":"IFERROR(IF(OR(I127=\"\",'Lives scenario - input'!$F112=\"\"),\"\",I127/'Lives scenario - input'!$F112),\"\")","v":""},{"$f":"IFERROR(IF(OR(J127=\"\",'Lives scenario - input'!$F112=\"\"),\"\",J127/'Lives scenario - input'!$F112),\"\")","v":""},{"$f":"IFERROR(IF(OR(K127=\"\",'Lives scenario - input'!$F112=\"\"),\"\",K127/'Lives scenario - input'!$F112),\"\")","v":""},{"$f":"IFERROR(IF(OR(L127=\"\",'Lives scenario - input'!$F112=\"\"),\"\",L127/'Lives scenario - input'!$F112),\"\")","v":""},{"$f":"IFERROR(IF(OR(M127=\"\",'Lives scenario - input'!$F112=\"\"),\"\",M127/'Lives scenario - input'!$F112),\"\")","v":""},{"$f":"IFERROR(IF(OR(N127=\"\",'Lives scenario - input'!$F112=\"\"),\"\",N127/'Lives scenario - input'!$F112),\"\")","v":""},{"$f":"IFERROR(IF(OR(O127=\"\",'Lives scenario - input'!$F112=\"\"),\"\",O127/'Lives scenario - input'!$F112),\"\")","v":""},{"$f":"IFERROR(IF(OR(P127=\"\",'Lives scenario - input'!$F112=\"\"),\"\",P127/'Lives scenario - input'!$F112),\"\")","v":""},{"$f":"IFERROR(IF(OR(Q127=\"\",'Lives scenario - input'!$F112=\"\"),\"\",Q127/'Lives scenario - input'!$F112),\"\")","v":""},{"$f":"IFERROR(IF(OR(R127=\"\",'Lives scenario - input'!$F112=\"\"),\"\",R127/'Lives scenario - input'!$F112),\"\")","v":""},{"$f":"IFERROR(IF(OR(S127=\"\",'Lives scenario - input'!$F112=\"\"),\"\",S127/'Lives scenario - input'!$F112),\"\")","v":""},{"$f":"IFERROR(IF(OR(T127=\"\",'Lives scenario - input'!$F112=\"\"),\"\",T127/'Lives scenario - input'!$F112),\"\")","v":""},{"$f":"IFERROR(IF(OR(U127=\"\",'Lives scenario - input'!$F112=\"\"),\"\",U127/'Lives scenario - input'!$F112),\"\")","v":""},{"$f":"IFERROR(IF(OR(V127=\"\",'Lives scenario - input'!$F112=\"\"),\"\",V127/'Lives scenario - input'!$F112),\"\")","v":""},{"$f":"IFERROR(IF(OR(W127=\"\",'Lives scenario - input'!$F112=\"\"),\"\",W127/'Lives scenario - input'!$F112),\"\")","v":""}]
[{"$f":"IFERROR('Lives scenario - input'!A113,\"\")","v":""},{"$f":"IFERROR('Lives scenario - input'!B113,\"\")","v":""},{"$f":"IFERROR('Lives scenario - input'!C113,\"\")","v":""},{"$f":"IFERROR(repcalc('Lives scenario - input'!$CX113:$GJ113,'Lives scenario - input'!$I113,'Lives scenario - input'!$G113,'Lives scenario - input'!$H113,20,TRUE,TRUE),\"\")","v":""},"","","","","","","","","","","","","","","","","","","",{"$f":"IFERROR(IF(OR(D128=\"\",'Lives scenario - input'!$F113=\"\"),\"\",D128/'Lives scenario - input'!$F113),\"\")","v":""},{"$f":"IFERROR(IF(OR(E128=\"\",'Lives scenario - input'!$F113=\"\"),\"\",E128/'Lives scenario - input'!$F113),\"\")","v":""},{"$f":"IFERROR(IF(OR(F128=\"\",'Lives scenario - input'!$F113=\"\"),\"\",F128/'Lives scenario - input'!$F113),\"\")","v":""},{"$f":"IFERROR(IF(OR(G128=\"\",'Lives scenario - input'!$F113=\"\"),\"\",G128/'Lives scenario - input'!$F113),\"\")","v":""},{"$f":"IFERROR(IF(OR(H128=\"\",'Lives scenario - input'!$F113=\"\"),\"\",H128/'Lives scenario - input'!$F113),\"\")","v":""},{"$f":"IFERROR(IF(OR(I128=\"\",'Lives scenario - input'!$F113=\"\"),\"\",I128/'Lives scenario - input'!$F113),\"\")","v":""},{"$f":"IFERROR(IF(OR(J128=\"\",'Lives scenario - input'!$F113=\"\"),\"\",J128/'Lives scenario - input'!$F113),\"\")","v":""},{"$f":"IFERROR(IF(OR(K128=\"\",'Lives scenario - input'!$F113=\"\"),\"\",K128/'Lives scenario - input'!$F113),\"\")","v":""},{"$f":"IFERROR(IF(OR(L128=\"\",'Lives scenario - input'!$F113=\"\"),\"\",L128/'Lives scenario - input'!$F113),\"\")","v":""},{"$f":"IFERROR(IF(OR(M128=\"\",'Lives scenario - input'!$F113=\"\"),\"\",M128/'Lives scenario - input'!$F113),\"\")","v":""},{"$f":"IFERROR(IF(OR(N128=\"\",'Lives scenario - input'!$F113=\"\"),\"\",N128/'Lives scenario - input'!$F113),\"\")","v":""},{"$f":"IFERROR(IF(OR(O128=\"\",'Lives scenario - input'!$F113=\"\"),\"\",O128/'Lives scenario - input'!$F113),\"\")","v":""},{"$f":"IFERROR(IF(OR(P128=\"\",'Lives scenario - input'!$F113=\"\"),\"\",P128/'Lives scenario - input'!$F113),\"\")","v":""},{"$f":"IFERROR(IF(OR(Q128=\"\",'Lives scenario - input'!$F113=\"\"),\"\",Q128/'Lives scenario - input'!$F113),\"\")","v":""},{"$f":"IFERROR(IF(OR(R128=\"\",'Lives scenario - input'!$F113=\"\"),\"\",R128/'Lives scenario - input'!$F113),\"\")","v":""},{"$f":"IFERROR(IF(OR(S128=\"\",'Lives scenario - input'!$F113=\"\"),\"\",S128/'Lives scenario - input'!$F113),\"\")","v":""},{"$f":"IFERROR(IF(OR(T128=\"\",'Lives scenario - input'!$F113=\"\"),\"\",T128/'Lives scenario - input'!$F113),\"\")","v":""},{"$f":"IFERROR(IF(OR(U128=\"\",'Lives scenario - input'!$F113=\"\"),\"\",U128/'Lives scenario - input'!$F113),\"\")","v":""},{"$f":"IFERROR(IF(OR(V128=\"\",'Lives scenario - input'!$F113=\"\"),\"\",V128/'Lives scenario - input'!$F113),\"\")","v":""},{"$f":"IFERROR(IF(OR(W128=\"\",'Lives scenario - input'!$F113=\"\"),\"\",W128/'Lives scenario - input'!$F113),\"\")","v":""}]
[{"$f":"IFERROR('Lives scenario - input'!A114,\"\")","v":""},{"$f":"IFERROR('Lives scenario - input'!B114,\"\")","v":""},{"$f":"IFERROR('Lives scenario - input'!C114,\"\")","v":""},{"$f":"IFERROR(repcalc('Lives scenario - input'!$CX114:$GJ114,'Lives scenario - input'!$I114,'Lives scenario - input'!$G114,'Lives scenario - input'!$H114,20,TRUE,TRUE),\"\")","v":""},"","","","","","","","","","","","","","","","","","","",{"$f":"IFERROR(IF(OR(D129=\"\",'Lives scenario - input'!$F114=\"\"),\"\",D129/'Lives scenario - input'!$F114),\"\")","v":""},{"$f":"IFERROR(IF(OR(E129=\"\",'Lives scenario - input'!$F114=\"\"),\"\",E129/'Lives scenario - input'!$F114),\"\")","v":""},{"$f":"IFERROR(IF(OR(F129=\"\",'Lives scenario - input'!$F114=\"\"),\"\",F129/'Lives scenario - input'!$F114),\"\")","v":""},{"$f":"IFERROR(IF(OR(G129=\"\",'Lives scenario - input'!$F114=\"\"),\"\",G129/'Lives scenario - input'!$F114),\"\")","v":""},{"$f":"IFERROR(IF(OR(H129=\"\",'Lives scenario - input'!$F114=\"\"),\"\",H129/'Lives scenario - input'!$F114),\"\")","v":""},{"$f":"IFERROR(IF(OR(I129=\"\",'Lives scenario - input'!$F114=\"\"),\"\",I129/'Lives scenario - input'!$F114),\"\")","v":""},{"$f":"IFERROR(IF(OR(J129=\"\",'Lives scenario - input'!$F114=\"\"),\"\",J129/'Lives scenario - input'!$F114),\"\")","v":""},{"$f":"IFERROR(IF(OR(K129=\"\",'Lives scenario - input'!$F114=\"\"),\"\",K129/'Lives scenario - input'!$F114),\"\")","v":""},{"$f":"IFERROR(IF(OR(L129=\"\",'Lives scenario - input'!$F114=\"\"),\"\",L129/'Lives scenario - input'!$F114),\"\")","v":""},{"$f":"IFERROR(IF(OR(M129=\"\",'Lives scenario - input'!$F114=\"\"),\"\",M129/'Lives scenario - input'!$F114),\"\")","v":""},{"$f":"IFERROR(IF(OR(N129=\"\",'Lives scenario - input'!$F114=\"\"),\"\",N129/'Lives scenario - input'!$F114),\"\")","v":""},{"$f":"IFERROR(IF(OR(O129=\"\",'Lives scenario - input'!$F114=\"\"),\"\",O129/'Lives scenario - input'!$F114),\"\")","v":""},{"$f":"IFERROR(IF(OR(P129=\"\",'Lives scenario - input'!$F114=\"\"),\"\",P129/'Lives scenario - input'!$F114),\"\")","v":""},{"$f":"IFERROR(IF(OR(Q129=\"\",'Lives scenario - input'!$F114=\"\"),\"\",Q129/'Lives scenario - input'!$F114),\"\")","v":""},{"$f":"IFERROR(IF(OR(R129=\"\",'Lives scenario - input'!$F114=\"\"),\"\",R129/'Lives scenario - input'!$F114),\"\")","v":""},{"$f":"IFERROR(IF(OR(S129=\"\",'Lives scenario - input'!$F114=\"\"),\"\",S129/'Lives scenario - input'!$F114),\"\")","v":""},{"$f":"IFERROR(IF(OR(T129=\"\",'Lives scenario - input'!$F114=\"\"),\"\",T129/'Lives scenario - input'!$F114),\"\")","v":""},{"$f":"IFERROR(IF(OR(U129=\"\",'Lives scenario - input'!$F114=\"\"),\"\",U129/'Lives scenario - input'!$F114),\"\")","v":""},{"$f":"IFERROR(IF(OR(V129=\"\",'Lives scenario - input'!$F114=\"\"),\"\",V129/'Lives scenario - input'!$F114),\"\")","v":""},{"$f":"IFERROR(IF(OR(W129=\"\",'Lives scenario - input'!$F114=\"\"),\"\",W129/'Lives scenario - input'!$F114),\"\")","v":""}]
[{"$f":"IFERROR('Lives scenario - input'!A115,\"\")","v":""},{"$f":"IFERROR('Lives scenario - input'!B115,\"\")","v":""},{"$f":"IFERROR('Lives scenario - input'!C115,\"\")","v":""},{"$f":"IFERROR(repcalc('Lives scenario - input'!$CX115:$GJ115,'Lives scenario - input'!$I115,'Lives scenario - input'!$G115,'Lives scenario - input'!$H115,20,TRUE,TRUE),\"\")","v":""},"","","","","","","","","","","","","","","","","","","",{"$f":"IFERROR(IF(OR(D130=\"\",'Lives scenario - input'!$F115=\"\"),\"\",D130/'Lives scenario - input'!$F115),\"\")","v":""},{"$f":"IFERROR(IF(OR(E130=\"\",'Lives scenario - input'!$F115=\"\"),\"\",E130/'Lives scenario - input'!$F115),\"\")","v":""},{"$f":"IFERROR(IF(OR(F130=\"\",'Lives scenario - input'!$F115=\"\"),\"\",F130/'Lives scenario - input'!$F115),\"\")","v":""},{"$f":"IFERROR(IF(OR(G130=\"\",'Lives scenario - input'!$F115=\"\"),\"\",G130/'Lives scenario - input'!$F115),\"\")","v":""},{"$f":"IFERROR(IF(OR(H130=\"\",'Lives scenario - input'!$F115=\"\"),\"\",H130/'Lives scenario - input'!$F115),\"\")","v":""},{"$f":"IFERROR(IF(OR(I130=\"\",'Lives scenario - input'!$F115=\"\"),\"\",I130/'Lives scenario - input'!$F115),\"\")","v":""},{"$f":"IFERROR(IF(OR(J130=\"\",'Lives scenario - input'!$F115=\"\"),\"\",J130/'Lives scenario - input'!$F115),\"\")","v":""},{"$f":"IFERROR(IF(OR(K130=\"\",'Lives scenario - input'!$F115=\"\"),\"\",K130/'Lives scenario - input'!$F115),\"\")","v":""},{"$f":"IFERROR(IF(OR(L130=\"\",'Lives scenario - input'!$F115=\"\"),\"\",L130/'Lives scenario - input'!$F115),\"\")","v":""},{"$f":"IFERROR(IF(OR(M130=\"\",'Lives scenario - input'!$F115=\"\"),\"\",M130/'Lives scenario - input'!$F115),\"\")","v":""},{"$f":"IFERROR(IF(OR(N130=\"\",'Lives scenario - input'!$F115=\"\"),\"\",N130/'Lives scenario - input'!$F115),\"\")","v":""},{"$f":"IFERROR(IF(OR(O130=\"\",'Lives scenario - input'!$F115=\"\"),\"\",O130/'Lives scenario - input'!$F115),\"\")","v":""},{"$f":"IFERROR(IF(OR(P130=\"\",'Lives scenario - input'!$F115=\"\"),\"\",P130/'Lives scenario - input'!$F115),\"\")","v":""},{"$f":"IFERROR(IF(OR(Q130=\"\",'Lives scenario - input'!$F115=\"\"),\"\",Q130/'Lives scenario - input'!$F115),\"\")","v":""},{"$f":"IFERROR(IF(OR(R130=\"\",'Lives scenario - input'!$F115=\"\"),\"\",R130/'Lives scenario - input'!$F115),\"\")","v":""},{"$f":"IFERROR(IF(OR(S130=\"\",'Lives scenario - input'!$F115=\"\"),\"\",S130/'Lives scenario - input'!$F115),\"\")","v":""},{"$f":"IFERROR(IF(OR(T130=\"\",'Lives scenario - input'!$F115=\"\"),\"\",T130/'Lives scenario - input'!$F115),\"\")","v":""},{"$f":"IFERROR(IF(OR(U130=\"\",'Lives scenario - input'!$F115=\"\"),\"\",U130/'Lives scenario - input'!$F115),\"\")","v":""},{"$f":"IFERROR(IF(OR(V130=\"\",'Lives scenario - input'!$F115=\"\"),\"\",V130/'Lives scenario - input'!$F115),\"\")","v":""},{"$f":"IFERROR(IF(OR(W130=\"\",'Lives scenario - input'!$F115=\"\"),\"\",W130/'Lives scenario - input'!$F115),\"\")","v":""}]
[{"$f":"IFERROR('Lives scenario - input'!A116,\"\")","v":""},{"$f":"IFERROR('Lives scenario - input'!B116,\"\")","v":""},{"$f":"IFERROR('Lives scenario - input'!C116,\"\")","v":""},{"$f":"IFERROR(repcalc('Lives scenario - input'!$CX116:$GJ116,'Lives scenario - input'!$I116,'Lives scenario - input'!$G116,'Lives scenario - input'!$H116,20,TRUE,TRUE),\"\")","v":""},"","","","","","","","","","","","","","","","","","","",{"$f":"IFERROR(IF(OR(D131=\"\",'Lives scenario - input'!$F116=\"\"),\"\",D131/'Lives scenario - input'!$F116),\"\")","v":""},{"$f":"IFERROR(IF(OR(E131=\"\",'Lives scenario - input'!$F116=\"\"),\"\",E131/'Lives scenario - input'!$F116),\"\")","v":""},{"$f":"IFERROR(IF(OR(F131=\"\",'Lives scenario - input'!$F116=\"\"),\"\",F131/'Lives scenario - input'!$F116),\"\")","v":""},{"$f":"IFERROR(IF(OR(G131=\"\",'Lives scenario - input'!$F116=\"\"),\"\",G131/'Lives scenario - input'!$F116),\"\")","v":""},{"$f":"IFERROR(IF(OR(H131=\"\",'Lives scenario - input'!$F116=\"\"),\"\",H131/'Lives scenario - input'!$F116),\"\")","v":""},{"$f":"IFERROR(IF(OR(I131=\"\",'Lives scenario - input'!$F116=\"\"),\"\",I131/'Lives scenario - input'!$F116),\"\")","v":""},{"$f":"IFERROR(IF(OR(J131=\"\",'Lives scenario - input'!$F116=\"\"),\"\",J131/'Lives scenario - input'!$F116),\"\")","v":""},{"$f":"IFERROR(IF(OR(K131=\"\",'Lives scenario - input'!$F116=\"\"),\"\",K131/'Lives scenario - input'!$F116),\"\")","v":""},{"$f":"IFERROR(IF(OR(L131=\"\",'Lives scenario - input'!$F116=\"\"),\"\",L131/'Lives scenario - input'!$F116),\"\")","v":""},{"$f":"IFERROR(IF(OR(M131=\"\",'Lives scenario - input'!$F116=\"\"),\"\",M131/'Lives scenario - input'!$F116),\"\")","v":""},{"$f":"IFERROR(IF(OR(N131=\"\",'Lives scenario - input'!$F116=\"\"),\"\",N131/'Lives scenario - input'!$F116),\"\")","v":""},{"$f":"IFERROR(IF(OR(O131=\"\",'Lives scenario - input'!$F116=\"\"),\"\",O131/'Lives scenario - input'!$F116),\"\")","v":""},{"$f":"IFERROR(IF(OR(P131=\"\",'Lives scenario - input'!$F116=\"\"),\"\",P131/'Lives scenario - input'!$F116),\"\")","v":""},{"$f":"IFERROR(IF(OR(Q131=\"\",'Lives scenario - input'!$F116=\"\"),\"\",Q131/'Lives scenario - input'!$F116),\"\")","v":""},{"$f":"IFERROR(IF(OR(R131=\"\",'Lives scenario - input'!$F116=\"\"),\"\",R131/'Lives scenario - input'!$F116),\"\")","v":""},{"$f":"IFERROR(IF(OR(S131=\"\",'Lives scenario - input'!$F116=\"\"),\"\",S131/'Lives scenario - input'!$F116),\"\")","v":""},{"$f":"IFERROR(IF(OR(T131=\"\",'Lives scenario - input'!$F116=\"\"),\"\",T131/'Lives scenario - input'!$F116),\"\")","v":""},{"$f":"IFERROR(IF(OR(U131=\"\",'Lives scenario - input'!$F116=\"\"),\"\",U131/'Lives scenario - input'!$F116),\"\")","v":""},{"$f":"IFERROR(IF(OR(V131=\"\",'Lives scenario - input'!$F116=\"\"),\"\",V131/'Lives scenario - input'!$F116),\"\")","v":""},{"$f":"IFERROR(IF(OR(W131=\"\",'Lives scenario - input'!$F116=\"\"),\"\",W131/'Lives scenario - input'!$F116),\"\")","v":""}]
[{"$f":"IFERROR('Lives scenario - input'!A117,\"\")","v":""},{"$f":"IFERROR('Lives scenario - input'!B117,\"\")","v":""},{"$f":"IFERROR('Lives scenario - input'!C117,\"\")","v":""},{"$f":"IFERROR(repcalc('Lives scenario - input'!$CX117:$GJ117,'Lives scenario - input'!$I117,'Lives scenario - input'!$G117,'Lives scenario - input'!$H117,20,TRUE,TRUE),\"\")","v":""},"","","","","","","","","","","","","","","","","","","",{"$f":"IFERROR(IF(OR(D132=\"\",'Lives scenario - input'!$F117=\"\"),\"\",D132/'Lives scenario - input'!$F117),\"\")","v":""},{"$f":"IFERROR(IF(OR(E132=\"\",'Lives scenario - input'!$F117=\"\"),\"\",E132/'Lives scenario - input'!$F117),\"\")","v":""},{"$f":"IFERROR(IF(OR(F132=\"\",'Lives scenario - input'!$F117=\"\"),\"\",F132/'Lives scenario - input'!$F117),\"\")","v":""},{"$f":"IFERROR(IF(OR(G132=\"\",'Lives scenario - input'!$F117=\"\"),\"\",G132/'Lives scenario - input'!$F117),\"\")","v":""},{"$f":"IFERROR(IF(OR(H132=\"\",'Lives scenario - input'!$F117=\"\"),\"\",H132/'Lives scenario - input'!$F117),\"\")","v":""},{"$f":"IFERROR(IF(OR(I132=\"\",'Lives scenario - input'!$F117=\"\"),\"\",I132/'Lives scenario - input'!$F117),\"\")","v":""},{"$f":"IFERROR(IF(OR(J132=\"\",'Lives scenario - input'!$F117=\"\"),\"\",J132/'Lives scenario - input'!$F117),\"\")","v":""},{"$f":"IFERROR(IF(OR(K132=\"\",'Lives scenario - input'!$F117=\"\"),\"\",K132/'Lives scenario - input'!$F117),\"\")","v":""},{"$f":"IFERROR(IF(OR(L132=\"\",'Lives scenario - input'!$F117=\"\"),\"\",L132/'Lives scenario - input'!$F117),\"\")","v":""},{"$f":"IFERROR(IF(OR(M132=\"\",'Lives scenario - input'!$F117=\"\"),\"\",M132/'Lives scenario - input'!$F117),\"\")","v":""},{"$f":"IFERROR(IF(OR(N132=\"\",'Lives scenario - input'!$F117=\"\"),\"\",N132/'Lives scenario - input'!$F117),\"\")","v":""},{"$f":"IFERROR(IF(OR(O132=\"\",'Lives scenario - input'!$F117=\"\"),\"\",O132/'Lives scenario - input'!$F117),\"\")","v":""},{"$f":"IFERROR(IF(OR(P132=\"\",'Lives scenario - input'!$F117=\"\"),\"\",P132/'Lives scenario - input'!$F117),\"\")","v":""},{"$f":"IFERROR(IF(OR(Q132=\"\",'Lives scenario - input'!$F117=\"\"),\"\",Q132/'Lives scenario - input'!$F117),\"\")","v":""},{"$f":"IFERROR(IF(OR(R132=\"\",'Lives scenario - input'!$F117=\"\"),\"\",R132/'Lives scenario - input'!$F117),\"\")","v":""},{"$f":"IFERROR(IF(OR(S132=\"\",'Lives scenario - input'!$F117=\"\"),\"\",S132/'Lives scenario - input'!$F117),\"\")","v":""},{"$f":"IFERROR(IF(OR(T132=\"\",'Lives scenario - input'!$F117=\"\"),\"\",T132/'Lives scenario - input'!$F117),\"\")","v":""},{"$f":"IFERROR(IF(OR(U132=\"\",'Lives scenario - input'!$F117=\"\"),\"\",U132/'Lives scenario - input'!$F117),\"\")","v":""},{"$f":"IFERROR(IF(OR(V132=\"\",'Lives scenario - input'!$F117=\"\"),\"\",V132/'Lives scenario - input'!$F117),\"\")","v":""},{"$f":"IFERROR(IF(OR(W132=\"\",'Lives scenario - input'!$F117=\"\"),\"\",W132/'Lives scenario - input'!$F117),\"\")","v":""}]
[{"$f":"IFERROR('Lives scenario - input'!A118,\"\")","v":""},{"$f":"IFERROR('Lives scenario - input'!B118,\"\")","v":""},{"$f":"IFERROR('Lives scenario - input'!C118,\"\")","v":""},{"$f":"IFERROR(repcalc('Lives scenario - input'!$CX118:$GJ118,'Lives scenario - input'!$I118,'Lives scenario - input'!$G118,'Lives scenario - input'!$H118,20,TRUE,TRUE),\"\")","v":""},"","","","","","","","","","","","","","","","","","","",{"$f":"IFERROR(IF(OR(D133=\"\",'Lives scenario - input'!$F118=\"\"),\"\",D133/'Lives scenario - input'!$F118),\"\")","v":""},{"$f":"IFERROR(IF(OR(E133=\"\",'Lives scenario - input'!$F118=\"\"),\"\",E133/'Lives scenario - input'!$F118),\"\")","v":""},{"$f":"IFERROR(IF(OR(F133=\"\",'Lives scenario - input'!$F118=\"\"),\"\",F133/'Lives scenario - input'!$F118),\"\")","v":""},{"$f":"IFERROR(IF(OR(G133=\"\",'Lives scenario - input'!$F118=\"\"),\"\",G133/'Lives scenario - input'!$F118),\"\")","v":""},{"$f":"IFERROR(IF(OR(H133=\"\",'Lives scenario - input'!$F118=\"\"),\"\",H133/'Lives scenario - input'!$F118),\"\")","v":""},{"$f":"IFERROR(IF(OR(I133=\"\",'Lives scenario - input'!$F118=\"\"),\"\",I133/'Lives scenario - input'!$F118),\"\")","v":""},{"$f":"IFERROR(IF(OR(J133=\"\",'Lives scenario - input'!$F118=\"\"),\"\",J133/'Lives scenario - input'!$F118),\"\")","v":""},{"$f":"IFERROR(IF(OR(K133=\"\",'Lives scenario - input'!$F118=\"\"),\"\",K133/'Lives scenario - input'!$F118),\"\")","v":""},{"$f":"IFERROR(IF(OR(L133=\"\",'Lives scenario - input'!$F118=\"\"),\"\",L133/'Lives scenario - input'!$F118),\"\")","v":""},{"$f":"IFERROR(IF(OR(M133=\"\",'Lives scenario - input'!$F118=\"\"),\"\",M133/'Lives scenario - input'!$F118),\"\")","v":""},{"$f":"IFERROR(IF(OR(N133=\"\",'Lives scenario - input'!$F118=\"\"),\"\",N133/'Lives scenario - input'!$F118),\"\")","v":""},{"$f":"IFERROR(IF(OR(O133=\"\",'Lives scenario - input'!$F118=\"\"),\"\",O133/'Lives scenario - input'!$F118),\"\")","v":""},{"$f":"IFERROR(IF(OR(P133=\"\",'Lives scenario - input'!$F118=\"\"),\"\",P133/'Lives scenario - input'!$F118),\"\")","v":""},{"$f":"IFERROR(IF(OR(Q133=\"\",'Lives scenario - input'!$F118=\"\"),\"\",Q133/'Lives scenario - input'!$F118),\"\")","v":""},{"$f":"IFERROR(IF(OR(R133=\"\",'Lives scenario - input'!$F118=\"\"),\"\",R133/'Lives scenario - input'!$F118),\"\")","v":""},{"$f":"IFERROR(IF(OR(S133=\"\",'Lives scenario - input'!$F118=\"\"),\"\",S133/'Lives scenario - input'!$F118),\"\")","v":""},{"$f":"IFERROR(IF(OR(T133=\"\",'Lives scenario - input'!$F118=\"\"),\"\",T133/'Lives scenario - input'!$F118),\"\")","v":""},{"$f":"IFERROR(IF(OR(U133=\"\",'Lives scenario - input'!$F118=\"\"),\"\",U133/'Lives scenario - input'!$F118),\"\")","v":""},{"$f":"IFERROR(IF(OR(V133=\"\",'Lives scenario - input'!$F118=\"\"),\"\",V133/'Lives scenario - input'!$F118),\"\")","v":""},{"$f":"IFERROR(IF(OR(W133=\"\",'Lives scenario - input'!$F118=\"\"),\"\",W133/'Lives scenario - input'!$F118),\"\")","v":""}]
[{"$f":"IFERROR('Lives scenario - input'!A119,\"\")","v":""},{"$f":"IFERROR('Lives scenario - input'!B119,\"\")","v":""},{"$f":"IFERROR('Lives scenario - input'!C119,\"\")","v":""},{"$f":"IFERROR(repcalc('Lives scenario - input'!$CX119:$GJ119,'Lives scenario - input'!$I119,'Lives scenario - input'!$G119,'Lives scenario - input'!$H119,20,TRUE,TRUE),\"\")","v":""},"","","","","","","","","","","","","","","","","","","",{"$f":"IFERROR(IF(OR(D134=\"\",'Lives scenario - input'!$F119=\"\"),\"\",D134/'Lives scenario - input'!$F119),\"\")","v":""},{"$f":"IFERROR(IF(OR(E134=\"\",'Lives scenario - input'!$F119=\"\"),\"\",E134/'Lives scenario - input'!$F119),\"\")","v":""},{"$f":"IFERROR(IF(OR(F134=\"\",'Lives scenario - input'!$F119=\"\"),\"\",F134/'Lives scenario - input'!$F119),\"\")","v":""},{"$f":"IFERROR(IF(OR(G134=\"\",'Lives scenario - input'!$F119=\"\"),\"\",G134/'Lives scenario - input'!$F119),\"\")","v":""},{"$f":"IFERROR(IF(OR(H134=\"\",'Lives scenario - input'!$F119=\"\"),\"\",H134/'Lives scenario - input'!$F119),\"\")","v":""},{"$f":"IFERROR(IF(OR(I134=\"\",'Lives scenario - input'!$F119=\"\"),\"\",I134/'Lives scenario - input'!$F119),\"\")","v":""},{"$f":"IFERROR(IF(OR(J134=\"\",'Lives scenario - input'!$F119=\"\"),\"\",J134/'Lives scenario - input'!$F119),\"\")","v":""},{"$f":"IFERROR(IF(OR(K134=\"\",'Lives scenario - input'!$F119=\"\"),\"\",K134/'Lives scenario - input'!$F119),\"\")","v":""},{"$f":"IFERROR(IF(OR(L134=\"\",'Lives scenario - input'!$F119=\"\"),\"\",L134/'Lives scenario - input'!$F119),\"\")","v":""},{"$f":"IFERROR(IF(OR(M134=\"\",'Lives scenario - input'!$F119=\"\"),\"\",M134/'Lives scenario - input'!$F119),\"\")","v":""},{"$f":"IFERROR(IF(OR(N134=\"\",'Lives scenario - input'!$F119=\"\"),\"\",N134/'Lives scenario - input'!$F119),\"\")","v":""},{"$f":"IFERROR(IF(OR(O134=\"\",'Lives scenario - input'!$F119=\"\"),\"\",O134/'Lives scenario - input'!$F119),\"\")","v":""},{"$f":"IFERROR(IF(OR(P134=\"\",'Lives scenario - input'!$F119=\"\"),\"\",P134/'Lives scenario - input'!$F119),\"\")","v":""},{"$f":"IFERROR(IF(OR(Q134=\"\",'Lives scenario - input'!$F119=\"\"),\"\",Q134/'Lives scenario - input'!$F119),\"\")","v":""},{"$f":"IFERROR(IF(OR(R134=\"\",'Lives scenario - input'!$F119=\"\"),\"\",R134/'Lives scenario - input'!$F119),\"\")","v":""},{"$f":"IFERROR(IF(OR(S134=\"\",'Lives scenario - input'!$F119=\"\"),\"\",S134/'Lives scenario - input'!$F119),\"\")","v":""},{"$f":"IFERROR(IF(OR(T134=\"\",'Lives scenario - input'!$F119=\"\"),\"\",T134/'Lives scenario - input'!$F119),\"\")","v":""},{"$f":"IFERROR(IF(OR(U134=\"\",'Lives scenario - input'!$F119=\"\"),\"\",U134/'Lives scenario - input'!$F119),\"\")","v":""},{"$f":"IFERROR(IF(OR(V134=\"\",'Lives scenario - input'!$F119=\"\"),\"\",V134/'Lives scenario - input'!$F119),\"\")","v":""},{"$f":"IFERROR(IF(OR(W134=\"\",'Lives scenario - input'!$F119=\"\"),\"\",W134/'Lives scenario - input'!$F119),\"\")","v":""}]
[{"$f":"IFERROR('Lives scenario - input'!A120,\"\")","v":""},{"$f":"IFERROR('Lives scenario - input'!B120,\"\")","v":""},{"$f":"IFERROR('Lives scenario - input'!C120,\"\")","v":""},{"$f":"IFERROR(repcalc('Lives scenario - input'!$CX120:$GJ120,'Lives scenario - input'!$I120,'Lives scenario - input'!$G120,'Lives scenario - input'!$H120,20,TRUE,TRUE),\"\")","v":""},"","","","","","","","","","","","","","","","","","","",{"$f":"IFERROR(IF(OR(D135=\"\",'Lives scenario - input'!$F120=\"\"),\"\",D135/'Lives scenario - input'!$F120),\"\")","v":""},{"$f":"IFERROR(IF(OR(E135=\"\",'Lives scenario - input'!$F120=\"\"),\"\",E135/'Lives scenario - input'!$F120),\"\")","v":""},{"$f":"IFERROR(IF(OR(F135=\"\",'Lives scenario - input'!$F120=\"\"),\"\",F135/'Lives scenario - input'!$F120),\"\")","v":""},{"$f":"IFERROR(IF(OR(G135=\"\",'Lives scenario - input'!$F120=\"\"),\"\",G135/'Lives scenario - input'!$F120),\"\")","v":""},{"$f":"IFERROR(IF(OR(H135=\"\",'Lives scenario - input'!$F120=\"\"),\"\",H135/'Lives scenario - input'!$F120),\"\")","v":""},{"$f":"IFERROR(IF(OR(I135=\"\",'Lives scenario - input'!$F120=\"\"),\"\",I135/'Lives scenario - input'!$F120),\"\")","v":""},{"$f":"IFERROR(IF(OR(J135=\"\",'Lives scenario - input'!$F120=\"\"),\"\",J135/'Lives scenario - input'!$F120),\"\")","v":""},{"$f":"IFERROR(IF(OR(K135=\"\",'Lives scenario - input'!$F120=\"\"),\"\",K135/'Lives scenario - input'!$F120),\"\")","v":""},{"$f":"IFERROR(IF(OR(L135=\"\",'Lives scenario - input'!$F120=\"\"),\"\",L135/'Lives scenario - input'!$F120),\"\")","v":""},{"$f":"IFERROR(IF(OR(M135=\"\",'Lives scenario - input'!$F120=\"\"),\"\",M135/'Lives scenario - input'!$F120),\"\")","v":""},{"$f":"IFERROR(IF(OR(N135=\"\",'Lives scenario - input'!$F120=\"\"),\"\",N135/'Lives scenario - input'!$F120),\"\")","v":""},{"$f":"IFERROR(IF(OR(O135=\"\",'Lives scenario - input'!$F120=\"\"),\"\",O135/'Lives scenario - input'!$F120),\"\")","v":""},{"$f":"IFERROR(IF(OR(P135=\"\",'Lives scenario - input'!$F120=\"\"),\"\",P135/'Lives scenario - input'!$F120),\"\")","v":""},{"$f":"IFERROR(IF(OR(Q135=\"\",'Lives scenario - input'!$F120=\"\"),\"\",Q135/'Lives scenario - input'!$F120),\"\")","v":""},{"$f":"IFERROR(IF(OR(R135=\"\",'Lives scenario - input'!$F120=\"\"),\"\",R135/'Lives scenario - input'!$F120),\"\")","v":""},{"$f":"IFERROR(IF(OR(S135=\"\",'Lives scenario - input'!$F120=\"\"),\"\",S135/'Lives scenario - input'!$F120),\"\")","v":""},{"$f":"IFERROR(IF(OR(T135=\"\",'Lives scenario - input'!$F120=\"\"),\"\",T135/'Lives scenario - input'!$F120),\"\")","v":""},{"$f":"IFERROR(IF(OR(U135=\"\",'Lives scenario - input'!$F120=\"\"),\"\",U135/'Lives scenario - input'!$F120),\"\")","v":""},{"$f":"IFERROR(IF(OR(V135=\"\",'Lives scenario - input'!$F120=\"\"),\"\",V135/'Lives scenario - input'!$F120),\"\")","v":""},{"$f":"IFERROR(IF(OR(W135=\"\",'Lives scenario - input'!$F120=\"\"),\"\",W135/'Lives scenario - input'!$F120),\"\")","v":""}]
[{"$f":"IFERROR('Lives scenario - input'!A121,\"\")","v":""},{"$f":"IFERROR('Lives scenario - input'!B121,\"\")","v":""},{"$f":"IFERROR('Lives scenario - input'!C121,\"\")","v":""},{"$f":"IFERROR(repcalc('Lives scenario - input'!$CX121:$GJ121,'Lives scenario - input'!$I121,'Lives scenario - input'!$G121,'Lives scenario - input'!$H121,20,TRUE,TRUE),\"\")","v":""},"","","","","","","","","","","","","","","","","","","",{"$f":"IFERROR(IF(OR(D136=\"\",'Lives scenario - input'!$F121=\"\"),\"\",D136/'Lives scenario - input'!$F121),\"\")","v":""},{"$f":"IFERROR(IF(OR(E136=\"\",'Lives scenario - input'!$F121=\"\"),\"\",E136/'Lives scenario - input'!$F121),\"\")","v":""},{"$f":"IFERROR(IF(OR(F136=\"\",'Lives scenario - input'!$F121=\"\"),\"\",F136/'Lives scenario - input'!$F121),\"\")","v":""},{"$f":"IFERROR(IF(OR(G136=\"\",'Lives scenario - input'!$F121=\"\"),\"\",G136/'Lives scenario - input'!$F121),\"\")","v":""},{"$f":"IFERROR(IF(OR(H136=\"\",'Lives scenario - input'!$F121=\"\"),\"\",H136/'Lives scenario - input'!$F121),\"\")","v":""},{"$f":"IFERROR(IF(OR(I136=\"\",'Lives scenario - input'!$F121=\"\"),\"\",I136/'Lives scenario - input'!$F121),\"\")","v":""},{"$f":"IFERROR(IF(OR(J136=\"\",'Lives scenario - input'!$F121=\"\"),\"\",J136/'Lives scenario - input'!$F121),\"\")","v":""},{"$f":"IFERROR(IF(OR(K136=\"\",'Lives scenario - input'!$F121=\"\"),\"\",K136/'Lives scenario - input'!$F121),\"\")","v":""},{"$f":"IFERROR(IF(OR(L136=\"\",'Lives scenario - input'!$F121=\"\"),\"\",L136/'Lives scenario - input'!$F121),\"\")","v":""},{"$f":"IFERROR(IF(OR(M136=\"\",'Lives scenario - input'!$F121=\"\"),\"\",M136/'Lives scenario - input'!$F121),\"\")","v":""},{"$f":"IFERROR(IF(OR(N136=\"\",'Lives scenario - input'!$F121=\"\"),\"\",N136/'Lives scenario - input'!$F121),\"\")","v":""},{"$f":"IFERROR(IF(OR(O136=\"\",'Lives scenario - input'!$F121=\"\"),\"\",O136/'Lives scenario - input'!$F121),\"\")","v":""},{"$f":"IFERROR(IF(OR(P136=\"\",'Lives scenario - input'!$F121=\"\"),\"\",P136/'Lives scenario - input'!$F121),\"\")","v":""},{"$f":"IFERROR(IF(OR(Q136=\"\",'Lives scenario - input'!$F121=\"\"),\"\",Q136/'Lives scenario - input'!$F121),\"\")","v":""},{"$f":"IFERROR(IF(OR(R136=\"\",'Lives scenario - input'!$F121=\"\"),\"\",R136/'Lives scenario - input'!$F121),\"\")","v":""},{"$f":"IFERROR(IF(OR(S136=\"\",'Lives scenario - input'!$F121=\"\"),\"\",S136/'Lives scenario - input'!$F121),\"\")","v":""},{"$f":"IFERROR(IF(OR(T136=\"\",'Lives scenario - input'!$F121=\"\"),\"\",T136/'Lives scenario - input'!$F121),\"\")","v":""},{"$f":"IFERROR(IF(OR(U136=\"\",'Lives scenario - input'!$F121=\"\"),\"\",U136/'Lives scenario - input'!$F121),\"\")","v":""},{"$f":"IFERROR(IF(OR(V136=\"\",'Lives scenario - input'!$F121=\"\"),\"\",V136/'Lives scenario - input'!$F121),\"\")","v":""},{"$f":"IFERROR(IF(OR(W136=\"\",'Lives scenario - input'!$F121=\"\"),\"\",W136/'Lives scenario - input'!$F121),\"\")","v":""}]
[{"$f":"IFERROR('Lives scenario - input'!A122,\"\")","v":""},{"$f":"IFERROR('Lives scenario - input'!B122,\"\")","v":""},{"$f":"IFERROR('Lives scenario - input'!C122,\"\")","v":""},{"$f":"IFERROR(repcalc('Lives scenario - input'!$CX122:$GJ122,'Lives scenario - input'!$I122,'Lives scenario - input'!$G122,'Lives scenario - input'!$H122,20,TRUE,TRUE),\"\")","v":""},"","","","","","","","","","","","","","","","","","","",{"$f":"IFERROR(IF(OR(D137=\"\",'Lives scenario - input'!$F122=\"\"),\"\",D137/'Lives scenario - input'!$F122),\"\")","v":""},{"$f":"IFERROR(IF(OR(E137=\"\",'Lives scenario - input'!$F122=\"\"),\"\",E137/'Lives scenario - input'!$F122),\"\")","v":""},{"$f":"IFERROR(IF(OR(F137=\"\",'Lives scenario - input'!$F122=\"\"),\"\",F137/'Lives scenario - input'!$F122),\"\")","v":""},{"$f":"IFERROR(IF(OR(G137=\"\",'Lives scenario - input'!$F122=\"\"),\"\",G137/'Lives scenario - input'!$F122),\"\")","v":""},{"$f":"IFERROR(IF(OR(H137=\"\",'Lives scenario - input'!$F122=\"\"),\"\",H137/'Lives scenario - input'!$F122),\"\")","v":""},{"$f":"IFERROR(IF(OR(I137=\"\",'Lives scenario - input'!$F122=\"\"),\"\",I137/'Lives scenario - input'!$F122),\"\")","v":""},{"$f":"IFERROR(IF(OR(J137=\"\",'Lives scenario - input'!$F122=\"\"),\"\",J137/'Lives scenario - input'!$F122),\"\")","v":""},{"$f":"IFERROR(IF(OR(K137=\"\",'Lives scenario - input'!$F122=\"\"),\"\",K137/'Lives scenario - input'!$F122),\"\")","v":""},{"$f":"IFERROR(IF(OR(L137=\"\",'Lives scenario - input'!$F122=\"\"),\"\",L137/'Lives scenario - input'!$F122),\"\")","v":""},{"$f":"IFERROR(IF(OR(M137=\"\",'Lives scenario - input'!$F122=\"\"),\"\",M137/'Lives scenario - input'!$F122),\"\")","v":""},{"$f":"IFERROR(IF(OR(N137=\"\",'Lives scenario - input'!$F122=\"\"),\"\",N137/'Lives scenario - input'!$F122),\"\")","v":""},{"$f":"IFERROR(IF(OR(O137=\"\",'Lives scenario - input'!$F122=\"\"),\"\",O137/'Lives scenario - input'!$F122),\"\")","v":""},{"$f":"IFERROR(IF(OR(P137=\"\",'Lives scenario - input'!$F122=\"\"),\"\",P137/'Lives scenario - input'!$F122),\"\")","v":""},{"$f":"IFERROR(IF(OR(Q137=\"\",'Lives scenario - input'!$F122=\"\"),\"\",Q137/'Lives scenario - input'!$F122),\"\")","v":""},{"$f":"IFERROR(IF(OR(R137=\"\",'Lives scenario - input'!$F122=\"\"),\"\",R137/'Lives scenario - input'!$F122),\"\")","v":""},{"$f":"IFERROR(IF(OR(S137=\"\",'Lives scenario - input'!$F122=\"\"),\"\",S137/'Lives scenario - input'!$F122),\"\")","v":""},{"$f":"IFERROR(IF(OR(T137=\"\",'Lives scenario - input'!$F122=\"\"),\"\",T137/'Lives scenario - input'!$F122),\"\")","v":""},{"$f":"IFERROR(IF(OR(U137=\"\",'Lives scenario - input'!$F122=\"\"),\"\",U137/'Lives scenario - input'!$F122),\"\")","v":""},{"$f":"IFERROR(IF(OR(V137=\"\",'Lives scenario - input'!$F122=\"\"),\"\",V137/'Lives scenario - input'!$F122),\"\")","v":""},{"$f":"IFERROR(IF(OR(W137=\"\",'Lives scenario - input'!$F122=\"\"),\"\",W137/'Lives scenario - input'!$F122),\"\")","v":""}]
[{"$f":"IFERROR('Lives scenario - input'!A123,\"\")","v":""},{"$f":"IFERROR('Lives scenario - input'!B123,\"\")","v":""},{"$f":"IFERROR('Lives scenario - input'!C123,\"\")","v":""},{"$f":"IFERROR(repcalc('Lives scenario - input'!$CX123:$GJ123,'Lives scenario - input'!$I123,'Lives scenario - input'!$G123,'Lives scenario - input'!$H123,20,TRUE,TRUE),\"\")","v":""},"","","","","","","","","","","","","","","","","","","",{"$f":"IFERROR(IF(OR(D138=\"\",'Lives scenario - input'!$F123=\"\"),\"\",D138/'Lives scenario - input'!$F123),\"\")","v":""},{"$f":"IFERROR(IF(OR(E138=\"\",'Lives scenario - input'!$F123=\"\"),\"\",E138/'Lives scenario - input'!$F123),\"\")","v":""},{"$f":"IFERROR(IF(OR(F138=\"\",'Lives scenario - input'!$F123=\"\"),\"\",F138/'Lives scenario - input'!$F123),\"\")","v":""},{"$f":"IFERROR(IF(OR(G138=\"\",'Lives scenario - input'!$F123=\"\"),\"\",G138/'Lives scenario - input'!$F123),\"\")","v":""},{"$f":"IFERROR(IF(OR(H138=\"\",'Lives scenario - input'!$F123=\"\"),\"\",H138/'Lives scenario - input'!$F123),\"\")","v":""},{"$f":"IFERROR(IF(OR(I138=\"\",'Lives scenario - input'!$F123=\"\"),\"\",I138/'Lives scenario - input'!$F123),\"\")","v":""},{"$f":"IFERROR(IF(OR(J138=\"\",'Lives scenario - input'!$F123=\"\"),\"\",J138/'Lives scenario - input'!$F123),\"\")","v":""},{"$f":"IFERROR(IF(OR(K138=\"\",'Lives scenario - input'!$F123=\"\"),\"\",K138/'Lives scenario - input'!$F123),\"\")","v":""},{"$f":"IFERROR(IF(OR(L138=\"\",'Lives scenario - input'!$F123=\"\"),\"\",L138/'Lives scenario - input'!$F123),\"\")","v":""},{"$f":"IFERROR(IF(OR(M138=\"\",'Lives scenario - input'!$F123=\"\"),\"\",M138/'Lives scenario - input'!$F123),\"\")","v":""},{"$f":"IFERROR(IF(OR(N138=\"\",'Lives scenario - input'!$F123=\"\"),\"\",N138/'Lives scenario - input'!$F123),\"\")","v":""},{"$f":"IFERROR(IF(OR(O138=\"\",'Lives scenario - input'!$F123=\"\"),\"\",O138/'Lives scenario - input'!$F123),\"\")","v":""},{"$f":"IFERROR(IF(OR(P138=\"\",'Lives scenario - input'!$F123=\"\"),\"\",P138/'Lives scenario - input'!$F123),\"\")","v":""},{"$f":"IFERROR(IF(OR(Q138=\"\",'Lives scenario - input'!$F123=\"\"),\"\",Q138/'Lives scenario - input'!$F123),\"\")","v":""},{"$f":"IFERROR(IF(OR(R138=\"\",'Lives scenario - input'!$F123=\"\"),\"\",R138/'Lives scenario - input'!$F123),\"\")","v":""},{"$f":"IFERROR(IF(OR(S138=\"\",'Lives scenario - input'!$F123=\"\"),\"\",S138/'Lives scenario - input'!$F123),\"\")","v":""},{"$f":"IFERROR(IF(OR(T138=\"\",'Lives scenario - input'!$F123=\"\"),\"\",T138/'Lives scenario - input'!$F123),\"\")","v":""},{"$f":"IFERROR(IF(OR(U138=\"\",'Lives scenario - input'!$F123=\"\"),\"\",U138/'Lives scenario - input'!$F123),\"\")","v":""},{"$f":"IFERROR(IF(OR(V138=\"\",'Lives scenario - input'!$F123=\"\"),\"\",V138/'Lives scenario - input'!$F123),\"\")","v":""},{"$f":"IFERROR(IF(OR(W138=\"\",'Lives scenario - input'!$F123=\"\"),\"\",W138/'Lives scenario - input'!$F123),\"\")","v":""}]
[{"$f":"IFERROR('Lives scenario - input'!A124,\"\")","v":""},{"$f":"IFERROR('Lives scenario - input'!B124,\"\")","v":""},{"$f":"IFERROR('Lives scenario - input'!C124,\"\")","v":""},{"$f":"IFERROR(repcalc('Lives scenario - input'!$CX124:$GJ124,'Lives scenario - input'!$I124,'Lives scenario - input'!$G124,'Lives scenario - input'!$H124,20,TRUE,TRUE),\"\")","v":""},"","","","","","","","","","","","","","","","","","","",{"$f":"IFERROR(IF(OR(D139=\"\",'Lives scenario - input'!$F124=\"\"),\"\",D139/'Lives scenario - input'!$F124),\"\")","v":""},{"$f":"IFERROR(IF(OR(E139=\"\",'Lives scenario - input'!$F124=\"\"),\"\",E139/'Lives scenario - input'!$F124),\"\")","v":""},{"$f":"IFERROR(IF(OR(F139=\"\",'Lives scenario - input'!$F124=\"\"),\"\",F139/'Lives scenario - input'!$F124),\"\")","v":""},{"$f":"IFERROR(IF(OR(G139=\"\",'Lives scenario - input'!$F124=\"\"),\"\",G139/'Lives scenario - input'!$F124),\"\")","v":""},{"$f":"IFERROR(IF(OR(H139=\"\",'Lives scenario - input'!$F124=\"\"),\"\",H139/'Lives scenario - input'!$F124),\"\")","v":""},{"$f":"IFERROR(IF(OR(I139=\"\",'Lives scenario - input'!$F124=\"\"),\"\",I139/'Lives scenario - input'!$F124),\"\")","v":""},{"$f":"IFERROR(IF(OR(J139=\"\",'Lives scenario - input'!$F124=\"\"),\"\",J139/'Lives scenario - input'!$F124),\"\")","v":""},{"$f":"IFERROR(IF(OR(K139=\"\",'Lives scenario - input'!$F124=\"\"),\"\",K139/'Lives scenario - input'!$F124),\"\")","v":""},{"$f":"IFERROR(IF(OR(L139=\"\",'Lives scenario - input'!$F124=\"\"),\"\",L139/'Lives scenario - input'!$F124),\"\")","v":""},{"$f":"IFERROR(IF(OR(M139=\"\",'Lives scenario - input'!$F124=\"\"),\"\",M139/'Lives scenario - input'!$F124),\"\")","v":""},{"$f":"IFERROR(IF(OR(N139=\"\",'Lives scenario - input'!$F124=\"\"),\"\",N139/'Lives scenario - input'!$F124),\"\")","v":""},{"$f":"IFERROR(IF(OR(O139=\"\",'Lives scenario - input'!$F124=\"\"),\"\",O139/'Lives scenario - input'!$F124),\"\")","v":""},{"$f":"IFERROR(IF(OR(P139=\"\",'Lives scenario - input'!$F124=\"\"),\"\",P139/'Lives scenario - input'!$F124),\"\")","v":""},{"$f":"IFERROR(IF(OR(Q139=\"\",'Lives scenario - input'!$F124=\"\"),\"\",Q139/'Lives scenario - input'!$F124),\"\")","v":""},{"$f":"IFERROR(IF(OR(R139=\"\",'Lives scenario - input'!$F124=\"\"),\"\",R139/'Lives scenario - input'!$F124),\"\")","v":""},{"$f":"IFERROR(IF(OR(S139=\"\",'Lives scenario - input'!$F124=\"\"),\"\",S139/'Lives scenario - input'!$F124),\"\")","v":""},{"$f":"IFERROR(IF(OR(T139=\"\",'Lives scenario - input'!$F124=\"\"),\"\",T139/'Lives scenario - input'!$F124),\"\")","v":""},{"$f":"IFERROR(IF(OR(U139=\"\",'Lives scenario - input'!$F124=\"\"),\"\",U139/'Lives scenario - input'!$F124),\"\")","v":""},{"$f":"IFERROR(IF(OR(V139=\"\",'Lives scenario - input'!$F124=\"\"),\"\",V139/'Lives scenario - input'!$F124),\"\")","v":""},{"$f":"IFERROR(IF(OR(W139=\"\",'Lives scenario - input'!$F124=\"\"),\"\",W139/'Lives scenario - input'!$F124),\"\")","v":""}]
[{"$f":"IFERROR('Lives scenario - input'!A125,\"\")","v":""},{"$f":"IFERROR('Lives scenario - input'!B125,\"\")","v":""},{"$f":"IFERROR('Lives scenario - input'!C125,\"\")","v":""},{"$f":"IFERROR(repcalc('Lives scenario - input'!$CX125:$GJ125,'Lives scenario - input'!$I125,'Lives scenario - input'!$G125,'Lives scenario - input'!$H125,20,TRUE,TRUE),\"\")","v":""},"","","","","","","","","","","","","","","","","","","",{"$f":"IFERROR(IF(OR(D140=\"\",'Lives scenario - input'!$F125=\"\"),\"\",D140/'Lives scenario - input'!$F125),\"\")","v":""},{"$f":"IFERROR(IF(OR(E140=\"\",'Lives scenario - input'!$F125=\"\"),\"\",E140/'Lives scenario - input'!$F125),\"\")","v":""},{"$f":"IFERROR(IF(OR(F140=\"\",'Lives scenario - input'!$F125=\"\"),\"\",F140/'Lives scenario - input'!$F125),\"\")","v":""},{"$f":"IFERROR(IF(OR(G140=\"\",'Lives scenario - input'!$F125=\"\"),\"\",G140/'Lives scenario - input'!$F125),\"\")","v":""},{"$f":"IFERROR(IF(OR(H140=\"\",'Lives scenario - input'!$F125=\"\"),\"\",H140/'Lives scenario - input'!$F125),\"\")","v":""},{"$f":"IFERROR(IF(OR(I140=\"\",'Lives scenario - input'!$F125=\"\"),\"\",I140/'Lives scenario - input'!$F125),\"\")","v":""},{"$f":"IFERROR(IF(OR(J140=\"\",'Lives scenario - input'!$F125=\"\"),\"\",J140/'Lives scenario - input'!$F125),\"\")","v":""},{"$f":"IFERROR(IF(OR(K140=\"\",'Lives scenario - input'!$F125=\"\"),\"\",K140/'Lives scenario - input'!$F125),\"\")","v":""},{"$f":"IFERROR(IF(OR(L140=\"\",'Lives scenario - input'!$F125=\"\"),\"\",L140/'Lives scenario - input'!$F125),\"\")","v":""},{"$f":"IFERROR(IF(OR(M140=\"\",'Lives scenario - input'!$F125=\"\"),\"\",M140/'Lives scenario - input'!$F125),\"\")","v":""},{"$f":"IFERROR(IF(OR(N140=\"\",'Lives scenario - input'!$F125=\"\"),\"\",N140/'Lives scenario - input'!$F125),\"\")","v":""},{"$f":"IFERROR(IF(OR(O140=\"\",'Lives scenario - input'!$F125=\"\"),\"\",O140/'Lives scenario - input'!$F125),\"\")","v":""},{"$f":"IFERROR(IF(OR(P140=\"\",'Lives scenario - input'!$F125=\"\"),\"\",P140/'Lives scenario - input'!$F125),\"\")","v":""},{"$f":"IFERROR(IF(OR(Q140=\"\",'Lives scenario - input'!$F125=\"\"),\"\",Q140/'Lives scenario - input'!$F125),\"\")","v":""},{"$f":"IFERROR(IF(OR(R140=\"\",'Lives scenario - input'!$F125=\"\"),\"\",R140/'Lives scenario - input'!$F125),\"\")","v":""},{"$f":"IFERROR(IF(OR(S140=\"\",'Lives scenario - input'!$F125=\"\"),\"\",S140/'Lives scenario - input'!$F125),\"\")","v":""},{"$f":"IFERROR(IF(OR(T140=\"\",'Lives scenario - input'!$F125=\"\"),\"\",T140/'Lives scenario - input'!$F125),\"\")","v":""},{"$f":"IFERROR(IF(OR(U140=\"\",'Lives scenario - input'!$F125=\"\"),\"\",U140/'Lives scenario - input'!$F125),\"\")","v":""},{"$f":"IFERROR(IF(OR(V140=\"\",'Lives scenario - input'!$F125=\"\"),\"\",V140/'Lives scenario - input'!$F125),\"\")","v":""},{"$f":"IFERROR(IF(OR(W140=\"\",'Lives scenario - input'!$F125=\"\"),\"\",W140/'Lives scenario - input'!$F125),\"\")","v":""}]
[{"$f":"IFERROR('Lives scenario - input'!A126,\"\")","v":""},{"$f":"IFERROR('Lives scenario - input'!B126,\"\")","v":""},{"$f":"IFERROR('Lives scenario - input'!C126,\"\")","v":""},{"$f":"IFERROR(repcalc('Lives scenario - input'!$CX126:$GJ126,'Lives scenario - input'!$I126,'Lives scenario - input'!$G126,'Lives scenario - input'!$H126,20,TRUE,TRUE),\"\")","v":""},"","","","","","","","","","","","","","","","","","","",{"$f":"IFERROR(IF(OR(D141=\"\",'Lives scenario - input'!$F126=\"\"),\"\",D141/'Lives scenario - input'!$F126),\"\")","v":""},{"$f":"IFERROR(IF(OR(E141=\"\",'Lives scenario - input'!$F126=\"\"),\"\",E141/'Lives scenario - input'!$F126),\"\")","v":""},{"$f":"IFERROR(IF(OR(F141=\"\",'Lives scenario - input'!$F126=\"\"),\"\",F141/'Lives scenario - input'!$F126),\"\")","v":""},{"$f":"IFERROR(IF(OR(G141=\"\",'Lives scenario - input'!$F126=\"\"),\"\",G141/'Lives scenario - input'!$F126),\"\")","v":""},{"$f":"IFERROR(IF(OR(H141=\"\",'Lives scenario - input'!$F126=\"\"),\"\",H141/'Lives scenario - input'!$F126),\"\")","v":""},{"$f":"IFERROR(IF(OR(I141=\"\",'Lives scenario - input'!$F126=\"\"),\"\",I141/'Lives scenario - input'!$F126),\"\")","v":""},{"$f":"IFERROR(IF(OR(J141=\"\",'Lives scenario - input'!$F126=\"\"),\"\",J141/'Lives scenario - input'!$F126),\"\")","v":""},{"$f":"IFERROR(IF(OR(K141=\"\",'Lives scenario - input'!$F126=\"\"),\"\",K141/'Lives scenario - input'!$F126),\"\")","v":""},{"$f":"IFERROR(IF(OR(L141=\"\",'Lives scenario - input'!$F126=\"\"),\"\",L141/'Lives scenario - input'!$F126),\"\")","v":""},{"$f":"IFERROR(IF(OR(M141=\"\",'Lives scenario - input'!$F126=\"\"),\"\",M141/'Lives scenario - input'!$F126),\"\")","v":""},{"$f":"IFERROR(IF(OR(N141=\"\",'Lives scenario - input'!$F126=\"\"),\"\",N141/'Lives scenario - input'!$F126),\"\")","v":""},{"$f":"IFERROR(IF(OR(O141=\"\",'Lives scenario - input'!$F126=\"\"),\"\",O141/'Lives scenario - input'!$F126),\"\")","v":""},{"$f":"IFERROR(IF(OR(P141=\"\",'Lives scenario - input'!$F126=\"\"),\"\",P141/'Lives scenario - input'!$F126),\"\")","v":""},{"$f":"IFERROR(IF(OR(Q141=\"\",'Lives scenario - input'!$F126=\"\"),\"\",Q141/'Lives scenario - input'!$F126),\"\")","v":""},{"$f":"IFERROR(IF(OR(R141=\"\",'Lives scenario - input'!$F126=\"\"),\"\",R141/'Lives scenario - input'!$F126),\"\")","v":""},{"$f":"IFERROR(IF(OR(S141=\"\",'Lives scenario - input'!$F126=\"\"),\"\",S141/'Lives scenario - input'!$F126),\"\")","v":""},{"$f":"IFERROR(IF(OR(T141=\"\",'Lives scenario - input'!$F126=\"\"),\"\",T141/'Lives scenario - input'!$F126),\"\")","v":""},{"$f":"IFERROR(IF(OR(U141=\"\",'Lives scenario - input'!$F126=\"\"),\"\",U141/'Lives scenario - input'!$F126),\"\")","v":""},{"$f":"IFERROR(IF(OR(V141=\"\",'Lives scenario - input'!$F126=\"\"),\"\",V141/'Lives scenario - input'!$F126),\"\")","v":""},{"$f":"IFERROR(IF(OR(W141=\"\",'Lives scenario - input'!$F126=\"\"),\"\",W141/'Lives scenario - input'!$F126),\"\")","v":""}]
[{"$f":"IFERROR('Lives scenario - input'!A127,\"\")","v":""},{"$f":"IFERROR('Lives scenario - input'!B127,\"\")","v":""},{"$f":"IFERROR('Lives scenario - input'!C127,\"\")","v":""},{"$f":"IFERROR(repcalc('Lives scenario - input'!$CX127:$GJ127,'Lives scenario - input'!$I127,'Lives scenario - input'!$G127,'Lives scenario - input'!$H127,20,TRUE,TRUE),\"\")","v":""},"","","","","","","","","","","","","","","","","","","",{"$f":"IFERROR(IF(OR(D142=\"\",'Lives scenario - input'!$F127=\"\"),\"\",D142/'Lives scenario - input'!$F127),\"\")","v":""},{"$f":"IFERROR(IF(OR(E142=\"\",'Lives scenario - input'!$F127=\"\"),\"\",E142/'Lives scenario - input'!$F127),\"\")","v":""},{"$f":"IFERROR(IF(OR(F142=\"\",'Lives scenario - input'!$F127=\"\"),\"\",F142/'Lives scenario - input'!$F127),\"\")","v":""},{"$f":"IFERROR(IF(OR(G142=\"\",'Lives scenario - input'!$F127=\"\"),\"\",G142/'Lives scenario - input'!$F127),\"\")","v":""},{"$f":"IFERROR(IF(OR(H142=\"\",'Lives scenario - input'!$F127=\"\"),\"\",H142/'Lives scenario - input'!$F127),\"\")","v":""},{"$f":"IFERROR(IF(OR(I142=\"\",'Lives scenario - input'!$F127=\"\"),\"\",I142/'Lives scenario - input'!$F127),\"\")","v":""},{"$f":"IFERROR(IF(OR(J142=\"\",'Lives scenario - input'!$F127=\"\"),\"\",J142/'Lives scenario - input'!$F127),\"\")","v":""},{"$f":"IFERROR(IF(OR(K142=\"\",'Lives scenario - input'!$F127=\"\"),\"\",K142/'Lives scenario - input'!$F127),\"\")","v":""},{"$f":"IFERROR(IF(OR(L142=\"\",'Lives scenario - input'!$F127=\"\"),\"\",L142/'Lives scenario - input'!$F127),\"\")","v":""},{"$f":"IFERROR(IF(OR(M142=\"\",'Lives scenario - input'!$F127=\"\"),\"\",M142/'Lives scenario - input'!$F127),\"\")","v":""},{"$f":"IFERROR(IF(OR(N142=\"\",'Lives scenario - input'!$F127=\"\"),\"\",N142/'Lives scenario - input'!$F127),\"\")","v":""},{"$f":"IFERROR(IF(OR(O142=\"\",'Lives scenario - input'!$F127=\"\"),\"\",O142/'Lives scenario - input'!$F127),\"\")","v":""},{"$f":"IFERROR(IF(OR(P142=\"\",'Lives scenario - input'!$F127=\"\"),\"\",P142/'Lives scenario - input'!$F127),\"\")","v":""},{"$f":"IFERROR(IF(OR(Q142=\"\",'Lives scenario - input'!$F127=\"\"),\"\",Q142/'Lives scenario - input'!$F127),\"\")","v":""},{"$f":"IFERROR(IF(OR(R142=\"\",'Lives scenario - input'!$F127=\"\"),\"\",R142/'Lives scenario - input'!$F127),\"\")","v":""},{"$f":"IFERROR(IF(OR(S142=\"\",'Lives scenario - input'!$F127=\"\"),\"\",S142/'Lives scenario - input'!$F127),\"\")","v":""},{"$f":"IFERROR(IF(OR(T142=\"\",'Lives scenario - input'!$F127=\"\"),\"\",T142/'Lives scenario - input'!$F127),\"\")","v":""},{"$f":"IFERROR(IF(OR(U142=\"\",'Lives scenario - input'!$F127=\"\"),\"\",U142/'Lives scenario - input'!$F127),\"\")","v":""},{"$f":"IFERROR(IF(OR(V142=\"\",'Lives scenario - input'!$F127=\"\"),\"\",V142/'Lives scenario - input'!$F127),\"\")","v":""},{"$f":"IFERROR(IF(OR(W142=\"\",'Lives scenario - input'!$F127=\"\"),\"\",W142/'Lives scenario - input'!$F127),\"\")","v":""}]
[{"$f":"IFERROR('Lives scenario - input'!A128,\"\")","v":""},{"$f":"IFERROR('Lives scenario - input'!B128,\"\")","v":""},{"$f":"IFERROR('Lives scenario - input'!C128,\"\")","v":""},{"$f":"IFERROR(repcalc('Lives scenario - input'!$CX128:$GJ128,'Lives scenario - input'!$I128,'Lives scenario - input'!$G128,'Lives scenario - input'!$H128,20,TRUE,TRUE),\"\")","v":""},"","","","","","","","","","","","","","","","","","","",{"$f":"IFERROR(IF(OR(D143=\"\",'Lives scenario - input'!$F128=\"\"),\"\",D143/'Lives scenario - input'!$F128),\"\")","v":""},{"$f":"IFERROR(IF(OR(E143=\"\",'Lives scenario - input'!$F128=\"\"),\"\",E143/'Lives scenario - input'!$F128),\"\")","v":""},{"$f":"IFERROR(IF(OR(F143=\"\",'Lives scenario - input'!$F128=\"\"),\"\",F143/'Lives scenario - input'!$F128),\"\")","v":""},{"$f":"IFERROR(IF(OR(G143=\"\",'Lives scenario - input'!$F128=\"\"),\"\",G143/'Lives scenario - input'!$F128),\"\")","v":""},{"$f":"IFERROR(IF(OR(H143=\"\",'Lives scenario - input'!$F128=\"\"),\"\",H143/'Lives scenario - input'!$F128),\"\")","v":""},{"$f":"IFERROR(IF(OR(I143=\"\",'Lives scenario - input'!$F128=\"\"),\"\",I143/'Lives scenario - input'!$F128),\"\")","v":""},{"$f":"IFERROR(IF(OR(J143=\"\",'Lives scenario - input'!$F128=\"\"),\"\",J143/'Lives scenario - input'!$F128),\"\")","v":""},{"$f":"IFERROR(IF(OR(K143=\"\",'Lives scenario - input'!$F128=\"\"),\"\",K143/'Lives scenario - input'!$F128),\"\")","v":""},{"$f":"IFERROR(IF(OR(L143=\"\",'Lives scenario - input'!$F128=\"\"),\"\",L143/'Lives scenario - input'!$F128),\"\")","v":""},{"$f":"IFERROR(IF(OR(M143=\"\",'Lives scenario - input'!$F128=\"\"),\"\",M143/'Lives scenario - input'!$F128),\"\")","v":""},{"$f":"IFERROR(IF(OR(N143=\"\",'Lives scenario - input'!$F128=\"\"),\"\",N143/'Lives scenario - input'!$F128),\"\")","v":""},{"$f":"IFERROR(IF(OR(O143=\"\",'Lives scenario - input'!$F128=\"\"),\"\",O143/'Lives scenario - input'!$F128),\"\")","v":""},{"$f":"IFERROR(IF(OR(P143=\"\",'Lives scenario - input'!$F128=\"\"),\"\",P143/'Lives scenario - input'!$F128),\"\")","v":""},{"$f":"IFERROR(IF(OR(Q143=\"\",'Lives scenario - input'!$F128=\"\"),\"\",Q143/'Lives scenario - input'!$F128),\"\")","v":""},{"$f":"IFERROR(IF(OR(R143=\"\",'Lives scenario - input'!$F128=\"\"),\"\",R143/'Lives scenario - input'!$F128),\"\")","v":""},{"$f":"IFERROR(IF(OR(S143=\"\",'Lives scenario - input'!$F128=\"\"),\"\",S143/'Lives scenario - input'!$F128),\"\")","v":""},{"$f":"IFERROR(IF(OR(T143=\"\",'Lives scenario - input'!$F128=\"\"),\"\",T143/'Lives scenario - input'!$F128),\"\")","v":""},{"$f":"IFERROR(IF(OR(U143=\"\",'Lives scenario - input'!$F128=\"\"),\"\",U143/'Lives scenario - input'!$F128),\"\")","v":""},{"$f":"IFERROR(IF(OR(V143=\"\",'Lives scenario - input'!$F128=\"\"),\"\",V143/'Lives scenario - input'!$F128),\"\")","v":""},{"$f":"IFERROR(IF(OR(W143=\"\",'Lives scenario - input'!$F128=\"\"),\"\",W143/'Lives scenario - input'!$F128),\"\")","v":""}]
[{"$f":"IFERROR('Lives scenario - input'!A129,\"\")","v":""},{"$f":"IFERROR('Lives scenario - input'!B129,\"\")","v":""},{"$f":"IFERROR('Lives scenario - input'!C129,\"\")","v":""},{"$f":"IFERROR(repcalc('Lives scenario - input'!$CX129:$GJ129,'Lives scenario - input'!$I129,'Lives scenario - input'!$G129,'Lives scenario - input'!$H129,20,TRUE,TRUE),\"\")","v":""},"","","","","","","","","","","","","","","","","","","",{"$f":"IFERROR(IF(OR(D144=\"\",'Lives scenario - input'!$F129=\"\"),\"\",D144/'Lives scenario - input'!$F129),\"\")","v":""},{"$f":"IFERROR(IF(OR(E144=\"\",'Lives scenario - input'!$F129=\"\"),\"\",E144/'Lives scenario - input'!$F129),\"\")","v":""},{"$f":"IFERROR(IF(OR(F144=\"\",'Lives scenario - input'!$F129=\"\"),\"\",F144/'Lives scenario - input'!$F129),\"\")","v":""},{"$f":"IFERROR(IF(OR(G144=\"\",'Lives scenario - input'!$F129=\"\"),\"\",G144/'Lives scenario - input'!$F129),\"\")","v":""},{"$f":"IFERROR(IF(OR(H144=\"\",'Lives scenario - input'!$F129=\"\"),\"\",H144/'Lives scenario - input'!$F129),\"\")","v":""},{"$f":"IFERROR(IF(OR(I144=\"\",'Lives scenario - input'!$F129=\"\"),\"\",I144/'Lives scenario - input'!$F129),\"\")","v":""},{"$f":"IFERROR(IF(OR(J144=\"\",'Lives scenario - input'!$F129=\"\"),\"\",J144/'Lives scenario - input'!$F129),\"\")","v":""},{"$f":"IFERROR(IF(OR(K144=\"\",'Lives scenario - input'!$F129=\"\"),\"\",K144/'Lives scenario - input'!$F129),\"\")","v":""},{"$f":"IFERROR(IF(OR(L144=\"\",'Lives scenario - input'!$F129=\"\"),\"\",L144/'Lives scenario - input'!$F129),\"\")","v":""},{"$f":"IFERROR(IF(OR(M144=\"\",'Lives scenario - input'!$F129=\"\"),\"\",M144/'Lives scenario - input'!$F129),\"\")","v":""},{"$f":"IFERROR(IF(OR(N144=\"\",'Lives scenario - input'!$F129=\"\"),\"\",N144/'Lives scenario - input'!$F129),\"\")","v":""},{"$f":"IFERROR(IF(OR(O144=\"\",'Lives scenario - input'!$F129=\"\"),\"\",O144/'Lives scenario - input'!$F129),\"\")","v":""},{"$f":"IFERROR(IF(OR(P144=\"\",'Lives scenario - input'!$F129=\"\"),\"\",P144/'Lives scenario - input'!$F129),\"\")","v":""},{"$f":"IFERROR(IF(OR(Q144=\"\",'Lives scenario - input'!$F129=\"\"),\"\",Q144/'Lives scenario - input'!$F129),\"\")","v":""},{"$f":"IFERROR(IF(OR(R144=\"\",'Lives scenario - input'!$F129=\"\"),\"\",R144/'Lives scenario - input'!$F129),\"\")","v":""},{"$f":"IFERROR(IF(OR(S144=\"\",'Lives scenario - input'!$F129=\"\"),\"\",S144/'Lives scenario - input'!$F129),\"\")","v":""},{"$f":"IFERROR(IF(OR(T144=\"\",'Lives scenario - input'!$F129=\"\"),\"\",T144/'Lives scenario - input'!$F129),\"\")","v":""},{"$f":"IFERROR(IF(OR(U144=\"\",'Lives scenario - input'!$F129=\"\"),\"\",U144/'Lives scenario - input'!$F129),\"\")","v":""},{"$f":"IFERROR(IF(OR(V144=\"\",'Lives scenario - input'!$F129=\"\"),\"\",V144/'Lives scenario - input'!$F129),\"\")","v":""},{"$f":"IFERROR(IF(OR(W144=\"\",'Lives scenario - input'!$F129=\"\"),\"\",W144/'Lives scenario - input'!$F129),\"\")","v":""}]
[{"$f":"IFERROR('Lives scenario - input'!A130,\"\")","v":""},{"$f":"IFERROR('Lives scenario - input'!B130,\"\")","v":""},{"$f":"IFERROR('Lives scenario - input'!C130,\"\")","v":""},{"$f":"IFERROR(repcalc('Lives scenario - input'!$CX130:$GJ130,'Lives scenario - input'!$I130,'Lives scenario - input'!$G130,'Lives scenario - input'!$H130,20,TRUE,TRUE),\"\")","v":""},"","","","","","","","","","","","","","","","","","","",{"$f":"IFERROR(IF(OR(D145=\"\",'Lives scenario - input'!$F130=\"\"),\"\",D145/'Lives scenario - input'!$F130),\"\")","v":""},{"$f":"IFERROR(IF(OR(E145=\"\",'Lives scenario - input'!$F130=\"\"),\"\",E145/'Lives scenario - input'!$F130),\"\")","v":""},{"$f":"IFERROR(IF(OR(F145=\"\",'Lives scenario - input'!$F130=\"\"),\"\",F145/'Lives scenario - input'!$F130),\"\")","v":""},{"$f":"IFERROR(IF(OR(G145=\"\",'Lives scenario - input'!$F130=\"\"),\"\",G145/'Lives scenario - input'!$F130),\"\")","v":""},{"$f":"IFERROR(IF(OR(H145=\"\",'Lives scenario - input'!$F130=\"\"),\"\",H145/'Lives scenario - input'!$F130),\"\")","v":""},{"$f":"IFERROR(IF(OR(I145=\"\",'Lives scenario - input'!$F130=\"\"),\"\",I145/'Lives scenario - input'!$F130),\"\")","v":""},{"$f":"IFERROR(IF(OR(J145=\"\",'Lives scenario - input'!$F130=\"\"),\"\",J145/'Lives scenario - input'!$F130),\"\")","v":""},{"$f":"IFERROR(IF(OR(K145=\"\",'Lives scenario - input'!$F130=\"\"),\"\",K145/'Lives scenario - input'!$F130),\"\")","v":""},{"$f":"IFERROR(IF(OR(L145=\"\",'Lives scenario - input'!$F130=\"\"),\"\",L145/'Lives scenario - input'!$F130),\"\")","v":""},{"$f":"IFERROR(IF(OR(M145=\"\",'Lives scenario - input'!$F130=\"\"),\"\",M145/'Lives scenario - input'!$F130),\"\")","v":""},{"$f":"IFERROR(IF(OR(N145=\"\",'Lives scenario - input'!$F130=\"\"),\"\",N145/'Lives scenario - input'!$F130),\"\")","v":""},{"$f":"IFERROR(IF(OR(O145=\"\",'Lives scenario - input'!$F130=\"\"),\"\",O145/'Lives scenario - input'!$F130),\"\")","v":""},{"$f":"IFERROR(IF(OR(P145=\"\",'Lives scenario - input'!$F130=\"\"),\"\",P145/'Lives scenario - input'!$F130),\"\")","v":""},{"$f":"IFERROR(IF(OR(Q145=\"\",'Lives scenario - input'!$F130=\"\"),\"\",Q145/'Lives scenario - input'!$F130),\"\")","v":""},{"$f":"IFERROR(IF(OR(R145=\"\",'Lives scenario - input'!$F130=\"\"),\"\",R145/'Lives scenario - input'!$F130),\"\")","v":""},{"$f":"IFERROR(IF(OR(S145=\"\",'Lives scenario - input'!$F130=\"\"),\"\",S145/'Lives scenario - input'!$F130),\"\")","v":""},{"$f":"IFERROR(IF(OR(T145=\"\",'Lives scenario - input'!$F130=\"\"),\"\",T145/'Lives scenario - input'!$F130),\"\")","v":""},{"$f":"IFERROR(IF(OR(U145=\"\",'Lives scenario - input'!$F130=\"\"),\"\",U145/'Lives scenario - input'!$F130),\"\")","v":""},{"$f":"IFERROR(IF(OR(V145=\"\",'Lives scenario - input'!$F130=\"\"),\"\",V145/'Lives scenario - input'!$F130),\"\")","v":""},{"$f":"IFERROR(IF(OR(W145=\"\",'Lives scenario - input'!$F130=\"\"),\"\",W145/'Lives scenario - input'!$F130),\"\")","v":""}]
[{"$f":"IFERROR('Lives scenario - input'!A131,\"\")","v":""},{"$f":"IFERROR('Lives scenario - input'!B131,\"\")","v":""},{"$f":"IFERROR('Lives scenario - input'!C131,\"\")","v":""},{"$f":"IFERROR(repcalc('Lives scenario - input'!$CX131:$GJ131,'Lives scenario - input'!$I131,'Lives scenario - input'!$G131,'Lives scenario - input'!$H131,20,TRUE,TRUE),\"\")","v":""},"","","","","","","","","","","","","","","","","","","",{"$f":"IFERROR(IF(OR(D146=\"\",'Lives scenario - input'!$F131=\"\"),\"\",D146/'Lives scenario - input'!$F131),\"\")","v":""},{"$f":"IFERROR(IF(OR(E146=\"\",'Lives scenario - input'!$F131=\"\"),\"\",E146/'Lives scenario - input'!$F131),\"\")","v":""},{"$f":"IFERROR(IF(OR(F146=\"\",'Lives scenario - input'!$F131=\"\"),\"\",F146/'Lives scenario - input'!$F131),\"\")","v":""},{"$f":"IFERROR(IF(OR(G146=\"\",'Lives scenario - input'!$F131=\"\"),\"\",G146/'Lives scenario - input'!$F131),\"\")","v":""},{"$f":"IFERROR(IF(OR(H146=\"\",'Lives scenario - input'!$F131=\"\"),\"\",H146/'Lives scenario - input'!$F131),\"\")","v":""},{"$f":"IFERROR(IF(OR(I146=\"\",'Lives scenario - input'!$F131=\"\"),\"\",I146/'Lives scenario - input'!$F131),\"\")","v":""},{"$f":"IFERROR(IF(OR(J146=\"\",'Lives scenario - input'!$F131=\"\"),\"\",J146/'Lives scenario - input'!$F131),\"\")","v":""},{"$f":"IFERROR(IF(OR(K146=\"\",'Lives scenario - input'!$F131=\"\"),\"\",K146/'Lives scenario - input'!$F131),\"\")","v":""},{"$f":"IFERROR(IF(OR(L146=\"\",'Lives scenario - input'!$F131=\"\"),\"\",L146/'Lives scenario - input'!$F131),\"\")","v":""},{"$f":"IFERROR(IF(OR(M146=\"\",'Lives scenario - input'!$F131=\"\"),\"\",M146/'Lives scenario - input'!$F131),\"\")","v":""},{"$f":"IFERROR(IF(OR(N146=\"\",'Lives scenario - input'!$F131=\"\"),\"\",N146/'Lives scenario - input'!$F131),\"\")","v":""},{"$f":"IFERROR(IF(OR(O146=\"\",'Lives scenario - input'!$F131=\"\"),\"\",O146/'Lives scenario - input'!$F131),\"\")","v":""},{"$f":"IFERROR(IF(OR(P146=\"\",'Lives scenario - input'!$F131=\"\"),\"\",P146/'Lives scenario - input'!$F131),\"\")","v":""},{"$f":"IFERROR(IF(OR(Q146=\"\",'Lives scenario - input'!$F131=\"\"),\"\",Q146/'Lives scenario - input'!$F131),\"\")","v":""},{"$f":"IFERROR(IF(OR(R146=\"\",'Lives scenario - input'!$F131=\"\"),\"\",R146/'Lives scenario - input'!$F131),\"\")","v":""},{"$f":"IFERROR(IF(OR(S146=\"\",'Lives scenario - input'!$F131=\"\"),\"\",S146/'Lives scenario - input'!$F131),\"\")","v":""},{"$f":"IFERROR(IF(OR(T146=\"\",'Lives scenario - input'!$F131=\"\"),\"\",T146/'Lives scenario - input'!$F131),\"\")","v":""},{"$f":"IFERROR(IF(OR(U146=\"\",'Lives scenario - input'!$F131=\"\"),\"\",U146/'Lives scenario - input'!$F131),\"\")","v":""},{"$f":"IFERROR(IF(OR(V146=\"\",'Lives scenario - input'!$F131=\"\"),\"\",V146/'Lives scenario - input'!$F131),\"\")","v":""},{"$f":"IFERROR(IF(OR(W146=\"\",'Lives scenario - input'!$F131=\"\"),\"\",W146/'Lives scenario - input'!$F131),\"\")","v":""}]
[{"$f":"IFERROR('Lives scenario - input'!A132,\"\")","v":""},{"$f":"IFERROR('Lives scenario - input'!B132,\"\")","v":""},{"$f":"IFERROR('Lives scenario - input'!C132,\"\")","v":""},{"$f":"IFERROR(repcalc('Lives scenario - input'!$CX132:$GJ132,'Lives scenario - input'!$I132,'Lives scenario - input'!$G132,'Lives scenario - input'!$H132,20,TRUE,TRUE),\"\")","v":""},"","","","","","","","","","","","","","","","","","","",{"$f":"IFERROR(IF(OR(D147=\"\",'Lives scenario - input'!$F132=\"\"),\"\",D147/'Lives scenario - input'!$F132),\"\")","v":""},{"$f":"IFERROR(IF(OR(E147=\"\",'Lives scenario - input'!$F132=\"\"),\"\",E147/'Lives scenario - input'!$F132),\"\")","v":""},{"$f":"IFERROR(IF(OR(F147=\"\",'Lives scenario - input'!$F132=\"\"),\"\",F147/'Lives scenario - input'!$F132),\"\")","v":""},{"$f":"IFERROR(IF(OR(G147=\"\",'Lives scenario - input'!$F132=\"\"),\"\",G147/'Lives scenario - input'!$F132),\"\")","v":""},{"$f":"IFERROR(IF(OR(H147=\"\",'Lives scenario - input'!$F132=\"\"),\"\",H147/'Lives scenario - input'!$F132),\"\")","v":""},{"$f":"IFERROR(IF(OR(I147=\"\",'Lives scenario - input'!$F132=\"\"),\"\",I147/'Lives scenario - input'!$F132),\"\")","v":""},{"$f":"IFERROR(IF(OR(J147=\"\",'Lives scenario - input'!$F132=\"\"),\"\",J147/'Lives scenario - input'!$F132),\"\")","v":""},{"$f":"IFERROR(IF(OR(K147=\"\",'Lives scenario - input'!$F132=\"\"),\"\",K147/'Lives scenario - input'!$F132),\"\")","v":""},{"$f":"IFERROR(IF(OR(L147=\"\",'Lives scenario - input'!$F132=\"\"),\"\",L147/'Lives scenario - input'!$F132),\"\")","v":""},{"$f":"IFERROR(IF(OR(M147=\"\",'Lives scenario - input'!$F132=\"\"),\"\",M147/'Lives scenario - input'!$F132),\"\")","v":""},{"$f":"IFERROR(IF(OR(N147=\"\",'Lives scenario - input'!$F132=\"\"),\"\",N147/'Lives scenario - input'!$F132),\"\")","v":""},{"$f":"IFERROR(IF(OR(O147=\"\",'Lives scenario - input'!$F132=\"\"),\"\",O147/'Lives scenario - input'!$F132),\"\")","v":""},{"$f":"IFERROR(IF(OR(P147=\"\",'Lives scenario - input'!$F132=\"\"),\"\",P147/'Lives scenario - input'!$F132),\"\")","v":""},{"$f":"IFERROR(IF(OR(Q147=\"\",'Lives scenario - input'!$F132=\"\"),\"\",Q147/'Lives scenario - input'!$F132),\"\")","v":""},{"$f":"IFERROR(IF(OR(R147=\"\",'Lives scenario - input'!$F132=\"\"),\"\",R147/'Lives scenario - input'!$F132),\"\")","v":""},{"$f":"IFERROR(IF(OR(S147=\"\",'Lives scenario - input'!$F132=\"\"),\"\",S147/'Lives scenario - input'!$F132),\"\")","v":""},{"$f":"IFERROR(IF(OR(T147=\"\",'Lives scenario - input'!$F132=\"\"),\"\",T147/'Lives scenario - input'!$F132),\"\")","v":""},{"$f":"IFERROR(IF(OR(U147=\"\",'Lives scenario - input'!$F132=\"\"),\"\",U147/'Lives scenario - input'!$F132),\"\")","v":""},{"$f":"IFERROR(IF(OR(V147=\"\",'Lives scenario - input'!$F132=\"\"),\"\",V147/'Lives scenario - input'!$F132),\"\")","v":""},{"$f":"IFERROR(IF(OR(W147=\"\",'Lives scenario - input'!$F132=\"\"),\"\",W147/'Lives scenario - input'!$F132),\"\")","v":""}]
[{"$f":"IFERROR('Lives scenario - input'!A133,\"\")","v":""},{"$f":"IFERROR('Lives scenario - input'!B133,\"\")","v":""},{"$f":"IFERROR('Lives scenario - input'!C133,\"\")","v":""},{"$f":"IFERROR(repcalc('Lives scenario - input'!$CX133:$GJ133,'Lives scenario - input'!$I133,'Lives scenario - input'!$G133,'Lives scenario - input'!$H133,20,TRUE,TRUE),\"\")","v":""},"","","","","","","","","","","","","","","","","","","",{"$f":"IFERROR(IF(OR(D148=\"\",'Lives scenario - input'!$F133=\"\"),\"\",D148/'Lives scenario - input'!$F133),\"\")","v":""},{"$f":"IFERROR(IF(OR(E148=\"\",'Lives scenario - input'!$F133=\"\"),\"\",E148/'Lives scenario - input'!$F133),\"\")","v":""},{"$f":"IFERROR(IF(OR(F148=\"\",'Lives scenario - input'!$F133=\"\"),\"\",F148/'Lives scenario - input'!$F133),\"\")","v":""},{"$f":"IFERROR(IF(OR(G148=\"\",'Lives scenario - input'!$F133=\"\"),\"\",G148/'Lives scenario - input'!$F133),\"\")","v":""},{"$f":"IFERROR(IF(OR(H148=\"\",'Lives scenario - input'!$F133=\"\"),\"\",H148/'Lives scenario - input'!$F133),\"\")","v":""},{"$f":"IFERROR(IF(OR(I148=\"\",'Lives scenario - input'!$F133=\"\"),\"\",I148/'Lives scenario - input'!$F133),\"\")","v":""},{"$f":"IFERROR(IF(OR(J148=\"\",'Lives scenario - input'!$F133=\"\"),\"\",J148/'Lives scenario - input'!$F133),\"\")","v":""},{"$f":"IFERROR(IF(OR(K148=\"\",'Lives scenario - input'!$F133=\"\"),\"\",K148/'Lives scenario - input'!$F133),\"\")","v":""},{"$f":"IFERROR(IF(OR(L148=\"\",'Lives scenario - input'!$F133=\"\"),\"\",L148/'Lives scenario - input'!$F133),\"\")","v":""},{"$f":"IFERROR(IF(OR(M148=\"\",'Lives scenario - input'!$F133=\"\"),\"\",M148/'Lives scenario - input'!$F133),\"\")","v":""},{"$f":"IFERROR(IF(OR(N148=\"\",'Lives scenario - input'!$F133=\"\"),\"\",N148/'Lives scenario - input'!$F133),\"\")","v":""},{"$f":"IFERROR(IF(OR(O148=\"\",'Lives scenario - input'!$F133=\"\"),\"\",O148/'Lives scenario - input'!$F133),\"\")","v":""},{"$f":"IFERROR(IF(OR(P148=\"\",'Lives scenario - input'!$F133=\"\"),\"\",P148/'Lives scenario - input'!$F133),\"\")","v":""},{"$f":"IFERROR(IF(OR(Q148=\"\",'Lives scenario - input'!$F133=\"\"),\"\",Q148/'Lives scenario - input'!$F133),\"\")","v":""},{"$f":"IFERROR(IF(OR(R148=\"\",'Lives scenario - input'!$F133=\"\"),\"\",R148/'Lives scenario - input'!$F133),\"\")","v":""},{"$f":"IFERROR(IF(OR(S148=\"\",'Lives scenario - input'!$F133=\"\"),\"\",S148/'Lives scenario - input'!$F133),\"\")","v":""},{"$f":"IFERROR(IF(OR(T148=\"\",'Lives scenario - input'!$F133=\"\"),\"\",T148/'Lives scenario - input'!$F133),\"\")","v":""},{"$f":"IFERROR(IF(OR(U148=\"\",'Lives scenario - input'!$F133=\"\"),\"\",U148/'Lives scenario - input'!$F133),\"\")","v":""},{"$f":"IFERROR(IF(OR(V148=\"\",'Lives scenario - input'!$F133=\"\"),\"\",V148/'Lives scenario - input'!$F133),\"\")","v":""},{"$f":"IFERROR(IF(OR(W148=\"\",'Lives scenario - input'!$F133=\"\"),\"\",W148/'Lives scenario - input'!$F133),\"\")","v":""}]
[{"$f":"IFERROR('Lives scenario - input'!A134,\"\")","v":""},{"$f":"IFERROR('Lives scenario - input'!B134,\"\")","v":""},{"$f":"IFERROR('Lives scenario - input'!C134,\"\")","v":""},{"$f":"IFERROR(repcalc('Lives scenario - input'!$CX134:$GJ134,'Lives scenario - input'!$I134,'Lives scenario - input'!$G134,'Lives scenario - input'!$H134,20,TRUE,TRUE),\"\")","v":""},"","","","","","","","","","","","","","","","","","","",{"$f":"IFERROR(IF(OR(D149=\"\",'Lives scenario - input'!$F134=\"\"),\"\",D149/'Lives scenario - input'!$F134),\"\")","v":""},{"$f":"IFERROR(IF(OR(E149=\"\",'Lives scenario - input'!$F134=\"\"),\"\",E149/'Lives scenario - input'!$F134),\"\")","v":""},{"$f":"IFERROR(IF(OR(F149=\"\",'Lives scenario - input'!$F134=\"\"),\"\",F149/'Lives scenario - input'!$F134),\"\")","v":""},{"$f":"IFERROR(IF(OR(G149=\"\",'Lives scenario - input'!$F134=\"\"),\"\",G149/'Lives scenario - input'!$F134),\"\")","v":""},{"$f":"IFERROR(IF(OR(H149=\"\",'Lives scenario - input'!$F134=\"\"),\"\",H149/'Lives scenario - input'!$F134),\"\")","v":""},{"$f":"IFERROR(IF(OR(I149=\"\",'Lives scenario - input'!$F134=\"\"),\"\",I149/'Lives scenario - input'!$F134),\"\")","v":""},{"$f":"IFERROR(IF(OR(J149=\"\",'Lives scenario - input'!$F134=\"\"),\"\",J149/'Lives scenario - input'!$F134),\"\")","v":""},{"$f":"IFERROR(IF(OR(K149=\"\",'Lives scenario - input'!$F134=\"\"),\"\",K149/'Lives scenario - input'!$F134),\"\")","v":""},{"$f":"IFERROR(IF(OR(L149=\"\",'Lives scenario - input'!$F134=\"\"),\"\",L149/'Lives scenario - input'!$F134),\"\")","v":""},{"$f":"IFERROR(IF(OR(M149=\"\",'Lives scenario - input'!$F134=\"\"),\"\",M149/'Lives scenario - input'!$F134),\"\")","v":""},{"$f":"IFERROR(IF(OR(N149=\"\",'Lives scenario - input'!$F134=\"\"),\"\",N149/'Lives scenario - input'!$F134),\"\")","v":""},{"$f":"IFERROR(IF(OR(O149=\"\",'Lives scenario - input'!$F134=\"\"),\"\",O149/'Lives scenario - input'!$F134),\"\")","v":""},{"$f":"IFERROR(IF(OR(P149=\"\",'Lives scenario - input'!$F134=\"\"),\"\",P149/'Lives scenario - input'!$F134),\"\")","v":""},{"$f":"IFERROR(IF(OR(Q149=\"\",'Lives scenario - input'!$F134=\"\"),\"\",Q149/'Lives scenario - input'!$F134),\"\")","v":""},{"$f":"IFERROR(IF(OR(R149=\"\",'Lives scenario - input'!$F134=\"\"),\"\",R149/'Lives scenario - input'!$F134),\"\")","v":""},{"$f":"IFERROR(IF(OR(S149=\"\",'Lives scenario - input'!$F134=\"\"),\"\",S149/'Lives scenario - input'!$F134),\"\")","v":""},{"$f":"IFERROR(IF(OR(T149=\"\",'Lives scenario - input'!$F134=\"\"),\"\",T149/'Lives scenario - input'!$F134),\"\")","v":""},{"$f":"IFERROR(IF(OR(U149=\"\",'Lives scenario - input'!$F134=\"\"),\"\",U149/'Lives scenario - input'!$F134),\"\")","v":""},{"$f":"IFERROR(IF(OR(V149=\"\",'Lives scenario - input'!$F134=\"\"),\"\",V149/'Lives scenario - input'!$F134),\"\")","v":""},{"$f":"IFERROR(IF(OR(W149=\"\",'Lives scenario - input'!$F134=\"\"),\"\",W149/'Lives scenario - input'!$F134),\"\")","v":""}]
[{"$f":"IFERROR('Lives scenario - input'!A135,\"\")","v":""},{"$f":"IFERROR('Lives scenario - input'!B135,\"\")","v":""},{"$f":"IFERROR('Lives scenario - input'!C135,\"\")","v":""},{"$f":"IFERROR(repcalc('Lives scenario - input'!$CX135:$GJ135,'Lives scenario - input'!$I135,'Lives scenario - input'!$G135,'Lives scenario - input'!$H135,20,TRUE,TRUE),\"\")","v":""},"","","","","","","","","","","","","","","","","","","",{"$f":"IFERROR(IF(OR(D150=\"\",'Lives scenario - input'!$F135=\"\"),\"\",D150/'Lives scenario - input'!$F135),\"\")","v":""},{"$f":"IFERROR(IF(OR(E150=\"\",'Lives scenario - input'!$F135=\"\"),\"\",E150/'Lives scenario - input'!$F135),\"\")","v":""},{"$f":"IFERROR(IF(OR(F150=\"\",'Lives scenario - input'!$F135=\"\"),\"\",F150/'Lives scenario - input'!$F135),\"\")","v":""},{"$f":"IFERROR(IF(OR(G150=\"\",'Lives scenario - input'!$F135=\"\"),\"\",G150/'Lives scenario - input'!$F135),\"\")","v":""},{"$f":"IFERROR(IF(OR(H150=\"\",'Lives scenario - input'!$F135=\"\"),\"\",H150/'Lives scenario - input'!$F135),\"\")","v":""},{"$f":"IFERROR(IF(OR(I150=\"\",'Lives scenario - input'!$F135=\"\"),\"\",I150/'Lives scenario - input'!$F135),\"\")","v":""},{"$f":"IFERROR(IF(OR(J150=\"\",'Lives scenario - input'!$F135=\"\"),\"\",J150/'Lives scenario - input'!$F135),\"\")","v":""},{"$f":"IFERROR(IF(OR(K150=\"\",'Lives scenario - input'!$F135=\"\"),\"\",K150/'Lives scenario - input'!$F135),\"\")","v":""},{"$f":"IFERROR(IF(OR(L150=\"\",'Lives scenario - input'!$F135=\"\"),\"\",L150/'Lives scenario - input'!$F135),\"\")","v":""},{"$f":"IFERROR(IF(OR(M150=\"\",'Lives scenario - input'!$F135=\"\"),\"\",M150/'Lives scenario - input'!$F135),\"\")","v":""},{"$f":"IFERROR(IF(OR(N150=\"\",'Lives scenario - input'!$F135=\"\"),\"\",N150/'Lives scenario - input'!$F135),\"\")","v":""},{"$f":"IFERROR(IF(OR(O150=\"\",'Lives scenario - input'!$F135=\"\"),\"\",O150/'Lives scenario - input'!$F135),\"\")","v":""},{"$f":"IFERROR(IF(OR(P150=\"\",'Lives scenario - input'!$F135=\"\"),\"\",P150/'Lives scenario - input'!$F135),\"\")","v":""},{"$f":"IFERROR(IF(OR(Q150=\"\",'Lives scenario - input'!$F135=\"\"),\"\",Q150/'Lives scenario - input'!$F135),\"\")","v":""},{"$f":"IFERROR(IF(OR(R150=\"\",'Lives scenario - input'!$F135=\"\"),\"\",R150/'Lives scenario - input'!$F135),\"\")","v":""},{"$f":"IFERROR(IF(OR(S150=\"\",'Lives scenario - input'!$F135=\"\"),\"\",S150/'Lives scenario - input'!$F135),\"\")","v":""},{"$f":"IFERROR(IF(OR(T150=\"\",'Lives scenario - input'!$F135=\"\"),\"\",T150/'Lives scenario - input'!$F135),\"\")","v":""},{"$f":"IFERROR(IF(OR(U150=\"\",'Lives scenario - input'!$F135=\"\"),\"\",U150/'Lives scenario - input'!$F135),\"\")","v":""},{"$f":"IFERROR(IF(OR(V150=\"\",'Lives scenario - input'!$F135=\"\"),\"\",V150/'Lives scenario - input'!$F135),\"\")","v":""},{"$f":"IFERROR(IF(OR(W150=\"\",'Lives scenario - input'!$F135=\"\"),\"\",W150/'Lives scenario - input'!$F135),\"\")","v":""}]
[{"$f":"IFERROR('Lives scenario - input'!A136,\"\")","v":""},{"$f":"IFERROR('Lives scenario - input'!B136,\"\")","v":""},{"$f":"IFERROR('Lives scenario - input'!C136,\"\")","v":""},{"$f":"IFERROR(repcalc('Lives scenario - input'!$CX136:$GJ136,'Lives scenario - input'!$I136,'Lives scenario - input'!$G136,'Lives scenario - input'!$H136,20,TRUE,TRUE),\"\")","v":""},"","","","","","","","","","","","","","","","","","","",{"$f":"IFERROR(IF(OR(D151=\"\",'Lives scenario - input'!$F136=\"\"),\"\",D151/'Lives scenario - input'!$F136),\"\")","v":""},{"$f":"IFERROR(IF(OR(E151=\"\",'Lives scenario - input'!$F136=\"\"),\"\",E151/'Lives scenario - input'!$F136),\"\")","v":""},{"$f":"IFERROR(IF(OR(F151=\"\",'Lives scenario - input'!$F136=\"\"),\"\",F151/'Lives scenario - input'!$F136),\"\")","v":""},{"$f":"IFERROR(IF(OR(G151=\"\",'Lives scenario - input'!$F136=\"\"),\"\",G151/'Lives scenario - input'!$F136),\"\")","v":""},{"$f":"IFERROR(IF(OR(H151=\"\",'Lives scenario - input'!$F136=\"\"),\"\",H151/'Lives scenario - input'!$F136),\"\")","v":""},{"$f":"IFERROR(IF(OR(I151=\"\",'Lives scenario - input'!$F136=\"\"),\"\",I151/'Lives scenario - input'!$F136),\"\")","v":""},{"$f":"IFERROR(IF(OR(J151=\"\",'Lives scenario - input'!$F136=\"\"),\"\",J151/'Lives scenario - input'!$F136),\"\")","v":""},{"$f":"IFERROR(IF(OR(K151=\"\",'Lives scenario - input'!$F136=\"\"),\"\",K151/'Lives scenario - input'!$F136),\"\")","v":""},{"$f":"IFERROR(IF(OR(L151=\"\",'Lives scenario - input'!$F136=\"\"),\"\",L151/'Lives scenario - input'!$F136),\"\")","v":""},{"$f":"IFERROR(IF(OR(M151=\"\",'Lives scenario - input'!$F136=\"\"),\"\",M151/'Lives scenario - input'!$F136),\"\")","v":""},{"$f":"IFERROR(IF(OR(N151=\"\",'Lives scenario - input'!$F136=\"\"),\"\",N151/'Lives scenario - input'!$F136),\"\")","v":""},{"$f":"IFERROR(IF(OR(O151=\"\",'Lives scenario - input'!$F136=\"\"),\"\",O151/'Lives scenario - input'!$F136),\"\")","v":""},{"$f":"IFERROR(IF(OR(P151=\"\",'Lives scenario - input'!$F136=\"\"),\"\",P151/'Lives scenario - input'!$F136),\"\")","v":""},{"$f":"IFERROR(IF(OR(Q151=\"\",'Lives scenario - input'!$F136=\"\"),\"\",Q151/'Lives scenario - input'!$F136),\"\")","v":""},{"$f":"IFERROR(IF(OR(R151=\"\",'Lives scenario - input'!$F136=\"\"),\"\",R151/'Lives scenario - input'!$F136),\"\")","v":""},{"$f":"IFERROR(IF(OR(S151=\"\",'Lives scenario - input'!$F136=\"\"),\"\",S151/'Lives scenario - input'!$F136),\"\")","v":""},{"$f":"IFERROR(IF(OR(T151=\"\",'Lives scenario - input'!$F136=\"\"),\"\",T151/'Lives scenario - input'!$F136),\"\")","v":""},{"$f":"IFERROR(IF(OR(U151=\"\",'Lives scenario - input'!$F136=\"\"),\"\",U151/'Lives scenario - input'!$F136),\"\")","v":""},{"$f":"IFERROR(IF(OR(V151=\"\",'Lives scenario - input'!$F136=\"\"),\"\",V151/'Lives scenario - input'!$F136),\"\")","v":""},{"$f":"IFERROR(IF(OR(W151=\"\",'Lives scenario - input'!$F136=\"\"),\"\",W151/'Lives scenario - input'!$F136),\"\")","v":""}]
[{"$f":"IFERROR('Lives scenario - input'!A137,\"\")","v":""},{"$f":"IFERROR('Lives scenario - input'!B137,\"\")","v":""},{"$f":"IFERROR('Lives scenario - input'!C137,\"\")","v":""},{"$f":"IFERROR(repcalc('Lives scenario - input'!$CX137:$GJ137,'Lives scenario - input'!$I137,'Lives scenario - input'!$G137,'Lives scenario - input'!$H137,20,TRUE,TRUE),\"\")","v":""},"","","","","","","","","","","","","","","","","","","",{"$f":"IFERROR(IF(OR(D152=\"\",'Lives scenario - input'!$F137=\"\"),\"\",D152/'Lives scenario - input'!$F137),\"\")","v":""},{"$f":"IFERROR(IF(OR(E152=\"\",'Lives scenario - input'!$F137=\"\"),\"\",E152/'Lives scenario - input'!$F137),\"\")","v":""},{"$f":"IFERROR(IF(OR(F152=\"\",'Lives scenario - input'!$F137=\"\"),\"\",F152/'Lives scenario - input'!$F137),\"\")","v":""},{"$f":"IFERROR(IF(OR(G152=\"\",'Lives scenario - input'!$F137=\"\"),\"\",G152/'Lives scenario - input'!$F137),\"\")","v":""},{"$f":"IFERROR(IF(OR(H152=\"\",'Lives scenario - input'!$F137=\"\"),\"\",H152/'Lives scenario - input'!$F137),\"\")","v":""},{"$f":"IFERROR(IF(OR(I152=\"\",'Lives scenario - input'!$F137=\"\"),\"\",I152/'Lives scenario - input'!$F137),\"\")","v":""},{"$f":"IFERROR(IF(OR(J152=\"\",'Lives scenario - input'!$F137=\"\"),\"\",J152/'Lives scenario - input'!$F137),\"\")","v":""},{"$f":"IFERROR(IF(OR(K152=\"\",'Lives scenario - input'!$F137=\"\"),\"\",K152/'Lives scenario - input'!$F137),\"\")","v":""},{"$f":"IFERROR(IF(OR(L152=\"\",'Lives scenario - input'!$F137=\"\"),\"\",L152/'Lives scenario - input'!$F137),\"\")","v":""},{"$f":"IFERROR(IF(OR(M152=\"\",'Lives scenario - input'!$F137=\"\"),\"\",M152/'Lives scenario - input'!$F137),\"\")","v":""},{"$f":"IFERROR(IF(OR(N152=\"\",'Lives scenario - input'!$F137=\"\"),\"\",N152/'Lives scenario - input'!$F137),\"\")","v":""},{"$f":"IFERROR(IF(OR(O152=\"\",'Lives scenario - input'!$F137=\"\"),\"\",O152/'Lives scenario - input'!$F137),\"\")","v":""},{"$f":"IFERROR(IF(OR(P152=\"\",'Lives scenario - input'!$F137=\"\"),\"\",P152/'Lives scenario - input'!$F137),\"\")","v":""},{"$f":"IFERROR(IF(OR(Q152=\"\",'Lives scenario - input'!$F137=\"\"),\"\",Q152/'Lives scenario - input'!$F137),\"\")","v":""},{"$f":"IFERROR(IF(OR(R152=\"\",'Lives scenario - input'!$F137=\"\"),\"\",R152/'Lives scenario - input'!$F137),\"\")","v":""},{"$f":"IFERROR(IF(OR(S152=\"\",'Lives scenario - input'!$F137=\"\"),\"\",S152/'Lives scenario - input'!$F137),\"\")","v":""},{"$f":"IFERROR(IF(OR(T152=\"\",'Lives scenario - input'!$F137=\"\"),\"\",T152/'Lives scenario - input'!$F137),\"\")","v":""},{"$f":"IFERROR(IF(OR(U152=\"\",'Lives scenario - input'!$F137=\"\"),\"\",U152/'Lives scenario - input'!$F137),\"\")","v":""},{"$f":"IFERROR(IF(OR(V152=\"\",'Lives scenario - input'!$F137=\"\"),\"\",V152/'Lives scenario - input'!$F137),\"\")","v":""},{"$f":"IFERROR(IF(OR(W152=\"\",'Lives scenario - input'!$F137=\"\"),\"\",W152/'Lives scenario - input'!$F137),\"\")","v":""}]
[{"$f":"IFERROR('Lives scenario - input'!A138,\"\")","v":""},{"$f":"IFERROR('Lives scenario - input'!B138,\"\")","v":""},{"$f":"IFERROR('Lives scenario - input'!C138,\"\")","v":""},{"$f":"IFERROR(repcalc('Lives scenario - input'!$CX138:$GJ138,'Lives scenario - input'!$I138,'Lives scenario - input'!$G138,'Lives scenario - input'!$H138,20,TRUE,TRUE),\"\")","v":""},"","","","","","","","","","","","","","","","","","","",{"$f":"IFERROR(IF(OR(D153=\"\",'Lives scenario - input'!$F138=\"\"),\"\",D153/'Lives scenario - input'!$F138),\"\")","v":""},{"$f":"IFERROR(IF(OR(E153=\"\",'Lives scenario - input'!$F138=\"\"),\"\",E153/'Lives scenario - input'!$F138),\"\")","v":""},{"$f":"IFERROR(IF(OR(F153=\"\",'Lives scenario - input'!$F138=\"\"),\"\",F153/'Lives scenario - input'!$F138),\"\")","v":""},{"$f":"IFERROR(IF(OR(G153=\"\",'Lives scenario - input'!$F138=\"\"),\"\",G153/'Lives scenario - input'!$F138),\"\")","v":""},{"$f":"IFERROR(IF(OR(H153=\"\",'Lives scenario - input'!$F138=\"\"),\"\",H153/'Lives scenario - input'!$F138),\"\")","v":""},{"$f":"IFERROR(IF(OR(I153=\"\",'Lives scenario - input'!$F138=\"\"),\"\",I153/'Lives scenario - input'!$F138),\"\")","v":""},{"$f":"IFERROR(IF(OR(J153=\"\",'Lives scenario - input'!$F138=\"\"),\"\",J153/'Lives scenario - input'!$F138),\"\")","v":""},{"$f":"IFERROR(IF(OR(K153=\"\",'Lives scenario - input'!$F138=\"\"),\"\",K153/'Lives scenario - input'!$F138),\"\")","v":""},{"$f":"IFERROR(IF(OR(L153=\"\",'Lives scenario - input'!$F138=\"\"),\"\",L153/'Lives scenario - input'!$F138),\"\")","v":""},{"$f":"IFERROR(IF(OR(M153=\"\",'Lives scenario - input'!$F138=\"\"),\"\",M153/'Lives scenario - input'!$F138),\"\")","v":""},{"$f":"IFERROR(IF(OR(N153=\"\",'Lives scenario - input'!$F138=\"\"),\"\",N153/'Lives scenario - input'!$F138),\"\")","v":""},{"$f":"IFERROR(IF(OR(O153=\"\",'Lives scenario - input'!$F138=\"\"),\"\",O153/'Lives scenario - input'!$F138),\"\")","v":""},{"$f":"IFERROR(IF(OR(P153=\"\",'Lives scenario - input'!$F138=\"\"),\"\",P153/'Lives scenario - input'!$F138),\"\")","v":""},{"$f":"IFERROR(IF(OR(Q153=\"\",'Lives scenario - input'!$F138=\"\"),\"\",Q153/'Lives scenario - input'!$F138),\"\")","v":""},{"$f":"IFERROR(IF(OR(R153=\"\",'Lives scenario - input'!$F138=\"\"),\"\",R153/'Lives scenario - input'!$F138),\"\")","v":""},{"$f":"IFERROR(IF(OR(S153=\"\",'Lives scenario - input'!$F138=\"\"),\"\",S153/'Lives scenario - input'!$F138),\"\")","v":""},{"$f":"IFERROR(IF(OR(T153=\"\",'Lives scenario - input'!$F138=\"\"),\"\",T153/'Lives scenario - input'!$F138),\"\")","v":""},{"$f":"IFERROR(IF(OR(U153=\"\",'Lives scenario - input'!$F138=\"\"),\"\",U153/'Lives scenario - input'!$F138),\"\")","v":""},{"$f":"IFERROR(IF(OR(V153=\"\",'Lives scenario - input'!$F138=\"\"),\"\",V153/'Lives scenario - input'!$F138),\"\")","v":""},{"$f":"IFERROR(IF(OR(W153=\"\",'Lives scenario - input'!$F138=\"\"),\"\",W153/'Lives scenario - input'!$F138),\"\")","v":""}]
[{"$f":"IFERROR('Lives scenario - input'!A139,\"\")","v":""},{"$f":"IFERROR('Lives scenario - input'!B139,\"\")","v":""},{"$f":"IFERROR('Lives scenario - input'!C139,\"\")","v":""},{"$f":"IFERROR(repcalc('Lives scenario - input'!$CX139:$GJ139,'Lives scenario - input'!$I139,'Lives scenario - input'!$G139,'Lives scenario - input'!$H139,20,TRUE,TRUE),\"\")","v":""},"","","","","","","","","","","","","","","","","","","",{"$f":"IFERROR(IF(OR(D154=\"\",'Lives scenario - input'!$F139=\"\"),\"\",D154/'Lives scenario - input'!$F139),\"\")","v":""},{"$f":"IFERROR(IF(OR(E154=\"\",'Lives scenario - input'!$F139=\"\"),\"\",E154/'Lives scenario - input'!$F139),\"\")","v":""},{"$f":"IFERROR(IF(OR(F154=\"\",'Lives scenario - input'!$F139=\"\"),\"\",F154/'Lives scenario - input'!$F139),\"\")","v":""},{"$f":"IFERROR(IF(OR(G154=\"\",'Lives scenario - input'!$F139=\"\"),\"\",G154/'Lives scenario - input'!$F139),\"\")","v":""},{"$f":"IFERROR(IF(OR(H154=\"\",'Lives scenario - input'!$F139=\"\"),\"\",H154/'Lives scenario - input'!$F139),\"\")","v":""},{"$f":"IFERROR(IF(OR(I154=\"\",'Lives scenario - input'!$F139=\"\"),\"\",I154/'Lives scenario - input'!$F139),\"\")","v":""},{"$f":"IFERROR(IF(OR(J154=\"\",'Lives scenario - input'!$F139=\"\"),\"\",J154/'Lives scenario - input'!$F139),\"\")","v":""},{"$f":"IFERROR(IF(OR(K154=\"\",'Lives scenario - input'!$F139=\"\"),\"\",K154/'Lives scenario - input'!$F139),\"\")","v":""},{"$f":"IFERROR(IF(OR(L154=\"\",'Lives scenario - input'!$F139=\"\"),\"\",L154/'Lives scenario - input'!$F139),\"\")","v":""},{"$f":"IFERROR(IF(OR(M154=\"\",'Lives scenario - input'!$F139=\"\"),\"\",M154/'Lives scenario - input'!$F139),\"\")","v":""},{"$f":"IFERROR(IF(OR(N154=\"\",'Lives scenario - input'!$F139=\"\"),\"\",N154/'Lives scenario - input'!$F139),\"\")","v":""},{"$f":"IFERROR(IF(OR(O154=\"\",'Lives scenario - input'!$F139=\"\"),\"\",O154/'Lives scenario - input'!$F139),\"\")","v":""},{"$f":"IFERROR(IF(OR(P154=\"\",'Lives scenario - input'!$F139=\"\"),\"\",P154/'Lives scenario - input'!$F139),\"\")","v":""},{"$f":"IFERROR(IF(OR(Q154=\"\",'Lives scenario - input'!$F139=\"\"),\"\",Q154/'Lives scenario - input'!$F139),\"\")","v":""},{"$f":"IFERROR(IF(OR(R154=\"\",'Lives scenario - input'!$F139=\"\"),\"\",R154/'Lives scenario - input'!$F139),\"\")","v":""},{"$f":"IFERROR(IF(OR(S154=\"\",'Lives scenario - input'!$F139=\"\"),\"\",S154/'Lives scenario - input'!$F139),\"\")","v":""},{"$f":"IFERROR(IF(OR(T154=\"\",'Lives scenario - input'!$F139=\"\"),\"\",T154/'Lives scenario - input'!$F139),\"\")","v":""},{"$f":"IFERROR(IF(OR(U154=\"\",'Lives scenario - input'!$F139=\"\"),\"\",U154/'Lives scenario - input'!$F139),\"\")","v":""},{"$f":"IFERROR(IF(OR(V154=\"\",'Lives scenario - input'!$F139=\"\"),\"\",V154/'Lives scenario - input'!$F139),\"\")","v":""},{"$f":"IFERROR(IF(OR(W154=\"\",'Lives scenario - input'!$F139=\"\"),\"\",W154/'Lives scenario - input'!$F139),\"\")","v":""}]
[{"$f":"IFERROR('Lives scenario - input'!A140,\"\")","v":""},{"$f":"IFERROR('Lives scenario - input'!B140,\"\")","v":""},{"$f":"IFERROR('Lives scenario - input'!C140,\"\")","v":""},{"$f":"IFERROR(repcalc('Lives scenario - input'!$CX140:$GJ140,'Lives scenario - input'!$I140,'Lives scenario - input'!$G140,'Lives scenario - input'!$H140,20,TRUE,TRUE),\"\")","v":""},"","","","","","","","","","","","","","","","","","","",{"$f":"IFERROR(IF(OR(D155=\"\",'Lives scenario - input'!$F140=\"\"),\"\",D155/'Lives scenario - input'!$F140),\"\")","v":""},{"$f":"IFERROR(IF(OR(E155=\"\",'Lives scenario - input'!$F140=\"\"),\"\",E155/'Lives scenario - input'!$F140),\"\")","v":""},{"$f":"IFERROR(IF(OR(F155=\"\",'Lives scenario - input'!$F140=\"\"),\"\",F155/'Lives scenario - input'!$F140),\"\")","v":""},{"$f":"IFERROR(IF(OR(G155=\"\",'Lives scenario - input'!$F140=\"\"),\"\",G155/'Lives scenario - input'!$F140),\"\")","v":""},{"$f":"IFERROR(IF(OR(H155=\"\",'Lives scenario - input'!$F140=\"\"),\"\",H155/'Lives scenario - input'!$F140),\"\")","v":""},{"$f":"IFERROR(IF(OR(I155=\"\",'Lives scenario - input'!$F140=\"\"),\"\",I155/'Lives scenario - input'!$F140),\"\")","v":""},{"$f":"IFERROR(IF(OR(J155=\"\",'Lives scenario - input'!$F140=\"\"),\"\",J155/'Lives scenario - input'!$F140),\"\")","v":""},{"$f":"IFERROR(IF(OR(K155=\"\",'Lives scenario - input'!$F140=\"\"),\"\",K155/'Lives scenario - input'!$F140),\"\")","v":""},{"$f":"IFERROR(IF(OR(L155=\"\",'Lives scenario - input'!$F140=\"\"),\"\",L155/'Lives scenario - input'!$F140),\"\")","v":""},{"$f":"IFERROR(IF(OR(M155=\"\",'Lives scenario - input'!$F140=\"\"),\"\",M155/'Lives scenario - input'!$F140),\"\")","v":""},{"$f":"IFERROR(IF(OR(N155=\"\",'Lives scenario - input'!$F140=\"\"),\"\",N155/'Lives scenario - input'!$F140),\"\")","v":""},{"$f":"IFERROR(IF(OR(O155=\"\",'Lives scenario - input'!$F140=\"\"),\"\",O155/'Lives scenario - input'!$F140),\"\")","v":""},{"$f":"IFERROR(IF(OR(P155=\"\",'Lives scenario - input'!$F140=\"\"),\"\",P155/'Lives scenario - input'!$F140),\"\")","v":""},{"$f":"IFERROR(IF(OR(Q155=\"\",'Lives scenario - input'!$F140=\"\"),\"\",Q155/'Lives scenario - input'!$F140),\"\")","v":""},{"$f":"IFERROR(IF(OR(R155=\"\",'Lives scenario - input'!$F140=\"\"),\"\",R155/'Lives scenario - input'!$F140),\"\")","v":""},{"$f":"IFERROR(IF(OR(S155=\"\",'Lives scenario - input'!$F140=\"\"),\"\",S155/'Lives scenario - input'!$F140),\"\")","v":""},{"$f":"IFERROR(IF(OR(T155=\"\",'Lives scenario - input'!$F140=\"\"),\"\",T155/'Lives scenario - input'!$F140),\"\")","v":""},{"$f":"IFERROR(IF(OR(U155=\"\",'Lives scenario - input'!$F140=\"\"),\"\",U155/'Lives scenario - input'!$F140),\"\")","v":""},{"$f":"IFERROR(IF(OR(V155=\"\",'Lives scenario - input'!$F140=\"\"),\"\",V155/'Lives scenario - input'!$F140),\"\")","v":""},{"$f":"IFERROR(IF(OR(W155=\"\",'Lives scenario - input'!$F140=\"\"),\"\",W155/'Lives scenario - input'!$F140),\"\")","v":""}]
[{"$f":"IFERROR('Lives scenario - input'!A141,\"\")","v":""},{"$f":"IFERROR('Lives scenario - input'!B141,\"\")","v":""},{"$f":"IFERROR('Lives scenario - input'!C141,\"\")","v":""},{"$f":"IFERROR(repcalc('Lives scenario - input'!$CX141:$GJ141,'Lives scenario - input'!$I141,'Lives scenario - input'!$G141,'Lives scenario - input'!$H141,20,TRUE,TRUE),\"\")","v":""},"","","","","","","","","","","","","","","","","","","",{"$f":"IFERROR(IF(OR(D156=\"\",'Lives scenario - input'!$F141=\"\"),\"\",D156/'Lives scenario - input'!$F141),\"\")","v":""},{"$f":"IFERROR(IF(OR(E156=\"\",'Lives scenario - input'!$F141=\"\"),\"\",E156/'Lives scenario - input'!$F141),\"\")","v":""},{"$f":"IFERROR(IF(OR(F156=\"\",'Lives scenario - input'!$F141=\"\"),\"\",F156/'Lives scenario - input'!$F141),\"\")","v":""},{"$f":"IFERROR(IF(OR(G156=\"\",'Lives scenario - input'!$F141=\"\"),\"\",G156/'Lives scenario - input'!$F141),\"\")","v":""},{"$f":"IFERROR(IF(OR(H156=\"\",'Lives scenario - input'!$F141=\"\"),\"\",H156/'Lives scenario - input'!$F141),\"\")","v":""},{"$f":"IFERROR(IF(OR(I156=\"\",'Lives scenario - input'!$F141=\"\"),\"\",I156/'Lives scenario - input'!$F141),\"\")","v":""},{"$f":"IFERROR(IF(OR(J156=\"\",'Lives scenario - input'!$F141=\"\"),\"\",J156/'Lives scenario - input'!$F141),\"\")","v":""},{"$f":"IFERROR(IF(OR(K156=\"\",'Lives scenario - input'!$F141=\"\"),\"\",K156/'Lives scenario - input'!$F141),\"\")","v":""},{"$f":"IFERROR(IF(OR(L156=\"\",'Lives scenario - input'!$F141=\"\"),\"\",L156/'Lives scenario - input'!$F141),\"\")","v":""},{"$f":"IFERROR(IF(OR(M156=\"\",'Lives scenario - input'!$F141=\"\"),\"\",M156/'Lives scenario - input'!$F141),\"\")","v":""},{"$f":"IFERROR(IF(OR(N156=\"\",'Lives scenario - input'!$F141=\"\"),\"\",N156/'Lives scenario - input'!$F141),\"\")","v":""},{"$f":"IFERROR(IF(OR(O156=\"\",'Lives scenario - input'!$F141=\"\"),\"\",O156/'Lives scenario - input'!$F141),\"\")","v":""},{"$f":"IFERROR(IF(OR(P156=\"\",'Lives scenario - input'!$F141=\"\"),\"\",P156/'Lives scenario - input'!$F141),\"\")","v":""},{"$f":"IFERROR(IF(OR(Q156=\"\",'Lives scenario - input'!$F141=\"\"),\"\",Q156/'Lives scenario - input'!$F141),\"\")","v":""},{"$f":"IFERROR(IF(OR(R156=\"\",'Lives scenario - input'!$F141=\"\"),\"\",R156/'Lives scenario - input'!$F141),\"\")","v":""},{"$f":"IFERROR(IF(OR(S156=\"\",'Lives scenario - input'!$F141=\"\"),\"\",S156/'Lives scenario - input'!$F141),\"\")","v":""},{"$f":"IFERROR(IF(OR(T156=\"\",'Lives scenario - input'!$F141=\"\"),\"\",T156/'Lives scenario - input'!$F141),\"\")","v":""},{"$f":"IFERROR(IF(OR(U156=\"\",'Lives scenario - input'!$F141=\"\"),\"\",U156/'Lives scenario - input'!$F141),\"\")","v":""},{"$f":"IFERROR(IF(OR(V156=\"\",'Lives scenario - input'!$F141=\"\"),\"\",V156/'Lives scenario - input'!$F141),\"\")","v":""},{"$f":"IFERROR(IF(OR(W156=\"\",'Lives scenario - input'!$F141=\"\"),\"\",W156/'Lives scenario - input'!$F141),\"\")","v":""}]
[{"$f":"IFERROR('Lives scenario - input'!A142,\"\")","v":""},{"$f":"IFERROR('Lives scenario - input'!B142,\"\")","v":""},{"$f":"IFERROR('Lives scenario - input'!C142,\"\")","v":""},{"$f":"IFERROR(repcalc('Lives scenario - input'!$CX142:$GJ142,'Lives scenario - input'!$I142,'Lives scenario - input'!$G142,'Lives scenario - input'!$H142,20,TRUE,TRUE),\"\")","v":""},"","","","","","","","","","","","","","","","","","","",{"$f":"IFERROR(IF(OR(D157=\"\",'Lives scenario - input'!$F142=\"\"),\"\",D157/'Lives scenario - input'!$F142),\"\")","v":""},{"$f":"IFERROR(IF(OR(E157=\"\",'Lives scenario - input'!$F142=\"\"),\"\",E157/'Lives scenario - input'!$F142),\"\")","v":""},{"$f":"IFERROR(IF(OR(F157=\"\",'Lives scenario - input'!$F142=\"\"),\"\",F157/'Lives scenario - input'!$F142),\"\")","v":""},{"$f":"IFERROR(IF(OR(G157=\"\",'Lives scenario - input'!$F142=\"\"),\"\",G157/'Lives scenario - input'!$F142),\"\")","v":""},{"$f":"IFERROR(IF(OR(H157=\"\",'Lives scenario - input'!$F142=\"\"),\"\",H157/'Lives scenario - input'!$F142),\"\")","v":""},{"$f":"IFERROR(IF(OR(I157=\"\",'Lives scenario - input'!$F142=\"\"),\"\",I157/'Lives scenario - input'!$F142),\"\")","v":""},{"$f":"IFERROR(IF(OR(J157=\"\",'Lives scenario - input'!$F142=\"\"),\"\",J157/'Lives scenario - input'!$F142),\"\")","v":""},{"$f":"IFERROR(IF(OR(K157=\"\",'Lives scenario - input'!$F142=\"\"),\"\",K157/'Lives scenario - input'!$F142),\"\")","v":""},{"$f":"IFERROR(IF(OR(L157=\"\",'Lives scenario - input'!$F142=\"\"),\"\",L157/'Lives scenario - input'!$F142),\"\")","v":""},{"$f":"IFERROR(IF(OR(M157=\"\",'Lives scenario - input'!$F142=\"\"),\"\",M157/'Lives scenario - input'!$F142),\"\")","v":""},{"$f":"IFERROR(IF(OR(N157=\"\",'Lives scenario - input'!$F142=\"\"),\"\",N157/'Lives scenario - input'!$F142),\"\")","v":""},{"$f":"IFERROR(IF(OR(O157=\"\",'Lives scenario - input'!$F142=\"\"),\"\",O157/'Lives scenario - input'!$F142),\"\")","v":""},{"$f":"IFERROR(IF(OR(P157=\"\",'Lives scenario - input'!$F142=\"\"),\"\",P157/'Lives scenario - input'!$F142),\"\")","v":""},{"$f":"IFERROR(IF(OR(Q157=\"\",'Lives scenario - input'!$F142=\"\"),\"\",Q157/'Lives scenario - input'!$F142),\"\")","v":""},{"$f":"IFERROR(IF(OR(R157=\"\",'Lives scenario - input'!$F142=\"\"),\"\",R157/'Lives scenario - input'!$F142),\"\")","v":""},{"$f":"IFERROR(IF(OR(S157=\"\",'Lives scenario - input'!$F142=\"\"),\"\",S157/'Lives scenario - input'!$F142),\"\")","v":""},{"$f":"IFERROR(IF(OR(T157=\"\",'Lives scenario - input'!$F142=\"\"),\"\",T157/'Lives scenario - input'!$F142),\"\")","v":""},{"$f":"IFERROR(IF(OR(U157=\"\",'Lives scenario - input'!$F142=\"\"),\"\",U157/'Lives scenario - input'!$F142),\"\")","v":""},{"$f":"IFERROR(IF(OR(V157=\"\",'Lives scenario - input'!$F142=\"\"),\"\",V157/'Lives scenario - input'!$F142),\"\")","v":""},{"$f":"IFERROR(IF(OR(W157=\"\",'Lives scenario - input'!$F142=\"\"),\"\",W157/'Lives scenario - input'!$F142),\"\")","v":""}]
[{"$f":"IFERROR('Lives scenario - input'!A143,\"\")","v":""},{"$f":"IFERROR('Lives scenario - input'!B143,\"\")","v":""},{"$f":"IFERROR('Lives scenario - input'!C143,\"\")","v":""},{"$f":"IFERROR(repcalc('Lives scenario - input'!$CX143:$GJ143,'Lives scenario - input'!$I143,'Lives scenario - input'!$G143,'Lives scenario - input'!$H143,20,TRUE,TRUE),\"\")","v":""},"","","","","","","","","","","","","","","","","","","",{"$f":"IFERROR(IF(OR(D158=\"\",'Lives scenario - input'!$F143=\"\"),\"\",D158/'Lives scenario - input'!$F143),\"\")","v":""},{"$f":"IFERROR(IF(OR(E158=\"\",'Lives scenario - input'!$F143=\"\"),\"\",E158/'Lives scenario - input'!$F143),\"\")","v":""},{"$f":"IFERROR(IF(OR(F158=\"\",'Lives scenario - input'!$F143=\"\"),\"\",F158/'Lives scenario - input'!$F143),\"\")","v":""},{"$f":"IFERROR(IF(OR(G158=\"\",'Lives scenario - input'!$F143=\"\"),\"\",G158/'Lives scenario - input'!$F143),\"\")","v":""},{"$f":"IFERROR(IF(OR(H158=\"\",'Lives scenario - input'!$F143=\"\"),\"\",H158/'Lives scenario - input'!$F143),\"\")","v":""},{"$f":"IFERROR(IF(OR(I158=\"\",'Lives scenario - input'!$F143=\"\"),\"\",I158/'Lives scenario - input'!$F143),\"\")","v":""},{"$f":"IFERROR(IF(OR(J158=\"\",'Lives scenario - input'!$F143=\"\"),\"\",J158/'Lives scenario - input'!$F143),\"\")","v":""},{"$f":"IFERROR(IF(OR(K158=\"\",'Lives scenario - input'!$F143=\"\"),\"\",K158/'Lives scenario - input'!$F143),\"\")","v":""},{"$f":"IFERROR(IF(OR(L158=\"\",'Lives scenario - input'!$F143=\"\"),\"\",L158/'Lives scenario - input'!$F143),\"\")","v":""},{"$f":"IFERROR(IF(OR(M158=\"\",'Lives scenario - input'!$F143=\"\"),\"\",M158/'Lives scenario - input'!$F143),\"\")","v":""},{"$f":"IFERROR(IF(OR(N158=\"\",'Lives scenario - input'!$F143=\"\"),\"\",N158/'Lives scenario - input'!$F143),\"\")","v":""},{"$f":"IFERROR(IF(OR(O158=\"\",'Lives scenario - input'!$F143=\"\"),\"\",O158/'Lives scenario - input'!$F143),\"\")","v":""},{"$f":"IFERROR(IF(OR(P158=\"\",'Lives scenario - input'!$F143=\"\"),\"\",P158/'Lives scenario - input'!$F143),\"\")","v":""},{"$f":"IFERROR(IF(OR(Q158=\"\",'Lives scenario - input'!$F143=\"\"),\"\",Q158/'Lives scenario - input'!$F143),\"\")","v":""},{"$f":"IFERROR(IF(OR(R158=\"\",'Lives scenario - input'!$F143=\"\"),\"\",R158/'Lives scenario - input'!$F143),\"\")","v":""},{"$f":"IFERROR(IF(OR(S158=\"\",'Lives scenario - input'!$F143=\"\"),\"\",S158/'Lives scenario - input'!$F143),\"\")","v":""},{"$f":"IFERROR(IF(OR(T158=\"\",'Lives scenario - input'!$F143=\"\"),\"\",T158/'Lives scenario - input'!$F143),\"\")","v":""},{"$f":"IFERROR(IF(OR(U158=\"\",'Lives scenario - input'!$F143=\"\"),\"\",U158/'Lives scenario - input'!$F143),\"\")","v":""},{"$f":"IFERROR(IF(OR(V158=\"\",'Lives scenario - input'!$F143=\"\"),\"\",V158/'Lives scenario - input'!$F143),\"\")","v":""},{"$f":"IFERROR(IF(OR(W158=\"\",'Lives scenario - input'!$F143=\"\"),\"\",W158/'Lives scenario - input'!$F143),\"\")","v":""}]
[{"$f":"IFERROR('Lives scenario - input'!A144,\"\")","v":""},{"$f":"IFERROR('Lives scenario - input'!B144,\"\")","v":""},{"$f":"IFERROR('Lives scenario - input'!C144,\"\")","v":""},{"$f":"IFERROR(repcalc('Lives scenario - input'!$CX144:$GJ144,'Lives scenario - input'!$I144,'Lives scenario - input'!$G144,'Lives scenario - input'!$H144,20,TRUE,TRUE),\"\")","v":""},"","","","","","","","","","","","","","","","","","","",{"$f":"IFERROR(IF(OR(D159=\"\",'Lives scenario - input'!$F144=\"\"),\"\",D159/'Lives scenario - input'!$F144),\"\")","v":""},{"$f":"IFERROR(IF(OR(E159=\"\",'Lives scenario - input'!$F144=\"\"),\"\",E159/'Lives scenario - input'!$F144),\"\")","v":""},{"$f":"IFERROR(IF(OR(F159=\"\",'Lives scenario - input'!$F144=\"\"),\"\",F159/'Lives scenario - input'!$F144),\"\")","v":""},{"$f":"IFERROR(IF(OR(G159=\"\",'Lives scenario - input'!$F144=\"\"),\"\",G159/'Lives scenario - input'!$F144),\"\")","v":""},{"$f":"IFERROR(IF(OR(H159=\"\",'Lives scenario - input'!$F144=\"\"),\"\",H159/'Lives scenario - input'!$F144),\"\")","v":""},{"$f":"IFERROR(IF(OR(I159=\"\",'Lives scenario - input'!$F144=\"\"),\"\",I159/'Lives scenario - input'!$F144),\"\")","v":""},{"$f":"IFERROR(IF(OR(J159=\"\",'Lives scenario - input'!$F144=\"\"),\"\",J159/'Lives scenario - input'!$F144),\"\")","v":""},{"$f":"IFERROR(IF(OR(K159=\"\",'Lives scenario - input'!$F144=\"\"),\"\",K159/'Lives scenario - input'!$F144),\"\")","v":""},{"$f":"IFERROR(IF(OR(L159=\"\",'Lives scenario - input'!$F144=\"\"),\"\",L159/'Lives scenario - input'!$F144),\"\")","v":""},{"$f":"IFERROR(IF(OR(M159=\"\",'Lives scenario - input'!$F144=\"\"),\"\",M159/'Lives scenario - input'!$F144),\"\")","v":""},{"$f":"IFERROR(IF(OR(N159=\"\",'Lives scenario - input'!$F144=\"\"),\"\",N159/'Lives scenario - input'!$F144),\"\")","v":""},{"$f":"IFERROR(IF(OR(O159=\"\",'Lives scenario - input'!$F144=\"\"),\"\",O159/'Lives scenario - input'!$F144),\"\")","v":""},{"$f":"IFERROR(IF(OR(P159=\"\",'Lives scenario - input'!$F144=\"\"),\"\",P159/'Lives scenario - input'!$F144),\"\")","v":""},{"$f":"IFERROR(IF(OR(Q159=\"\",'Lives scenario - input'!$F144=\"\"),\"\",Q159/'Lives scenario - input'!$F144),\"\")","v":""},{"$f":"IFERROR(IF(OR(R159=\"\",'Lives scenario - input'!$F144=\"\"),\"\",R159/'Lives scenario - input'!$F144),\"\")","v":""},{"$f":"IFERROR(IF(OR(S159=\"\",'Lives scenario - input'!$F144=\"\"),\"\",S159/'Lives scenario - input'!$F144),\"\")","v":""},{"$f":"IFERROR(IF(OR(T159=\"\",'Lives scenario - input'!$F144=\"\"),\"\",T159/'Lives scenario - input'!$F144),\"\")","v":""},{"$f":"IFERROR(IF(OR(U159=\"\",'Lives scenario - input'!$F144=\"\"),\"\",U159/'Lives scenario - input'!$F144),\"\")","v":""},{"$f":"IFERROR(IF(OR(V159=\"\",'Lives scenario - input'!$F144=\"\"),\"\",V159/'Lives scenario - input'!$F144),\"\")","v":""},{"$f":"IFERROR(IF(OR(W159=\"\",'Lives scenario - input'!$F144=\"\"),\"\",W159/'Lives scenario - input'!$F144),\"\")","v":""}]
[{"$f":"IFERROR('Lives scenario - input'!A145,\"\")","v":""},{"$f":"IFERROR('Lives scenario - input'!B145,\"\")","v":""},{"$f":"IFERROR('Lives scenario - input'!C145,\"\")","v":""},{"$f":"IFERROR(repcalc('Lives scenario - input'!$CX145:$GJ145,'Lives scenario - input'!$I145,'Lives scenario - input'!$G145,'Lives scenario - input'!$H145,20,TRUE,TRUE),\"\")","v":""},"","","","","","","","","","","","","","","","","","","",{"$f":"IFERROR(IF(OR(D160=\"\",'Lives scenario - input'!$F145=\"\"),\"\",D160/'Lives scenario - input'!$F145),\"\")","v":""},{"$f":"IFERROR(IF(OR(E160=\"\",'Lives scenario - input'!$F145=\"\"),\"\",E160/'Lives scenario - input'!$F145),\"\")","v":""},{"$f":"IFERROR(IF(OR(F160=\"\",'Lives scenario - input'!$F145=\"\"),\"\",F160/'Lives scenario - input'!$F145),\"\")","v":""},{"$f":"IFERROR(IF(OR(G160=\"\",'Lives scenario - input'!$F145=\"\"),\"\",G160/'Lives scenario - input'!$F145),\"\")","v":""},{"$f":"IFERROR(IF(OR(H160=\"\",'Lives scenario - input'!$F145=\"\"),\"\",H160/'Lives scenario - input'!$F145),\"\")","v":""},{"$f":"IFERROR(IF(OR(I160=\"\",'Lives scenario - input'!$F145=\"\"),\"\",I160/'Lives scenario - input'!$F145),\"\")","v":""},{"$f":"IFERROR(IF(OR(J160=\"\",'Lives scenario - input'!$F145=\"\"),\"\",J160/'Lives scenario - input'!$F145),\"\")","v":""},{"$f":"IFERROR(IF(OR(K160=\"\",'Lives scenario - input'!$F145=\"\"),\"\",K160/'Lives scenario - input'!$F145),\"\")","v":""},{"$f":"IFERROR(IF(OR(L160=\"\",'Lives scenario - input'!$F145=\"\"),\"\",L160/'Lives scenario - input'!$F145),\"\")","v":""},{"$f":"IFERROR(IF(OR(M160=\"\",'Lives scenario - input'!$F145=\"\"),\"\",M160/'Lives scenario - input'!$F145),\"\")","v":""},{"$f":"IFERROR(IF(OR(N160=\"\",'Lives scenario - input'!$F145=\"\"),\"\",N160/'Lives scenario - input'!$F145),\"\")","v":""},{"$f":"IFERROR(IF(OR(O160=\"\",'Lives scenario - input'!$F145=\"\"),\"\",O160/'Lives scenario - input'!$F145),\"\")","v":""},{"$f":"IFERROR(IF(OR(P160=\"\",'Lives scenario - input'!$F145=\"\"),\"\",P160/'Lives scenario - input'!$F145),\"\")","v":""},{"$f":"IFERROR(IF(OR(Q160=\"\",'Lives scenario - input'!$F145=\"\"),\"\",Q160/'Lives scenario - input'!$F145),\"\")","v":""},{"$f":"IFERROR(IF(OR(R160=\"\",'Lives scenario - input'!$F145=\"\"),\"\",R160/'Lives scenario - input'!$F145),\"\")","v":""},{"$f":"IFERROR(IF(OR(S160=\"\",'Lives scenario - input'!$F145=\"\"),\"\",S160/'Lives scenario - input'!$F145),\"\")","v":""},{"$f":"IFERROR(IF(OR(T160=\"\",'Lives scenario - input'!$F145=\"\"),\"\",T160/'Lives scenario - input'!$F145),\"\")","v":""},{"$f":"IFERROR(IF(OR(U160=\"\",'Lives scenario - input'!$F145=\"\"),\"\",U160/'Lives scenario - input'!$F145),\"\")","v":""},{"$f":"IFERROR(IF(OR(V160=\"\",'Lives scenario - input'!$F145=\"\"),\"\",V160/'Lives scenario - input'!$F145),\"\")","v":""},{"$f":"IFERROR(IF(OR(W160=\"\",'Lives scenario - input'!$F145=\"\"),\"\",W160/'Lives scenario - input'!$F145),\"\")","v":""}]
[{"$f":"IFERROR('Lives scenario - input'!A146,\"\")","v":""},{"$f":"IFERROR('Lives scenario - input'!B146,\"\")","v":""},{"$f":"IFERROR('Lives scenario - input'!C146,\"\")","v":""},{"$f":"IFERROR(repcalc('Lives scenario - input'!$CX146:$GJ146,'Lives scenario - input'!$I146,'Lives scenario - input'!$G146,'Lives scenario - input'!$H146,20,TRUE,TRUE),\"\")","v":""},"","","","","","","","","","","","","","","","","","","",{"$f":"IFERROR(IF(OR(D161=\"\",'Lives scenario - input'!$F146=\"\"),\"\",D161/'Lives scenario - input'!$F146),\"\")","v":""},{"$f":"IFERROR(IF(OR(E161=\"\",'Lives scenario - input'!$F146=\"\"),\"\",E161/'Lives scenario - input'!$F146),\"\")","v":""},{"$f":"IFERROR(IF(OR(F161=\"\",'Lives scenario - input'!$F146=\"\"),\"\",F161/'Lives scenario - input'!$F146),\"\")","v":""},{"$f":"IFERROR(IF(OR(G161=\"\",'Lives scenario - input'!$F146=\"\"),\"\",G161/'Lives scenario - input'!$F146),\"\")","v":""},{"$f":"IFERROR(IF(OR(H161=\"\",'Lives scenario - input'!$F146=\"\"),\"\",H161/'Lives scenario - input'!$F146),\"\")","v":""},{"$f":"IFERROR(IF(OR(I161=\"\",'Lives scenario - input'!$F146=\"\"),\"\",I161/'Lives scenario - input'!$F146),\"\")","v":""},{"$f":"IFERROR(IF(OR(J161=\"\",'Lives scenario - input'!$F146=\"\"),\"\",J161/'Lives scenario - input'!$F146),\"\")","v":""},{"$f":"IFERROR(IF(OR(K161=\"\",'Lives scenario - input'!$F146=\"\"),\"\",K161/'Lives scenario - input'!$F146),\"\")","v":""},{"$f":"IFERROR(IF(OR(L161=\"\",'Lives scenario - input'!$F146=\"\"),\"\",L161/'Lives scenario - input'!$F146),\"\")","v":""},{"$f":"IFERROR(IF(OR(M161=\"\",'Lives scenario - input'!$F146=\"\"),\"\",M161/'Lives scenario - input'!$F146),\"\")","v":""},{"$f":"IFERROR(IF(OR(N161=\"\",'Lives scenario - input'!$F146=\"\"),\"\",N161/'Lives scenario - input'!$F146),\"\")","v":""},{"$f":"IFERROR(IF(OR(O161=\"\",'Lives scenario - input'!$F146=\"\"),\"\",O161/'Lives scenario - input'!$F146),\"\")","v":""},{"$f":"IFERROR(IF(OR(P161=\"\",'Lives scenario - input'!$F146=\"\"),\"\",P161/'Lives scenario - input'!$F146),\"\")","v":""},{"$f":"IFERROR(IF(OR(Q161=\"\",'Lives scenario - input'!$F146=\"\"),\"\",Q161/'Lives scenario - input'!$F146),\"\")","v":""},{"$f":"IFERROR(IF(OR(R161=\"\",'Lives scenario - input'!$F146=\"\"),\"\",R161/'Lives scenario - input'!$F146),\"\")","v":""},{"$f":"IFERROR(IF(OR(S161=\"\",'Lives scenario - input'!$F146=\"\"),\"\",S161/'Lives scenario - input'!$F146),\"\")","v":""},{"$f":"IFERROR(IF(OR(T161=\"\",'Lives scenario - input'!$F146=\"\"),\"\",T161/'Lives scenario - input'!$F146),\"\")","v":""},{"$f":"IFERROR(IF(OR(U161=\"\",'Lives scenario - input'!$F146=\"\"),\"\",U161/'Lives scenario - input'!$F146),\"\")","v":""},{"$f":"IFERROR(IF(OR(V161=\"\",'Lives scenario - input'!$F146=\"\"),\"\",V161/'Lives scenario - input'!$F146),\"\")","v":""},{"$f":"IFERROR(IF(OR(W161=\"\",'Lives scenario - input'!$F146=\"\"),\"\",W161/'Lives scenario - input'!$F146),\"\")","v":""}]
[{"$f":"IFERROR('Lives scenario - input'!A147,\"\")","v":""},{"$f":"IFERROR('Lives scenario - input'!B147,\"\")","v":""},{"$f":"IFERROR('Lives scenario - input'!C147,\"\")","v":""},{"$f":"IFERROR(repcalc('Lives scenario - input'!$CX147:$GJ147,'Lives scenario - input'!$I147,'Lives scenario - input'!$G147,'Lives scenario - input'!$H147,20,TRUE,TRUE),\"\")","v":""},"","","","","","","","","","","","","","","","","","","",{"$f":"IFERROR(IF(OR(D162=\"\",'Lives scenario - input'!$F147=\"\"),\"\",D162/'Lives scenario - input'!$F147),\"\")","v":""},{"$f":"IFERROR(IF(OR(E162=\"\",'Lives scenario - input'!$F147=\"\"),\"\",E162/'Lives scenario - input'!$F147),\"\")","v":""},{"$f":"IFERROR(IF(OR(F162=\"\",'Lives scenario - input'!$F147=\"\"),\"\",F162/'Lives scenario - input'!$F147),\"\")","v":""},{"$f":"IFERROR(IF(OR(G162=\"\",'Lives scenario - input'!$F147=\"\"),\"\",G162/'Lives scenario - input'!$F147),\"\")","v":""},{"$f":"IFERROR(IF(OR(H162=\"\",'Lives scenario - input'!$F147=\"\"),\"\",H162/'Lives scenario - input'!$F147),\"\")","v":""},{"$f":"IFERROR(IF(OR(I162=\"\",'Lives scenario - input'!$F147=\"\"),\"\",I162/'Lives scenario - input'!$F147),\"\")","v":""},{"$f":"IFERROR(IF(OR(J162=\"\",'Lives scenario - input'!$F147=\"\"),\"\",J162/'Lives scenario - input'!$F147),\"\")","v":""},{"$f":"IFERROR(IF(OR(K162=\"\",'Lives scenario - input'!$F147=\"\"),\"\",K162/'Lives scenario - input'!$F147),\"\")","v":""},{"$f":"IFERROR(IF(OR(L162=\"\",'Lives scenario - input'!$F147=\"\"),\"\",L162/'Lives scenario - input'!$F147),\"\")","v":""},{"$f":"IFERROR(IF(OR(M162=\"\",'Lives scenario - input'!$F147=\"\"),\"\",M162/'Lives scenario - input'!$F147),\"\")","v":""},{"$f":"IFERROR(IF(OR(N162=\"\",'Lives scenario - input'!$F147=\"\"),\"\",N162/'Lives scenario - input'!$F147),\"\")","v":""},{"$f":"IFERROR(IF(OR(O162=\"\",'Lives scenario - input'!$F147=\"\"),\"\",O162/'Lives scenario - input'!$F147),\"\")","v":""},{"$f":"IFERROR(IF(OR(P162=\"\",'Lives scenario - input'!$F147=\"\"),\"\",P162/'Lives scenario - input'!$F147),\"\")","v":""},{"$f":"IFERROR(IF(OR(Q162=\"\",'Lives scenario - input'!$F147=\"\"),\"\",Q162/'Lives scenario - input'!$F147),\"\")","v":""},{"$f":"IFERROR(IF(OR(R162=\"\",'Lives scenario - input'!$F147=\"\"),\"\",R162/'Lives scenario - input'!$F147),\"\")","v":""},{"$f":"IFERROR(IF(OR(S162=\"\",'Lives scenario - input'!$F147=\"\"),\"\",S162/'Lives scenario - input'!$F147),\"\")","v":""},{"$f":"IFERROR(IF(OR(T162=\"\",'Lives scenario - input'!$F147=\"\"),\"\",T162/'Lives scenario - input'!$F147),\"\")","v":""},{"$f":"IFERROR(IF(OR(U162=\"\",'Lives scenario - input'!$F147=\"\"),\"\",U162/'Lives scenario - input'!$F147),\"\")","v":""},{"$f":"IFERROR(IF(OR(V162=\"\",'Lives scenario - input'!$F147=\"\"),\"\",V162/'Lives scenario - input'!$F147),\"\")","v":""},{"$f":"IFERROR(IF(OR(W162=\"\",'Lives scenario - input'!$F147=\"\"),\"\",W162/'Lives scenario - input'!$F147),\"\")","v":""}]
[{"$f":"IFERROR('Lives scenario - input'!A148,\"\")","v":""},{"$f":"IFERROR('Lives scenario - input'!B148,\"\")","v":""},{"$f":"IFERROR('Lives scenario - input'!C148,\"\")","v":""},{"$f":"IFERROR(repcalc('Lives scenario - input'!$CX148:$GJ148,'Lives scenario - input'!$I148,'Lives scenario - input'!$G148,'Lives scenario - input'!$H148,20,TRUE,TRUE),\"\")","v":""},"","","","","","","","","","","","","","","","","","","",{"$f":"IFERROR(IF(OR(D163=\"\",'Lives scenario - input'!$F148=\"\"),\"\",D163/'Lives scenario - input'!$F148),\"\")","v":""},{"$f":"IFERROR(IF(OR(E163=\"\",'Lives scenario - input'!$F148=\"\"),\"\",E163/'Lives scenario - input'!$F148),\"\")","v":""},{"$f":"IFERROR(IF(OR(F163=\"\",'Lives scenario - input'!$F148=\"\"),\"\",F163/'Lives scenario - input'!$F148),\"\")","v":""},{"$f":"IFERROR(IF(OR(G163=\"\",'Lives scenario - input'!$F148=\"\"),\"\",G163/'Lives scenario - input'!$F148),\"\")","v":""},{"$f":"IFERROR(IF(OR(H163=\"\",'Lives scenario - input'!$F148=\"\"),\"\",H163/'Lives scenario - input'!$F148),\"\")","v":""},{"$f":"IFERROR(IF(OR(I163=\"\",'Lives scenario - input'!$F148=\"\"),\"\",I163/'Lives scenario - input'!$F148),\"\")","v":""},{"$f":"IFERROR(IF(OR(J163=\"\",'Lives scenario - input'!$F148=\"\"),\"\",J163/'Lives scenario - input'!$F148),\"\")","v":""},{"$f":"IFERROR(IF(OR(K163=\"\",'Lives scenario - input'!$F148=\"\"),\"\",K163/'Lives scenario - input'!$F148),\"\")","v":""},{"$f":"IFERROR(IF(OR(L163=\"\",'Lives scenario - input'!$F148=\"\"),\"\",L163/'Lives scenario - input'!$F148),\"\")","v":""},{"$f":"IFERROR(IF(OR(M163=\"\",'Lives scenario - input'!$F148=\"\"),\"\",M163/'Lives scenario - input'!$F148),\"\")","v":""},{"$f":"IFERROR(IF(OR(N163=\"\",'Lives scenario - input'!$F148=\"\"),\"\",N163/'Lives scenario - input'!$F148),\"\")","v":""},{"$f":"IFERROR(IF(OR(O163=\"\",'Lives scenario - input'!$F148=\"\"),\"\",O163/'Lives scenario - input'!$F148),\"\")","v":""},{"$f":"IFERROR(IF(OR(P163=\"\",'Lives scenario - input'!$F148=\"\"),\"\",P163/'Lives scenario - input'!$F148),\"\")","v":""},{"$f":"IFERROR(IF(OR(Q163=\"\",'Lives scenario - input'!$F148=\"\"),\"\",Q163/'Lives scenario - input'!$F148),\"\")","v":""},{"$f":"IFERROR(IF(OR(R163=\"\",'Lives scenario - input'!$F148=\"\"),\"\",R163/'Lives scenario - input'!$F148),\"\")","v":""},{"$f":"IFERROR(IF(OR(S163=\"\",'Lives scenario - input'!$F148=\"\"),\"\",S163/'Lives scenario - input'!$F148),\"\")","v":""},{"$f":"IFERROR(IF(OR(T163=\"\",'Lives scenario - input'!$F148=\"\"),\"\",T163/'Lives scenario - input'!$F148),\"\")","v":""},{"$f":"IFERROR(IF(OR(U163=\"\",'Lives scenario - input'!$F148=\"\"),\"\",U163/'Lives scenario - input'!$F148),\"\")","v":""},{"$f":"IFERROR(IF(OR(V163=\"\",'Lives scenario - input'!$F148=\"\"),\"\",V163/'Lives scenario - input'!$F148),\"\")","v":""},{"$f":"IFERROR(IF(OR(W163=\"\",'Lives scenario - input'!$F148=\"\"),\"\",W163/'Lives scenario - input'!$F148),\"\")","v":""}]
[{"$f":"IFERROR('Lives scenario - input'!A149,\"\")","v":""},{"$f":"IFERROR('Lives scenario - input'!B149,\"\")","v":""},{"$f":"IFERROR('Lives scenario - input'!C149,\"\")","v":""},{"$f":"IFERROR(repcalc('Lives scenario - input'!$CX149:$GJ149,'Lives scenario - input'!$I149,'Lives scenario - input'!$G149,'Lives scenario - input'!$H149,20,TRUE,TRUE),\"\")","v":""},"","","","","","","","","","","","","","","","","","","",{"$f":"IFERROR(IF(OR(D164=\"\",'Lives scenario - input'!$F149=\"\"),\"\",D164/'Lives scenario - input'!$F149),\"\")","v":""},{"$f":"IFERROR(IF(OR(E164=\"\",'Lives scenario - input'!$F149=\"\"),\"\",E164/'Lives scenario - input'!$F149),\"\")","v":""},{"$f":"IFERROR(IF(OR(F164=\"\",'Lives scenario - input'!$F149=\"\"),\"\",F164/'Lives scenario - input'!$F149),\"\")","v":""},{"$f":"IFERROR(IF(OR(G164=\"\",'Lives scenario - input'!$F149=\"\"),\"\",G164/'Lives scenario - input'!$F149),\"\")","v":""},{"$f":"IFERROR(IF(OR(H164=\"\",'Lives scenario - input'!$F149=\"\"),\"\",H164/'Lives scenario - input'!$F149),\"\")","v":""},{"$f":"IFERROR(IF(OR(I164=\"\",'Lives scenario - input'!$F149=\"\"),\"\",I164/'Lives scenario - input'!$F149),\"\")","v":""},{"$f":"IFERROR(IF(OR(J164=\"\",'Lives scenario - input'!$F149=\"\"),\"\",J164/'Lives scenario - input'!$F149),\"\")","v":""},{"$f":"IFERROR(IF(OR(K164=\"\",'Lives scenario - input'!$F149=\"\"),\"\",K164/'Lives scenario - input'!$F149),\"\")","v":""},{"$f":"IFERROR(IF(OR(L164=\"\",'Lives scenario - input'!$F149=\"\"),\"\",L164/'Lives scenario - input'!$F149),\"\")","v":""},{"$f":"IFERROR(IF(OR(M164=\"\",'Lives scenario - input'!$F149=\"\"),\"\",M164/'Lives scenario - input'!$F149),\"\")","v":""},{"$f":"IFERROR(IF(OR(N164=\"\",'Lives scenario - input'!$F149=\"\"),\"\",N164/'Lives scenario - input'!$F149),\"\")","v":""},{"$f":"IFERROR(IF(OR(O164=\"\",'Lives scenario - input'!$F149=\"\"),\"\",O164/'Lives scenario - input'!$F149),\"\")","v":""},{"$f":"IFERROR(IF(OR(P164=\"\",'Lives scenario - input'!$F149=\"\"),\"\",P164/'Lives scenario - input'!$F149),\"\")","v":""},{"$f":"IFERROR(IF(OR(Q164=\"\",'Lives scenario - input'!$F149=\"\"),\"\",Q164/'Lives scenario - input'!$F149),\"\")","v":""},{"$f":"IFERROR(IF(OR(R164=\"\",'Lives scenario - input'!$F149=\"\"),\"\",R164/'Lives scenario - input'!$F149),\"\")","v":""},{"$f":"IFERROR(IF(OR(S164=\"\",'Lives scenario - input'!$F149=\"\"),\"\",S164/'Lives scenario - input'!$F149),\"\")","v":""},{"$f":"IFERROR(IF(OR(T164=\"\",'Lives scenario - input'!$F149=\"\"),\"\",T164/'Lives scenario - input'!$F149),\"\")","v":""},{"$f":"IFERROR(IF(OR(U164=\"\",'Lives scenario - input'!$F149=\"\"),\"\",U164/'Lives scenario - input'!$F149),\"\")","v":""},{"$f":"IFERROR(IF(OR(V164=\"\",'Lives scenario - input'!$F149=\"\"),\"\",V164/'Lives scenario - input'!$F149),\"\")","v":""},{"$f":"IFERROR(IF(OR(W164=\"\",'Lives scenario - input'!$F149=\"\"),\"\",W164/'Lives scenario - input'!$F149),\"\")","v":""}]
[{"$f":"IFERROR('Lives scenario - input'!A150,\"\")","v":""},{"$f":"IFERROR('Lives scenario - input'!B150,\"\")","v":""},{"$f":"IFERROR('Lives scenario - input'!C150,\"\")","v":""},{"$f":"IFERROR(repcalc('Lives scenario - input'!$CX150:$GJ150,'Lives scenario - input'!$I150,'Lives scenario - input'!$G150,'Lives scenario - input'!$H150,20,TRUE,TRUE),\"\")","v":""},"","","","","","","","","","","","","","","","","","","",{"$f":"IFERROR(IF(OR(D165=\"\",'Lives scenario - input'!$F150=\"\"),\"\",D165/'Lives scenario - input'!$F150),\"\")","v":""},{"$f":"IFERROR(IF(OR(E165=\"\",'Lives scenario - input'!$F150=\"\"),\"\",E165/'Lives scenario - input'!$F150),\"\")","v":""},{"$f":"IFERROR(IF(OR(F165=\"\",'Lives scenario - input'!$F150=\"\"),\"\",F165/'Lives scenario - input'!$F150),\"\")","v":""},{"$f":"IFERROR(IF(OR(G165=\"\",'Lives scenario - input'!$F150=\"\"),\"\",G165/'Lives scenario - input'!$F150),\"\")","v":""},{"$f":"IFERROR(IF(OR(H165=\"\",'Lives scenario - input'!$F150=\"\"),\"\",H165/'Lives scenario - input'!$F150),\"\")","v":""},{"$f":"IFERROR(IF(OR(I165=\"\",'Lives scenario - input'!$F150=\"\"),\"\",I165/'Lives scenario - input'!$F150),\"\")","v":""},{"$f":"IFERROR(IF(OR(J165=\"\",'Lives scenario - input'!$F150=\"\"),\"\",J165/'Lives scenario - input'!$F150),\"\")","v":""},{"$f":"IFERROR(IF(OR(K165=\"\",'Lives scenario - input'!$F150=\"\"),\"\",K165/'Lives scenario - input'!$F150),\"\")","v":""},{"$f":"IFERROR(IF(OR(L165=\"\",'Lives scenario - input'!$F150=\"\"),\"\",L165/'Lives scenario - input'!$F150),\"\")","v":""},{"$f":"IFERROR(IF(OR(M165=\"\",'Lives scenario - input'!$F150=\"\"),\"\",M165/'Lives scenario - input'!$F150),\"\")","v":""},{"$f":"IFERROR(IF(OR(N165=\"\",'Lives scenario - input'!$F150=\"\"),\"\",N165/'Lives scenario - input'!$F150),\"\")","v":""},{"$f":"IFERROR(IF(OR(O165=\"\",'Lives scenario - input'!$F150=\"\"),\"\",O165/'Lives scenario - input'!$F150),\"\")","v":""},{"$f":"IFERROR(IF(OR(P165=\"\",'Lives scenario - input'!$F150=\"\"),\"\",P165/'Lives scenario - input'!$F150),\"\")","v":""},{"$f":"IFERROR(IF(OR(Q165=\"\",'Lives scenario - input'!$F150=\"\"),\"\",Q165/'Lives scenario - input'!$F150),\"\")","v":""},{"$f":"IFERROR(IF(OR(R165=\"\",'Lives scenario - input'!$F150=\"\"),\"\",R165/'Lives scenario - input'!$F150),\"\")","v":""},{"$f":"IFERROR(IF(OR(S165=\"\",'Lives scenario - input'!$F150=\"\"),\"\",S165/'Lives scenario - input'!$F150),\"\")","v":""},{"$f":"IFERROR(IF(OR(T165=\"\",'Lives scenario - input'!$F150=\"\"),\"\",T165/'Lives scenario - input'!$F150),\"\")","v":""},{"$f":"IFERROR(IF(OR(U165=\"\",'Lives scenario - input'!$F150=\"\"),\"\",U165/'Lives scenario - input'!$F150),\"\")","v":""},{"$f":"IFERROR(IF(OR(V165=\"\",'Lives scenario - input'!$F150=\"\"),\"\",V165/'Lives scenario - input'!$F150),\"\")","v":""},{"$f":"IFERROR(IF(OR(W165=\"\",'Lives scenario - input'!$F150=\"\"),\"\",W165/'Lives scenario - input'!$F150),\"\")","v":""}]
[{"$f":"IFERROR('Lives scenario - input'!A151,\"\")","v":""},{"$f":"IFERROR('Lives scenario - input'!B151,\"\")","v":""},{"$f":"IFERROR('Lives scenario - input'!C151,\"\")","v":""},{"$f":"IFERROR(repcalc('Lives scenario - input'!$CX151:$GJ151,'Lives scenario - input'!$I151,'Lives scenario - input'!$G151,'Lives scenario - input'!$H151,20,TRUE,TRUE),\"\")","v":""},"","","","","","","","","","","","","","","","","","","",{"$f":"IFERROR(IF(OR(D166=\"\",'Lives scenario - input'!$F151=\"\"),\"\",D166/'Lives scenario - input'!$F151),\"\")","v":""},{"$f":"IFERROR(IF(OR(E166=\"\",'Lives scenario - input'!$F151=\"\"),\"\",E166/'Lives scenario - input'!$F151),\"\")","v":""},{"$f":"IFERROR(IF(OR(F166=\"\",'Lives scenario - input'!$F151=\"\"),\"\",F166/'Lives scenario - input'!$F151),\"\")","v":""},{"$f":"IFERROR(IF(OR(G166=\"\",'Lives scenario - input'!$F151=\"\"),\"\",G166/'Lives scenario - input'!$F151),\"\")","v":""},{"$f":"IFERROR(IF(OR(H166=\"\",'Lives scenario - input'!$F151=\"\"),\"\",H166/'Lives scenario - input'!$F151),\"\")","v":""},{"$f":"IFERROR(IF(OR(I166=\"\",'Lives scenario - input'!$F151=\"\"),\"\",I166/'Lives scenario - input'!$F151),\"\")","v":""},{"$f":"IFERROR(IF(OR(J166=\"\",'Lives scenario - input'!$F151=\"\"),\"\",J166/'Lives scenario - input'!$F151),\"\")","v":""},{"$f":"IFERROR(IF(OR(K166=\"\",'Lives scenario - input'!$F151=\"\"),\"\",K166/'Lives scenario - input'!$F151),\"\")","v":""},{"$f":"IFERROR(IF(OR(L166=\"\",'Lives scenario - input'!$F151=\"\"),\"\",L166/'Lives scenario - input'!$F151),\"\")","v":""},{"$f":"IFERROR(IF(OR(M166=\"\",'Lives scenario - input'!$F151=\"\"),\"\",M166/'Lives scenario - input'!$F151),\"\")","v":""},{"$f":"IFERROR(IF(OR(N166=\"\",'Lives scenario - input'!$F151=\"\"),\"\",N166/'Lives scenario - input'!$F151),\"\")","v":""},{"$f":"IFERROR(IF(OR(O166=\"\",'Lives scenario - input'!$F151=\"\"),\"\",O166/'Lives scenario - input'!$F151),\"\")","v":""},{"$f":"IFERROR(IF(OR(P166=\"\",'Lives scenario - input'!$F151=\"\"),\"\",P166/'Lives scenario - input'!$F151),\"\")","v":""},{"$f":"IFERROR(IF(OR(Q166=\"\",'Lives scenario - input'!$F151=\"\"),\"\",Q166/'Lives scenario - input'!$F151),\"\")","v":""},{"$f":"IFERROR(IF(OR(R166=\"\",'Lives scenario - input'!$F151=\"\"),\"\",R166/'Lives scenario - input'!$F151),\"\")","v":""},{"$f":"IFERROR(IF(OR(S166=\"\",'Lives scenario - input'!$F151=\"\"),\"\",S166/'Lives scenario - input'!$F151),\"\")","v":""},{"$f":"IFERROR(IF(OR(T166=\"\",'Lives scenario - input'!$F151=\"\"),\"\",T166/'Lives scenario - input'!$F151),\"\")","v":""},{"$f":"IFERROR(IF(OR(U166=\"\",'Lives scenario - input'!$F151=\"\"),\"\",U166/'Lives scenario - input'!$F151),\"\")","v":""},{"$f":"IFERROR(IF(OR(V166=\"\",'Lives scenario - input'!$F151=\"\"),\"\",V166/'Lives scenario - input'!$F151),\"\")","v":""},{"$f":"IFERROR(IF(OR(W166=\"\",'Lives scenario - input'!$F151=\"\"),\"\",W166/'Lives scenario - input'!$F151),\"\")","v":""}]
[{"$f":"IFERROR('Lives scenario - input'!A152,\"\")","v":""},{"$f":"IFERROR('Lives scenario - input'!B152,\"\")","v":""},{"$f":"IFERROR('Lives scenario - input'!C152,\"\")","v":""},{"$f":"IFERROR(repcalc('Lives scenario - input'!$CX152:$GJ152,'Lives scenario - input'!$I152,'Lives scenario - input'!$G152,'Lives scenario - input'!$H152,20,TRUE,TRUE),\"\")","v":""},"","","","","","","","","","","","","","","","","","","",{"$f":"IFERROR(IF(OR(D167=\"\",'Lives scenario - input'!$F152=\"\"),\"\",D167/'Lives scenario - input'!$F152),\"\")","v":""},{"$f":"IFERROR(IF(OR(E167=\"\",'Lives scenario - input'!$F152=\"\"),\"\",E167/'Lives scenario - input'!$F152),\"\")","v":""},{"$f":"IFERROR(IF(OR(F167=\"\",'Lives scenario - input'!$F152=\"\"),\"\",F167/'Lives scenario - input'!$F152),\"\")","v":""},{"$f":"IFERROR(IF(OR(G167=\"\",'Lives scenario - input'!$F152=\"\"),\"\",G167/'Lives scenario - input'!$F152),\"\")","v":""},{"$f":"IFERROR(IF(OR(H167=\"\",'Lives scenario - input'!$F152=\"\"),\"\",H167/'Lives scenario - input'!$F152),\"\")","v":""},{"$f":"IFERROR(IF(OR(I167=\"\",'Lives scenario - input'!$F152=\"\"),\"\",I167/'Lives scenario - input'!$F152),\"\")","v":""},{"$f":"IFERROR(IF(OR(J167=\"\",'Lives scenario - input'!$F152=\"\"),\"\",J167/'Lives scenario - input'!$F152),\"\")","v":""},{"$f":"IFERROR(IF(OR(K167=\"\",'Lives scenario - input'!$F152=\"\"),\"\",K167/'Lives scenario - input'!$F152),\"\")","v":""},{"$f":"IFERROR(IF(OR(L167=\"\",'Lives scenario - input'!$F152=\"\"),\"\",L167/'Lives scenario - input'!$F152),\"\")","v":""},{"$f":"IFERROR(IF(OR(M167=\"\",'Lives scenario - input'!$F152=\"\"),\"\",M167/'Lives scenario - input'!$F152),\"\")","v":""},{"$f":"IFERROR(IF(OR(N167=\"\",'Lives scenario - input'!$F152=\"\"),\"\",N167/'Lives scenario - input'!$F152),\"\")","v":""},{"$f":"IFERROR(IF(OR(O167=\"\",'Lives scenario - input'!$F152=\"\"),\"\",O167/'Lives scenario - input'!$F152),\"\")","v":""},{"$f":"IFERROR(IF(OR(P167=\"\",'Lives scenario - input'!$F152=\"\"),\"\",P167/'Lives scenario - input'!$F152),\"\")","v":""},{"$f":"IFERROR(IF(OR(Q167=\"\",'Lives scenario - input'!$F152=\"\"),\"\",Q167/'Lives scenario - input'!$F152),\"\")","v":""},{"$f":"IFERROR(IF(OR(R167=\"\",'Lives scenario - input'!$F152=\"\"),\"\",R167/'Lives scenario - input'!$F152),\"\")","v":""},{"$f":"IFERROR(IF(OR(S167=\"\",'Lives scenario - input'!$F152=\"\"),\"\",S167/'Lives scenario - input'!$F152),\"\")","v":""},{"$f":"IFERROR(IF(OR(T167=\"\",'Lives scenario - input'!$F152=\"\"),\"\",T167/'Lives scenario - input'!$F152),\"\")","v":""},{"$f":"IFERROR(IF(OR(U167=\"\",'Lives scenario - input'!$F152=\"\"),\"\",U167/'Lives scenario - input'!$F152),\"\")","v":""},{"$f":"IFERROR(IF(OR(V167=\"\",'Lives scenario - input'!$F152=\"\"),\"\",V167/'Lives scenario - input'!$F152),\"\")","v":""},{"$f":"IFERROR(IF(OR(W167=\"\",'Lives scenario - input'!$F152=\"\"),\"\",W167/'Lives scenario - input'!$F152),\"\")","v":""}]
[{"$f":"IFERROR('Lives scenario - input'!A153,\"\")","v":""},{"$f":"IFERROR('Lives scenario - input'!B153,\"\")","v":""},{"$f":"IFERROR('Lives scenario - input'!C153,\"\")","v":""},{"$f":"IFERROR(repcalc('Lives scenario - input'!$CX153:$GJ153,'Lives scenario - input'!$I153,'Lives scenario - input'!$G153,'Lives scenario - input'!$H153,20,TRUE,TRUE),\"\")","v":""},"","","","","","","","","","","","","","","","","","","",{"$f":"IFERROR(IF(OR(D168=\"\",'Lives scenario - input'!$F153=\"\"),\"\",D168/'Lives scenario - input'!$F153),\"\")","v":""},{"$f":"IFERROR(IF(OR(E168=\"\",'Lives scenario - input'!$F153=\"\"),\"\",E168/'Lives scenario - input'!$F153),\"\")","v":""},{"$f":"IFERROR(IF(OR(F168=\"\",'Lives scenario - input'!$F153=\"\"),\"\",F168/'Lives scenario - input'!$F153),\"\")","v":""},{"$f":"IFERROR(IF(OR(G168=\"\",'Lives scenario - input'!$F153=\"\"),\"\",G168/'Lives scenario - input'!$F153),\"\")","v":""},{"$f":"IFERROR(IF(OR(H168=\"\",'Lives scenario - input'!$F153=\"\"),\"\",H168/'Lives scenario - input'!$F153),\"\")","v":""},{"$f":"IFERROR(IF(OR(I168=\"\",'Lives scenario - input'!$F153=\"\"),\"\",I168/'Lives scenario - input'!$F153),\"\")","v":""},{"$f":"IFERROR(IF(OR(J168=\"\",'Lives scenario - input'!$F153=\"\"),\"\",J168/'Lives scenario - input'!$F153),\"\")","v":""},{"$f":"IFERROR(IF(OR(K168=\"\",'Lives scenario - input'!$F153=\"\"),\"\",K168/'Lives scenario - input'!$F153),\"\")","v":""},{"$f":"IFERROR(IF(OR(L168=\"\",'Lives scenario - input'!$F153=\"\"),\"\",L168/'Lives scenario - input'!$F153),\"\")","v":""},{"$f":"IFERROR(IF(OR(M168=\"\",'Lives scenario - input'!$F153=\"\"),\"\",M168/'Lives scenario - input'!$F153),\"\")","v":""},{"$f":"IFERROR(IF(OR(N168=\"\",'Lives scenario - input'!$F153=\"\"),\"\",N168/'Lives scenario - input'!$F153),\"\")","v":""},{"$f":"IFERROR(IF(OR(O168=\"\",'Lives scenario - input'!$F153=\"\"),\"\",O168/'Lives scenario - input'!$F153),\"\")","v":""},{"$f":"IFERROR(IF(OR(P168=\"\",'Lives scenario - input'!$F153=\"\"),\"\",P168/'Lives scenario - input'!$F153),\"\")","v":""},{"$f":"IFERROR(IF(OR(Q168=\"\",'Lives scenario - input'!$F153=\"\"),\"\",Q168/'Lives scenario - input'!$F153),\"\")","v":""},{"$f":"IFERROR(IF(OR(R168=\"\",'Lives scenario - input'!$F153=\"\"),\"\",R168/'Lives scenario - input'!$F153),\"\")","v":""},{"$f":"IFERROR(IF(OR(S168=\"\",'Lives scenario - input'!$F153=\"\"),\"\",S168/'Lives scenario - input'!$F153),\"\")","v":""},{"$f":"IFERROR(IF(OR(T168=\"\",'Lives scenario - input'!$F153=\"\"),\"\",T168/'Lives scenario - input'!$F153),\"\")","v":""},{"$f":"IFERROR(IF(OR(U168=\"\",'Lives scenario - input'!$F153=\"\"),\"\",U168/'Lives scenario - input'!$F153),\"\")","v":""},{"$f":"IFERROR(IF(OR(V168=\"\",'Lives scenario - input'!$F153=\"\"),\"\",V168/'Lives scenario - input'!$F153),\"\")","v":""},{"$f":"IFERROR(IF(OR(W168=\"\",'Lives scenario - input'!$F153=\"\"),\"\",W168/'Lives scenario - input'!$F153),\"\")","v":""}]
[{"$f":"IFERROR('Lives scenario - input'!A154,\"\")","v":""},{"$f":"IFERROR('Lives scenario - input'!B154,\"\")","v":""},{"$f":"IFERROR('Lives scenario - input'!C154,\"\")","v":""},{"$f":"IFERROR(repcalc('Lives scenario - input'!$CX154:$GJ154,'Lives scenario - input'!$I154,'Lives scenario - input'!$G154,'Lives scenario - input'!$H154,20,TRUE,TRUE),\"\")","v":""},"","","","","","","","","","","","","","","","","","","",{"$f":"IFERROR(IF(OR(D169=\"\",'Lives scenario - input'!$F154=\"\"),\"\",D169/'Lives scenario - input'!$F154),\"\")","v":""},{"$f":"IFERROR(IF(OR(E169=\"\",'Lives scenario - input'!$F154=\"\"),\"\",E169/'Lives scenario - input'!$F154),\"\")","v":""},{"$f":"IFERROR(IF(OR(F169=\"\",'Lives scenario - input'!$F154=\"\"),\"\",F169/'Lives scenario - input'!$F154),\"\")","v":""},{"$f":"IFERROR(IF(OR(G169=\"\",'Lives scenario - input'!$F154=\"\"),\"\",G169/'Lives scenario - input'!$F154),\"\")","v":""},{"$f":"IFERROR(IF(OR(H169=\"\",'Lives scenario - input'!$F154=\"\"),\"\",H169/'Lives scenario - input'!$F154),\"\")","v":""},{"$f":"IFERROR(IF(OR(I169=\"\",'Lives scenario - input'!$F154=\"\"),\"\",I169/'Lives scenario - input'!$F154),\"\")","v":""},{"$f":"IFERROR(IF(OR(J169=\"\",'Lives scenario - input'!$F154=\"\"),\"\",J169/'Lives scenario - input'!$F154),\"\")","v":""},{"$f":"IFERROR(IF(OR(K169=\"\",'Lives scenario - input'!$F154=\"\"),\"\",K169/'Lives scenario - input'!$F154),\"\")","v":""},{"$f":"IFERROR(IF(OR(L169=\"\",'Lives scenario - input'!$F154=\"\"),\"\",L169/'Lives scenario - input'!$F154),\"\")","v":""},{"$f":"IFERROR(IF(OR(M169=\"\",'Lives scenario - input'!$F154=\"\"),\"\",M169/'Lives scenario - input'!$F154),\"\")","v":""},{"$f":"IFERROR(IF(OR(N169=\"\",'Lives scenario - input'!$F154=\"\"),\"\",N169/'Lives scenario - input'!$F154),\"\")","v":""},{"$f":"IFERROR(IF(OR(O169=\"\",'Lives scenario - input'!$F154=\"\"),\"\",O169/'Lives scenario - input'!$F154),\"\")","v":""},{"$f":"IFERROR(IF(OR(P169=\"\",'Lives scenario - input'!$F154=\"\"),\"\",P169/'Lives scenario - input'!$F154),\"\")","v":""},{"$f":"IFERROR(IF(OR(Q169=\"\",'Lives scenario - input'!$F154=\"\"),\"\",Q169/'Lives scenario - input'!$F154),\"\")","v":""},{"$f":"IFERROR(IF(OR(R169=\"\",'Lives scenario - input'!$F154=\"\"),\"\",R169/'Lives scenario - input'!$F154),\"\")","v":""},{"$f":"IFERROR(IF(OR(S169=\"\",'Lives scenario - input'!$F154=\"\"),\"\",S169/'Lives scenario - input'!$F154),\"\")","v":""},{"$f":"IFERROR(IF(OR(T169=\"\",'Lives scenario - input'!$F154=\"\"),\"\",T169/'Lives scenario - input'!$F154),\"\")","v":""},{"$f":"IFERROR(IF(OR(U169=\"\",'Lives scenario - input'!$F154=\"\"),\"\",U169/'Lives scenario - input'!$F154),\"\")","v":""},{"$f":"IFERROR(IF(OR(V169=\"\",'Lives scenario - input'!$F154=\"\"),\"\",V169/'Lives scenario - input'!$F154),\"\")","v":""},{"$f":"IFERROR(IF(OR(W169=\"\",'Lives scenario - input'!$F154=\"\"),\"\",W169/'Lives scenario - input'!$F154),\"\")","v":""}]
[{"$f":"IFERROR('Lives scenario - input'!A155,\"\")","v":""},{"$f":"IFERROR('Lives scenario - input'!B155,\"\")","v":""},{"$f":"IFERROR('Lives scenario - input'!C155,\"\")","v":""},{"$f":"IFERROR(repcalc('Lives scenario - input'!$CX155:$GJ155,'Lives scenario - input'!$I155,'Lives scenario - input'!$G155,'Lives scenario - input'!$H155,20,TRUE,TRUE),\"\")","v":""},"","","","","","","","","","","","","","","","","","","",{"$f":"IFERROR(IF(OR(D170=\"\",'Lives scenario - input'!$F155=\"\"),\"\",D170/'Lives scenario - input'!$F155),\"\")","v":""},{"$f":"IFERROR(IF(OR(E170=\"\",'Lives scenario - input'!$F155=\"\"),\"\",E170/'Lives scenario - input'!$F155),\"\")","v":""},{"$f":"IFERROR(IF(OR(F170=\"\",'Lives scenario - input'!$F155=\"\"),\"\",F170/'Lives scenario - input'!$F155),\"\")","v":""},{"$f":"IFERROR(IF(OR(G170=\"\",'Lives scenario - input'!$F155=\"\"),\"\",G170/'Lives scenario - input'!$F155),\"\")","v":""},{"$f":"IFERROR(IF(OR(H170=\"\",'Lives scenario - input'!$F155=\"\"),\"\",H170/'Lives scenario - input'!$F155),\"\")","v":""},{"$f":"IFERROR(IF(OR(I170=\"\",'Lives scenario - input'!$F155=\"\"),\"\",I170/'Lives scenario - input'!$F155),\"\")","v":""},{"$f":"IFERROR(IF(OR(J170=\"\",'Lives scenario - input'!$F155=\"\"),\"\",J170/'Lives scenario - input'!$F155),\"\")","v":""},{"$f":"IFERROR(IF(OR(K170=\"\",'Lives scenario - input'!$F155=\"\"),\"\",K170/'Lives scenario - input'!$F155),\"\")","v":""},{"$f":"IFERROR(IF(OR(L170=\"\",'Lives scenario - input'!$F155=\"\"),\"\",L170/'Lives scenario - input'!$F155),\"\")","v":""},{"$f":"IFERROR(IF(OR(M170=\"\",'Lives scenario - input'!$F155=\"\"),\"\",M170/'Lives scenario - input'!$F155),\"\")","v":""},{"$f":"IFERROR(IF(OR(N170=\"\",'Lives scenario - input'!$F155=\"\"),\"\",N170/'Lives scenario - input'!$F155),\"\")","v":""},{"$f":"IFERROR(IF(OR(O170=\"\",'Lives scenario - input'!$F155=\"\"),\"\",O170/'Lives scenario - input'!$F155),\"\")","v":""},{"$f":"IFERROR(IF(OR(P170=\"\",'Lives scenario - input'!$F155=\"\"),\"\",P170/'Lives scenario - input'!$F155),\"\")","v":""},{"$f":"IFERROR(IF(OR(Q170=\"\",'Lives scenario - input'!$F155=\"\"),\"\",Q170/'Lives scenario - input'!$F155),\"\")","v":""},{"$f":"IFERROR(IF(OR(R170=\"\",'Lives scenario - input'!$F155=\"\"),\"\",R170/'Lives scenario - input'!$F155),\"\")","v":""},{"$f":"IFERROR(IF(OR(S170=\"\",'Lives scenario - input'!$F155=\"\"),\"\",S170/'Lives scenario - input'!$F155),\"\")","v":""},{"$f":"IFERROR(IF(OR(T170=\"\",'Lives scenario - input'!$F155=\"\"),\"\",T170/'Lives scenario - input'!$F155),\"\")","v":""},{"$f":"IFERROR(IF(OR(U170=\"\",'Lives scenario - input'!$F155=\"\"),\"\",U170/'Lives scenario - input'!$F155),\"\")","v":""},{"$f":"IFERROR(IF(OR(V170=\"\",'Lives scenario - input'!$F155=\"\"),\"\",V170/'Lives scenario - input'!$F155),\"\")","v":""},{"$f":"IFERROR(IF(OR(W170=\"\",'Lives scenario - input'!$F155=\"\"),\"\",W170/'Lives scenario - input'!$F155),\"\")","v":""}]
[{"$f":"IFERROR('Lives scenario - input'!A156,\"\")","v":""},{"$f":"IFERROR('Lives scenario - input'!B156,\"\")","v":""},{"$f":"IFERROR('Lives scenario - input'!C156,\"\")","v":""},{"$f":"IFERROR(repcalc('Lives scenario - input'!$CX156:$GJ156,'Lives scenario - input'!$I156,'Lives scenario - input'!$G156,'Lives scenario - input'!$H156,20,TRUE,TRUE),\"\")","v":""},"","","","","","","","","","","","","","","","","","","",{"$f":"IFERROR(IF(OR(D171=\"\",'Lives scenario - input'!$F156=\"\"),\"\",D171/'Lives scenario - input'!$F156),\"\")","v":""},{"$f":"IFERROR(IF(OR(E171=\"\",'Lives scenario - input'!$F156=\"\"),\"\",E171/'Lives scenario - input'!$F156),\"\")","v":""},{"$f":"IFERROR(IF(OR(F171=\"\",'Lives scenario - input'!$F156=\"\"),\"\",F171/'Lives scenario - input'!$F156),\"\")","v":""},{"$f":"IFERROR(IF(OR(G171=\"\",'Lives scenario - input'!$F156=\"\"),\"\",G171/'Lives scenario - input'!$F156),\"\")","v":""},{"$f":"IFERROR(IF(OR(H171=\"\",'Lives scenario - input'!$F156=\"\"),\"\",H171/'Lives scenario - input'!$F156),\"\")","v":""},{"$f":"IFERROR(IF(OR(I171=\"\",'Lives scenario - input'!$F156=\"\"),\"\",I171/'Lives scenario - input'!$F156),\"\")","v":""},{"$f":"IFERROR(IF(OR(J171=\"\",'Lives scenario - input'!$F156=\"\"),\"\",J171/'Lives scenario - input'!$F156),\"\")","v":""},{"$f":"IFERROR(IF(OR(K171=\"\",'Lives scenario - input'!$F156=\"\"),\"\",K171/'Lives scenario - input'!$F156),\"\")","v":""},{"$f":"IFERROR(IF(OR(L171=\"\",'Lives scenario - input'!$F156=\"\"),\"\",L171/'Lives scenario - input'!$F156),\"\")","v":""},{"$f":"IFERROR(IF(OR(M171=\"\",'Lives scenario - input'!$F156=\"\"),\"\",M171/'Lives scenario - input'!$F156),\"\")","v":""},{"$f":"IFERROR(IF(OR(N171=\"\",'Lives scenario - input'!$F156=\"\"),\"\",N171/'Lives scenario - input'!$F156),\"\")","v":""},{"$f":"IFERROR(IF(OR(O171=\"\",'Lives scenario - input'!$F156=\"\"),\"\",O171/'Lives scenario - input'!$F156),\"\")","v":""},{"$f":"IFERROR(IF(OR(P171=\"\",'Lives scenario - input'!$F156=\"\"),\"\",P171/'Lives scenario - input'!$F156),\"\")","v":""},{"$f":"IFERROR(IF(OR(Q171=\"\",'Lives scenario - input'!$F156=\"\"),\"\",Q171/'Lives scenario - input'!$F156),\"\")","v":""},{"$f":"IFERROR(IF(OR(R171=\"\",'Lives scenario - input'!$F156=\"\"),\"\",R171/'Lives scenario - input'!$F156),\"\")","v":""},{"$f":"IFERROR(IF(OR(S171=\"\",'Lives scenario - input'!$F156=\"\"),\"\",S171/'Lives scenario - input'!$F156),\"\")","v":""},{"$f":"IFERROR(IF(OR(T171=\"\",'Lives scenario - input'!$F156=\"\"),\"\",T171/'Lives scenario - input'!$F156),\"\")","v":""},{"$f":"IFERROR(IF(OR(U171=\"\",'Lives scenario - input'!$F156=\"\"),\"\",U171/'Lives scenario - input'!$F156),\"\")","v":""},{"$f":"IFERROR(IF(OR(V171=\"\",'Lives scenario - input'!$F156=\"\"),\"\",V171/'Lives scenario - input'!$F156),\"\")","v":""},{"$f":"IFERROR(IF(OR(W171=\"\",'Lives scenario - input'!$F156=\"\"),\"\",W171/'Lives scenario - input'!$F156),\"\")","v":""}]
[{"$f":"IFERROR('Lives scenario - input'!A157,\"\")","v":""},{"$f":"IFERROR('Lives scenario - input'!B157,\"\")","v":""},{"$f":"IFERROR('Lives scenario - input'!C157,\"\")","v":""},{"$f":"IFERROR(repcalc('Lives scenario - input'!$CX157:$GJ157,'Lives scenario - input'!$I157,'Lives scenario - input'!$G157,'Lives scenario - input'!$H157,20,TRUE,TRUE),\"\")","v":""},"","","","","","","","","","","","","","","","","","","",{"$f":"IFERROR(IF(OR(D172=\"\",'Lives scenario - input'!$F157=\"\"),\"\",D172/'Lives scenario - input'!$F157),\"\")","v":""},{"$f":"IFERROR(IF(OR(E172=\"\",'Lives scenario - input'!$F157=\"\"),\"\",E172/'Lives scenario - input'!$F157),\"\")","v":""},{"$f":"IFERROR(IF(OR(F172=\"\",'Lives scenario - input'!$F157=\"\"),\"\",F172/'Lives scenario - input'!$F157),\"\")","v":""},{"$f":"IFERROR(IF(OR(G172=\"\",'Lives scenario - input'!$F157=\"\"),\"\",G172/'Lives scenario - input'!$F157),\"\")","v":""},{"$f":"IFERROR(IF(OR(H172=\"\",'Lives scenario - input'!$F157=\"\"),\"\",H172/'Lives scenario - input'!$F157),\"\")","v":""},{"$f":"IFERROR(IF(OR(I172=\"\",'Lives scenario - input'!$F157=\"\"),\"\",I172/'Lives scenario - input'!$F157),\"\")","v":""},{"$f":"IFERROR(IF(OR(J172=\"\",'Lives scenario - input'!$F157=\"\"),\"\",J172/'Lives scenario - input'!$F157),\"\")","v":""},{"$f":"IFERROR(IF(OR(K172=\"\",'Lives scenario - input'!$F157=\"\"),\"\",K172/'Lives scenario - input'!$F157),\"\")","v":""},{"$f":"IFERROR(IF(OR(L172=\"\",'Lives scenario - input'!$F157=\"\"),\"\",L172/'Lives scenario - input'!$F157),\"\")","v":""},{"$f":"IFERROR(IF(OR(M172=\"\",'Lives scenario - input'!$F157=\"\"),\"\",M172/'Lives scenario - input'!$F157),\"\")","v":""},{"$f":"IFERROR(IF(OR(N172=\"\",'Lives scenario - input'!$F157=\"\"),\"\",N172/'Lives scenario - input'!$F157),\"\")","v":""},{"$f":"IFERROR(IF(OR(O172=\"\",'Lives scenario - input'!$F157=\"\"),\"\",O172/'Lives scenario - input'!$F157),\"\")","v":""},{"$f":"IFERROR(IF(OR(P172=\"\",'Lives scenario - input'!$F157=\"\"),\"\",P172/'Lives scenario - input'!$F157),\"\")","v":""},{"$f":"IFERROR(IF(OR(Q172=\"\",'Lives scenario - input'!$F157=\"\"),\"\",Q172/'Lives scenario - input'!$F157),\"\")","v":""},{"$f":"IFERROR(IF(OR(R172=\"\",'Lives scenario - input'!$F157=\"\"),\"\",R172/'Lives scenario - input'!$F157),\"\")","v":""},{"$f":"IFERROR(IF(OR(S172=\"\",'Lives scenario - input'!$F157=\"\"),\"\",S172/'Lives scenario - input'!$F157),\"\")","v":""},{"$f":"IFERROR(IF(OR(T172=\"\",'Lives scenario - input'!$F157=\"\"),\"\",T172/'Lives scenario - input'!$F157),\"\")","v":""},{"$f":"IFERROR(IF(OR(U172=\"\",'Lives scenario - input'!$F157=\"\"),\"\",U172/'Lives scenario - input'!$F157),\"\")","v":""},{"$f":"IFERROR(IF(OR(V172=\"\",'Lives scenario - input'!$F157=\"\"),\"\",V172/'Lives scenario - input'!$F157),\"\")","v":""},{"$f":"IFERROR(IF(OR(W172=\"\",'Lives scenario - input'!$F157=\"\"),\"\",W172/'Lives scenario - input'!$F157),\"\")","v":""}]
[{"$f":"IFERROR('Lives scenario - input'!A158,\"\")","v":""},{"$f":"IFERROR('Lives scenario - input'!B158,\"\")","v":""},{"$f":"IFERROR('Lives scenario - input'!C158,\"\")","v":""},{"$f":"IFERROR(repcalc('Lives scenario - input'!$CX158:$GJ158,'Lives scenario - input'!$I158,'Lives scenario - input'!$G158,'Lives scenario - input'!$H158,20,TRUE,TRUE),\"\")","v":""},"","","","","","","","","","","","","","","","","","","",{"$f":"IFERROR(IF(OR(D173=\"\",'Lives scenario - input'!$F158=\"\"),\"\",D173/'Lives scenario - input'!$F158),\"\")","v":""},{"$f":"IFERROR(IF(OR(E173=\"\",'Lives scenario - input'!$F158=\"\"),\"\",E173/'Lives scenario - input'!$F158),\"\")","v":""},{"$f":"IFERROR(IF(OR(F173=\"\",'Lives scenario - input'!$F158=\"\"),\"\",F173/'Lives scenario - input'!$F158),\"\")","v":""},{"$f":"IFERROR(IF(OR(G173=\"\",'Lives scenario - input'!$F158=\"\"),\"\",G173/'Lives scenario - input'!$F158),\"\")","v":""},{"$f":"IFERROR(IF(OR(H173=\"\",'Lives scenario - input'!$F158=\"\"),\"\",H173/'Lives scenario - input'!$F158),\"\")","v":""},{"$f":"IFERROR(IF(OR(I173=\"\",'Lives scenario - input'!$F158=\"\"),\"\",I173/'Lives scenario - input'!$F158),\"\")","v":""},{"$f":"IFERROR(IF(OR(J173=\"\",'Lives scenario - input'!$F158=\"\"),\"\",J173/'Lives scenario - input'!$F158),\"\")","v":""},{"$f":"IFERROR(IF(OR(K173=\"\",'Lives scenario - input'!$F158=\"\"),\"\",K173/'Lives scenario - input'!$F158),\"\")","v":""},{"$f":"IFERROR(IF(OR(L173=\"\",'Lives scenario - input'!$F158=\"\"),\"\",L173/'Lives scenario - input'!$F158),\"\")","v":""},{"$f":"IFERROR(IF(OR(M173=\"\",'Lives scenario - input'!$F158=\"\"),\"\",M173/'Lives scenario - input'!$F158),\"\")","v":""},{"$f":"IFERROR(IF(OR(N173=\"\",'Lives scenario - input'!$F158=\"\"),\"\",N173/'Lives scenario - input'!$F158),\"\")","v":""},{"$f":"IFERROR(IF(OR(O173=\"\",'Lives scenario - input'!$F158=\"\"),\"\",O173/'Lives scenario - input'!$F158),\"\")","v":""},{"$f":"IFERROR(IF(OR(P173=\"\",'Lives scenario - input'!$F158=\"\"),\"\",P173/'Lives scenario - input'!$F158),\"\")","v":""},{"$f":"IFERROR(IF(OR(Q173=\"\",'Lives scenario - input'!$F158=\"\"),\"\",Q173/'Lives scenario - input'!$F158),\"\")","v":""},{"$f":"IFERROR(IF(OR(R173=\"\",'Lives scenario - input'!$F158=\"\"),\"\",R173/'Lives scenario - input'!$F158),\"\")","v":""},{"$f":"IFERROR(IF(OR(S173=\"\",'Lives scenario - input'!$F158=\"\"),\"\",S173/'Lives scenario - input'!$F158),\"\")","v":""},{"$f":"IFERROR(IF(OR(T173=\"\",'Lives scenario - input'!$F158=\"\"),\"\",T173/'Lives scenario - input'!$F158),\"\")","v":""},{"$f":"IFERROR(IF(OR(U173=\"\",'Lives scenario - input'!$F158=\"\"),\"\",U173/'Lives scenario - input'!$F158),\"\")","v":""},{"$f":"IFERROR(IF(OR(V173=\"\",'Lives scenario - input'!$F158=\"\"),\"\",V173/'Lives scenario - input'!$F158),\"\")","v":""},{"$f":"IFERROR(IF(OR(W173=\"\",'Lives scenario - input'!$F158=\"\"),\"\",W173/'Lives scenario - input'!$F158),\"\")","v":""}]
[{"$f":"IFERROR('Lives scenario - input'!A159,\"\")","v":""},{"$f":"IFERROR('Lives scenario - input'!B159,\"\")","v":""},{"$f":"IFERROR('Lives scenario - input'!C159,\"\")","v":""},{"$f":"IFERROR(repcalc('Lives scenario - input'!$CX159:$GJ159,'Lives scenario - input'!$I159,'Lives scenario - input'!$G159,'Lives scenario - input'!$H159,20,TRUE,TRUE),\"\")","v":""},"","","","","","","","","","","","","","","","","","","",{"$f":"IFERROR(IF(OR(D174=\"\",'Lives scenario - input'!$F159=\"\"),\"\",D174/'Lives scenario - input'!$F159),\"\")","v":""},{"$f":"IFERROR(IF(OR(E174=\"\",'Lives scenario - input'!$F159=\"\"),\"\",E174/'Lives scenario - input'!$F159),\"\")","v":""},{"$f":"IFERROR(IF(OR(F174=\"\",'Lives scenario - input'!$F159=\"\"),\"\",F174/'Lives scenario - input'!$F159),\"\")","v":""},{"$f":"IFERROR(IF(OR(G174=\"\",'Lives scenario - input'!$F159=\"\"),\"\",G174/'Lives scenario - input'!$F159),\"\")","v":""},{"$f":"IFERROR(IF(OR(H174=\"\",'Lives scenario - input'!$F159=\"\"),\"\",H174/'Lives scenario - input'!$F159),\"\")","v":""},{"$f":"IFERROR(IF(OR(I174=\"\",'Lives scenario - input'!$F159=\"\"),\"\",I174/'Lives scenario - input'!$F159),\"\")","v":""},{"$f":"IFERROR(IF(OR(J174=\"\",'Lives scenario - input'!$F159=\"\"),\"\",J174/'Lives scenario - input'!$F159),\"\")","v":""},{"$f":"IFERROR(IF(OR(K174=\"\",'Lives scenario - input'!$F159=\"\"),\"\",K174/'Lives scenario - input'!$F159),\"\")","v":""},{"$f":"IFERROR(IF(OR(L174=\"\",'Lives scenario - input'!$F159=\"\"),\"\",L174/'Lives scenario - input'!$F159),\"\")","v":""},{"$f":"IFERROR(IF(OR(M174=\"\",'Lives scenario - input'!$F159=\"\"),\"\",M174/'Lives scenario - input'!$F159),\"\")","v":""},{"$f":"IFERROR(IF(OR(N174=\"\",'Lives scenario - input'!$F159=\"\"),\"\",N174/'Lives scenario - input'!$F159),\"\")","v":""},{"$f":"IFERROR(IF(OR(O174=\"\",'Lives scenario - input'!$F159=\"\"),\"\",O174/'Lives scenario - input'!$F159),\"\")","v":""},{"$f":"IFERROR(IF(OR(P174=\"\",'Lives scenario - input'!$F159=\"\"),\"\",P174/'Lives scenario - input'!$F159),\"\")","v":""},{"$f":"IFERROR(IF(OR(Q174=\"\",'Lives scenario - input'!$F159=\"\"),\"\",Q174/'Lives scenario - input'!$F159),\"\")","v":""},{"$f":"IFERROR(IF(OR(R174=\"\",'Lives scenario - input'!$F159=\"\"),\"\",R174/'Lives scenario - input'!$F159),\"\")","v":""},{"$f":"IFERROR(IF(OR(S174=\"\",'Lives scenario - input'!$F159=\"\"),\"\",S174/'Lives scenario - input'!$F159),\"\")","v":""},{"$f":"IFERROR(IF(OR(T174=\"\",'Lives scenario - input'!$F159=\"\"),\"\",T174/'Lives scenario - input'!$F159),\"\")","v":""},{"$f":"IFERROR(IF(OR(U174=\"\",'Lives scenario - input'!$F159=\"\"),\"\",U174/'Lives scenario - input'!$F159),\"\")","v":""},{"$f":"IFERROR(IF(OR(V174=\"\",'Lives scenario - input'!$F159=\"\"),\"\",V174/'Lives scenario - input'!$F159),\"\")","v":""},{"$f":"IFERROR(IF(OR(W174=\"\",'Lives scenario - input'!$F159=\"\"),\"\",W174/'Lives scenario - input'!$F159),\"\")","v":""}]
[{"$f":"IFERROR('Lives scenario - input'!A160,\"\")","v":""},{"$f":"IFERROR('Lives scenario - input'!B160,\"\")","v":""},{"$f":"IFERROR('Lives scenario - input'!C160,\"\")","v":""},{"$f":"IFERROR(repcalc('Lives scenario - input'!$CX160:$GJ160,'Lives scenario - input'!$I160,'Lives scenario - input'!$G160,'Lives scenario - input'!$H160,20,TRUE,TRUE),\"\")","v":""},"","","","","","","","","","","","","","","","","","","",{"$f":"IFERROR(IF(OR(D175=\"\",'Lives scenario - input'!$F160=\"\"),\"\",D175/'Lives scenario - input'!$F160),\"\")","v":""},{"$f":"IFERROR(IF(OR(E175=\"\",'Lives scenario - input'!$F160=\"\"),\"\",E175/'Lives scenario - input'!$F160),\"\")","v":""},{"$f":"IFERROR(IF(OR(F175=\"\",'Lives scenario - input'!$F160=\"\"),\"\",F175/'Lives scenario - input'!$F160),\"\")","v":""},{"$f":"IFERROR(IF(OR(G175=\"\",'Lives scenario - input'!$F160=\"\"),\"\",G175/'Lives scenario - input'!$F160),\"\")","v":""},{"$f":"IFERROR(IF(OR(H175=\"\",'Lives scenario - input'!$F160=\"\"),\"\",H175/'Lives scenario - input'!$F160),\"\")","v":""},{"$f":"IFERROR(IF(OR(I175=\"\",'Lives scenario - input'!$F160=\"\"),\"\",I175/'Lives scenario - input'!$F160),\"\")","v":""},{"$f":"IFERROR(IF(OR(J175=\"\",'Lives scenario - input'!$F160=\"\"),\"\",J175/'Lives scenario - input'!$F160),\"\")","v":""},{"$f":"IFERROR(IF(OR(K175=\"\",'Lives scenario - input'!$F160=\"\"),\"\",K175/'Lives scenario - input'!$F160),\"\")","v":""},{"$f":"IFERROR(IF(OR(L175=\"\",'Lives scenario - input'!$F160=\"\"),\"\",L175/'Lives scenario - input'!$F160),\"\")","v":""},{"$f":"IFERROR(IF(OR(M175=\"\",'Lives scenario - input'!$F160=\"\"),\"\",M175/'Lives scenario - input'!$F160),\"\")","v":""},{"$f":"IFERROR(IF(OR(N175=\"\",'Lives scenario - input'!$F160=\"\"),\"\",N175/'Lives scenario - input'!$F160),\"\")","v":""},{"$f":"IFERROR(IF(OR(O175=\"\",'Lives scenario - input'!$F160=\"\"),\"\",O175/'Lives scenario - input'!$F160),\"\")","v":""},{"$f":"IFERROR(IF(OR(P175=\"\",'Lives scenario - input'!$F160=\"\"),\"\",P175/'Lives scenario - input'!$F160),\"\")","v":""},{"$f":"IFERROR(IF(OR(Q175=\"\",'Lives scenario - input'!$F160=\"\"),\"\",Q175/'Lives scenario - input'!$F160),\"\")","v":""},{"$f":"IFERROR(IF(OR(R175=\"\",'Lives scenario - input'!$F160=\"\"),\"\",R175/'Lives scenario - input'!$F160),\"\")","v":""},{"$f":"IFERROR(IF(OR(S175=\"\",'Lives scenario - input'!$F160=\"\"),\"\",S175/'Lives scenario - input'!$F160),\"\")","v":""},{"$f":"IFERROR(IF(OR(T175=\"\",'Lives scenario - input'!$F160=\"\"),\"\",T175/'Lives scenario - input'!$F160),\"\")","v":""},{"$f":"IFERROR(IF(OR(U175=\"\",'Lives scenario - input'!$F160=\"\"),\"\",U175/'Lives scenario - input'!$F160),\"\")","v":""},{"$f":"IFERROR(IF(OR(V175=\"\",'Lives scenario - input'!$F160=\"\"),\"\",V175/'Lives scenario - input'!$F160),\"\")","v":""},{"$f":"IFERROR(IF(OR(W175=\"\",'Lives scenario - input'!$F160=\"\"),\"\",W175/'Lives scenario - input'!$F160),\"\")","v":""}]

{"sheet":"Combined scenario - input","index":6,"n_rows":190,"n_cols":190,"rows_kept":190,"cut":false,"hidden":false,"merged":[[2,3,3,3],[2,4,3,5],[2,6,3,6]]}
[null,"Unit cost - comparative"]
[null,"Replacement lives - comparative"]
[null,null,null,"Unit cost","Replacement \nlife",null,"Method","Volume",null,null,null,null,null,null,null,null,null,null,null,null,null,null,null,null,null,null,null,null,null,null,null,null,null,null,null,null,null,null,null,null,null,null,null,null,null,null,null,null,null,null,null,null,null,null,null,null,null,null,null,null,null,null,null,null,null,null,null,null,null,null,null,null,null,null,null,null,null,null,null,null,null,null,null,null,null,null,null,null,null,null,null,null,null,null,null,null,null,null,null,"Replacement Cost (NOT depreciated)"]
[null,null,null,null,null,null,null,"Installation date",null,null,null,null,null,null,null,null,null,null,null,null,null,null,null,null,null,null,null,null,null,null,null,null,null,null,null,null,null,null,null,null,null,null,null,null,null,null,null,null,null,null,null,null,null,null,null,null,null,null,null,null,null,null,null,null,null,null,null,null,null,null,null,null,null,null,null,null,null,null,null,null,null,null,null,null,null,null,null,null,null,null,null,null,null,null,null,null,null,null,null,"Installation date"]
["ID","Asset group","Asset category","$ ('000)","μ","σ","#",2018,2017,2016,2015,2014,2013,2012,2011,2010,2009,2008,2007,2006,2005,2004,2003,2002,2001,2000,1999,1998,1997,1996,1995,1994,1993,1992,1991,1990,1989,1988,1987,1986,1985,1984,1983,1982,1981,1980,1979,1978,1977,1976,1975,1974,1973,1972,1971,1970,1969,1968,1967,1966,1965,1964,1963,1962,1961,1960,1959,1958,1957,1956,1955,1954,1953,1952,1951,1950,1949,1948,1947,1946,1945,1944,1943,1942,1941,1940,1939,1938,1937,1936,1935,1934,1933,1932,1931,1930,1929,1928,null,{"$f":"H5","v":2018},{"$f":"I5","v":2017},2016,2015,2014,2013,2012,2011,2010,2009,2008,2007,2006,2005,2004,2003,2002,2001,2000,1999,1998,1997,1996,1995,1994,1993,1992,1991,1990,1989,1988,1987,1986,1985,1984,1983,1982,1981,1980,1979,1978,1977,1976,1975,1974,1973,1972,1971,1970,1969,1968,1967,1966,1965,1964,1963,1962,1961,1960,1959,1958,1957,1956,1955,1954,{"$f":"BU5","v":1953},1952,1951,1950,1949,1948,1947,1946,1945,1944,1943,1942,1941,1940,1939,1938,1937,1936,1935,1934,1933,1932,1931,1930,1929,1928]
[1,"OVERHEAD CONDUCTORS","˂ = 1 kv",13.844894660452509,87.627628413139561,9.3609630067178209,2,22.332000000000001,30.999999999999499,17.8999999999997,226.67109266,285.29613724400002,23.338952415999699,36.068089755999701,28.857641623999601,32.6349999999996,29.669439999999799,265.74188128517102,97.470044988303897,245.667229707936,186.51051793392199,103.615163046905,164.792572608011,136.79786164957,187.12222668378899,428.42187065671698,26.660031159361399,178.765765342691,7.9546813828140799,426.05702850284598,229.28323236444899,239.26062450650301,9.77702059189523,518.18188392629395,734.11148811928695,534.73514234506797,637.32003933421504,321.847698350744,581.007684805856,555.23921989947996,550.97471579960904,843.40319137601205,676.40475592280995,522.82959292684302,662.84828697813998,847.81609808906296,472.72756081170002,594.61614338615402,1056.5962722720001,782.20725126437605,1425.21507202514,1208.7647617596299,1871.1357881670799,582.79113153284095,1656.42654228526,2099.67137100339,1065.7374017055699,2775.3765050286302,1075.16107673397,2884.42949335511,3205.9850393852498,3843.2033722930601,3922.9900039016402,3563.8218550729798,4616.9805518397998,3247.2064818537501,2866.9083482636001,2865.46721609003,2752.7762641883101,981.31968558062704,4621.6831806369601,2728.9475274132301,1242.41106230933,528.40579060514801,18.060457085170999,88.308232786375399,9.4399496452301097,20.262335438612201,94.0943257050982,97.529992355650805,123.808605176074,52.381536432816297,46.342717391579903,97.321730759198601,116.74682440360699,800.510323606832,277.207908118121,252.95496729852599,269.29025543702897,243.93408072428201,322.435045569164,82.526208316857904,22.4007178174312,10.122738544044999,1.38429912025125,3.5514360763720001,0,0,null,{"$f":"IFERROR($D6*H6,\"\")","v":309.18418755722541},{"$f":"IFERROR($D6*I6,\"\")","v":429.19173447402085},247.82361442209574,3138.23740044737,3949.894967177182,323.12533768482939,499.35890327556206,399.53100843336415,451.8281372438621,410.77027143461328,3679.1683532636689,1349.4625054126345,3401.2369168315631,2582.2184738615883,1434.5410176100111,2281.5358085828839,1893.9519843134526,{"$f":"IFERROR($D6*Y6,\"\")","v":2590.6875170663743},5931.4556694762559,369.10532304574014,2474.9931900647289,110.13172580252363,5898.7146789673143,3174.4021994938516,3312.5381426866161,135.36182018786451,7174.1735979143687,10163.696222039562,7403.3517170095438,8823.6288095776563,4455.9474803751455,8043.9901930504702,7687.2285108601263,{"$f":"IFERROR($D6*AO6,\"\")","v":7628.1869008183457},11676.828340890355,9364.7525935803933,7238.5206394394072,9177.0647090737421,11737.924569478948,6544.863282530644,8232.3978685858274,14628.464088232638,10829.576996397394,19731.952540677299,16735.220795829049,25905.677882576001,8068.6818251181057,22933.050990717009,29069.728953109832,{"$f":"IFERROR($D6*BE6,\"\")","v":14755.022062317976},38424.795355216229,14885.491850400513,39934.622491003895,44386.52515327547,53208.745848093262,54313.383358026382,49340.738172103855,63921.60938957992,44957.231682003759,39692.044082881439,39672.091759746574,38111.897401481139,13586.267675092158,63986.716789903818,37781.991050938508,{"$f":"IFERROR($D6*BU6,\"\")","v":17201.05028265357},7315.7225089014,250.04512586381563,1222.6181805780859,130.69510843818691,280.52989972233968,1302.7260275333933,1350.2924703987237,1714.1170967202997,725.21685406499694,641.61004056554418,1347.4091105340253,1616.3474858102852,11082.981104941338,3837.9142869397829,3502.1348760863016,{"$f":"IFERROR($D6*CK6,\"\")","v":3728.2952196120145},3377.2416517220031,4464.07924074328,1142.5666608734575,310.13557850085658,140.14824881760541,19.165475498435637,49.169258370701115,0,0]
[1,"OVERHEAD CONDUCTORS","˃ 11 kv & < = 22 kv ; swer",2.5301122843053863,83.430025425270983,9.1340038003753303,2,7.7279999999999998,2.04,1.48,30.341360000000002,18.369289999999999,1.4898499999999999,15.70435,37.140860000000004,13.614990000000001,18.352329999999998,18.623790159839199,10.4681049023254,18.257482355723699,29.8792802484815,11.748592366079899,18.961273505593802,10.7461475127102,88.704572520674603,74.068143662129501,1.98400932296077,78.999587901252099,1.15328905443673,83.3060081989493,67.914409314376002,89.348508817920802,4.5209863093909899,129.254203734736,79.230094896938795,227.95799203536899,104.655020760036,112.601086209374,183.81354390542501,168.24704634423799,96.103745932712201,102.155422434264,146.52553650505999,200.945940672516,111.28694355557801,263.23149534592699,120.40529262132701,191.21842339501799,418.17203822903701,847.34288470669003,824.84375527096904,878.36138218868302,598.852096103956,330.45234430708001,760.24864565647204,1951.2130054971601,1074.95258915762,3079.7390586394599,747.52634965556695,1962.88447208496,1927.7250925430201,1975.5622956679999,1905.9755906084199,1770.34288523081,1402.4262416031399,1109.62058026248,974.29288765953197,724.97504124280499,225.385522169692,130.78471388951601,313.60625488695803,110.736805684369,33.722192666396403,8.9477105291149108,3.1013323658471701,6.1322559243044399,0,9.7089330917092695,2.0189653225900899,0,1.6861531341193601,0.77976218906442396,7.7239191074258198,3.0884117645825802,2.6775777849392299,1.2540141200352699,2.0988617910761702,2.01312378665203,0,0,7.0319146027641102,0,0,0,0,0.66533437161119602,0,0,null,{"$f":"IFERROR($D7*H7,\"\")","v":19.552707733112026},5.1614290599829884,3.7445661807719715,76.767047658532078,46.476366282968087,3.7694877867723795,39.733768852031289,93.970546135666552,34.44745344969499,46.433455578626265,47.120280263734934,26.48548080677093,46.193480388705375,75.597934002886333,29.725257868715236,47.974151022577132,27.188959830865848,224.43252860861682,187.40072015524999,5.0197663601994567,199.87782780402111,2.9179508039853141,210.77355470060684,171.83108128764687,226.06175974458955,11.438602998566616,327.02764866736669,200.46103638542635,576.75931595427653,264.7889536392023,284.893391444467,465.0689054568233,425.68391875365415,243.15326815211893,258.46468920933739,370.72605987588958,508.4157929768341,281.56846297276803,666.00523999080599,304.63890995660415,483.8040820172435,1058.0222108763082,2143.872641615159,2086.9473178436647,2222.3529231350453,1515.1630448346489,836.08153570885622,1923.5144375019727,4936.787994504798,2719.7507508735753,7792.085624718804,1891.3256001055133,4966.3181154944505,4877.3609374068328,4998.3944326801566,4822.3322553845774,4479.1662813551129,3548.2958617123381,2807.4646610401714,2465.0704035787494,1834.2682576632249,570.25067834612173,330.90001121122975,793.4590379244986,280.17655238676053,85.320933918962552,22.638712326122285,7.8467191165438113,15.515296044587144,0,24.564690882832696,5.108208964271773,0,4.2661567578554207,1.9728858933887581,19.542382616679163,7.8140285445636604,6.7745724458579515,3.1727965297936458,5.3103560006610238,5.0934292224356765,0,0,17.791533518639906,0,0,0,0,1.683370666784092,0,0]
[1,"OVERHEAD CONDUCTORS","> 1 kv & < = 11 kv",13.844894660452509,87.627628413139561,9.3609630067178209,2,39.75,21.049999999999901,27.351781211999999,78.742303191999994,106.636177413,150.95188570299999,147.45984603799999,268.55314579100002,211.60499602300001,101.811568459,227.02028695577201,51.418110512016703,215.93577493312301,47.3962538400094,41.912219858373902,257.56187594046202,299.46550751937701,197.52652287665001,260.73935197520802,13.7554984715931,321.59194739275398,204.65201693461501,492.117714673514,137.84750812012999,222.43143350638101,231.53252241393,573.89634966439098,420.72389147802801,589.83497942667202,885.28712398201299,503.47397084365099,693.41627145713903,424.495486990882,360.36746486627902,641.06936172862402,479.66971349000102,689.24173400485495,642.27366949536599,936.82686999693794,818.00662128820397,430.93997914322802,828.31976602033399,890.52324466759205,1371.0055920518901,953.06598091818205,1434.36580103912,1277.43532510978,1316.34713214411,1959.7553117817899,1929.5213651271999,2610.2729029018501,1629.76064877251,2009.4232690254601,2383.5418170170301,2050.4843478374701,2222.9127026975998,1830.56040029067,2275.06780748851,1305.98745877074,826.053136100708,1110.68279100994,1265.9133551396901,1443.11494296206,2577.1149730882198,951.27699278299804,495.625202695805,122.867502332958,8.1282130520775908,45.8137323182453,1.20304684016978,394.85739900556399,73.360878669510697,22.457176441261801,36.882950639973799,13.3178343797974,15.7275758482635,26.133348225841601,118.567660707147,111.93469625505,35.047151797936898,41.298627450582202,39.872825531904098,34.3274432435501,52.228580226843199,14.4161796939655,5.1131454854174399,4.0575456766025502,0.19457776751141401,1.7532479852223,0,0,null,550.33456275298727,291.43503260252396,378.68252965588403,1090.1788930146533,1476.36664327631,2089.9129563547021,2041.5660350426551,3718.0900142095402,2929.648879563907,1409.570440530304,3143.0719586883642,711.87832367837711,2989.6080573722693,656.19614171499791,580.27026892491244,3565.917040944234,4146.0684060447238,2734.7339018726821,3609.9088619314048,190.44342734122196,4452.4066353024637,2833.3856165088878,6813.3179201974253,1908.4842291290715,3079.5397660692915,3205.5433832897202,7945.5345071217125,5824.8779586489509,8166.203157212447,12256.70697578593,6970.5440906100857,9600.2752341678315,5877.0953012262498,4989.2495901279535,8875.5377831763253,6640.9766550784998,9542.4792028848442,8892.2112973456315,12970.269330189043,11325.215503287853,5966.3186162155935,11467.999905722194,12329.200515107188,18981.428000849744,13195.098110273071,19858.643419942196,17685.957511685807,18224.68738112396,27132.605851881144,26714.020045278605,36138.953375709694,22563.864504006138,27820.253487919617,32999.88537538435,28388.739798716433,30775.992208230055,25343.915911620104,31498.07414006507,18081.258794552959,11436.618653250742,15377.286242710008,17526.437051169018,19979.774368234652,35679.885330281308,13170.329757992649,6861.878722388843,1701.0876269927064,112.53425348372943,634.28629794827486,16.65605677374085,5466.7590951322982,1015.673637377613,310.91724220046535,510.64056637710672,184.38401409364786,217.74663088348518,361.81345331170041,1641.5567726267243,1549.7240785009151,485.2241247913251,571.77514667458297,552.03506930381354,475.25983566961332,723.0991915056369,199.59048926910683,70.790960629172758,56.176292472536808,2.6939086944615456,24.273533669053339,0,0]
[1,"OVERHEAD CONDUCTORS","> 22 kv & < = 66 kv",70.482331679962556,91.538010510785426,9.5675498697830381,2,16.524999999999999,9.0399999999999991,1.425,13.1381,68.475304382000004,9.9575700000000005,14.532470203000001,37.696199999999997,63.3626,70.595359999999999,76.856417656225204,53.773775147962603,30.051298234392299,30.629590055004002,42.046853735330501,37.524702328565098,71.781341362184705,24.1093685289636,100.374765023569,15.366940844010999,261.970652694698,2.7714737032883501,44.206321890142299,39.991937571001401,102.490763907519,0,123.136801666875,221.099694680146,197.49996628775901,259.92969518982397,84.612698523244603,200.028539653514,188.92870848820101,210.51826960693199,72.459195836326401,95.994442583745098,27.4756801539815,159.19529669483001,192.39569766442099,54.925198177347099,43.993027454997403,347.54514351893602,656.41036413824895,188.27681089574099,102.724236492806,468.892787180217,163.89205383546101,196.23487818385601,636.65400131567696,255.304553054346,656.59220509989404,538.08591837749998,1186.88010585912,1127.5680647510901,952.58176094143096,814.16882188244995,463.49532696309097,624.41569692338601,551.63719865954602,306.05575286384402,115.704390178094,469.27355580281102,277.48396765366198,719.745437114796,260.79514682483898,175.99403703525601,66.895188345373697,60.003229957848198,56.724761283139102,11.126611466770401,4.73437646912146,22.429318326271801,3.5967487441969301,54.311469791779302,0,125.065442145855,110.98989306137,34.521264862740203,37.244030919750301,17.112959207127101,14.522004740354699,20.569828467409401,0.73597929349173297,9.4417850789041804,4.0470199430424803,0.37915241935044702,0,0,0,0,0,null,1164.7205310113811,637.16027838686148,100.43732264394664,926.00392184451607,4826.2991153385174,701.83275146644473,1024.2823849770189,2656.9160714742043,4465.9437893047952,4975.7255785863617,5417.0195209797948,3790.1010556624278,2118.0855695699111,2158.8449254780744,2963.5602910724369,2644.8285157137884,5059.3163103221177,1699.2845092528635,7074.6474806894948,1083.0978214739471,18464.302433643981,195.33992879746361,3115.7646418121985,2818.7250084036768,7223.7880158624894,0,8678.9688970944499,15583.622014784503,13920.258130675253,18320.450989840741,5963.7002816520044,14098.477877317517,13316.135895532341,14837.818503127561,5107.0930741993188,6765.9121416206435,1936.5500017454888,11220.455703535055,13560.497376581518,3871.2560355234532,3100.7311526888261,24495.792079261839,46265.33300335706,13270.188633199205,7240.2437080568661,33048.65694837815,11551.494098141242,13831.091771331588,44872.858486106859,17994.460187781013,46278.149578328732,37925.550171400209,83654.077285511565,79473.62633151983,67140.183626956743,57384.516947403194,32668.23136712527,44010.27425672907,38880.676002927517,21571.523085910103,8155.1152053602236,33075.494408729144,19557.717044037403,50729.336623864685,18381.450039032836,12404.470092014528,4714.9288527521949,4229.167555758122,3998.0934392249087,784.22951987498607,333.68989259442873,1580.8706536277516,253.50723795797683,3827.9990278904556,0,8814.9039750253196,7822.8264558750552,2433.1392400674922,2625.0461403846216,1206.1612668624014,1023.5447547676685,1449.8094726398854,51.873536673468827,665.47902758224586,285.24340194094327,26.723546577918459,0,0,0,0,0]
[3,"SERVICE LINES","˂ = 11 kv ; commercial and industrial ; complex type",0.56635828245418085,52.124454400114971,7.2197267538401322,2,2658,2087,2160,1958,1709,901,864,844,831,868,891,909,956,922,1349,1740,2211,2454,2137,2025,1860,2012,2191,2126,1954,1909,1980,2048,2354,2413,2354,2505,2251,1849,1836,1854,1736,1608,1305,1070,1020,1111,1213,1197,1320,1181,1402,933,943,937,1043,1045,1175,1173,416,416,517,341,95,94,47,47,17,17,7,7,6,6,4,4,2,2,1,1,0,0,2,2,0,0,0,0,0,0,0,0,0,0,0,0,0,null,1505.3803147632127,1181.9897354818754,1223.3338901010306,1108.929517045286,967.90630471419502,510.28881249121696,489.33355604041225,478.00639039132864,470.64373271942429,491.598989170229,504.62522966667512,514.81967875085036,541.4385180261969,522.1823364227547,764.01732303069002,985.46341147027465,1252.2181625061939,1389.8432251425597,1210.3076496045844,1146.8755219697161,1053.4264053647764,1139.5128642978118,1240.8909968571102,1204.0777084975884,1106.6640839154693,1081.1779612050314,1121.389399259278,1159.9017624661624,1333.2073968971417,1366.6225355619383,1333.2073968971417,1418.727497547723,1274.8724938043611,1047.1964642577805,1039.8338065858761,1050.0282556700513,983.19797834045801,910.70411818632283,739.09755860270604,606.00336222597355,577.68544810326443,629.22405180659496,686.99259661692133,677.93086409765442,747.59293283951877,668.86913157838762,794.03431200076159,528.41227752975078,534.07586035429256,530.67771065956742,590.71168859971067,591.84440516461893,665.47098188366249,664.33826531875411,235.60504550093924,235.60504550093924,292.80723202881148,193.12817431687566,53.80403683314718,53.237678550692998,26.618839275346499,26.618839275346499,9.6280908017210738,9.6280908017210738,3.9645079771792657,3.9645079771792657,3.3981496947250851,3.3981496947250851,2.2654331298167234,2.2654331298167234,1.1327165649083617,1.1327165649083617,0.56635828245418085,0.56635828245418085,0,0,1.1327165649083617,1.1327165649083617,0,0,0,0,0,0,0,0,0,0,0,0,0]
[3,"SERVICE LINES","˂ = 11 kv ; residential ; simple type",0.53594620664388382,55.878458150344443,7.475189505982069,2,22773,18846,18759,13148,13315,5803,6454,7928,8539,8756,8607,8302,8357,8631,9607,11477,13145,14986,14238,11711,10625,10196,11618,14504,15997,16273,16491,15826,15392,15612,16043,16566,16276,16247,15054,12707,11648,10039,7843,6923,7564,11936,15690,15583,17652,14908,15049,10068,8741,8708,9871,9873,9841,9840,4820,4822,12148,9819,1886,1883,938,938,216,216,76,76,64,64,38,38,17,17,5,5,2,2,8,8,0,0,0,0,0,0,0,0,0,0,0,0,0,null,12205.102963901167,10100.442210410634,10053.814890432617,7046.6207249537847,7136.1237414633133,3110.095837154458,3458.996817679626,4248.9815262727107,4576.4446585321239,4692.7449853738462,4612.8890005839085,4449.4254075575236,4478.9024489229369,4625.7517095433614,5148.8352072277921,6151.0546136518542,7045.0128863338532,8031.6898527652429,7630.8020901956179,6276.466026006523,5694.4284455912657,5464.5075229410395,6226.6230287886419,7773.3637811628905,8573.531467682209,8721.4526207159215,8838.2888937642874,8481.8846663461045,8249.2840126626597,8367.1921781243145,8598.1849931878278,8878.4848592625785,8723.060459335853,8707.5180193431806,8068.1341948170266,6810.2684478238316,6242.7014149879587,5380.3639684979498,4203.4260987079806,3710.3555885956075,4053.8971070543371,6397.0539225013972,8408.9959822425371,8351.6497381316422,9460.5224396778376,7989.8860486470203,8065.4544637838071,5395.9064084906222,4684.7057922741888,4667.0195674549404,5290.3250057817768,5291.3968981950648,5274.2466195824609,5273.7106733758164,2583.2607160235202,2584.3326084368077,6510.674518309901,5262.455803036295,1010.7945457303649,1009.1867071104332,502.71754183196305,502.71754183196305,115.76438063507891,115.76438063507891,40.731911704935172,40.731911704935172,34.300557225208564,34.300557225208564,20.365955852467586,20.365955852467586,9.1110855129460244,9.1110855129460244,2.6797310332194191,2.6797310332194191,1.0718924132877676,1.0718924132877676,4.2875696531510705,4.2875696531510705,0,0,0,0,0,0,0,0,0,0,0,0,0]
[4,"SWITCHGEAR","˂ = 11 kv ; circuit breaker",68.359876094163141,56.075737230263741,7.4883734702713474,2,76,14,40,54,54,130,270,70,40,64,24,64,26,28,34,60,62,20,8,64,22,20,0,0,12,8,18,40,56,0,52,0,62,0,0,6,0,0,0,0,0,4,22,0,0,0,76,84,88,72,24,160,126,4,152,38,32,30,0,0,60,2,20,0,0,2,0,0,0,0,0,0,0,0,0,0,0,0,0,0,0,0,0,0,0,0,0,0,0,0,0,null,5195.3505831563989,957.03826531828395,2734.3950437665258,3691.4333090848095,3691.4333090848095,8886.7838922412084,18457.166545424046,4785.19132659142,2734.3950437665258,4375.032070026441,1640.6370262599153,4375.032070026441,1777.3567784482416,1914.0765306365679,2324.2357872015468,4101.5925656497884,4238.3123178381147,1367.1975218832629,546.87900875330513,4375.032070026441,1503.9172740715892,1367.1975218832629,0,0,820.31851312995764,546.87900875330513,1230.4777696949366,2734.3950437665258,3828.1530612731358,0,3554.7135568964832,0,4238.3123178381147,0,0,410.15925656497882,0,0,0,0,0,273.43950437665256,1503.9172740715892,0,0,0,5195.3505831563989,5742.2295919097041,6015.6690962863568,4921.9110787797463,1640.6370262599153,10937.580175066103,8613.3443878645558,273.43950437665256,10390.701166312798,2597.6752915781994,2187.5160350132205,2050.7962828248942,0,0,4101.5925656497884,136.71975218832628,1367.1975218832629,0,0,136.71975218832628,0,0,0,0,0,0,0,0,0,0,0,0,0,0,0,0,0,0,0,0,0,0,0,0,0]
[4,"SWITCHGEAR","˂ = 11 kv ; switch",13.145759880363528,76.636479141448234,8.7542263588193929,2,8,14,11,0,21,40,17,5,9,18,13,4,2,2,2,0,3,0,0,1,0,2,12,0,0,0,6,15,1,9,5,15,0,8,29,20,11,28,23,3,44,27,27,6,9,72,34,107,143,87,81,108,144,34,41,11,9,0,3,5,55,3,37,0,0,3,0,3,0,0,0,0,0,0,0,0,8,0,0,0,0,0,0,0,0,0,0,0,0,0,0,null,105.16607904290822,184.04063832508939,144.60335868399881,0,276.06095748763408,525.83039521454111,223.47791796617997,65.728799401817639,118.31183892327175,236.6236778465435,170.89487844472586,52.583039521454111,26.291519760727056,26.291519760727056,26.291519760727056,0,39.437279641090583,0,0,13.145759880363528,0,26.291519760727056,157.74911856436233,0,0,0,78.874559282181167,197.18639820545292,13.145759880363528,118.31183892327175,65.728799401817639,197.18639820545292,0,105.16607904290822,381.22703653054231,262.91519760727056,144.60335868399881,368.08127665017878,302.35247724836114,39.437279641090583,578.41343473599522,354.93551676981525,354.93551676981525,78.874559282181167,118.31183892327175,946.494711386174,446.95583593235995,1406.5963071988974,1879.8436628919844,1143.6811095916269,1064.8065503094458,1419.742067079261,1892.989422772348,446.95583593235995,538.9761550949047,144.60335868399881,118.31183892327175,0,39.437279641090583,65.728799401817639,723.01679341999397,39.437279641090583,486.39311557345053,0,0,39.437279641090583,0,39.437279641090583,0,0,0,0,0,0,0,0,105.16607904290822,0,0,0,0,0,0,0,0,0,0,0,0,0,0]
[4,"SWITCHGEAR","> 11 kv & < = 22 kv ; switch",14.172401188258965,49.13259333019208,7.0094645537438938,2,332,123,259,257,301,256,399,378,450,454,417,335,553,377,289,278,153,52,25,115,84,422,0,4,0,1,457,13,39,50,25,23,265,2,1,0,1,115,1,0,0,0,100,0,2,4,4,5,4,7,10,18,10,10,10,10,7,9,9,10,9,10,3,4,0,0,0,0,0,0,0,0,0,0,0,0,0,0,0,0,0,0,0,0,0,0,0,0,0,0,0,null,4705.2371945019759,1743.2053461558526,3670.6519077590719,3642.3071053825538,4265.892757665948,3628.134704194295,5654.7880741153267,5357.1676491618882,6377.5805347165342,6434.2701394695696,5909.8912955039887,4747.7543980667533,7837.3378571072071,5342.9952479736294,4095.823943406841,3939.9275303359923,2168.3773818036216,736.96486178946611,354.3100297064741,1629.8261366497809,1190.481699813753,5980.7533014452829,0,56.689604753035859,0,14.172401188258965,6476.787343034347,184.24121544736653,552.72364634209964,708.62005941294819,354.3100297064741,325.96522732995618,3755.6863148886255,28.344802376517929,14.172401188258965,0,14.172401188258965,1629.8261366497809,14.172401188258965,0,0,0,1417.2401188258964,0,28.344802376517929,56.689604753035859,56.689604753035859,70.862005941294825,56.689604753035859,99.206808317812758,141.72401188258965,255.10322138866135,141.72401188258965,141.72401188258965,141.72401188258965,141.72401188258965,99.206808317812758,127.55161069433068,127.55161069433068,141.72401188258965,127.55161069433068,141.72401188258965,42.517203564776892,56.689604753035859,0,0,0,0,0,0,0,0,0,0,0,0,0,0,0,0,0,0,0,0,0,0,0,0,0,0,0]
[4,"SWITCHGEAR","> 22 kv & < = 33 kv ; circuit breaker",237.37608332999409,67.399669997994536,8.2097302025093697,2,6,0,22,2,22,42,40,28,18,6,10,14,14,22,14,14,2,0,6,0,0,0,0,0,0,0,0,0,4,4,0,0,0,0,0,0,0,0,0,0,0,0,0,0,0,0,0,0,0,0,40,38,0,10,2,4,0,18,0,6,52,0,0,0,32,0,0,6,0,0,0,6,0,0,0,0,0,0,0,0,0,0,0,0,0,0,0,0,0,0,0,null,1424.2564999799645,0,5222.2738332598701,474.75216665998818,5222.2738332598701,9969.7954998597525,9495.0433331997629,6646.5303332398344,4272.7694999398936,1424.2564999799645,2373.7608332999407,3323.2651666199172,3323.2651666199172,5222.2738332598701,3323.2651666199172,3323.2651666199172,474.75216665998818,0,1424.2564999799645,0,0,0,0,0,0,0,0,0,949.50433331997635,949.50433331997635,0,0,0,0,0,0,0,0,0,0,0,0,0,0,0,0,0,0,0,0,9495.0433331997629,9020.2911665397751,0,2373.7608332999407,474.75216665998818,949.50433331997635,0,4272.7694999398936,0,1424.2564999799645,12343.556333159693,0,0,0,7596.0346665598108,0,0,1424.2564999799645,0,0,0,1424.2564999799645,0,0,0,0,0,0,0,0,0,0,0,0,0,0,0,0,0,0,0]
[4,"SWITCHGEAR","> 22 kv & < = 33 kv ; switch",7.8275348681993062,72.083772494700796,8.4902162807964316,2,4,14,12,7,60,45,33,32,39,10,5,14,20,20,17,6,7,9,4,0,0,0,8,0,0,3,30,16,4,5,0,10,3,3,11,4,3,11,22,13,4,5,9,2,16,45,10,6,20,79,38,69,70,30,16,4,3,0,0,7,21,23,34,8,1,1,0,1,0,0,0,0,0,0,0,0,4,4,0,0,0,0,0,0,0,0,0,0,0,0,0,null,31.310139472797225,109.58548815479028,93.930418418391668,54.792744077395142,469.65209209195837,352.23906906896877,258.30865065057708,250.4811157823778,305.27385985977293,78.275348681993066,39.137674340996533,109.58548815479028,156.55069736398613,156.55069736398613,133.06809275938821,46.965209209195834,54.792744077395142,70.447813813793758,31.310139472797225,0,0,0,62.62027894559445,0,0,23.482604604597917,234.82604604597918,125.2405578911889,31.310139472797225,39.137674340996533,0,78.275348681993066,23.482604604597917,23.482604604597917,86.102883550192374,31.310139472797225,23.482604604597917,86.102883550192374,172.20576710038475,101.75795328659098,31.310139472797225,39.137674340996533,70.447813813793758,15.655069736398612,125.2405578911889,352.23906906896877,78.275348681993066,46.965209209195834,156.55069736398613,618.37525458774519,297.44632499157365,540.09990590575217,547.92744077395139,234.82604604597918,125.2405578911889,31.310139472797225,23.482604604597917,0,0,54.792744077395142,164.37823223218544,180.03330196858406,266.13618551877641,62.62027894559445,7.8275348681993062,7.8275348681993062,0,7.8275348681993062,0,0,0,0,0,0,0,0,31.310139472797225,31.310139472797225,0,0,0,0,0,0,0,0,0,0,0,0,0]
[4,"SWITCHGEAR","> 33 kv & < = 66 kv ; circuit breaker",153.98774832184276,68.18895459208386,8.2576603582421484,2,4,8,9,10,11,14,40,40,30,15,24,16,19,11,2,13,11,8,7,2,7,1,1,1,0,0,2,8,0,13,6,4,2,12,11,0,10,0,0,0,0,0,0,0,0,2,8,11,24,6,6,3,0,15,11,0,0,0,0,2,6,0,0,3,8,0,7,0,0,0,1,0,0,0,0,0,0,0,0,0,0,0,0,0,0,0,0,0,0,0,0,null,615.95099328737103,1231.9019865747421,1385.8897348965847,1539.8774832184276,1693.8652315402703,2155.8284765057988,6159.5099328737106,6159.5099328737106,4619.6324496552825,2309.8162248276412,3695.705959724226,2463.8039731494841,2925.7672181150124,1693.8652315402703,307.97549664368552,2001.8407281839559,1693.8652315402703,1231.9019865747421,1077.9142382528994,307.97549664368552,1077.9142382528994,153.98774832184276,153.98774832184276,153.98774832184276,0,0,307.97549664368552,1231.9019865747421,0,2001.8407281839559,923.92648993105649,615.95099328737103,307.97549664368552,1847.852979862113,1693.8652315402703,0,1539.8774832184276,0,0,0,0,0,0,0,0,307.97549664368552,1231.9019865747421,1693.8652315402703,3695.705959724226,923.92648993105649,923.92648993105649,461.96324496552825,0,2309.8162248276412,1693.8652315402703,0,0,0,0,307.97549664368552,923.92648993105649,0,0,461.96324496552825,1231.9019865747421,0,1077.9142382528994,0,0,0,153.98774832184276,0,0,0,0,0,0,0,0,0,0,0,0,0,0,0,0,0,0,0,0]
[4,"SWITCHGEAR","> 33 kv & < = 66 kv ; switch",22.170793333333336,80.251469868239553,8.9583184732537582,2,2,1,17,35,58,71,73,83,63,21,24,18,22,12,7,20,20,13,3,2,9,1,12,0,0,0,17,12,0,2,25,9,4,21,1,5,0,0,7,4,10,18,6,3,0,12,14,86,75,38,49,31,74,34,65,22,25,4,0,30,33,0,39,14,10,13,0,0,0,0,0,0,0,0,0,0,0,8,0,0,6,15,0,0,0,6,0,0,0,0,0,null,44.341586666666672,22.170793333333336,376.90348666666671,775.97776666666675,1285.9060133333335,1574.126326666667,1618.4679133333334,1840.175846666667,1396.7599800000003,465.58666000000005,532.09904000000006,399.07428000000004,487.75745333333339,266.04952000000003,155.19555333333335,443.41586666666672,443.41586666666672,288.22031333333337,66.512380000000007,44.341586666666672,199.53714000000002,22.170793333333336,266.04952000000003,0,0,0,376.90348666666671,266.04952000000003,0,44.341586666666672,554.26983333333339,199.53714000000002,88.683173333333343,465.58666000000005,22.170793333333336,110.85396666666668,0,0,155.19555333333335,88.683173333333343,221.70793333333336,399.07428000000004,133.02476000000001,66.512380000000007,0,266.04952000000003,310.3911066666667,1906.6882266666669,1662.8095000000003,842.49014666666676,1086.3688733333333,687.29459333333341,1640.6387066666668,753.80697333333342,1441.1015666666667,487.75745333333339,554.26983333333339,88.683173333333343,0,665.12380000000007,731.63618000000008,0,864.6609400000001,310.3911066666667,221.70793333333336,288.22031333333337,0,0,0,0,0,0,0,0,0,0,0,177.36634666666669,0,0,133.02476000000001,332.56190000000004,0,0,0,133.02476000000001,0,0,0,0,0]
[5,"TRANSFORMERS","ground outdoor / indoor chamber mounted ; ˂ 22 kv ; > 600 kva ; multiple phase",47.318051969262044,62.913593182200934,7.9318089476613673,2,0,0,0,0,0,0,0,0,0,0,0,3,0,0,0,0,1,0,2,0,0,0,0,0,0,0,2,0,0,4,2,0,8,0,4,1,2,1,2,2,4,0,2,2,1,0,10,4,1,1,5,2,2,5,1,1,1,0,0,0,0,0,0,0,0,0,0,0,0,0,0,0,0,0,0,0,0,0,0,0,0,0,0,0,0,0,0,0,0,0,0,null,0,0,0,0,0,0,0,0,0,0,0,141.95415590778612,0,0,0,0,47.318051969262044,0,94.636103938524087,0,0,0,0,0,0,0,94.636103938524087,0,0,189.27220787704817,94.636103938524087,0,378.54441575409635,0,189.27220787704817,47.318051969262044,94.636103938524087,47.318051969262044,94.636103938524087,94.636103938524087,189.27220787704817,0,94.636103938524087,94.636103938524087,47.318051969262044,0,473.18051969262046,189.27220787704817,47.318051969262044,47.318051969262044,236.59025984631023,94.636103938524087,94.636103938524087,236.59025984631023,47.318051969262044,47.318051969262044,47.318051969262044,0,0,0,0,0,0,0,0,0,0,0,0,0,0,0,0,0,0,0,0,0,0,0,0,0,0,0,0,0,0,0,0,0,0]
[5,"TRANSFORMERS","ground outdoor / indoor chamber mounted ; > = 22 kv & < = 33 kv ; < = 15 mva",165.20980982882355,64.10872915526916,8.0067926884158283,2,6,8,5,6,2,8,11,6,7,4,3,4,2,2,5.9563416108396723,5.9126832216793401,9.9126832216793392,9.9126832216793392,1.9563416108396718,1.9563416108396718,3.9126832216793401,1.9126832216793399,5.82536644335869,4.7817080541983596,4.82536644335869,2.86902483251902,16.86902483251902,3.9126832216793401,7.7817080541983596,4.7817080541983596,28.825366443358689,7.6507328867173703,13.694391275877699,5.7380496650380302,15.694391275877699,22.60707449755704,8.6070744975570399,7.6507328867173703,7.6943912758776998,5.8690248325190204,2.86902483251902,9.8253664433586891,11.694391275877699,17.694391275877699,4.7817080541983596,5.8690248325190204,0.95634161083967195,7.7817080541983596,24.73804966503803,5.82536644335869,5.7817080541983596,16.825366443358689,9.9126832216793392,0,5,14.694391275877699,11.650732886717371,3.9126832216793401,1.9126832216793399,3,3,7.9126832216793401,7.9126832216793401,2,2,0.95634161083967195,4.9563416108396723,1.9126832216793399,1.9126832216793399,0,0,0,0,0,0,0,0,0,0,0,0,0,0,0,0,0,0,0,0,0,0,null,991.25885897294131,1321.6784786305884,826.04904914411782,991.25885897294131,330.4196196576471,1321.6784786305884,1817.307908117059,991.25885897294131,1156.4686688017648,660.83923931529421,495.62942948647066,660.83923931529421,330.4196196576471,330.4196196576471,984.04606480233076,976.83327063171953,1637.6725099470136,1637.6725099470136,323.2068254870365,323.2068254870365,646.41365097407243,315.99403131642532,962.40768229049945,789.98507829106495,797.19787246167584,473.99104697463963,2786.9283845781692,646.41365097407243,1285.6145077775357,789.98507829106495,4762.2333083534413,1263.9761252657029,2262.4477784092551,947.98209394927767,2592.8673980669018,3734.9104785274453,1421.9731409239155,1263.9761252657029,1271.1889194363139,969.62047646111034,473.99104697463963,1623.2469216057934,1932.0281587516079,2923.2870177245491,789.98507829106495,969.62047646111034,157.99701565821297,1285.6145077775357,4086.9684806969253,962.40768229049945,955.19488811988845,2779.7155904075585,1637.6725099470136,0,826.04904914411782,2427.6575882380785,1924.8153645809973,646.41365097407243,315.99403131642532,495.62942948647066,495.62942948647066,1307.2528902893666,1307.2528902893666,330.4196196576471,330.4196196576471,157.99701565821297,818.83625497350727,315.99403131642532,315.99403131642532,0,0,0,0,0,0,0,0,0,0,0,0,0,0,0,0,0,0,0,0,0,0]
[5,"TRANSFORMERS","ground outdoor / indoor chamber mounted ; > 33 kv & < = 66 kv ; < = 15 mva",93.458684802040068,72.39580942679261,8.5085727020924384,2,6,8,7,6,3,9,11,10,10,4,7,4.9563416108396696,2.9563416108396701,2,6.9563416108396696,4.9563416108396696,8.9563416108396705,18.781708054198401,6.7817080541983596,3.9126832216793401,3.9126832216793401,2.86902483251902,4.8690248325190204,1.9126832216793399,1.9563416108396701,0.95634161083967195,19.912683221679302,4.9126832216793401,6.9126832216793401,11.5197577192364,38.476099330076103,8.8253664433586891,8.9126832216793392,0.95634161083967195,19.912683221679302,16.869024832518999,1.9126832216793399,4.82536644335869,4.82536644335869,8,6.9126832216793401,7.9126832216793401,6.9126832216793401,15.9126832216793,1.9126832216793399,3.9563416108396701,3.9563416108396718,4.9126832216793401,30.912683221679298,10.912683221679341,6.9563416108396705,20.956341610839701,14.912683221679339,5.9563416108396723,24.912683221679341,14.912683221679339,18.956341610839669,7.9563416108396705,0.95634161083967195,6.9126832216793401,8.9563416108396705,7.9126832216793401,9.912683221679341,6,4,0.95634161083967195,6.9563416108396696,1.9563416108396718,0.95634161083967195,0,0,0,0,0,0,1,0,0,0,0,0,0,0,0,0,0,0,0,0,0,0,null,560.75210881224041,747.66947841632054,654.21079361428042,560.75210881224041,280.3760544061202,841.12816321836067,1028.0455328224407,934.58684802040068,934.58684802040068,373.83473920816027,654.21079361428042,463.21316837870023,276.29579877462015,186.91736960408014,650.13053798278031,463.21316837870023,{"$f":"IFERROR($D21*X21,\"\")","v":837.04790758686056},1755.3137330812656,633.8095154567809,365.67422794516011,365.67422794516011,268.1352875116209,455.05265711570104,178.75685834107995,182.83711397258006,89.378429170540173,1861.0131847777977,459.13291274720018,646.05028235128032,1076.6214056779827,3595.9256397015674,824.80714069236114,{"$f":"IFERROR($D21*AN21,\"\")","v":832.96765195536034},89.378429170540173,1861.0131847777977,1576.5568747401799,178.75685834107995,450.97240148420093,450.97240148420093,747.66947841632054,646.05028235128032,739.50896715332044,646.05028235128032,1487.1784455696372,178.75685834107995,369.75448357666022,369.75448357666033,459.13291274720018,{"$f":"IFERROR($D21*BD21,\"\")","v":2889.0587176002382},1019.8850215594407,650.13053798278042,1958.5521252113442,1393.7197607676007,556.67185318074053,2328.3066087880015,1393.7197607676007,1771.634755607261,743.58922278482055,89.378429170540173,646.05028235128032,837.04790758686056,739.50896715332044,926.42633675740058,560.75210881224041,{"$f":"IFERROR($D21*BT21,\"\")","v":373.83473920816027},89.378429170540173,650.13053798278031,182.83711397258023,89.378429170540173,0,0,0,0,0,0,93.458684802040068,0,0,0,0,{"$f":"IFERROR($D21*CJ21,\"\")","v":0},0,0,0,0,0,0,0,0,0,0]
[5,"TRANSFORMERS","ground outdoor / indoor chamber mounted ; > 33 kv & < = 66 kv ; > 15 mva and < = 40 mva",75.606371346702744,54.76543001909868,7.4003668840874832,2,3,0,1,3,6,1,8,4,4,4,2,4,3,5,2,5,5,4,0,1,0,0,2,0,3,0,1,5,1,3,1,1,4,0,2,4,2,0,4,1,4,0,0,0,0,1,4,0,4,6,4,2,0,0,0,0,0,0,0,0,0,2,3,0,0,0,0,0,0,0,0,0,0,0,0,0,0,0,0,0,0,0,0,0,0,0,0,0,0,0,0,null,226.81911404010822,0,75.606371346702744,226.81911404010822,453.63822808021644,75.606371346702744,604.85097077362195,302.42548538681098,302.42548538681098,302.42548538681098,151.21274269340549,302.42548538681098,226.81911404010822,378.03185673351373,151.21274269340549,378.03185673351373,378.03185673351373,302.42548538681098,0,75.606371346702744,0,0,151.21274269340549,0,226.81911404010822,0,75.606371346702744,378.03185673351373,75.606371346702744,226.81911404010822,75.606371346702744,75.606371346702744,302.42548538681098,0,151.21274269340549,302.42548538681098,151.21274269340549,0,302.42548538681098,75.606371346702744,302.42548538681098,0,0,0,0,75.606371346702744,302.42548538681098,0,302.42548538681098,453.63822808021644,302.42548538681098,151.21274269340549,0,0,0,0,0,0,0,0,0,151.21274269340549,226.81911404010822,0,0,0,0,0,0,0,0,0,0,0,0,0,0,0,0,0,0,0,0,0,0,0,0,0,0,0,0]
[5,"TRANSFORMERS","kiosk mounted ; < = 22 kv ; < = 60 kva ; multiple phase",43.800834667490079,56.807772981058406,7.537093138674777,2,0,0.95634161083967195,4.7817080541983596,2.86902483251902,5.7380496650380302,0,0,0,0,0,0,0,0,0,0,0,0,0,0,0,0,0,0,0,0,0,0,0,0,0,0.95634161083967195,0,0,0,0,0,0,0,0,0,0,0,0,0,0,0,0,0,0,0,0,0,0,0,0,0.95634161083967195,0.95634161083967195,0.95634161083967195,0.95634161083967195,0,0,0.95634161083967195,0.95634161083967195,0,0,0,0,0,0,0,0,0,0,0,0,0,0,0,0,0,0,0,0,0,0,0,0,0,0,0,0,null,0,41.888560782029607,209.44280391014803,125.66568234608901,251.3313646921776,0,0,0,0,0,0,0,0,0,0,0,0,0,0,0,0,0,0,0,0,0,0,0,0,0,41.888560782029607,0,0,0,0,0,0,0,0,0,0,0,0,0,0,0,0,0,0,0,0,0,0,0,0,41.888560782029607,41.888560782029607,41.888560782029607,41.888560782029607,0,0,41.888560782029607,41.888560782029607,0,0,0,0,0,0,0,0,0,0,0,0,0,0,0,0,0,0,0,0,0,0,0,0,0,0,0,0]
[5,"TRANSFORMERS","kiosk mounted ; < = 22 kv ; < = 60 kva ; single phase",10.667804713528884,71.604618519837842,8.4619512241467003,2,3.82536644335869,2.86902483251902,0.95634161083967195,3.82536644335869,0,0.95634161083967195,1.9126832216793399,1.9126832216793399,0.95634161083967195,3.82536644335869,7.6507328867173703,8.6070744975570399,9.5634161083967193,6.6943912758776998,5.7380496650380302,7.6507328867173703,4.7817080541983596,2.86902483251902,6.6943912758776998,7.6507328867173703,7.6507328867173703,8.6070744975570399,8.6070744975570399,9.5634161083967193,11.476099330076099,13.3887825517554,15.3014657734347,16.2578073842744,13.3887825517554,18.170490605953798,29.646589936029802,23.9085402709918,7.6507328867173703,2.86902483251902,1.9126832216793399,0.95634161083967195,0.95634161083967195,0.95634161083967195,0.95634161083967195,0.95634161083967195,0.95634161083967195,0,0,0,0.95634161083967195,0.95634161083967195,0,1.9126832216793399,1.9126832216793399,0,0,0,0.95634161083967195,0.95634161083967195,1.9126832216793399,1.9126832216793399,0.95634161083967195,1.9126832216793399,1.9126832216793399,0,0,1.9126832216793399,2.86902483251902,1.9126832216793399,0.95634161083967195,0,0,0,0,0,0,0,0,0,0,0,0,0,0,0,0,0,0,0,0,0,0,0,0,0,0,null,40.808262175437058,30.60619663157782,10.202065543859259,40.808262175437058,0,10.202065543859259,20.404131087718476,20.404131087718476,10.202065543859259,40.808262175437058,81.616524350874016,91.81858989473325,102.02065543859258,71.414458807014768,61.212393263155533,81.616524350874016,51.010327719296292,30.60619663157782,71.414458807014768,81.616524350874016,81.616524350874016,91.81858989473325,91.81858989473325,102.02065543859258,122.42478652631148,142.82891761402954,163.23304870174758,173.43511424560714,142.82891761402954,193.83924533332623,316.2640318596367,255.05163859648147,81.616524350874016,30.60619663157782,20.404131087718476,10.202065543859259,10.202065543859259,10.202065543859259,10.202065543859259,10.202065543859259,10.202065543859259,0,0,0,10.202065543859259,10.202065543859259,0,20.404131087718476,20.404131087718476,0,0,0,10.202065543859259,10.202065543859259,20.404131087718476,20.404131087718476,10.202065543859259,20.404131087718476,20.404131087718476,0,0,20.404131087718476,30.60619663157782,20.404131087718476,10.202065543859259,0,0,0,0,0,0,0,0,0,0,0,0,0,0,0,0,0,0,0,0,0,0,0,0,0,0]
[5,"TRANSFORMERS","kiosk mounted ; < = 22 kv ; > 60 kva and < = 600 kva ; multiple phase",22.703022608971313,55.034704921227451,7.4185379234204536,2,147.27660806930899,152.05831612350801,228.56564499068199,201.78807988717099,184.57393089205701,78.420012088853099,153.97099934518701,225.69662015816201,166.40344028610301,43.991714098624897,20.0831738276331,28.690248325190201,21.039515438472801,15.3014657734347,2.86902483251902,6.6943912758776998,6.6943912758776998,1.9126832216793399,0.95634161083967195,1.9126832216793399,21.995857049312399,21.995857049312399,26.777565103510799,49.729763763662902,44.948055709464597,53.555130207021598,58.336838261220002,37.297322822747198,27.7339067143505,30.602931546869499,30.602931546869499,41.122689266105901,45.904397320304199,39.2100060444265,20.0831738276331,25.821223492671098,24.864881881831501,21.039515438472801,22.952198660152099,17.214148995114101,19.1268322167934,21.039515438472801,23.9085402709918,19.1268322167934,14.3451241625951,7.6507328867173703,2.86902483251902,10.5197577192364,6.6943912758776998,1.9126832216793399,3.82536644335869,6.6943912758776998,13.3887825517554,14.3451241625951,2.86902483251902,5.7380496650380302,5.7380496650380302,14.3451241625951,15.3014657734347,1.9126832216793399,4.7817080541983596,10.5197577192364,21.039515438472801,13.3887825517554,0.95634161083967195,0.95634161083967195,0.95634161083967195,0.95634161083967195,0.95634161083967195,0,0,0,0,0,0,0,0,0,0,0,0,0,0,0,0,0,0,0,0,0,0,null,3343.6241627701288,3452.1833888341093,5189.1310058575637,4581.1993398993527,4190.3861260690792,1780.3713074490356,3495.6070792596879,5123.9954702191626,3777.8610670260045,998.7448797884831,455.94874946865519,651.35535638379451,477.66059468144897,347.3895234046887,65.135535638379451,151.98291648955174,151.98291648955174,43.423690425586145,21.711845212793119,43.423690425586145,499.37243989424042,499.37243989424042,607.93166595820696,1129.0159510652411,1020.4567250012768,1215.8633319164139,1324.4225579803804,846.76196329893139,629.64351117100068,694.77904680937968,694.77904680937968,933.60934415010422,1042.1685702140685,890.18565372451667,455.94874946865519,586.21982074541313,564.50797553262169,477.66059468144897,521.08428510703425,390.81321383027625,434.23690425586148,477.66059468144897,542.79613031982797,434.23690425586148,325.67767819189726,173.69476170234481,65.135535638379451,238.83029734072448,151.98291648955174,43.423690425586145,86.847380851172517,151.98291648955174,303.96583297910348,325.67767819189726,65.135535638379451,130.27107127675868,130.27107127675868,325.67767819189726,347.3895234046887,43.423690425586145,108.55922606396558,238.83029734072448,477.66059468144897,303.96583297910348,21.711845212793119,21.711845212793119,21.711845212793119,21.711845212793119,21.711845212793119,0,0,0,0,0,0,0,0,0,0,0,0,0,0,0,0,0,0,0,0,0,0]
[5,"TRANSFORMERS","kiosk mounted ; < = 22 kv ; > 60 kva and < = 600 kva ; single phase",38.453293234310891,74.606030417180222,8.6374782440930193,2,0,0,0,0,0,12.432440940915701,25.821223492671098,39.2100060444265,128.149775852516,251.51784365083401,230.47832821236099,200.83173827633101,241.954427542437,251.51784365083401,227.609303379842,208.48247116304799,164.490757064424,146.32026645847,159.70904901022499,163.53441545358399,136.75685035007299,109.979285246562,155.88368256686601,219.00222888228501,222.82759532564401,190.31198055709501,232.39101143404,306.98565707953497,331.850538961366,291.68419130609999,264.906626202589,326.11248929632802,357.67176245403698,290.72784969525998,181.70490605953799,154.927340956027,151.10197451266799,126.237092630837,128.149775852516,192.22466377877399,256.299551705032,219.958570493124,179.79222283785799,142.494900015111,82.245378532211802,45.904397320304199,41.122689266105901,36.340981211907497,20.0831738276331,5.7380496650380302,16.2578073842744,28.690248325190201,75.550987256333997,76.507328867173698,30.602931546869499,29.646589936029802,21.039515438472801,65.987571147937402,60.249521482899297,8.6070744975570399,15.3014657734347,47.8170805419836,99.459527527325804,60.249521482899297,3.82536644335869,5.7380496650380302,1.9126832216793399,4.7817080541983596,2.86902483251902,0,0,0,0,0,0,0,0,0,0,0,0,0,0,0,0,0,0,0,0,0,0,null,0,0,0,0,0,478.06829711928344,992.91107863235902,1507.7538601454346,4927.7809087680107,9671.6893955670803,8862.6507389036651,7722.6417226961348,9303.944551629158,9671.6893955670803,8752.3272857222928,8016.8375978464483,6325.2113157320919,5626.4961122500517,6141.3388937631107,6288.4368313382874,5258.7512683121286,4229.0657052859706,5994.2409561879358,8421.3569261781759,8568.4548637533517,7318.1223943644472,8936.1997076912357,11804.609490406965,12760.746084645518,11216.217740106298,10186.53217708014,12540.099178282773,13753.657163277872,11179.443255712495,6987.1520348203285,5957.4664717941696,5810.3685342189929,4854.2319399804419,4927.7809087680107,7391.6713631520151,9855.5618175360214,8458.1314105719412,6913.6030660327206,5479.398174674875,3162.6056578660382,1765.1752509019725,1581.3028289330191,1397.4304069640618,772.26417226961348,220.64690636274676,625.16623469444846,1103.2345318137357,2905.1842671094964,2941.9587515032886,1176.7835006013163,1140.0090162075242,809.03865666340573,2537.4394231715901,2316.7925168088404,330.97035954411996,588.39175030065621,1838.724219689557,3824.5463769542753,2316.7925168088404,147.09793757516462,220.64690636274676,73.548968787582126,183.87242196895568,110.32345318137357,0,0,0,0,0,0,0,0,0,0,0,0,0,0,0,0,0,0,0,0,0,0]
[5,"TRANSFORMERS","kiosk mounted ; < = 22 kv ; > 600 kva ; multiple phase",49.326623574779966,54.185278686855504,7.3610650511223916,2,58.336838261220002,58.336838261220002,57.380496650380302,56.424155039540601,36.340981211907497,21.995857049312399,31.5592731577092,39.2100060444265,25.821223492671098,5.7380496650380302,5.7380496650380302,6.6943912758776998,1.9126832216793399,0,0,1.9126832216793399,1.9126832216793399,0.95634161083967195,0.95634161083967195,0,4.7817080541983596,4.7817080541983596,2.86902483251902,5.7380496650380302,4.7817080541983596,3.82536644335869,3.82536644335869,3.82536644335869,2.86902483251902,0,1.9126832216793399,1.9126832216793399,2.86902483251902,1.9126832216793399,0.95634161083967195,0.95634161083967195,3.82536644335869,3.82536644335869,2.86902483251902,0,0.95634161083967195,1.9126832216793399,0,0,0,1.9126832216793399,1.9126832216793399,0.95634161083967195,0.95634161083967195,0,1.9126832216793399,1.9126832216793399,1.9126832216793399,2.86902483251902,0.95634161083967195,3.82536644335869,3.82536644335869,1.9126832216793399,1.9126832216793399,0,0,2.86902483251902,3.82536644335869,0,0,0,0,0,0,0,0,0,0,0,0,0,0,0,0,0,0,0,0,0,0,0,0,0,0,0,0,null,2877.5592614540205,2877.5592614540205,2830.3861588072318,2783.2130561604431,1792.5779005779123,1084.9813608761031,1556.7123873439791,1934.0972085182732,1273.6737714632525,283.03861588072317,283.03861588072317,330.2117185275103,94.346205293574229,0,0,94.346205293574229,94.346205293574229,47.173102646787207,47.173102646787207,0,235.86551323393604,235.86551323393604,141.51930794036184,283.03861588072317,235.86551323393604,188.69241058714894,188.69241058714894,188.69241058714894,141.51930794036184,0,94.346205293574229,94.346205293574229,141.51930794036184,94.346205293574229,47.173102646787207,47.173102646787207,188.69241058714894,188.69241058714894,141.51930794036184,0,47.173102646787207,94.346205293574229,0,0,0,94.346205293574229,94.346205293574229,47.173102646787207,47.173102646787207,0,94.346205293574229,94.346205293574229,94.346205293574229,141.51930794036184,47.173102646787207,188.69241058714894,188.69241058714894,94.346205293574229,94.346205293574229,0,0,141.51930794036184,188.69241058714894,0,0,0,0,0,0,0,0,0,0,0,0,0,0,0,0,0,0,0,0,0,0,0,0,0,0,0,0]
["","TRANSFORMERS","kiosk mounted ; < = 22 kv ; > 600 kva ; single phase","","","",2,0,0,0,0,0,1.9126832216793399,0.95634161083967195,0,10.5197577192364,31.5592731577092,37.297322822747198,38.253664433586898,50.686105374502603,57.380496650380302,58.336838261220002,47.8170805419836,36.340981211907497,38.253664433586898,45.904397320304199,50.686105374502603,34.428297990228202,19.1268322167934,21.995857049312399,25.821223492671098,29.646589936029802,23.9085402709918,17.214148995114101,26.777565103510799,33.471956379388502,32.515614768548801,25.821223492671098,25.821223492671098,26.777565103510799,14.3451241625951,9.5634161083967193,16.2578073842744,13.3887825517554,8.6070744975570399,9.5634161083967193,16.2578073842744,21.039515438472801,10.5197577192364,2.86902483251902,7.6507328867173703,8.6070744975570399,16.2578073842744,16.2578073842744,6.6943912758776998,4.7817080541983596,4.7817080541983596,3.82536644335869,6.6943912758776998,11.476099330076099,7.6507328867173703,4.7817080541983596,21.995857049312399,21.995857049312399,14.3451241625951,16.2578073842744,3.82536644335869,4.7817080541983596,20.0831738276331,31.5592731577092,11.476099330076099,0.95634161083967195,1.9126832216793399,0.95634161083967195,5.7380496650380302,5.7380496650380302,0,0,0,0,0,0,0,0,0.95634161083967195,0.95634161083967195,0,0,0,0,0,0,0,0,0,0,0,0,null,"","","","","","","","","","","","","","","","","","","","","","","","","","","","","","","","","","","","","","","","","","","","","","","","","","","","","","","","","","","","","","","","","","","","","","","","","","","","","","","","","","","","","","","","","","",""]
["","TRANSFORMERS","kiosk mounted ; > 22 kv ; > 60 kva and < ≈ 600 kva","","","",2,1.9126832216793399,2.86902483251902,3.82536644335869,2.86902483251902,2.86902483251902,0.95634161083967195,0.95634161083967195,0.95634161083967195,1.9126832216793399,2.86902483251902,3.82536644335869,3.82536644335869,2.86902483251902,1.9126832216793399,1.9126832216793399,0.95634161083967195,0.95634161083967195,0.95634161083967195,1.9126832216793399,1.9126832216793399,2.86902483251902,1.9126832216793399,0,0,0,0,0,0,0,0.95634161083967195,1.9126832216793399,0.95634161083967195,0,0,0,0,0,0,0,0,0,0,0,0,0,0.95634161083967195,1.9126832216793399,0.95634161083967195,0,0,0,0,0,0,0,0,0,0,0,0,0,0,0,0,0,0,0,0,0,0,0,0,0,0,0,0,0,0,0,0,0,0,0,0,0,0,0,0,0,0,0,null,"","","","","","","","","","","","","","","","","","","","","","","","","","","","","","","","","","","","","","","","","","","","","","","","","","","","","","","","","","","","","","","","","","","","","","","","","","","","","","","","","","","","","","","","","","",""]
[5,"TRANSFORMERS","pole mounted ; < = 22 kv ; < = 60 kva ; multiple phase",10.718627548983903,57.240687754560795,7.565757579684985,2,56.424155039540601,176.923198005339,131.975142295875,167.35978189694299,57.380496650380302,21.995857049312399,26.777565103510799,24.864881881831501,21.995857049312399,11.476099330076099,1.9126832216793399,1.9126832216793399,1.9126832216793399,0,0.95634161083967195,0,0,1.9126832216793399,1.9126832216793399,6.6943912758776998,33.471956379388502,34.428297990228202,42.079030876945602,65.987571147937402,60.249521482899297,58.336838261220002,65.987571147937402,75.550987256333997,93.721477862287799,79.3763536996928,57.380496650380302,59.293179872059603,63.1185463154183,63.1185463154183,55.467813428701,70.769279202135706,80.332695310532401,68.856595980456405,65.987571147937402,49.729763763662902,51.642446985342303,52.598788596181898,47.8170805419836,44.948055709464597,49.729763763662902,45.904397320304199,35.384639601067903,40.1663476552662,25.821223492671098,34.428297990228202,32.515614768548801,33.471956379388502,35.384639601067903,28.690248325190201,19.1268322167934,25.821223492671098,19.1268322167934,19.1268322167934,13.3887825517554,8.6070744975570399,9.5634161083967193,25.821223492671098,53.555130207021598,29.646589936029802,0,0,0,0,0,0,0,0,0,0,0,0,0,0,0,0,0,0,0,0,0,0,0,0,0,0,0,null,604.78950263495881,1896.3738641943605,1414.5923959936365,1793.8671688325107,615.04017217114483,235.76539933227167,287.01874701320088,266.51740794082986,235.76539933227167,123.0080344342294,20.501339072371458,20.501339072371458,20.501339072371458,0,10.25066953618575,0,0,20.501339072371458,20.501339072371458,71.75468675330022,358.77343376650111,369.02410330268714,451.02945959217345,707.29619799681723,645.79218077970188,625.29084170733097,707.29619799681723,809.80289335867337,1004.5656145462031,850.80557150341758,615.04017217114483,635.54151124351597,676.54418938825904,676.54418938825904,594.53883309877381,758.54954567774541,861.05624103960258,738.04820660537428,707.29619799681723,533.03481588165857,553.53615495403074,563.78682449021562,512.53347680928755,481.78146820073044,533.03481588165857,492.03213773691544,379.27477283887322,430.52812051980129,276.7680774770148,369.02410330268714,348.52276423031503,358.77343376650111,379.27477283887322,307.52008608557298,205.01339072371459,276.7680774770148,205.01339072371459,205.01339072371459,143.50937350660044,92.256025825671671,102.50669536185751,276.7680774770148,574.03749402640176,317.77075562175798,0,0,0,0,0,0,0,0,0,0,0,0,0,0,0,0,0,0,0,0,0,0,0,0,0,0,0]
[5,"TRANSFORMERS","pole mounted ; < = 22 kv ; < = 60 kva ; single phase",11.548998518744352,64.182807236003271,8.0114173050717614,2,755.50987256333997,530.769594016018,443.742507429608,513.55544502090402,285.94614164106201,197.96271344381199,296.46589936029801,329.937855739687,347.15200473480098,363.40981211907501,385.40566916838799,417.92128393693599,435.135432932051,418.87762554777601,398.794451720143,440.87348259708898,483.90885508487401,564.24155039540597,626.40375509998501,552.76545106533001,523.11886112929994,558.50350073036805,691.43498463708295,964.94868533722899,961.12331889386996,785.15646249937004,909.480871908528,1173.4311565002799,1092.1421195789001,869.31452425326199,881.74696519417705,914.26257996272602,985.98820077570099,992.68259205157904,978.33746788898395,1029.0235732634901,1037.6306477610401,933.38941217952004,832.01720143051398,724.90694101647102,647.44327053845802,656.05034503601496,885.57233163753597,813.84671082455998,572.84862489296302,547.98374301113199,616.84033899158806,907.56818868684798,878.87794036165803,557.54715911952906,484.86519669571402,616.84033899158806,792.80719538608798,668.48278597693002,467.65104770059901,484.86519669571402,448.52421548380602,544.15837656777296,493.47227119327101,483.90885508487401,389.23103561174599,138.669533571752,300.29126580365698,193.181005389614,15.3014657734347,8.6070744975570399,2.86902483251902,3.82536644335869,1.9126832216793399,0.95634161083967195,0.95634161083967195,0,0,0,0,0,0,0,0.95634161083967195,0.95634161083967195,0,0,0,0,0,0,0,0,0,0,0,null,8725.3823991307472,6129.8572550855324,5124.7815610084472,5931.0510738395169,3302.3915662532877,2286.271084329197,3423.8842325702935,3810.4518072153328,4009.2579884613488,4197.0193818603602,4451.0495023413887,4826.5722891394116,5025.378470385439,4837.6170769864166,4605.6765321993971,5091.6471974674441,5588.6626505824852,6516.4248297305603,7234.3360397856268,6383.88737556655,6041.4989523095173,6450.1561026485551,7985.3816133816945,11144.190937623967,11100.011786235958,9067.7708223877798,10503.593242497911,13551.954688270205,12613.147721275034,10039.712152923874,10183.294394934877,10558.817181732913,11387.17627025798,11464.48978518699,11298.817967481975,11884.191723373067,11983.594813995995,10779.712938672938,9608.9654268908271,8371.9491880267233,7477.3213724196503,7576.7244630426576,10227.473546322884,9399.1144577978066,6615.8279203535685,6328.6634363315488,7123.8881613156145,10481.503666803901,10150.160031393874,6439.111314801562,5599.7074384294901,7123.8881613156145,9156.129125163794,7720.306705053662,5400.9012571834619,5599.7074384294901,5180.0055002434483,6284.4842849435408,5699.1105290524974,5588.6626505824852,4495.2286537293849,1601.4942378151341,3468.0633839583011,2231.0471450941968,176.71660555201473,99.403090623008538,33.134363541002919,44.179151388003859,22.089575694001869,11.044787847000958,11.044787847000958,0,0,0,0,0,0,0,11.044787847000958,11.044787847000958,0,0,0,0,0,0,{"$f":"IFERROR($D31*CP31,\"\")","v":0},0,0,0,0]
[5,"TRANSFORMERS","pole mounted ; < = 22 kv ; > 60 kva and < = 600 kva ; multiple phase",15.628849935035282,53.319350485971896,7.3020100305307647,2,743.07743162242502,436.09177454288999,329.937855739687,350.02102956732,210.39515438472799,179.79222283785799,256.299551705032,318.46175640961098,262.99394298090999,94.677819473127499,12.432440940915701,18.170490605953798,16.2578073842744,1.9126832216793399,0.95634161083967195,5.7380496650380302,4.7817080541983596,0,0,8.6070744975570399,32.515614768548801,30.602931546869499,42.079030876945602,52.598788596181898,40.1663476552662,43.035372487785203,47.8170805419836,60.249521482899297,51.642446985342303,55.467813428701,69.812937591296006,62.162204704578599,54.511471817861299,54.511471817861299,52.598788596181898,50.686105374502603,50.686105374502603,44.948055709464597,43.035372487785203,60.249521482899297,63.1185463154183,48.773422152823201,43.035372487785203,38.253664433586898,26.777565103510799,30.602931546869499,27.7339067143505,19.1268322167934,20.0831738276331,14.3451241625951,13.3887825517554,16.2578073842744,36.340981211907497,36.340981211907497,17.214148995114101,6.6943912758776998,6.6943912758776998,33.471956379388502,25.821223492671098,3.82536644335869,7.6507328867173703,29.646589936029802,72.681962423814994,37.297322822747198,0,0,0,0,0,0,0,0,0,0,0,0,0,0,0,0,0,0,0,0,0,0,0,0,0,0,0,null,11613.445668938322,6815.6129022340674,5156.5492352428873,5470.4261452141918,3288.2342949374943,2809.9456702193056,4005.6672320147613,4977.1910009735702,4110.2928686718678,1479.7054327218709,194.30475379176033,283.9838709264202,254.09083188153309,29.893039044886226,14.946519522443143,89.679117134658838,74.732597612215713,0,0,134.51867570198817,508.18166376306618,478.28862471818053,657.64685898749894,822.05857373437198,627.7538199426117,672.59337850994098,747.32597612215727,941.63072991391755,807.11205421193006,866.89813230170273,1091.0959251383488,971.52376895880309,851.95161277925911,851.95161277925911,822.05857373437198,792.16553468948644,792.16553468948644,702.48641755482799,672.59337850994098,941.63072991391755,986.47028848124671,762.2724956445993,672.59337850994098,597.86078089772604,418.5025466284078,478.28862471818053,433.44906615085137,298.93039044886228,313.87690997130585,224.19779283664749,209.2512733142039,254.09083188153309,567.96774185283891,567.96774185283891,269.03735140397669,104.62563665710195,104.62563665710195,523.12818328550975,403.55602710596418,59.786078089772609,119.57215617954506,463.34210519573702,1135.9354837056778,582.91426137528242,0,0,0,0,0,0,0,0,0,0,0,0,0,0,0,0,0,0,0,0,0,0,0,0,0,0,0]
[5,"TRANSFORMERS","pole mounted ; < = 22 kv ; > 60 kva and < = 600 kva ; single phase",20.096723927470528,72.600444257005279,8.5205894313131463,2,19.388782551755401,14.5634161083967,9.5634161083967193,8.6070744975570399,17.214148995114101,65.293179872059596,126.022943635723,123.67367652244,169.490757064424,333.02517251800703,428.44104165617301,448.69884904044699,459.13128998136301,456.174948370523,424.70299199113498,321.37443963128999,439.91714098624902,460.61153226212701,233.34735304488001,197.00637183297201,167.35978189694299,131.01880068503499,134.84416712839399,175.96685639450001,189.355638946255,164.490757064424,167.35978189694299,219.958570493124,246.73613559663499,218.045887271445,215.17686243892601,205.613446330529,219.958570493124,238.129061099078,234.30369465571999,281.16443358686303,263.95028459174898,206.56978794136899,182.66124767037701,268.73199264594803,273.51370070014599,140.582216793432,142.494900015111,158.752707399386,137.71319196091301,123.36806779831799,153.014657734347,146.32026645847,115.71733491160001,110.935626857402,134.84416712839399,146.32026645847,173.097831561981,149.18929129098899,74.594645645494396,61.205863093738998,47.8170805419836,135.80050873923301,125.280751019997,34.428297990228202,53.555130207021598,96.590502694806801,280.20809197602398,209.438812773888,8.6070744975570399,13.3887825517554,6.6943912758776998,13.3887825517554,13.3887825517554,0,0,0,0,0,0,0,0,0,0,0,0,0,0,0,0,0,0,0,0,0,0,null,389.65101023238583,292.67695297132565,192.19333333397344,172.97400000057593,345.94800000115231,1312.1790102354571,2532.6483067743038,2485.4357341667701,3406.2089529817044,6692.7149529926319,8610.2613333620102,9017.3768957396369,9227.0347812188666,9167.622000030522,8535.1387812165667,6458.5733906155783,8840.8933333627756,9256.7828016811509,4689.5173333489529,3959.1826666798443,3363.3833333445432,2633.0486666754346,2709.9260000090303,3536.3573333451186,3805.4280000126728,3305.7253333443514,3363.3833333445432,4420.4466666813778,4958.5880000165071,4382.0080000145899,4324.3500000143986,4132.1566666804192,4420.4466666813778,4785.6140000159321,4708.7366666823564,5650.4840000188087,5304.536000017657,4151.3760000138227,3670.8926666788857,5400.632666684658,5496.7293333516363,2825.2420000094139,2863.6806666762018,3190.4093333439682,2767.5840000092226,2479.2940000082635,3075.0933333435646,2940.5580000097975,2325.5393333410725,2229.4426666740928,2709.9260000090303,2940.5580000097975,3478.6993333449268,2998.2160000099889,1499.1080000049924,1230.0373333374298,960.96666666986721,2729.1453333424147,2517.7326666750514,691.89600000230462,1076.2826666702506,1941.1526666731304,5631.2646666854234,4209.034000014015,172.97400000057593,269.07066666756265,134.53533333378132,269.07066666756265,269.07066666756265,0,0,0,0,0,0,0,0,0,0,0,0,0,0,0,0,0,0,0,0,0,0]
[5,"TRANSFORMERS","pole mounted ; < = 22 kv ; > 600 kva ; multiple phase",14.233557051513067,61.502410037953304,7.842347227581377,2,0,0.95634161083967195,0,0,0,0,0,0.95634161083967195,0.95634161083967195,0,0,0,0,0,0,0.95634161083967195,0.95634161083967195,0.95634161083967195,0,0,0,0,0,0,0,0,0,0,0,0,0,0,0,0,0,0,0.95634161083967195,0.95634161083967195,0,0,0,0.95634161083967195,0.95634161083967195,0.95634161083967195,0,0,0,0.95634161083967195,3.82536644335869,0,0,0,0,0,0.95634161083967195,1.9126832216793399,0.95634161083967195,0.95634161083967195,0.95634161083967195,0,0,0.95634161083967195,1.9126832216793399,0.95634161083967195,0,0,0,0,0,0,0,0,0,0,0,0,0,0,0,0,0,0,0,0,0,0,0,0,0,0,0,null,0,13.612142878622379,0,0,0,0,0,13.612142878622379,13.612142878622379,0,0,0,0,0,0,13.612142878622379,13.612142878622379,13.612142878622379,0,0,0,0,0,0,0,0,0,0,0,0,0,0,0,0,0,0,13.612142878622379,13.612142878622379,0,0,0,13.612142878622379,13.612142878622379,13.612142878622379,0,0,0,13.612142878622379,54.448571514489544,0,0,0,0,0,13.612142878622379,27.224285757244701,13.612142878622379,13.612142878622379,13.612142878622379,0,0,13.612142878622379,27.224285757244701,13.612142878622379,0,0,0,0,0,0,0,0,0,0,0,0,0,0,0,0,0,0,0,0,0,0,0,0,0,0,0]
["","TRANSFORMERS","pole mounted ; > = 22 kv & < = 33 kv ; < = 60kva","","","",2,36.340981211907497,42.079030876945602,14.3451241625951,27.7339067143505,22.952198660152099,5.7380496650380302,12.432440940915701,16.2578073842744,10.5197577192364,7.6507328867173703,8.6070744975570399,11.476099330076099,14.3451241625951,11.476099330076099,9.5634161083967193,11.476099330076099,12.432440940915701,11.476099330076099,14.3451241625951,16.2578073842744,18.170490605953798,18.170490605953798,30.602931546869499,27.7339067143505,21.995857049312399,24.864881881831501,21.995857049312399,28.690248325190201,30.602931546869499,25.821223492671098,32.515614768548801,25.821223492671098,16.2578073842744,9.5634161083967193,6.6943912758776998,8.6070744975570399,10.5197577192364,9.5634161083967193,11.476099330076099,17.214148995114101,13.3887825517554,10.5197577192364,14.3451241625951,12.432440940915701,16.2578073842744,17.214148995114101,23.9085402709918,24.864881881831501,20.0831738276331,22.952198660152099,21.039515438472801,18.170490605953798,17.214148995114101,13.3887825517554,21.039515438472801,15.3014657734347,5.7380496650380302,8.6070744975570399,6.6943912758776998,4.7817080541983596,9.5634161083967193,7.6507328867173703,3.82536644335869,2.86902483251902,0.95634161083967195,0,0,0,0,0,0,0,0,0,0,0,0,0,0,0,0,0,0,0,0,0,0,0,0,0,0,null,"","","","","","","","","","","","","","","","","","","","","","","","","","","","","","","","","","","","","","","","","","","","","","","","","","","","","","","","","","","","","","","","","","","","","","","","","","","","","","","","","","","","","","","","","","",""]
["","TRANSFORMERS","pole mounted ; > = 22 kv & < = 33 kv ; > 60 kva and < = 600 kva","","","",2,48.773422152823201,19.1268322167934,21.995857049312399,32.515614768548801,13.3887825517554,9.5634161083967193,20.0831738276331,23.9085402709918,16.2578073842744,13.3887825517554,14.3451241625951,12.432440940915701,10.5197577192364,12.432440940915701,16.2578073842744,13.3887825517554,7.6507328867173703,9.5634161083967193,10.5197577192364,6.6943912758776998,10.5197577192364,13.3887825517554,15.3014657734347,18.170490605953798,15.3014657734347,14.3451241625951,10.5197577192364,8.6070744975570399,14.3451241625951,19.1268322167934,17.214148995114101,9.5634161083967193,9.5634161083967193,10.5197577192364,8.6070744975570399,3.82536644335869,7.6507328867173703,6.6943912758776998,4.7817080541983596,7.6507328867173703,7.6507328867173703,4.7817080541983596,3.82536644335869,2.86902483251902,4.7817080541983596,6.6943912758776998,8.6070744975570399,15.3014657734347,12.432440940915701,15.3014657734347,12.432440940915701,8.6070744975570399,8.6070744975570399,12.432440940915701,7.6507328867173703,3.82536644335869,0.95634161083967195,1.9126832216793399,1.9126832216793399,4.7817080541983596,1.9126832216793399,0.95634161083967195,1.9126832216793399,0,0,0,0,0,0,0,0,0,0,0,0,0,0,0,0,0,0,0,0,0,0,0,0,0,0,0,0,null,"","","","","","","","","","","","","","","","","","","","","","","","","","","","","","","","","","","","","","","","","","","","","","","","","","","","","","","","","","","","","","","","","","","","","","","","","","","","","","","","","","","","","","","","","","",""]
[6,"UNDERGROUND CABLES","˂ = 1 kv",278.52834646415965,73.835472052890452,8.5927569529744332,2,6.9449999999999203,0,5.0638802852158999,38.176053884144899,184.869537619536,190.14056196452299,258.87676369563002,323.73998834483803,459.37545133937198,495.42600178615601,452.23741364497499,496.87486538462002,457.05399573856602,503.819599379588,473.22162121436202,403.50741861308302,444.55707304131602,308.37462533661397,236.96685814867001,256.27781741342,220.66680947208201,241.733871248003,196.483769977458,333.39632232044499,503.45822927977298,453.621740155775,329.18762252252401,468.24631923532797,398.61324506725902,402.32852747559002,272.78109725778103,341.51453091681901,461.938976551228,437.62641862279702,278.42709284682098,151.90897577036799,157.719107780933,127.495639514416,103.08761727336,161.03201161436499,262.36899417323201,278.70200341166901,263.01349361977901,182.16516538262999,119.526428377515,63.448961951597298,53.383500089564698,38.623439260452201,388.85568850565198,0.21256059585466999,0.93381423826797005,0,3.9368136081122003E-2,0,0.12931339143313,0,0,0.46585627695994503,0,0,0,0.31653416705850101,41.042426684499297,0,0,0,0,0,0,0,0,0,0,0,0,0,0,0,0,0,0,0,0,0,0,0,0,0,0,0,0,null,{"$f":"IFERROR($D37*H37,\"\")","v":1934.3793661935665},0,1410.4342025336418,10633.113162877538,51491.40662476312,52959.536319744679,72104.51693013683,90170.763638014047,127949.08486778231,137990.18507284785,125960.93903176308,138393.73465518013,127302.49367789987,140328.03993143199,131805.63566792515,112388.25409232349,123821.7464631444,85891.074486511847,66001.98716695614,71380.636719603688,61461.961561780765,67329.735443086334,54726.29955886567,92860.326373145552,140227.38811506893,126346.5132057827,91688.084177666577,130419.87303454493,111025.0880272965,112059.89949313631,{"$f":"IFERROR($D37*AL37,\"\")","v":75977.267965888866},95121.477589744725,128663.09930615975,121891.36274803978,77549.837781448106,42310.955834384687,43929.242296025848,35511.149655340865,28712.823580079101,44851.979922746432,73077.202110535058,77626.408166500754,73256.713475678858,50738.162297394112,33291.49845475606,17672.334457245775,{"$f":"IFERROR($D37*BB37,\"\")","v":14868.818008415774},10757.722671972657,108307.33193266157,59.204151286837742,260.09373568946648,0,10.965141846050933,0,36.017445091542328,0,0,129.75417851160307,0,0,0,88.163738150214357,{"$f":"IFERROR($D37*BR37,\"\")","v":11431.479239310092},0,0,0,0,0,0,0,0,0,0,0,0,0,0,0,{"$f":"IFERROR($D37*CH37,\"\")","v":0},0,0,0,0,0,0,0,0,0,0,0,0]
[6,"UNDERGROUND CABLES","> 1 kv & < = 11 kv",535.46278381524667,69.852062096318278,8.3577546085248446,2,3.5310000000000001,0,1.5246754179156401,16.430059145253701,65.797589567215795,91.135754847733807,111.99860596770399,127.430335189773,155.693022088909,162.27545656979001,161.85771095220801,137.50584703219701,127.265374696324,120.594597271891,104.517742658521,113.212586583107,108.607476386371,77.063058815472203,80.936154876435296,79.314006802160606,75.341103691001805,65.325102345811899,46.583292052966797,103.379613910952,115.285812808966,97.031210552876402,87.994003381539997,126.994905027016,114.209763165327,120.434116781846,90.402291230186705,120.940862499112,167.13776139198001,134.804542632997,81.920896249964997,42.820225193395501,57.2075420785959,34.498293822519798,34.240992396790602,47.428948350913402,56.889625542695399,85.338237219181707,80.887254769242205,41.735662015975699,54.2909439515728,19.123905750190499,16.4200482840522,24.244165544732301,60.023428395397602,0.54940453512984,0.57169333288184698,1.59960293780956,1.06116302648649,0.43321954810105301,0.79254644103030403,0,0.31021424808787401,0.262579916526888,29.7939701071647,0,0,0,0,0,0,0,0,0,0,0,0,0,0,0,0,0,0,0,0,0,0,0,0,0,0,0,0,0,0,0,0,null,1890.7190896516361,0,816.40694369178323,8797.6852081666984,35232.160477994403,48799.804995871404,59971.08533489368,68234.202023225836,83367.8190283359,86892.467719749911,86668.780488432836,73629.263642733684,68145.871818184096,64573.918768285308,55965.361442017216,60621.126774715114,{"$f":"IFERROR($D38*X38,\"\")","v":58155.261648994885},41264.400002650829,43338.298801437995,42469.698877826326,40342.357118096981,34979.161155104339,24943.619241960259,55355.935854503761,61731.262261092357,51956.602119606541,47117.514009727638,68001.045376118855,61155.077723386014,64487.987438337776,48407.06252539243,64759.330910791483,89496.050995598067,72182.81566920568,43865.591158646261,22928.636985651316,30632.509736632823,18472.552447082777,18334.77710938219,25396.436717409644,30462.277263298642,45695.450067268932,43312.114613911515,22347.893767446596,29070.779984266701,10240.139810417408,8792.3247645593547,12981.848373860044,32140.312062734723,294.18568182134561,306.12050351353025,856.52784207855382,568.21330824426821,231.97294522937301,424.37912361695282,0,166.10818486028657,140.60177307746255,15953.562174490653,0,0,0,0,0,0,0,0,0,0,0,0,0,0,0,0,0,0,0,0,0,0,0,0,0,0,0,0,0,0,0,0]
["","","","","","","","","","","","","","","","","","","","","","","","","","","","","","","","","","","","","","","","","","","","","","","","","","","","","","","","","","","","","","","","","","","","","","","","","","","","","","","","","","","","","","","","","","","","","","","","","","",null,"","","","","","","","","","","","","","","","","","","","","","","","","","","","","","","","","","","","","","","","","","","","","","","","","","","","","","","","","","","","","","","","","","","","","","","","","","","","","","","","","","","","","","","","","","",""]
["","","","","","","","","","","","","","","","","","","","","","","","","","","","","","","","","","","","","","","","","","","","","","","","","","","","","","","","","","","","","","","","","","","","","","","","","","","","","","","","","","","","","","","","","","","","","","","","","","",null,"","","","","","","","","","","","","","","","","","","","","","","","","","","","","","","","","","","","","","","","","","","","","","","","","","","","","","","","","","","","","","","","","","","","","","","","","","","","","","","","","","","","","","","","","","",""]
["","","","","","","","","","","","","","","","","","","","","","","","","","","","","","","","","","","","","","","","","","","","","","","","","","","","","","","","","","","","","","","","","","","","","","","","","","","","","","","","","","","","","","","","","","","","","","","","","","",null,"","","","","","","","","","","","","","","","","","","","","","","","","","","","","","","","","","","","","","","","","","","","","","","","","","","","","","","","","","","","","","","","","","","","","","","","","","","","","","","","","","","","","","","","","","",""]
["","","","","","","","","","","","","","","","","","","","","","","","","","","","","","","","","","","","","","","","","","","","","","","","","","","","","","","","","","","","","","","","","","","","","","","","","","","","","","","","","","","","","","","","","","","","","","","","","","",null,"","","","","","","","","","","","","","","","","","","","","","","","","","","","","","","","","","","","","","","","","","","","","","","","","","","","","","","","","","","","","","","","","","","","","","","","","","","","","","","","","","","","","","","","","","",""]
["","","","","","","","","","","","","","","","","","","","","","","","","","","","","","","","","","","","","","","","","","","","","","","","","","","","","","","","","","","","","","","","","","","","","","","","","","","","","","","","","","","","","","","","","","","","","","","","","","",null,"","","","","","","","","","","","","","","","","","","","","","","","","","","","","","","","","","","","","","","","","","","","","","","","","","","","","","","","","","","","","","","","","","","","","","","","","","","","","","","","","","","","","","","","","","",""]
["","","","","","","","","","","","","","","","","","","","","","","","","","","","","","","","","","","","","","","","","","","","","","","","","","","","","","","","","","","","","","","","","","","","","","","","","","","","","","","","","","","","","","","","","","","","","","","","","","",null,"","","","","","","","","","","","","","","","","","","","","","","","","","","","","","","","","","","","","","","","","","","","","","","","","","","","","","","","","","","","","","","","","","","","","","","","","","","","","","","","","","","","","","","","","","",""]
["","","","","","","","","","","","","","","","","","","","","","","","","","","","","","","","","","","","","","","","","","","","","","","","","","","","","","","","","","","","","","","","","","","","","","","","","","","","","","","","","","","","","","","","","","","","","","","","","","",null,"","","","","","","","","","","","","","","","","","","","","","","","","","","","","","","","","","","","","","","","","","","","","","","","","","","","","","","","","","","","","","","","","","","","","","","","","","","","","","","","","","","","","","","","","","",""]
["","","","","","","","","","","","","","","","","","","","","","","","","","","","","","","","","","","","","","","","","","","","","","","","","","","","","","","","","","","","","","","","","","","","","","","","","","","","","","","","","","","","","","","","","","","","","","","","","","",null,"","","","","","","","","","","","","","","","","","","","","","","","","","","","","","","","","","","","","","","","","","","","","","","","","","","","","","","","","","","","","","","","","","","","","","","","","","","","","","","","","","","","","","","","","","",""]
["","","","","","","","","","","","","","","","","","","","","","","","","","","","","","","","","","","","","","","","","","","","","","","","","","","","","","","","","","","","","","","","","","","","","","","","","","","","","","","","","","","","","","","","","","","","","","","","","","",null,"","","","","","","","","","","","","","","","","","","","","","","","","","","","","","","","","","","","","","","","","","","","","","","","","","","","","","","","","","","","","","","","","","","","","","","","","","","","","","","","","","","","","","","","","","",""]
["","","","","","","","","","","","","","","","","","","","","","","","","","","","","","","","","","","","","","","","","","","","","","","","","","","","","","","","","","","","","","","","","","","","","","","","","","","","","","","","","","","","","","","","","","","","","","","","","","",null,"","","","","","","","","","","","","","","","","","","","","","","","","","","","","","","","","","","","","","","","","","","","","","","","","","","","","","","","","","","","","","","","","","","","","","","","","","","","","","","","","","","","","","","","","","",""]
["","","","","","","","","","","","","","","","","","","","","","","","","","","","","","","","","","","","","","","","","","","","","","","","","","","","","","","","","","","","","","","","","","","","","","","","","","","","","","","","","","","","","","","","","","","","","","","","","","",null,"","","","","","","","","","","","","","","","","","","","","","","","","","","","","","","","","","","","","","","","","","","","","","","","","","","","","","","","","","","","","","","","","","","","","","","","","","","","","","","","","","","","","","","","","","",""]
["","","","","","","","","","","","","","","","","","","","","","","","","","","","","","","","","","","","","","","","","","","","","","","","","","","","","","","","","","","","","","","","","","","","","","","","","","","","","","","","","","","","","","","","","","","","","","","","","","",null,"","","","","","","","","","","","","","","","","","","","","","","","","","","","","","","","","","","","","","","","","","","","","","","","","","","","","","","","","","","","","","","","","","","","","","","","","","","","","","","","","","","","","","","","","","",""]
["","","","","","","","","","","","","","","","","","","","","","","","","","","","","","","","","","","","","","","","","","","","","","","","","","","","","","","","","","","","","","","","","","","","","","","","","","","","","","","","","","","","","","","","","","","","","","","","","","",null,"","","","","","","","","","","","","","","","","","","","","","","","","","","","","","","","","","","","","","","","","","","","","","","","","","","","","","","","","","","","","","","","","","","","","","","","","","","","","","","","","","","","","","","","","","",""]
["","","","","","","","","","","","","","","","","","","","","","","","","","","","","","","","","","","","","","","","","","","","","","","","","","","","","","","","","","","","","","","","","","","","","","","","","","","","","","","","","","","","","","","","","","","","","","","","","","",null,"","","","","","","","","","","","","","","",{"$f":"IFERROR($D52*W52,\"\")","v":""},"","","","","","","","","","","","","","","","","","","","","","","","","","","","","","","","","","","","","","","","","","","","","","","","","","","","","","","","","","","","","","","","","","","","","","","","","","",""]
["","","","","","","","","","","","","","","","","","","","","","","","","","","","","","","","","","","","","","","","","","","","","","","","","","","","","","","","","","","","","","","","","","","","","","","","","","","","","","","","","","","","","","","","","","","","","","","","","","",null,{"$f":"IFERROR($D53*H53,\"\")","v":""},"","","","","","","","","","","","","","","","","","","","","","","","","","","","","","","","","","","","","","","","","","",{"$f":"IFERROR($D53*AY53,\"\")","v":""},"","","","","","","","","","","","","","","",{"$f":"IFERROR($D53*BO53,\"\")","v":""},"","","","","","","","","","","","","","","",{"$f":"IFERROR($D53*CE53,\"\")","v":""},"","","","","","","","","","","","","","",""]
["","","","","","","","","","","","","","","","","","","","","","","","","","","","","","","","","","","","","","","","","","","","","","","","","","","","","","","","","","","","","","","","","","","","","","","","","","","","","","","","","","","","","","","","","","","","","","","","","","",null,"","","","","","","","","","","","","","","","","","","","","","","","","","","","","","","","",{"$f":"IFERROR($D54*AN54,\"\")","v":""},"","","","","","","","","","","","","","","","","","","","","","","","","","","","","","","","","","","","","","","","","","","","","","","","","","","","","","","","","",""]
["","","","","","","","","","","","","","","","","","","","","","","","","","","","","","","","","","","","","","","","","","","","","","","","","","","","","","","","","","","","","","","","","","","","","","","","","","","","","","","","","","","","","","","","","","","","","","","","","","",null,"","","","","","","","","","","","","","","","","","","","","","","","","","","","","","","",{"$f":"IFERROR($D55*AM55,\"\")","v":""},"","","","","","","","","","","","","","","","","","","","","","","","","","","","","","","","","","","","","","","","","","","","","","","","","","","","","","","","","","",""]
["","","","","","","","","","","","","","","","","","","","","","","","","","","","","","","","","","","","","","","","","","","","","","","","","","","","","","","","","","","","","","","","","","","","","","","","","","","","","","","","","","","","","","","","","","","","","","","","","","",null,"","","","","","","","","","","","","","","","","","","","","","","","","","","","","","","","","","","","","","","","","","","","","","","","","","","","","","","","","","","","","","","","","","","","","","","","","","","","","","","","","","","","","","","","","","",""]
["","","","","","","","","","","","","","","","","","","","","","","","","","","","","","","","","","","","","","","","","","","","","","","","","","","","","","","","","","","","","","","","","","","","","","","","","","","","","","","","","","","","","","","","","","","","","","","","","","",null,"","","","","","","","","","","","","","","","","","","","","","","","","","","","","","","","","","","","","","","","","","","","","","","","","","","","","","","","","","","","","","","","","","","","","","","","","","","","","","","","","","","","","","","","","","",""]
["","","","","","","","","","","","","","","","","","","","","","","","","","","","","","","","","","","","","","","","","","","","","","","","","","","","","","","","","","","","","","","","","","","","","","","","","","","","","","","","","","","","","","","","","","","","","","","","","","",null,"","","","","","","","","","","","","","","","","","","","","","","","","","","","","","","","","","","","","","","","","","","","","","","","","","","","","","","","","","","","","","","","","","","","","","","","","","","","","","","","","","","","","","","","","","",""]
["","","","","","","","","","","","","","","","","","","","","","","","","","","","","","","","","","","","","","","","","","","","","","","","","","","","","","","","","","","","","","","","","","","","","","","","","","","","","","","","","","","","","","","","","","","","","","","","","","",null,"","","","","","","","","","","","","","","","","","","","","","","","","","","","","","","","","","","","","","","","","","","","","","","","","","","","","","","","","","","","","","","","","","","","","","","","","","","","","","","","","","","","","","","","","","",""]
["","","","","","","","","","","","","","","","","","","","","","","","","","","","","","","","","","","","","","","","","","","","","","","","","","","","","","","","","","","","","","","","","","","","","","","","","","","","","","","","","","","","","","","","","","","","","","","","","","",null,"","","","","","","","","","","","","","","","","","","","","","","","","","","","","","","","","","","","","","","","","","","","","","","","","","","","","","","","","","","","","","","","","","","","","","","","","","","","","","","","","","","","","","","","","","",""]
["","","","","","","","","","","","","","","","","","","","","","","","","","","","","","","","","","","","","","","","","","","","","","","","","","","","","","","","","","","","","","","","","","","","","","","","","","","","","","","","","","","","","","","","","","","","","","","","","","",null,"","","","","","","","","","","","","","","","","","","","","","","","","","","","","","","","","","","","","","","","","","","","","","","","","","","","","","","","","","","","","","","","","","","","","","","","","","","","","","","","","","","","","","","","","","",""]
["","","","","","","","","","","","","","","","","","","","","","","","","","","","","","","","","","","","","","","","","","","","","","","","","","","","","","","","","","","","","","","","","","","","","","","","","","","","","","","","","","","","","","","","","","","","","","","","","","",null,"","","","","","","","","","","","","","","","","","","","","","","","","","","","","","","","","","","","","","","","","","","","","","","","","","","","","","","","","","","","","","","","","","","","","","","","","","","","","","","","","","","","","","","","","","",""]
["","","","","","","","","","","","","","","","","","","","","","","","","","","","","","","","","","","","","","","","","","","","","","","","","","","","","","","","","","","","","","","","","","","","","","","","","","","","","","","","","","","","","","","","","","","","","","","","","","",null,"","","","","","","","","","","","","","","","","","","","","","","","","","","","","","","","","","","","","","","","","","","","","","","","","","","","","","","","","","","","","","","","","","","","","","","","","","","","","","","","","","","","","","","","","","",""]
["","","","","","","","","","","","","","","","","","","","","","","","","","","","","","","","","","","","","","","","","","","","","","","","","","","","","","","","","","","","","","","","","","","","","","","","","","","","","","","","","","","","","","","","","","","","","","","","","","",null,"","","","","","","","","","","","","","","","","","","","","","","","","","","","","","","","","","","","","","","","","","","","","","","","","","","","","","","","","","","","","","","","","","","","","","","","","","","","","","","","","","","","","","","","","","",""]
["","","","","","","","","","","","","","","","","","","","","","","","","","","","","","","","","","","","","","","","","","","","","","","","","","","","","","","","","","","","","","","","","","","","","","","","","","","","","","","","","","","","","","","","","","","","","","","","","","",null,"","","","","","","","","","","","","","","","","","","","","","","","","","","","","","","","","","","","","","","","","","","","","","","","","","","","","","","","","","","","","","","","","","","","","","","","","","","","","","","","","","","","","","","","","","",""]
["","","","","","","","","","","","","","","","","","","","","","","","","","","","","","","","","","","","","","","","","","","","","","","","","","","","","","","","","","","","","","","","","","","","","","","","","","","","","","","","","","","","","","","","","","","","","","","","","","",null,{"$f":"IFERROR($D66*H66,\"\")","v":""},"","","","","","","","","","","","","","","",{"$f":"IFERROR($D66*X66,\"\")","v":""},"","","","","","","","","","","","","","","",{"$f":"IFERROR($D66*AN66,\"\")","v":""},"","","","","","","","","","","","","","","",{"$f":"IFERROR($D66*BD66,\"\")","v":""},"","","","","","","","","","","","","","","",{"$f":"IFERROR($D66*BT66,\"\")","v":""},"","","","","","","","","","","","","",{"$f":"IFERROR($D66*CH66,\"\")","v":""},{"$f":"IFERROR($D66*CI66,\"\")","v":""},"","","","","","","","","","",""]
["","","","","","","","","","","","","","","","","","","","","","","","","","","","","","","","","","","","","","","","","","","","","","","","","","","","","","","","","","","","","","","","","","","","","","","","","","","","","","","","","","","","","","","","","","","","","","","","","","",null,"","","","","","","","","","","","","","","","","","","","","","","","","","","","","","","","","","","","","","","","","","","","","","","","","","","","","","","","","","","","","","","","","","","","","","","","","","","","","","","","","","","","","","","","","","",""]
["","","","","","","","","","","","","","","","","","","","","","","","","","","","","","","","","","","","","","","","","","","","","","","","","","","","","","","","","","","","","","","","","","","","","","","","","","","","","","","","","","","","","","","","","","","","","","","","","","",null,"","","","","","","","","","","","","","","","","","","","","","","","","","","","","","","","","","","","","","","","","","","","","","","","","","","","","","","","","","","","","","","","","","","","","","","","","","","","","","","","","","","","","","","","","","",""]
["","","","","","","","","","","","","","","","","","","","","","","","","","","","","","","","","","","","","","","","","","","","","","","","","","","","","","","","","","","","","","","","","","","","","","","","","","","","","","","","","","","","","","","","","","","","","","","","","","",null,"","","","","","","","","","","","","","","","","","","","","","","","","","","","","","","","","","","","","","","","","","","","","","","","","","","","","","","","","","","","","","","","","","","","","","","","","","","","","","","","","","","","","","","","","","",""]
["","","","","","","","","","","","","","","","","","","","","","","","","","","","","","","","","","","","","","","","","","","","","","","","","","","","","","","","","","","","","","","","","","","","","","","","","","","","","","","","","","","","","","","","","","","","","","","","","","",null,"","","","","","","","","","","","","","","","","","","","","","","","","","","","","","","","","","","","","","","","","","","","","","","","","","","","","","","","","","","","","","","","","","","","","","","","","","","","","","","","","","","","","","","","","","",""]
["","","","","","","","","","","","","","","","","","","","","","","","","","","","","","","","","","","","","","","","","","","","","","","","","","","","","","","","","","","","","","","","","","","","","","","","","","","","","","","","","","","","","","","","","","","","","","","","","","",null,"","","","","","","","","","","","","","","","","","","","","","","","","","","","","","","","","","","","","","","","","","","","","","","","","","","","","","","","","","","","","","","","","","","","","","","","","","","","","","","","","","","","","","","","","","",""]
["","","","","","","","","","","","","","","","","","","","","","","","","","","","","","","","","","","","","","","","","","","","","","","","","","","","","","","","","","","","","","","","","","","","","","","","","","","","","","","","","","","","","","","","","","","","","","","","","","",null,"","","","","","","","","","","","","","","","","","","","","","","","","","","","","","","","","","","","","","","","","","","","","","","","","","","","","","","","","","","","","","","","","","","","","","","","","","","","","","","","","","","","","","","","","","",""]
["","","","","","","","","","","","","","","","","","","","","","","","","","","","","","","","","","","","","","","","","","","","","","","","","","","","","","","","","","","","","","","","","","","","","","","","","","","","","","","","","","","","","","","","","","","","","","","","","","",null,"","","","","","","","","","","","","","","","","","","","","","","","","","","","","","","","","","","","","","","","","","","","","","","","","","","","","","","","","","","","","","","","","","","","","","","","","","","","","","","","","","","","","","","","","","",""]
["","","","","","","","","","","","","","","","","","","","","","","","","","","","","","","","","","","","","","","","","","","","","","","","","","","","","","","","","","","","","","","","","","","","","","","","","","","","","","","","","","","","","","","","","","","","","","","","","","",null,"","","","","","","","","","","","","","","","","","","","","","","","","","","","","","","","","","","","","","","","","","","","","","","","","","","","","","","","","","","","","","","","","","","","","","","","","","","","","","","","","","","","","","","","","","",""]
["","","","","","","","","","","","","","","","","","","","","","","","","","","","","","","","","","","","","","","","","","","","","","","","","","","","","","","","","","","","","","","","","","","","","","","","","","","","","","","","","","","","","","","","","","","","","","","","","","",null,"","","","","","","","","","","","","","","","","","","","","","","","","","","","","","","","","","","","","","","","","","","","","","","","","","","","","","","","","","","","","","","","","","","","","","","","","","","","","","","","","","","","","","","","","","",""]
["","","","","","","","","","","","","","","","","","","","","","","","","","","","","","","","","","","","","","","","","","","","","","","","","","","","","","","","","","","","","","","","","","","","","","","","","","","","","","","","","","","","","","","","","","","","","","","","","","",null,"","","","","","","","","","","","","","","","","","","","","","","","","","","","","","","","","","","","","","","","","","","","","","","","","","","","","","","","","","","","","","","","","","","","","","","","","","","","","","","","","","","","","","","","","","",""]
["","","","","","","","","","","","","","","","","","","","","","","","","","","","","","","","","","","","","","","","","","","","","","","","","","","","","","","","","","","","","","","","","","","","","","","","","","","","","","","","","","","","","","","","","","","","","","","","","","",null,"","","","","","","","","","","","","","","","","","","","","","","","","","","","","","","","","","","","","","","","","","","","","","","","","","","","","","","","","","","","","","","","","","","","","","","","","","","","","","","","","","","","","","","","","","",""]
["","","","","","","","","","","","","","","","","","","","","","","","","","","","","","","","","","","","","","","","","","","","","","","","","","","","","","","","","","","","","","","","","","","","","","","","","","","","","","","","","","","","","","","","","","","","","","","","","","",null,"","","","","","","","","","","","","","","","","","","","","","","","","","","","","","","","","","","","","","","","","","","","","","","","","","","","","","","","","","","","","","","","","","","","","","","","","","","","","","","","","","","","","","","","","","",""]
["","","","","","","","","","","","","","","","","","","","","","","","","","","","","","","","","","","","","","","","","","","","","","","","","","","","","","","","","","","","","","","","","","","","","","","","","","","","","","","","","","","","","","","","","","","","","","","","","","",null,"","","","","","","","","","","","","","","","","","","","","","","","","","","","","","","","","","","","","","","","","","","","","","","","","","","","","","","","","","","","","","","","","","","","","","","","","","","","","","","","","","","","","","","","","","",""]
["","","","","","","","","","","","","","","","","","","","","","","","","","","","","","","","","","","","","","","","","","","","","","","","","","","","","","","","","","","","","","","","","","","","","","","","","","","","","","","","","","","","","","","","","","","","","","","","","","",null,"","","","","","","","","","","","","","","","","","","","","","","","","","","","","","","","","","","","","","","","","","","","","","","","","","","","","","","","","","","","","","","","","","","","","","","","","","","","","","","","","","","","","","","","","","",""]
["","","","","","","","","","","","","","","","","","","","","","","","","","","","","","","","","","","","","","","","","","","","","","","","","","","","","","","","","","","","","","","","","","","","","","","","","","","","","","","","","","","","","","","","","","","","","","","","","","",null,"","","","","","","","","","","","","","","",{"$f":"IFERROR($D81*W81,\"\")","v":""},"","","","","","","","","","","","","","","","","","","","","","","","","","","","","","","",{"$f":"IFERROR($D81*BC81,\"\")","v":""},"","","","","","","","","","","","","","","","","","","","","","","","","","","","","","","","","","","","","","","","","","",""]
["","","","","","","","","","","","","","","","","","","","","","","","","","","","","","","","","","","","","","","","","","","","","","","","","","","","","","","","","","","","","","","","","","","","","","","","","","","","","","","","","","","","","","","","","","","","","","","","","","",null,{"$f":"IFERROR($D82*H82,\"\")","v":""},"","","","","","","","","","","","","","","","","","","","","","","","","","","","","","","",{"$f":"IFERROR($D82*AN82,\"\")","v":""},"","","","","","","","","","","","","","","","","","","","","","","","","","","","","","","","","","","","","","","","","","","","","","","","","","","","","","","","","",""]
["","","","","","","","","","","","","","","","","","","","","","","","","","","","","","","","","","","","","","","","","","","","","","","","","","","","","","","","","","","","","","","","","","","","","","","","","","","","","","","","","","","","","","","","","","","","","","","","","","",null,"","","","","","","","","","","","","","","","","","","","","","","","","","","","","","","","","","","","","","","","","","","","","","","","","","","","","","","","","","","","","","","","","","","","","","","","","","","","","","","","","","","","","","","","","","",""]
["","","","","","","","","","","","","","","","","","","","","","","","","","","","","","","","","","","","","","","","","","","","","","","","","","","","","","","","","","","","","","","","","","","","","","","","","","","","","","","","","","","","","","","","","","","","","","","","","","",null,"","","","","","","","","","","","","","","","","","","","","","","","","","","","","","","","","","","","","","","","","","","","","","","","","","","","","","","","","","","",{"$f":"IFERROR($D84*BO84,\"\")","v":""},"","","","","","","","","","","","","","","","","","","","","","","","","","","","","","",""]
["","","","","","","","","","","","","","","","","","","","","","","","","","","","","","","","","","","","","","","","","","","","","","","","","","","","","","","","","","","","","","","","","","","","","","","","","","","","","","","","","","","","","","","","","","","","","","","","","","",null,"","","","","","","","","","","","","","","","","","","","","","","","","","","","","","","","","","","","","","","","","","","","","","","","","","","","","","","","","","","","","","","","","","","","","","","","","","","",{"$f":"IFERROR($D85*CE85,\"\")","v":""},"","","","","","","","","","","","","","",""]
["","","","","","","","","","","","","","","","","","","","","","","","","","","","","","","","","","","","","","","","","","","","","","","","","","","","","","","","","","","","","","","","","","","","","","","","","","","","","","","","","","","","","","","","","","","","","","","","","","",null,{"$f":"IFERROR($D86*H86,\"\")","v":""},{"$f":"IFERROR($D86*I86,\"\")","v":""},"","","","","","","","","","","","","","",{"$f":"IFERROR($D86*X86,\"\")","v":""},"","","","","","","","","",{"$f":"IFERROR($D86*AH86,\"\")","v":""},"","","","","","","","","","","","","","","","","","","","",{"$f":"IFERROR($D86*BC86,\"\")","v":""},{"$f":"IFERROR($D86*BD86,\"\")","v":""},"","","","","","","","","","","","","","","",{"$f":"IFERROR($D86*BT86,\"\")","v":""},"",{"$f":"IFERROR($D86*BV86,\"\")","v":""},"","","","",{"$f":"IFERROR($D86*CA86,\"\")","v":""},"","","","","","","","","","","","",{"$f":"IFERROR($D86*CN86,\"\")","v":""},"","","","","",""]
["","","","","","","","","","","","","","","","","","","","","","","","","","","","","","","","","","","","","","","","","","","","","","","","","","","","","","","","","","","","","","","","","","","","","","","","","","","","","","","","","","","","","","","","","","","","","","","","","","",null,{"$f":"IFERROR($D87*H87,\"\")","v":""},"","","","","","","","","","","","","","","","","","","","","","","","","","","","","","","","","","","","","","","","","","","","","","","","","","","","","","","","","","","","","","","","","","","","","","","","","","","","","","","","","","","","","","","","","",""]
["","","","","","","","","","","","","","","","","","","","","","","","","","","","","","","","","","","","","","","","","","","","","","","","","","","","","","","","","","","","","","","","","","","","","","","","","","","","","","","","","","","","","","","","","","","","","","","","","","",null,"","","","","","","","","","","","","","","","","","","","","","","","","","","","","","","","","","","","","","","","","","","","","","","","","","","","","","","","","","","","","","","","","","","","","","","","","","","","","","","","","","","","","","","","","","",""]
["","","","","","","","","","","","","","","","","","","","","","","","","","","","","","","","","","","","","","","","","","","","","","","","","","","","","","","","","","","","","","","","","","","","","","","","","","","","","","","","","","","","","","","","","","","","","","","","","","",null,"","","","","","","","","","","","","","","","","","","","","","","","","","","","","","","","","","","","","","","","","","",{"$f":"IFERROR($D89*AX89,\"\")","v":""},"","","","","","","","","","","","","","","","","","","","","","","","","","","","","","","","","","","","","","","","","","","","","","","",""]
["","","","","","","","","","","","","","","","","","","","","","","","","","","","","","","","","","","","","","","","","","","","","","","","","","","","","","","","","","","","","","","","","","","","","","","","","","","","","","","","","","","","","","","","","","","","","","","","","","",null,"","","","","","","","","","","","","","","","","","","","","","","","","","","","","","","","","","","","","","","","","","","","","","","","","","","","","","","","","","","","","","","","","","","","","","","","","","","","","","","","","","","","","","","","","","",""]
["","","","","","","","","","","","","","","","","","","","","","","","","","","","","","","","","","","","","","","","","","","","","","","","","","","","","","","","","","","","","","","","","","","","","","","","","","","","","","","","","","","","","","","","","","","","","","","","","","",null,"","","","","","","","","","","","","","","","","","","","","","","","","","","","","","","","","","","","","","","","","","","","","","","","","","","","","","","","","","","","","","","","","","","","","","","","","","","","","","","","","","","","","","","","","","",""]
["","","","","","","","","","","","","","","","","","","","","","","","","","","","","","","","","","","","","","","","","","","","","","","","","","","","","","","","","","","","","","","","","","","","","","","","","","","","","","","","","","","","","","","","","","","","","","","","","","",null,"","","","","","","","","","","","","","","","","","","","","","","","","","","","","","","","","","","","","","","","","","","","","","","","","","","","","","","","","","","","","","","","","","","","","","","","","","","","","","","","","","","","","","","","","","",""]
["","","","","","","","","","","","","","","","","","","","","","","","","","","","","","","","","","","","","","","","","","","","","","","","","","","","","","","","","","","","","","","","","","","","","","","","","","","","","","","","","","","","","","","","","","","","","","","","","","",null,"","","","","","","","","","","","","","","","","","","","","","","","","","","","","","","","","","","","","","","","","","","","","","","","","","","","","","","","","","","","","","","","","","","","","","","","","","","","","","","","","","","","","","","","","","",""]
["","","","","","","","","","","","","","","","","","","","","","","","","","","","","","","","","","","","","","","","","","","","","","","","","","","","","","","","","","","","","","","","","","","","","","","","","","","","","","","","","","","","","","","","","","","","","","","","","","",null,"","","","","","","","","","","","","","","","","","","","","","","","","","","","","","","","","","","","","","","","","","","","","","","","","","","","","","","","","","","","","","","",{"$f":"IFERROR($D94*BS94,\"\")","v":""},"","","","","","","","","","","","","","","","","","","","","","","","","","",""]
["","","","","","","","","","","","","","","","","","","","","","","","","","","","","","","","","","","","","","","","","","","","","","","","","","","","","","","","","","","","","","","","","","","","","","","","","","","","","","","","","","","","","","","","","","","","","","","","","","",null,"","","","","","","","","","","","","","","","","","","","","","","","","","","","","","","","","","","","","","","","","","","","","","","","","","","","","","","","","","","","","","","","","","","","","","","","","","","","","","","","","","","","","","","","","","",""]
["","","","","","","","","","","","","","","","","","","","","","","","","","","","","","","","","","","","","","","","","","","","","","","","","","","","","","","","","","","","","","","","","","","","","","","","","","","","","","","","","","","","","","","","","","","","","","","","","","",null,"","","","","","","","","","","","","","","","","","","","","","","","","","","","","","","","","","","","","","","","","","","","","","","","","","","","","","","","","","","","","","","","","","","","","","","","","","","","","","","","","","","","","","","","","","",""]
["","","","","","","","","","","","","","","","","","","","","","","","","","","","","","","","","","","","","","","","","","","","","","","","","","","","","","","","","","","","","","","","","","","","","","","","","","","","","","","","","","","","","","","","","","","","","","","","","","",null,"","","","","","","","","","","","","","","","","","","","","",{"$f":"IFERROR($D97*AC97,\"\")","v":""},"","","","","","","","","","","","","","","","","","","","","","","","","","","","","","","","","","","","","","","","","","","","","","","","","","","","","","","","","","","","","","","","","","","","",""]
["","","","","","","","","","","","","","","","","","","","","","","","","","","","","","","","","","","","","","","","","","","","","","","","","","","","","","","","","","","","","","","","","","","","","","","","","","","","","","","","","","","","","","","","","","","","","","","","","","",null,"","","","","","","","","","","","","","","","","",{"$f":"IFERROR($D98*Y98,\"\")","v":""},"","","","","","","","","","","","","","","","","","","","","","","","","","","","","","","","","","","","","","","","","","","","","","","","","","","","","","","","","","","","","","","","","","","","","","","","",""]
["","","","","","","","","","","","","","","","","","","","","","","","","","","","","","","","","","","","","","","","","","","","","","","","","","","","","","","","","","","","","","","","","","","","","","","","","","","","","","","","","","","","","","","","","","","","","","","","","","",null,"","","","","","","","","","","","","","","","","","","","","","","","","","","","","","","","","","","","","","","","","","","","","","","","","","","","","","","","","","","","","","","","","","","","","","","","","","","","","","","","","","","","","","","","","","",""]
["","","","","","","","","","","","","","","","","","","","","","","","","","","","","","","","","","","","","","","","","","","","","","","","","","","","","","","","","","","","","","","","","","","","","","","","","","","","","","","","","","","","","","","","","","","","","","","","","","",null,"","","","","","","","","","","","","","","","","","","","","","","","","","","","","","","","","","","","","",{"$f":"IFERROR($D100*AS100,\"\")","v":""},"","","","","","","","","","","","","","","","","","","","","","","","","","","","","","","","","","","","","","","","","","","","","","","","","","","","",""]
["","","","","","","","","","","","","","","","","","","","","","","","","","","","","","","","","","","","","","","","","","","","","","","","","","","","","","","","","","","","","","","","","","","","","","","","","","","","","","","","","","","","","","","","","","","","","","","","","","",null,"","","","","","","","","","","","","","","","","","","","","","","","","","","","","","","","","","","","","","","","","","","","","","","","","","","","","","","","","","","","","","","","","","","","","","","","","","","","","","","","","","","","","","","","","","",""]
["","","","","","","","","","","","","","","","","","","","","","","","","","","","","","","","","","","","","","","","","","","","","","","","","","","","","","","","","","","","","","","","","","","","","","","","","","","","","","","","","","","","","","","","","","","","","","","","","","",null,"","","","","","","","","","","","",{"$f":"IFERROR($D102*T102,\"\")","v":""},"","","","","","","","","","","","","","","","","","","","","","","","","","","","","","","","","","","","","","","","","","","","","","","","","","","","","","","","","","","","","","","","","","","","","","","","","","","","","",""]
["","","","","","","","","","","","","","","","","","","","","","","","","","","","","","","","","","","","","","","","","","","","","","","","","","","","","","","","","","","","","","","","","","","","","","","","","","","","","","","","","","","","","","","","","","","","","","","","","","",null,"","","","","","","","","","","","","","","","","","","","","","","","","","","","","","","","","","","","","","","","","","","","","","","","","","","","","","","","","","","","","","","","","","","","","","","","","","","","","","","","","","","","","","","","","","",""]
["","","","","","","","","","","","","","","","","","","","","","","","","","","","","","","","","","","","","","","","","","","","","","","","","","","","","","","","","","","","","","","","","","","","","","","","","","","","","","","","","","","","","","","","","","","","","","","","","","",null,"","","","","","","","","","","","","","","","","","","","","","","","","","","","","","","","","","","","","","","","","","","","","","","","","","","","","","","","","","","","","","","","","","","","","","","","","","","","","","","","","","","","","","","","","","",""]
["","","","","","","","","","","","","","","","","","","","","","","","","","","","","","","","","","","","","","","","","","","","","","","","","","","","","","","","","","","","","","","","","","","","","","","","","","","","","","","","","","","","","","","","","","","","","","","","","","",null,"","","","","","","","","","","","","","","","","","","","","","","","","","","","","","","","","","","","","","","","","","","","","","","","","","","","","","","","","","","","","","","","","","","","","","","","","","","","","","","","","","","","","","","","","","",""]
["","","","","","","","","","","","","","","","","","","","","","","","","","","","","","","","","","","","","","","","","","","","","","","","","","","","","","","","","","","","","","","","","","","","","","","","","","","","","","","","","","","","","","","","","","","","","","","","","","",null,"","","","","","","","","","","","","","","","","","","","","","","","","","","","","","","","","","","","","","","","","","","","","","","","","","","","","","","","","","","","","","","","","","","","","","","","","","","","","","","","","","","","","","","","","","",""]
["","","","","","","","","","","","","","","","","","","","","","","","","","","","","","","","","","","","","","","","","","","","","","","","","","","","","","","","","","","","","","","","","","","","","","","","","","","","","","","","","","","","","","","","","","","","","","","","","","",null,"","","","","","","","","","","","","","","","","","","","","","","","","","","","","","","","","","","","","","","","","","","","","","","","","","","","","","","","","","","","","","","","","","","","","","","","","","","","","","","","","","","","","","","","","","",""]
["","","","","","","","","","","","","","","","","","","","","","","","","","","","","","","","","","","","","","","","","","","","","","","","","","","","","","","","","","","","","","","","","","","","","","","","","","","","","","","","","","","","","","","","","","","","","","","","","","",null,"","","","","","","","","","","","","","","","","","","","","","","","","","","","","","","","","","","","","","","","","","","","","","","","","","","","","","","","","","","","","","","","","","","","","","","","","","","","","","","","","","","","","","","","","","",""]
["","","","","","","","","","","","","","","","","","","","","","","","","","","","","","","","","","","","","","","","","","","","","","","","","","","","","","","","","","","","","","","","","","","","","","","","","","","","","","","","","","","","","","","","","","","","","","","","","","",null,"","","","","","","","","","","","","","","","","","","","","","","","","","","","","","","","","","","","","","","","","","","","","","","","","","","","","","","","","",{"$f":"IFERROR($D109*BM109,\"\")","v":""},"","","","","","","","","","","","","","","","","","","","","","","","","","","","","","","","",""]
["","","","","","","","","","","","","","","","","","","","","","","","","","","","","","","","","","","","","","","","","","","","","","","","","","","","","","","","","","","","","","","","","","","","","","","","","","","","","","","","","","","","","","","","","","","","","","","","","","",null,"","","","","","","","","","","","","","","","","","","","","","","","","","","","","","","","","","","","","","","","","","","","","","","","","","","","","","","","","","","","","","","","","","","","","","","","","","","","","","","","","","","","","","","","","","",""]
["","","","","","","","","","","","","","","","","","","","","","","","","","","","","","","","","","","","","","","","","","","","","","","","","","","","","","","","","","","","","","","","","","","","","","","","","","","","","","","","","","","","","","","","","","","","","","","","","","",null,"","","","","","","","","","","","","","","","","","","","","","","","","","","","","","","","","","","","","","","","","","","","","","","","","","","","","","","","","","","","","","","","","","","","","","","","","","","","","","","","","","","","","","","","","","",""]
["","","","","","","","","","","","","","","","","","","","","","","","","","","","","","","","","","","","","","","","","","","","","","","","","","","","","","","","","","","","","","","","","","","","","","","","","","","","","","","","","","","","","","","","","","","","","","","","","","",null,"","","","","","","","","","","","","","","","","","","","","","","","","","","","","","","","","","","","","","","","","","","","","","","","","","","","","","","","","","","","","","","","","","","","","","","","","","","","","","","","","","","","","","","","","","",""]
["","","","","","","","","","","","","","","","","","","","","","","","","","","","","","","","","","","","","","","","","","","","","","","","","","","","","","","","","","","","","","","","","","","","","","","","","","","","","","","","","","","","","","","","","","","","","","","","","","",null,"","","","","","","","","","","","","","","","","","","","","","","","","","","","","","","","","","","","","","","","","","","","","","","","","","","","","","","","","","","","","","","","","","","","","","","","","","","","","","",{"$f":"IFERROR($D113*CH113,\"\")","v":""},"","","","","","","","","","","",""]
["","","","","","","","","","","","","","","","","","","","","","","","","","","","","","","","","","","","","","","","","","","","","","","","","","","","","","","","","","","","","","","","","","","","","","","","","","","","","","","","","","","","","","","","","","","","","","","","","","",null,"","","","","","","","","","","","","","","","","","","","","","","","","","","","","","","","","","","","","","","","","","","","","","","","","","","","","","","","","","","","","","","","","","","","","","","","","","","","","","","","","","","","","","","","","","",""]
["","","","","","","","","","","","","","","","","","","","","","","","","","","","","","","","","","","","","","","","","","","","","","","","","","","","","","","","","","","","","","","","","","","","","","","","","","","","","","","","","","","","","","","","","","","","","","","","","","",null,"","","","","","","","","","","","","","","","","","","","","","","","","","","","","","","","","",{"$f":"IFERROR($D115*AO115,\"\")","v":""},"","","","","","","","","","","","","","","","","","","","","","","","","","","","","","","","","","","","","","","","","","","","","","","","","","","","","","",{"$f":"IFERROR($D115*CR115,\"\")","v":""},"",""]
["","","","","","","","","","","","","","","","","","","","","","","","","","","","","","","","","","","","","","","","","","","","","","","","","","","","","","","","","","","","","","","","","","","","","","","","","","","","","","","","","","","","","","","","","","","","","","","","","","",null,"","","","","","","","","","","","","","","","","","","","","","","","","","","","","","","","","","","","","","","","","","","","","","","","","","","","","","","","","","","","","","","","","","","","","","","","","","","","","","","","","","","","","","","","","","",""]
["","","","","","","","","","","","","","","","","","","","","","","","","","","","","","","","","","","","","","","","","","","","","","","","","","","","","","","","","","","","","","","","","","","","","","","","","","","","","","","","","","","","","","","","","","","","","","","","","","",null,"","","","","","","","","","","","","","","","","","","","","","","","","","","","","","","","","","","","","","","","","","","","","","","","","","","","","","","","","","","","","","","","","","","","","","","","","","","","","","","","","","","","","","","","","","",""]
["","","","","","","","","","","","","","","","","","","","","","","","","","","","","","","","","","","","","","","","","","","","","","","","","","","","","","","","","","","","","","","","","","","","","","","","","","","","","","","","","","","","","","","","","","","","","","","","","","",null,"","","","","","","","","","","","","","","","","","","","","","","","","","","","","","","","","","","","","","","","","","","","","","","","","","","","","","","","","","","","","","","","","","","","","","","","","","","","","","","","","","","","","","","","","","",""]
["","","","","","","","","","","","","","","","","","","","","","","","","","","","","","","","","","","","","","","","","","","","","","","","","","","","","","","","","","","","","","","","","","","","","","","","","","","","","","","","","","","","","","","","","","","","","","","","","","",null,"","","","","","","","","","","","","","","","","","","","","","","","","","","","","","","","","","","","","","","","","","","","","","","","","","","","","","","","","","","","","","","","","","","","","","","","","","","","","","","","","","","","","","","","","","",""]
["","","","","","","","","","","","","","","","","","","","","","","","","","","","","","","","","","","","","","","","","","","","","","","","","","","","","","","","","","","","","","","","","","","","","","","","","","","","","","","","","","","","","","","","","","","","","","","","","","",null,"","","","","","","","","","","","","","","","","","","","","","","","","","","","","","","","","","","","","","","","","","","","","","","","","","","","","",{"$f":"IFERROR($D120*BI120,\"\")","v":""},"","","","","","","","","","","","","","","","","","","","","","","","","","","","","","","","","","","","",""]
["","","","","","","","","","","","","","","","","","","","","","","","","","","","","","","","","","","","","","","","","","","","","","","","","","","","","","","","","","","","","","","","","","","","","","","","","","","","","","","","","","","","","","","","","","","","","","","","","","",null,"","","","","","","","","","","","","","","","","","","","","","","","","","","","","","","","","","","","","","","","","","","","","","","","","","","","","","","","","","","","","","","","","","","","","","","","","","","","","","","","","","","","","","","","","","",""]
["","","","","","","","","","","","","","","","","","","","","","","","","","","","","","","","","","","","","","","","","","","","","","","","","","","","","","","","","","","","","","","","","","","","","","","","","","","","","","","","","","","","","","","","","","","","","","","","","","",null,"","","","","","","","","","","",{"$f":"IFERROR($D122*S122,\"\")","v":""},"","","","","","","","","","","","","","","","","","","","","","","","","","","","","","","","","","","","","","","","","","","","","","","","","","","","","","","","","","","","","","","","","","","","","","","","","","","","","","",""]
["","","","","","","","","","","","","","","","","","","","","","","","","","","","","","","","","","","","","","","","","","","","","","","","","","","","","","","","","","","","","","","","","","","","","","","","","","","","","","","","","","","","","","","","","","","","","","","","","","",null,{"$f":"IFERROR($D123*H123,\"\")","v":""},"","","","","","","","","","","","","","","","","","","","","","","","","","","","","","","","","","","","","","","","","","","","","","","","","","","","","","","","","","","","","","","","","","","","","","","","","","","","","","","","","","","","","","","","","",""]
["","","","","","","","","","","","","","","","","","","","","","","","","","","","","","","","","","","","","","","","","","","","","","","","","","","","","","","","","","","","","","","","","","","","","","","","","","","","","","","","","","","","","","","","","","","","","","","","","","",null,"","","","","","","","","","","","","","","","","","","","","","","","","","","","","","","","","","","","","","","","","","","","","","","","","","","","","","","","","","","","","","","","","","","","","","","","","","","","",{"$f":"IFERROR($D124*CF124,\"\")","v":""},"","","","","","","","","","","","","",""]
["","","","","","","","","","","","","","","","","","","","","","","","","","","","","","","","","","","","","","","","","","","","","","","","","","","","","","","","","","","","","","","","","","","","","","","","","","","","","","","","","","","","","","","","","","","","","","","","","","",null,"","","","","","","","","","","","","","","","","","","","","","","","","","","","","","","","","","","","","","","","","","","","","","","","","","","","","","","","","","","","","","","","","","","","","","","","","","","","","","","","","","","","","","","","","","",""]
["","","","","","","","","","","","","","","","","","","","","","","","","","","","","","","","","","","","","","","","","","","","","","","","","","","","","","","","","","","","","","","","","","","","","","","","","","","","","","","","","","","","","","","","","","","","","","","","","","",null,"","","","","","","","","","","","","","","","","","","","","","","","","","","","",{"$f":"IFERROR($D126*AJ126,\"\")","v":""},"","","","","","","","","","","","","","","","","","","","","","","","","","","","","","","","","","","","","","","","","","","","","","","","","","","","","","","","","","","","","",""]
["","","","","","","","","","","","","","","","","","","","","","","","","","","","","","","","","","","","","","","","","","","","","","","","","","","","","","","","","","","","","","","","","","","","","","","","","","","","","","","","","","","","","","","","","","","","","","","","","","",null,"","","","","","","","","","","","","","","","","","","","","","","","","","","","","","","","","","","","","","","","","","","","","","","","","","","","","","","","","","","","","","","","","","","","","","","","","","","","","","","","","","","","","","","","","","",""]
["","","","","","","","","","","","","","","","","","","","","","","","","","","","","","","","","","","","","","","","","","","","","","","","","","","","","","","","","","","","","","","","","","","","","","","","","","","","","","","","","","","","","","","","","","","","","","","","","","",null,"","","","","","","","","","","","","","","","","","","","","","","","","","","","","","","","","","","","","","","","","","","","","","","","","","","","","","","","","","","","","","","","","","","","","","","","","","","","","","","","","","","","","","","","","","",""]
["","","","","","","","","","","","","","","","","","","","","","","","","","","","","","","","","","","","","","","","","","","","","","","","","","","","","","","","","","","","","","","","","","","","","","","","","","","","","","","","","","","","","","","","","","","","","","","","","","",null,"","","","","","","","","","","","","","","","","","","","","","","","","","","","","","","","","","","","","","","","","","","","","","","","",{"$f":"IFERROR($D129*BD129,\"\")","v":""},"","","","","","","","","","","","","","","","","","","","","","","","","","","","","","","","","","","","","","","","","",""]
["","","","","","","","","","","","","","","","","","","","","","","","","","","","","","","","","","","","","","","","","","","","","","","","","","","","","","","","","","","","","","","","","","","","","","","","","","","","","","","","","","","","","","","","","","","","","","","","","","",null,"","","","","","","","","","","","","","","","","","","","","","","","","","","","","","","","","","","","","","","","","","","","","","","","","","","","","","","","","","","","","","","","","","","","","","","",{"$f":"IFERROR($D130*CA130,\"\")","v":""},"","","","","","","","","","","","","","","","","","",""]
["","","","","","","","","","","","","","","","","","","","","","","","","","","","","","","","","","","","","","","","","","","","","","","","","","","","","","","","","","","","","","","","","","","","","","","","","","","","","","","","","","","","","","","","","","","","","","","","","","",null,"","","","","","","","","","","","","","","","","","","","","","","","","","","","","","","","","","","","","","","","","","","","","","","","","","","","","","","","","","","","","","","","","","","","","","","","","","","","","","","","","","","","","","","","","","",""]
["","","","","","","","","","","","","","","","","","","","","","","","","","","","","","","","","","","","","","","","","","","","","","","","","","","","","","","","","","","","","","","","","","","","","","","","","","","","","","","","","","","","","","","","","","","","","","","","","","",null,"","","","","","","","","","","","","","","","","","","","","","","","","","","","","","","","","","","","","","","","","","","","","","","","","","","","","","","","","","","","","","","","","","","","","","","","","","","","","","","","","","","","","","","","","","",""]
["","","","","","","","","","","","","","","","","","","","","","","","","","","","","","","","","","","","","","","","","","","","","","","","","","","","","","","","","","","","","","","","","","","","","","","","","","","","","","","","","","","","","","","","","","","","","","","","","","",null,"","","","","","","","","","","","","","","","","","","","","","","","","","","","","","","","","","","","","","","","","","","","","","","","","","","","","","","","","","","","","","","","","","","","","","","","","","","","","","","","","","","","","","","","","","",""]
["","","","","","","","","","","","","","","","","","","","","","","","","","","","","","","","","","","","","","","","","","","","","","","","","","","","","","","","","","","","","","","","","","","","","","","","","","","","","","","","","","","","","","","","","","","","","","","","","","",null,"","","","","","","","","","","","","","","","","","","","","","","","","","","","","","","","","","","","","","","","","","","","","","","","","","","","","","","","","","","","","","","","","","","","","","","","","","","","","","","","","","","","","","","","","","",""]
["","","","","","","","","","","","","","","","","","","","","","","","","","","","","","","","","","","","","","","","","","","","","","","","","","","","","","","","","","","","","","","","","","","","","","","","","","","","","","","","","","","","","","","","","","","","","","","","","","",null,"","","","","","","","","","","","","","",{"$f":"IFERROR($D135*V135,\"\")","v":""},"","","","","","","","","","","","","","","","","","","","","","","","","","","","","","","","","","","","","","","","","","","","","","","","","","","","","","","","","","","","","","","","","","","","","","","","","","","",""]
["","","","","","","","","","","","","","","","","","","","","","","","","","","","","","","","","","","","","","","","","","","","","","","","","","","","","","","","","","","","","","","","","","","","","","","","","","","","","","","","","","","","","","","","","","","","","","","","","","",null,"","","","","","","","","","","","","","","","","","","","","","","","","","","","","","","","","","","","","","","","","","","","","","","","","","","","","","","","","","","","","","","","","","","","","","","","","","","","","","","","","","","","","","","","","","",""]
["","","","","","","","","","","","","","","","","","","","","","","","","","","","","","","","","","","","","","","","","","","","","","","","","","","","","","","","","","","","","","","","","","","","","","","","","","","","","","","","","","","","","","","","","","","","","","","","","","",null,"","","","","","","","","","","","","","","","","","","","","","","","","","","","","","","","","","","","","","","","","","","","","","","","","","","","","","","","","","","","","","","","","","","","","","","","","","","","","","","","","","","","","","","","","","",""]
["","","","","","","","","","","","","","","","","","","","","","","","","","","","","","","","","","","","","","","","","","","","","","","","","","","","","","","","","","","","","","","","","","","","","","","","","","","","","","","","","","","","","","","","","","","","","","","","","","",null,"","","","","","","","","","","","","","","","","","","","","","","","","","","","","","","","","","","","","","","","","","","","","","","","","","","","","","","","","","","","","","","","","","","","","","","","","","","","","","","","","","","","","","","","","","",""]
["","","","","","","","","","","","","","","","","","","","","","","","","","","","","","","","","","","","","","","","","","","","","","","","","","","","","","","","","","","","","","","","","","","","","","","","","","","","","","","","","","","","","","","","","","","","","","","","","","",null,"","","","","","","","","","","","","","","","","","","","","","","","","","","","","","","","","","","","","","","","","","","","","","","","","","","","","","","","","","","","","","","","","","","","","","","","","","","","","","","","","","","","","",{"$f":"IFERROR($D139*CO139,\"\")","v":""},"","","","",""]
["","","","","","","","","","","","","","","","","","","","","","","","","","","","","","","","","","","","","","","","","","","","","","","","","","","","","","","","","","","","","","","","","","","","","","","","","","","","","","","","","","","","","","","","","","","","","","","","","","",null,"","","","","","","","","","","","","","","","","","","","","","","","","","","","","","","","","","","","","","","","","","","","","","","","","","","","","","","","","","","","","","","","","","","","","","","","","","","","","","","","","","","","","","","","","","",""]
["","","","","","","","","","","","","","","","","","","","","","","","","","","","","","","","","","","","","","","","","","","","","","","","","","","","","","","","","","","","","","","","","","","","","","","","","","","","","","","","","","","","","","","","","","","","","","","","","","",null,"","","","","","","","","","","","","","","","","","","","","","","","","","","","","","","","","","","","","","","","","","","","","","","","","","","","","","","","","","","","","","","","","","","","","","","","","","","","","","","","","","","","","","","","","","",""]
["","","","","","","","","","","","","","","","","","","","","","","","","","","","","","","","","","","","","","","","","","","","","","","","","","","","","","","","","","","","","","","","","","","","","","","","","","","","","","","","","","","","","","","","","","","","","","","","","","",null,"","","","","","","","","","","","","","","","","","","","","","","","","","","","","","","","","","","","","","","","","","","","","","","","","","","","","","","","","","","","","","","","","","","","","","","","","","","","","","","","","","","","","","","","","","",""]
["","","","","","","","","","","","","","","","","","","","","","","","","","","","","","","","","","","","","","","","","","","","","","","","","","","","","","","","","","","","","","","","","","","","","","","","","","","","","","","","","","","","","","","","","","","","","","","","","","",null,"","","","","","","","","","","","","","","","","","","","","","","","","","","","","","","","","","","","","","","","","","","","",{"$f":"IFERROR($D143*AZ143,\"\")","v":""},"","","","","","","","","","","","","","","","","","","","","","","","","","","","","","","","","","","","","","","","","","","","","",""]
["","","","","","","","","","","","","","","","","","","","","","","","","","","","","","","","","","","","","","","","","","","","","","","","","","","","","","","","","","","","","","","","","","","","","","","","","","","","","","","","","","","","","","","","","","","","","","","","","","",null,"","","","","","","","","","","","","","","","","","","","","","","","","","","","","","","","","","","","","","","","","","","","","","","","","","","","","","","","","","","","","","","","","","","","","","","","","","","","","","","","","","","","","","","","","","",""]
["","","","","","","","","","","","","","","","","","","","","","","","","","","","","","","","","","","","","","","","","","","","","","","","","","","","","","","","","","","","","","","","","","","","","","","","","","","","","","","","","","","","","","","","","","","","","","","","","","",null,"","","","","","","","","","","","","","","","","","","","","","","","","","","","","","","","","","","","","","","","","","","","","","","","","","","","","","","","","","","","","","","","","","","","","","","","","","","","","","","","","","","","","","","","","","",""]
["","","","","","","","","","","","","","","","","","","","","","","","","","","","","","","","","","","","","","","","","","","","","","","","","","","","","","","","","","","","","","","","","","","","","","","","","","","","","","","","","","","","","","","","","","","","","","","","","","",null,"","",{"$f":"IFERROR($D146*J146,\"\")","v":""},"","","","","","","","","","","","","","","","","","","","","","","","","","","","","","","","","","","","","","","","","","","","","","","","","","","","","","","","","","","","","","","","","","","","","","","","","","","","","","","","","","","","","","","",""]
["","","","","","","","","","","","","","","","","","","","","","","","","","","","","","","","","","","","","","","","","","","","","","","","","","","","","","","","","","","","","","","","","","","","","","","","","","","","","","","","","","","","","","","","","","","","","","","","","","",null,{"$f":"IFERROR($D147*H147,\"\")","v":""},"","","","","","","","","","","","","","","","","","","","","","","","","","","","","","","","","","","","","","","","","","","","","","","","","","","","","","","","","","","","","","","","","","","","","","","","","","","","","","","","","","","","","","","","","",""]
["","","","","","","","","","","","","","","","","","","","","","","","","","","","","","","","","","","","","","","","","","","","","","","","","","","","","","","","","","","","","","","","","","","","","","","","","","","","","","","","","","","","","","","","","","","","","","","","","","",null,"","","","","","","","","","","","","","","","","","","","","","","","","","","","","","","","","","","","","","","","","","","","","","","","","","","","","","","","","","","","","","","","","","","","","","","","","","","","","","","","","","","","","","","","","","",""]
["","","","","","","","","","","","","","","","","","","","","","","","","","","","","","","","","","","","","","","","","","","","","","","","","","","","","","","","","","","","","","","","","","","","","","","","","","","","","","","","","","","","","","","","","","","","","","","","","","",null,"","","","","","","","","","","","","","","","","","","","","","","","","","","","","","","","","","","","","","","","","","","","","","","","","","","","","","","","","","","","","","","","","","","","","","","","","","","","","","","","","","","","","","","","","","",""]
["","","","","","","","","","","","","","","","","","","","","","","","","","","","","","","","","","","","","","","","","","","","","","","","","","","","","","","","","","","","","","","","","","","","","","","","","","","","","","","","","","","","","","","","","","","","","","","","","","",null,"","","","","","","","","","","","","","","","","","","","","","","","","","","","","","","","","","","","","","","","","","","","","","","","","","","","","","","","","","","","","","","","","","","","","","","","","","","","","","","","","","","","","","","","","","",""]
["","","","","","","","","","","","","","","","","","","","","","","","","","","","","","","","","","","","","","","","","","","","","","","","","","","","","","","","","","","","","","","","","","","","","","","","","","","","","","","","","","","","","","","","","","","","","","","","","","",null,"","","","","","","","","","","","","","","","","","","","","","","","","","","","","","","","","","","","","","","","","","","","","","","","","","","","","","","","","","","","",{"$f":"IFERROR($D151*BP151,\"\")","v":""},"","","","","","","","","","","","","","","","","","","","","","","","","","","","","",""]
["","","","","","","","","","","","","","","","","","","","","","","","","","","","","","","","","","","","","","","","","","","","","","","","","","","","","","","","","","","","","","","","","","","","","","","","","","","","","","","","","","","","","","","","","","","","","","","","","","",null,"","","","","","","","","","","","","","","","","","","","","","","","","","","","","","","","","","","","","","","","","","","","","","","","","","","","","","","","","","","","","","","","","","","","","","","","","","","","","","","","","","","","","","","","","","",""]
["","","","","","","","","","","","","","","","","","","","","","","","","","","","","","","","","","","","","","","","","","","","","","","","","","","","","","","","","","","","","","","","","","","","","","","","","","","","","","","","","","","","","","","","","","","","","","","","","","",null,"","","","","","","","","","","","","","","","","",{"$f":"IFERROR($D153*Y153,\"\")","v":""},"","","","","","","","","","","","","","","","","","","","",{"$f":"IFERROR($D153*AT153,\"\")","v":""},"","","","","","","","","","","","","","","","","","","","","","","","","","","","","","","","","","","","","","","","","","","","","","","","","","","",""]
["","","","","","","","","","","","","","","","","","","","","","","","","","","","","","","","","","","","","","","","","","","","","","","","","","","","","","","","","","","","","","","","","","","","","","","","","","","","","","","","","","","","","","","","","","","","","","","","","","",null,"","","","","","","","","","","","","","","","","","","","","","","","","","","","","","","","","",{"$f":"IFERROR($D154*AO154,\"\")","v":""},"","","","","","","","","","","","","","","","","","","","","","","","","","","","","","","","","","","","","","","","","","","","","","","","","","","","","","","","",""]
["","","","","","","","","","","","","","","","","","","","","","","","","","","","","","","","","","","","","","","","","","","","","","","","","","","","","","","","","","","","","","","","","","","","","","","","","","","","","","","","","","","","","","","","","","","","","","","","","","",null,"","","","","","","","","","","","","","","","","","","","","","","","","","","","","","","","","","","","","","","","","","","","","","","","","","","","","","","","","","","","","","","","","","","","","","","","","","","","","","","","","","","","","","","","","","",""]
["","","","","","","","","","","","","","","","","","","","","","","","","","","","","","","","","","","","","","","","","","","","","","","","","","","","","","","","","","","","","","","","","","","","","","","","","","","","","","","","","","","","","","","","","","","","","","","","","","",null,"","","","","","","","","","","","","","","","","","","","","","","","","","","","","","","","","","","","","","","","","","","","","","","","","","","","","","","","","","","","","","","","","","","","","","","","","","","","","","","","","","","","","","","","","","",""]
["","","","","","","","","","","","","","","","","","","","","","","","","","","","","","","","","","","","","","","","","","","","","","","","","","","","","","","","","","","","","","","","","","","","","","","","","","","","","","","","","","","","","","","","","","","","","","","","","","",null,"","","","","","","","","","","","","","","","","","","","","","","","","","","","","","","","","","","","","","","","","","","","","","","","","","","","","","","","","","","","","","","","","","","","","","","","","","","","","","","","","","","","","","","","","","",""]
["","","","","","","","","","","","","","","","","","","","","","","","","","","","","","","","","","","","","","","","","","","","","","","","","","","","","","","","","","","","","","","","","","","","","","","","","","","","","","","","","","","","","","","","","","","","","","","","","","",null,"","","","","","","","","","","","","","","","","","","","","","","","","","","","","","","","","","","","","","","","","","","","","","","","","","","","","","","","","","","","","","","","","","","","","","","","","","","","","","","","","","","","","","","","","","",""]
["","","","","","","","","","","","","","","","","","","","","","","","","","","","","","","","","","","","","","","","","","","","","","","","","","","","","","","","","","","","","","","","","","","","","","","","","","","","","","","","","","","","","","","","","","","","","","","","","","",null,"","","","","","","","","","","","","","","","","","","","","","","","","","","","","","","","","","","","","","","","","","","","","","","","","","","","","","","","","","","","","","","","","","","","","","","","","","","","","","","","","","","","","","","","","","",""]
["","","","","","","","","","","","","","","","","","","","","","","","","","","","","","","","","","","","","","","","","","","","","","","","","","","","","","","","","","","","","","","","","","","","","","","","","","","","","","","","","","","","","","","","","","","","","","","","","","",null,"","","","","","","","","","","","","","","","","","","","","","","","","","","","","","","","","","","","","","","","","","","","","","","","","","","","","","","","","","","","","","","","","","","","","","","","","","","","","","","","","","","","","","","","","","",""]
["","","","","","","","","","","","","","","","","","","","","","","","","","","","","","","","","","","","","","","","","","","","","","","","","","","","","","","","","","","","","","","","","","","","","","","","","","","","","","","","","","","","","","","","","","","","","","","","","","",null,"","","","","","","","","","","","","","","","","","","","","","","","","","","","","","","","","","","","","","","","","","","","","","","","","","","","","","","","","","","","","","","","","","","","","","","","","","","","","","","","","","","","","","","","","","",""]
["","","","","","","","","","","","","","","","","","","","","","","","","","","","","","","","","","","","","","","","","","","","","","","","","","","","","","","","","","","","","","","","","","","","","","","","","","","","","","","","","","","","","","","","","","","","","","","","","","",null,"","","","","","","","","","","","","","","","","","","","","","","","","","","","","","","","","","","","","","","","","","","","","","","","","","","","","","","","","","","","","","","","","","","","","","","","","","","","","","","","","","","","","","","","","","",""]
["","","","","","","","","","","","","","","","","","","","","","","","","","","","","","","","","","","","","","","","","","","","","","","","","","","","","","","","","","","","","","","","","","","","","","","","","","","","","","","","","","","","","","","","","","","","","","","","","","",null,"","","","","","","","","","","","","","","","","","","","","","","","","","","","","","","","","","","","","","","","","","","","","","","","","","","","","","","","","","","","","","","","","","","","","","","","","","","","","","","","","","","","","","","","","","",""]
["","","","","","","","","","","","","","","","","","","","","","","","","","","","","","","","","","","","","","","","","","","","","","","","","","","","","","","","","","","","","","","","","","","","","","","","","","","","","","","","","","","","","","","","","","","","","","","","","","",null,"","","","","","","","","","","","","","","","","","","","","","","","","","","","","","","","","","","","","","","","","","","","","","","","","","","","","","","","","","","","","","","","","","","","","","","","","","","","","","","","","","","",{"$f":"IFERROR($D164*CM164,\"\")","v":""},"","","","","","",""]
["","","","","","","","","","","","","","","","","","","","","","","","","","","","","","","","","","","","","","","","","","","","","","","","","","","","","","","","","","","","","","","","","","","","","","","","","","","","","","","","","","","","","","","","","","","","","","","","","","",null,"","","","","","","","","","","","","","","","","","","","","","","","","","","","","","","","","","","","","","","","","","","","","","","","","","","","","","","","","","","","","","","","","","","","","","","","","","","","","","","","","","","","","","","","","","",""]
["","","","","","","","","","","","","","","","","","","","","","","","","","","","","","","","","","","","","","","","","","","","","","","","","","","","","","","","","","","","","","","","","","","","","","","","","","","","","","","","","","","","","","","","","","","","","","","","","","",null,"","","","","","","","","","","","","","","","","","","","","","","","","","","","","","","","","","","","","","","","","","","","","","","","","","","","","","","","","","","","","","","","","","","","","","","","","","","","","","","","","","","","","","","","","","",""]
["","","","","","","","","","","","","","","","","","","","","","","","","","","","","","","","","","","","","","","","","","","","","","","","","","","","","","","","","","","","","","","","","","","","","","","","","","","","","","","","","","","","","","","","","","","","","","","","","","",null,"","","","","","","","","","","","","","","","","","","","","","","","","","","","","","","","","","","","","","","","","","","","","","","","","","","","","","","","","","","","","","","","","","","","","","","","","","","","","","","","","","","","","","","","","","",""]
["","","","","","","","","","","","","","","","","","","","","","","","","","","","","","","","","","","","","","","","","","","","","","","","","","","","","","","","","","","","","","","","","","","","","","","","","","","","","","","","","","","","","","","","","","","","","","","","","","",null,"","","","","","","","","","","","","","","","","","","","","","","","","","","","","","","","","","","","","","","","","","","","","","","","","","","","","","","","","","","","","","","","","","","","","","","","","","","","","","","","","","","","","","","","","","",""]
["","","","","","","","","","","","","","","","","","","","","","","","","","","","","","","","","","","","","","","","","","","","","","","","","","","","","","","","","","","","","","","","","","","","","","","","","","","","","","","","","","","","","","","","","","","","","","","","","","",null,"","","","","","","","","","","","","","","","","","","","","",{"$f":"IFERROR($D169*AC169,\"\")","v":""},"","","","","","","","","","","","","","","","","","","","","","","","","","","","","","","","","","","","","","","","","","","","","","","","","","","","","","","","","","","","","","","","","","","","",""]
["","","","","","","","","","","","","","","","","","","","","","","","","","","","","","","","","","","","","","","","","","","","","","","","","","","","","","","","","","","","","","","","","","","","","","","","","","","","","","","","","","","","","","","","","","","","","","","","","","",null,"","","","","","","","","","","","","","","","","","","","","","","","","","","","","","","","","","","","","","","","","","","","","","","","","","","","","","",{"$f":"IFERROR($D170*BJ170,\"\")","v":""},"","","","","","","","","","","","","","","","","","","","","","","","","","","","","","","","","","","",""]
["","","","","","","","","","","","","","","","","","","","","","","","","","","","","","","","","","","","","","","","","","","","","","","","","","","","","","","","","","","","","","","","","","","","","","","","","","","","","","","","","","","","","","","","","","","","","","","","","","",null,"","","","","","","","","","","","","","","","","","","","","","","","","","","","","","","","","","","","","","","","","","","","","","","","","","","","","","","","","","","","","","","","","","","","","","","","","","","","","","","",{"$f":"IFERROR($D171*CI171,\"\")","v":""},"","","","","","","","","","",""]
["","","","","","","","","","","","","","","","","","","","","","","","","","","","","","","","","","","","","","","","","","","","","","","","","","","","","","","","","","","","","","","","","","","","","","","","","","","","","","","","","","","","","","","","","","","","","","","","","","",null,"","","","","","","","","","","","","","","","","","","","","","","","","","","","","","","","","","","","","","","","","","","","","","","","","","","","","","","","","","","","","","","","","","","","","","","","","","","","",{"$f":"IFERROR($D172*CF172,\"\")","v":""},"","","","","","","","","","","","","",""]
["","","","","","","","","","","","","","","","","","","","","","","","","","","","","","","","","","","","","","","","","","","","","","","","","","","","","","","","","","","","","","","","","","","","","","","","","","","","","","","","","","","","","","","","","","","","","","","","","","",null,"","","","","","","","","","","","","","","","","","","","","","","","","","","","","","","","","","","","","","","","","","","","","","","","","","","","","","","","","","","","","","","","","","","","","","","","","","","","","","","","","","","","","","","","","","",""]
["","","","","","","","","","","","","","","","","","","","","","","","","","","","","","","","","","","","","","","","","","","","","","","","","","","","","","","","","","","","","","","","","","","","","","","","","","","","","","","","","","","","","","","","","","","","","","","","","","",null,"","","","","",{"$f":"IFERROR($D174*M174,\"\")","v":""},"","","","","","","","","","","","","","","","","","","","","","","","","","","","","","","","","","","","","","","","","","","","","","","","","","","","","","","","","","","","","","","","","","","","","","","","","","","","","","","","","","","","",""]
["","","","","","","","","","","","","","","","","","","","","","","","","","","","","","","","","","","","","","","","","","","","","","","","","","","","","","","","","","","","","","","","","","","","","","","","","","","","","","","","","","","","","","","","","","","","","","","","","","",null,"","","","","","","","","","","","","","","","","","","","","","","","","","","","","","","","","","","","","","","","","","","","","","","","","","","","","","","","","","","","","","","","","","","","","","","","","","","","","","","","","","","","","","","","","","",""]
["","","","","","","","","","","","","","","","","","","","","","","","","","","","","","","","","","","","","","","","","","","","","","","","","","","","","","","","","","","","","","","","","","","","","","","","","","","","","","","","","","","","","","","","","","","","","","","","","","",null,"","","","","","","","","","","","","","","","","","","","","","","","","","","","","","","","","","","","","","","","","","","","","","","","","","","","","","","","","","","","","","","","","","","","","","","","","","","","","","","","","","","","","","","","","","",""]
["","","","","","","","","","","","","","","","","","","","","","","","","","","","","","","","","","","","","","","","","","","","","","","","","","","","","","","","","","","","","","","","","","","","","","","","","","","","","","","","","","","","","","","","","","","","","","","","","","",null,"","","","","","","","","","","","","","","","","","","","","","","","","","","","","","","","","","","","","","","","","","","","","","","","","","","","","","","","","","","","","","","","","","","","","","",{"$f":"IFERROR($D177*BZ177,\"\")","v":""},"","","","","","","","","","","","","","","","","","","",""]
["","","","","","","","","","","","","","","","","","","","","","","","","","","","","","","","","","","","","","","","","","","","","","","","","","","","","","","","","","","","","","","","","","","","","","","","","","","","","","","","","","","","","","","","","","","","","","","","","","",null,"","","","","","","","","","","","","","","","","","","","","","","","","","","","","","","","","","","","","","","","","","","","","","","","","","","",{"$f":"IFERROR($D178*BG178,\"\")","v":""},"","","","","","","","","","","","","","","","","","","","","","","","","","","","","","","","","","","","","","",""]
["","","","","","","","","","","","","","","","","","","","","","","","","","","","","","","","","","","","","","","","","","","","","","","","","","","","","","","","","","","","","","","","","","","","","","","","","","","","","","","","","","","","","","","","","","","","","","","","","","",null,"","","","","","","","","","","","",{"$f":"IFERROR($D179*T179,\"\")","v":""},"","","","","","","","","","","","","","","","","","","","","","","","","","","","","","","","","","","","","","","","","","","","","","","","","","","","","","","","","","","","","","","","","","","","","","","","","","","","","",""]
["","","","","","","","","","","","","","","","","","","","","","","","","","","","","","","","","","","","","","","","","","","","","","","","","","","","","","","","","","","","","","","","","","","","","","","","","","","","","","","","","","","","","","","","","","","","","","","","","","",null,"","","","","","","","","","","","","","","","","","","","","","","","","","","","","","","","","","","","","","","","","","","","","","","","","","","","","","","","","","","","","","","","","","","","","","","","","","","","","","","","","","","","","","","","","","",""]
["","","","","","","","","","","","","","","","","","","","","","","","","","","","","","","","","","","","","","","","","","","","","","","","","","","","","","","","","","","","","","","","","","","","","","","","","","","","","","","","","","","","","","","","","","","","","","","","","","",null,"","","","","","","","","","","","","","","","","","","","","","","","","","","","","","","","","","","","","","","","","","","","","","","","","","","","","","","","","","","","","","","","","","","","","","","","","","","","","","","","","","","","","","","","","","",""]
["","","","","","","","","","","","","","","","","","","","","","","","","","","","","","","","","","","","","","","","","","","","","","","","","","","","","","","","","","","","","","","","","","","","","","","","","","","","","","","","","","","","","","","","","","","","","","","","","","",null,"","","","","","","","","","","","","","","","","","","","","","","","","","","","","","","","","","","","","","","","","","","","","","","","","","","","","","","","","","","","","","","","","","","","","","","","","","","","","","","","","","","","","","","","","","",""]
["","","","","","","","","","","","","","","","","","","","","","","","","","","","","","","","","","","","","","","","","","","","","","","","","","","","","","","","","","","","","","","","","","","","","","","","","","","","","","","","","","","","","","","","","","","","","","","","","","",null,"","","","","","","","","","","","","","","","","","","","","","","","","","","","","","","","","","","","","","","","","","","","","","","","","","","","","","","","","","","","","","","","","","","","","","","","","","","","","","","","","","","","","","","","","","",""]
["","","","","","","","","","","","","","","","","","","","","","","","","","","","","","","","","","","","","","","","","","","","","","","","","","","","","","","","","","","","","","","","","","","","","","","","","","","","","","","","","","","","","","","","","","","","","","","","","","",null,"","","","","","","","","","","","","","","","","","","","","","","","","","","","","","","","","","","","","","","","","","","","","","","","","","","","","","","","","","","","","","","","","","","","","","","","","","","","","","","","","","","","","","","","","","",""]
["","","","","","","","","","","","","","","","","","","","","","","","","","","","","","","","","","","","","","","","","","","","","","","","","","","","","","","","","","","","","","","","","","","","","","","","","","","","","","","","","","","","","","","","","","","","","","","","","","",null,"","","","","","","","","","","","","","","","","","","","","","","","","","","","","","","","","","","","","","","","","","","","","","","","","","","","","","","","","","","","","","","","","","","","","","","","","","","","","","","","","","","","","","","","","","",""]
["","","","","","","","","","","","","","","","","","","","","","","","","","","","","","","","","","","","","","","","","","","","","","","","","","","","","","","","","","","","","","","","","","","","","","","","","","","","","","","","","","","","","","","","","","","","","","","","","","",null,"","","","","","","","","","","","","","","","","","","","","","","","","","","","","","","","","","","","","","","","","","","","","","","","","","","","","","","","","","","","","","","","","","","","","","","","","","","","","","","","","","","","","","","","","","",""]
["","","","","","","","","","","","","","","","","","","","","","","","","","","","","","","","","","","","","","","","","","","","","","","","","","","","","","","","","","","","","","","","","","","","","","","","","","","","","","","","","","","","","","","","","","","","","","","","","","",null,"","","","","","","","","","","","","","","","","","","","","","","","","","","","","","","","","","","","","","","","","","","","","","","","","","","","","","","","","","","","","","","","","","","","","","","","","","","","","","","","","","","","","","","","","","",""]
["","","","","","","","","","","","","","","","","","","","","","","","","","","","","","","","","","","","","","","","","","","","","","","","","","","","","","","","","","","","","","","","","","","","","","","","","","","","","","","","","","","","","","","","","","","","","","","","","","",null,"","","","","","","","","","","","","","","","","","","","","","","","","","","","","","","","","","","","","","","","","","","","","","","","","","","","","","","","","","","","","","","","","","","","","","","","","","","","","","","","","","","","","","","","","","",""]
["","","","","","","","","","","","","","","","","","","","","","","","","","","","","","","","","","","","","","","","","","","","","","","","","","","","","","","","","","","","","","","","","","","","","","","","","","","","","","","","","","","","","","","","","","","","","","","","","","",null,"","","","","","","","","","","","","","","","","","","","","","","","","","","","","","","","","","","","","","","","","","","","","","","","","","","","","","","","","","","","","","","","","","","","","","","","","","","","","","","","","","","","","","","","","","",""]
["","","","","","","","","","","","","","","","","","","","","","","","","","","","","","","","","","","","","","","","","","","","","","","","","","","","","","","","","","","","","","","","","","","","","","","","","","","","","","","","","","","","","","","","","","","","","","","","","","",null,"","","","","","","","","","","","","","","","","","","","","","","","",{"$f":"IFERROR($D190*AF190,\"\")","v":""},"","","","","","","","","","","","","","","","","","","","","","","","","","","","","","","","","","",{"$f":"IFERROR($D190*BO190,\"\")","v":""},"","","","","","","","","","","","","","","","","","","","","","","","","","","","","","",""]

{"sheet":"Combined scenario - output","index":7,"n_rows":175,"n_cols":43,"rows_kept":175,"cut":false,"hidden":false,"merged":[]}
[null,null,null,"Replacement expenditure forecast ($,000)",null,null,null,null,null,null,null,null,null,null,null,null,null,null,null,null,null,null,null,"Replacement quantity forecast (#)"]
[null,null,null,1,2,3,4,5,6,7,8,9,10,11,12,13,14,15,16,17,18,19,20,1,2,3,4,5,6,7,8,9,10,11,12,13,14,15,16,17,18,19,20]
[]
[]
["ID","Asset group",null,2019,2020,2021,2022,2023,2024,2025,2026,2027,2028,2029,2030,2031,2032,2033,2034,2035,2036,2037,2038,2019,2020,2021,2022,2023,2024,2025,2026,2027,2028,2029,2030,2031,2032,2033,2034,2035,2036,2037,2038]
[{"$f":"IFERROR(IF('Historical scenario - output'!A6=\"\",\"\",'Historical scenario - output'!A6),\"\")","v":1},{"$f":"IFERROR(IF('Historical scenario - output'!B6=\"\",\"\",'Historical scenario - output'!B6),\"\")","v":"OVERHEAD CONDUCTORS"},null,{"$f":"IFERROR(IF($A6=\"\",\"\",SUMIFS(D$21:D$175,$A$21:$A$175,$A6)),\"\")","v":3270.938522092506},{"$f":"IFERROR(IF($A6=\"\",\"\",SUMIFS(E$21:E$175,$A$21:$A$175,$A6)),\"\")","v":3770.1875107033998},4338.3371321425366,4986.2899752320072,5726.6573906903104,6573.730107054027,7543.3313630189723,8652.5339133284506,9919.2287180642215,11361.541699175996,12997.105215644367,14842.202225077883,16910.812643101774,19213.602247899049,21756.903640499586,24541.745358935921,27562.98850829983,{"$f":"IFERROR(IF($A6=\"\",\"\",SUMIFS(U$21:U$175,$A$21:$A$175,$A6)),\"\")","v":30808.629697937129},34259.324457683491,37888.176751933766,{"$f":"IFERROR(IF($A6=\"\",\"\",SUMIFS(X$21:X$175,$A$21:$A$175,$A6)),\"\")","v":212.70498952587414},{"$f":"IFERROR(IF($A6=\"\",\"\",SUMIFS(Y$21:Y$175,$A$21:$A$175,$A6)),\"\")","v":245.40724514447643},282.95400178659827,326.19246398220855,376.09717445909678,433.76207549332167,500.38238786772808,577.22509594763812,665.58745916941018,766.74376935046939,881.8814955267884,1012.0289406391623,1157.9774996044744,1320.2024695708035,1498.7870328025667,1693.3544306153728,1903.0134094290127,{"$f":"IFERROR(IF($A6=\"\",\"\",SUMIFS(AO$21:AO$175,$A$21:$A$175,$A6)),\"\")","v":2126.3217079715987},2361.2716588626554,2605.3009226693275]
[{"$f":"IFERROR(IF('Historical scenario - output'!A7=\"\",\"\",'Historical scenario - output'!A7),\"\")","v":2},{"$f":"IFERROR(IF('Historical scenario - output'!B7=\"\",\"\",'Historical scenario - output'!B7),\"\")","v":"POLES"},null,{"$f":"IFERROR(IF($A7=\"\",\"\",SUMIFS(D$21:D$175,$A$21:$A$175,$A7)),\"\")","v":0},0,0,0,0,0,0,0,0,0,0,0,0,0,0,0,0,0,0,0,0,0,0,0,0,0,0,0,0,0,0,0,0,0,0,0,0,0,0,0]
[{"$f":"IFERROR(IF('Historical scenario - output'!A8=\"\",\"\",'Historical scenario - output'!A8),\"\")","v":3},{"$f":"IFERROR(IF('Historical scenario - output'!B8=\"\",\"\",'Historical scenario - output'!B8),\"\")","v":"SERVICE LINES"},null,6372.0840922853395,6666.5298112043511,6926.8290243439478,7152.0322199371449,7342.5839539199187,7500.1729042225334,7627.5359949806279,7728.2369614790932,7806.4356012395592,7866.6583617808883,7913.5754886724308,7951.7861206519692,7985.6113430162131,8018.8964279430002,8054.8266938259203,8095.7654432671907,8143.1258899476352,8197.2905818581385,8257.5907420031835,8322.3539947478257,11809.001876342052,12356.55243816863,12840.764712062741,13259.815655120545,13614.46484892731,13907.780910949734,14144.78276774233,14332.033285870857,14477.215082450415,14588.707956607856,14675.177343272569,14745.176136808788,14806.759782301315,14867.116925795304,14932.224011974075,15006.539843205115,15092.762644518509,15191.675224035753,15302.101819516343,15420.992831391122]
[{"$f":"IFERROR(IF('Historical scenario - output'!A9=\"\",\"\",'Historical scenario - output'!A9),\"\")","v":4},{"$f":"IFERROR(IF('Historical scenario - output'!B9=\"\",\"\",'Historical scenario - output'!B9),\"\")","v":"SWITCHGEAR"},null,7733.7314481070443,7957.0413382913948,8123.8161937560753,8230.9740412159317,8277.5899690528822,8265.0386753413241,8196.9756038378091,8079.1531908151228,7919.086386586182,7725.5978143978855,7508.2855257248266,7276.963666053005,7041.1276126049943,6809.4903044284119,6589.6264185965374,6387.7472782203049,6208.6138180555436,6055.5795678458535,5930.7422261483625,5835.1723676636811,129.87991337883349,130.68884861403723,131.38269913656578,131.98588600877008,132.53547499717303,133.08529407350002,133.70755240929736,134.49164999732298,135.54026104445373,136.9631513653791,138.86950301827812,141.35972941006915,144.51784484445221,148.40539362151162,153.05775192839295,158.48331343031347,164.66569221956084,171.56866891285307,179.14321551883245,187.33560989790331]
[{"$f":"IFERROR(IF('Historical scenario - output'!A10=\"\",\"\",'Historical scenario - output'!A10),\"\")","v":5},{"$f":"IFERROR(IF('Historical scenario - output'!B10=\"\",\"\",'Historical scenario - output'!B10),\"\")","v":"TRANSFORMERS"},null,7972.2245570298619,8473.7533951225396,8997.2688615018178,9540.3453431005983,10099.493743880184,10670.420765935411,11248.347266312716,11828.353442057371,12405.719445793691,12976.233585425252,13536.445597078355,14083.848739077117,14616.980957014119,15135.44166604629,15639.826545274078,16131.588040157194,16612.833976435748,17086.080733000515,17553.980657278636,18019.045604287217,484.62132424184904,517.3995657546642,551.31880613417957,586.14238798389999,621.58481367174682,657.3314266900511,693.06006352703696,728.46252773776291,763.26394095408261,797.23839592211584,830.21980560699876,862.10734537351254,892.86537032143428,922.5181215970706,951.13989448907114,978.84162039673049,1005.7550149292298,1032.0155688065524,1057.7457094897454,1083.0394398039768]
[{"$f":"IFERROR(IF('Historical scenario - output'!A11=\"\",\"\",'Historical scenario - output'!A11),\"\")","v":6},{"$f":"IFERROR(IF('Historical scenario - output'!B11=\"\",\"\",'Historical scenario - output'!B11),\"\")","v":"UNDERGROUND CABLES"},null,929.85912349577563,1145.6622255058414,1404.5714974519233,1714.6928910709953,2085.6957584398097,2529.0099889592084,3057.972190147595,3687.8906934497581,4435.9997178756203,5321.2773943988514,6364.1107674068189,7585.8030005035562,9007.9328516788628,10651.592494564302,12536.544965685744,14680.354751105097,17097.552270828022,19798.893743699249,22790.771383406616,26074.815364012422,2.4011817329392788,2.9592147581938661,3.6310288657660261,4.4391875601108932,5.4108789959416148,6.5785313550557998,7.980288793424906,9.6602602837338623,11.668453768179774,14.060318744160456,16.895842642124748,20.238179518345561,24.151831356018498,28.700448653105983,33.944362640195472,39.938000348748091,46.727359864299189,54.347731501315465,62.821838302446579,72.158535804259856]
[{"$f":"IFERROR(IF('Historical scenario - output'!A12=\"\",\"\",'Historical scenario - output'!A12),\"\")","v":""},{"$f":"IFERROR(IF('Historical scenario - output'!B12=\"\",\"\",'Historical scenario - output'!B12),\"\")","v":""},null,"","","","","","","","","","","","","","","","","","","","","","","","","","","","","","","","","","","","","","","",""]
[{"$f":"IFERROR(IF('Historical scenario - output'!A13=\"\",\"\",'Historical scenario - output'!A13),\"\")","v":""},{"$f":"IFERROR(IF('Historical scenario - output'!B13=\"\",\"\",'Historical scenario - output'!B13),\"\")","v":""},null,"","","","","","","","","","","","","","","","","","","","","","","","","","","","","","","","","","","","","","","",""]
[{"$f":"IFERROR(IF('Historical scenario - output'!A14=\"\",\"\",'Historical scenario - output'!A14),\"\")","v":""},{"$f":"IFERROR(IF('Historical scenario - output'!B14=\"\",\"\",'Historical scenario - output'!B14),\"\")","v":""},null,"","","","","","","","","","","","","","","","","","","","","","","","","","","","","","","","","","","","","","","",""]
[{"$f":"IFERROR(IF('Historical scenario - output'!A15=\"\",\"\",'Historical scenario - output'!A15),\"\")","v":""},{"$f":"IFERROR(IF('Historical scenario - output'!B15=\"\",\"\",'Historical scenario - output'!B15),\"\")","v":""},null,"","","","","","","","","","","","","","","","","","","","","","","","","","","","","","","","","","","","","","","",""]
[{"$f":"IFERROR(IF('Historical scenario - output'!A16=\"\",\"\",'Historical scenario - output'!A16),\"\")","v":""},{"$f":"IFERROR(IF('Historical scenario - output'!B16=\"\",\"\",'Historical scenario - output'!B16),\"\")","v":""},null,"","","","","","","","","","","","","","","","","","","","","","","","","","","","","","","","","","","","","","","",""]
[{"$f":"IFERROR(IF('Historical scenario - output'!A17=\"\",\"\",'Historical scenario - output'!A17),\"\")","v":""},{"$f":"IFERROR(IF('Historical scenario - output'!B17=\"\",\"\",'Historical scenario - output'!B17),\"\")","v":""},null,"","","","","","","","","","","","","","","","","","","","","","","","","","","","","","","","","","","","","","","",""]
[null,null,"Total",{"$f":"IFERROR(SUM(D$6:D$17),\"\")","v":26278.837743010528},{"$f":"IFERROR(SUM(E$6:E$17),\"\")","v":28013.174280827527},29790.822709196298,31624.334470556674,33532.020815983109,35538.372441512503,37674.162418297718,39976.168201129796,42486.469869559282,45251.308855178875,48319.522594526796,51740.603751363531,55562.465407415963,59829.02314088105,64577.728263881865,69837.200871685709,75625.114463566773,81946.474324340874,88792.409466520272,96139.564082644923]
[]
["ID","Asset group","Asset category"]
[{"$f":"IFERROR('Combined scenario - input'!A6,\"\")","v":1},{"$f":"IFERROR('Combined scenario - input'!B6,\"\")","v":"OVERHEAD CONDUCTORS"},{"$f":"IFERROR('Combined scenario - input'!C6,\"\")","v":"˂ = 1 kv"},{"$f":"IFERROR(repcalc('Combined scenario - input'!$CV6:$GH6,'Combined scenario - input'!$G6,'Combined scenario - input'!$E6,'Combined scenario - input'!$F6,20,TRUE,TRUE),\"\")","v":2034.2947287756906},2294.8210800517536,2583.3330190825454,2904.4080821768362,3263.5468406169889,3667.1402180917153,4122.3577743632331,4636.9476296417952,5218.9442380824967,5876.2870064479202,6616.3603481421742,7445.4735784208369,8368.3064154576787,9387.352042601724,10502.394033776296,11710.055377655994,13003.456960565531,14372.019011178038,15801.432257179584,17273.816245012349,{"$f":"IFERROR(IF(OR(D21=\"\",'Combined scenario - input'!$D6=\"\"),\"\",D21/'Combined scenario - input'!$D6),\"\")","v":146.93464837884159},{"$f":"IFERROR(IF(OR(E21=\"\",'Combined scenario - input'!$D6=\"\"),\"\",E21/'Combined scenario - input'!$D6),\"\")","v":165.75215170158248},{"$f":"IFERROR(IF(OR(F21=\"\",'Combined scenario - input'!$D6=\"\"),\"\",F21/'Combined scenario - input'!$D6),\"\")","v":186.59102018751736},{"$f":"IFERROR(IF(OR(G21=\"\",'Combined scenario - input'!$D6=\"\"),\"\",G21/'Combined scenario - input'!$D6),\"\")","v":209.78188374904602},{"$f":"IFERROR(IF(OR(H21=\"\",'Combined scenario - input'!$D6=\"\"),\"\",H21/'Combined scenario - input'!$D6),\"\")","v":235.72204199857183},{"$f":"IFERROR(IF(OR(I21=\"\",'Combined scenario - input'!$D6=\"\"),\"\",I21/'Combined scenario - input'!$D6),\"\")","v":264.8731036261895},{"$f":"IFERROR(IF(OR(J21=\"\",'Combined scenario - input'!$D6=\"\"),\"\",J21/'Combined scenario - input'!$D6),\"\")","v":297.75291726405214},{"$f":"IFERROR(IF(OR(K21=\"\",'Combined scenario - input'!$D6=\"\"),\"\",K21/'Combined scenario - input'!$D6),\"\")","v":334.92112026587569},{"$f":"IFERROR(IF(OR(L21=\"\",'Combined scenario - input'!$D6=\"\"),\"\",L21/'Combined scenario - input'!$D6),\"\")","v":376.95803153997559},{"$f":"IFERROR(IF(OR(M21=\"\",'Combined scenario - input'!$D6=\"\"),\"\",M21/'Combined scenario - input'!$D6),\"\")","v":424.43710483643787},{"$f":"IFERROR(IF(OR(N21=\"\",'Combined scenario - input'!$D6=\"\"),\"\",N21/'Combined scenario - input'!$D6),\"\")","v":477.89170740616703},{"$f":"IFERROR(IF(OR(O21=\"\",'Combined scenario - input'!$D6=\"\"),\"\",O21/'Combined scenario - input'!$D6),\"\")","v":537.77755346081392},{"$f":"IFERROR(IF(OR(P21=\"\",'Combined scenario - input'!$D6=\"\"),\"\",P21/'Combined scenario - input'!$D6),\"\")","v":604.43265338532865},{"$f":"IFERROR(IF(OR(Q21=\"\",'Combined scenario - input'!$D6=\"\"),\"\",Q21/'Combined scenario - input'!$D6),\"\")","v":678.03708679823978},{"$f":"IFERROR(IF(OR(R21=\"\",'Combined scenario - input'!$D6=\"\"),\"\",R21/'Combined scenario - input'!$D6),\"\")","v":758.57522150573254},{"$f":"IFERROR(IF(OR(S21=\"\",'Combined scenario - input'!$D6=\"\"),\"\",S21/'Combined scenario - input'!$D6),\"\")","v":845.80314006327444},{"$f":"IFERROR(IF(OR(T21=\"\",'Combined scenario - input'!$D6=\"\"),\"\",T21/'Combined scenario - input'!$D6),\"\")","v":939.22397240836233},{"$f":"IFERROR(IF(OR(U21=\"\",'Combined scenario - input'!$D6=\"\"),\"\",U21/'Combined scenario - input'!$D6),\"\")","v":1038.0735544511756},{"$f":"IFERROR(IF(OR(V21=\"\",'Combined scenario - input'!$D6=\"\"),\"\",V21/'Combined scenario - input'!$D6),\"\")","v":1141.3183447553315},{"$f":"IFERROR(IF(OR(W21=\"\",'Combined scenario - input'!$D6=\"\"),\"\",W21/'Combined scenario - input'!$D6),\"\")","v":1247.6668597814935}]
[{"$f":"IFERROR('Combined scenario - input'!A7,\"\")","v":1},{"$f":"IFERROR('Combined scenario - input'!B7,\"\")","v":"OVERHEAD CONDUCTORS"},{"$f":"IFERROR('Combined scenario - input'!C7,\"\")","v":"˃ 11 kv & < = 22 kv ; swer"},{"$f":"IFERROR(repcalc('Combined scenario - input'!$CV7:$GH7,'Combined scenario - input'!$G7,'Combined scenario - input'!$E7,'Combined scenario - input'!$F7,20,TRUE,TRUE),\"\")","v":39.088739418702993},50.507410014588679,64.959963261866633,83.082394261097988,105.58398043282554,133.23792360959663,166.86590646922389,207.31589697179072,255.43286267863857,312.02249840876539,377.8086117815069,453.38542399757682,539.16668589500432,635.33412774519127,741.78829262871488,858.10518157809861,983.50230179323796,1116.8176064226163,1256.5044140689542,1400.6446922932917,{"$f":"IFERROR(IF(OR(D22=\"\",'Combined scenario - input'!$D7=\"\"),\"\",D22/'Combined scenario - input'!$D7),\"\")","v":15.449408969386655},{"$f":"IFERROR(IF(OR(E22=\"\",'Combined scenario - input'!$D7=\"\"),\"\",E22/'Combined scenario - input'!$D7),\"\")","v":19.962517208383467},{"$f":"IFERROR(IF(OR(F22=\"\",'Combined scenario - input'!$D7=\"\"),\"\",F22/'Combined scenario - input'!$D7),\"\")","v":25.674735332823641},{"$f":"IFERROR(IF(OR(G22=\"\",'Combined scenario - input'!$D7=\"\"),\"\",G22/'Combined scenario - input'!$D7),\"\")","v":32.837433649276683},{"$f":"IFERROR(IF(OR(H22=\"\",'Combined scenario - input'!$D7=\"\"),\"\",H22/'Combined scenario - input'!$D7),\"\")","v":41.73094652272021},{"$f":"IFERROR(IF(OR(I22=\"\",'Combined scenario - input'!$D7=\"\"),\"\",I22/'Combined scenario - input'!$D7),\"\")","v":52.660873762832075},{"$f":"IFERROR(IF(OR(J22=\"\",'Combined scenario - input'!$D7=\"\"),\"\",J22/'Combined scenario - input'!$D7),\"\")","v":65.95197671831194},{"$f":"IFERROR(IF(OR(K22=\"\",'Combined scenario - input'!$D7=\"\"),\"\",K22/'Combined scenario - input'!$D7),\"\")","v":81.939405716417426},{"$f":"IFERROR(IF(OR(L22=\"\",'Combined scenario - input'!$D7=\"\"),\"\",L22/'Combined scenario - input'!$D7),\"\")","v":100.95712520868013},{"$f":"IFERROR(IF(OR(M22=\"\",'Combined scenario - input'!$D7=\"\"),\"\",M22/'Combined scenario - input'!$D7),\"\")","v":123.32357751246113},{"$f":"IFERROR(IF(OR(N22=\"\",'Combined scenario - input'!$D7=\"\"),\"\",N22/'Combined scenario - input'!$D7),\"\")","v":149.32483989943947},{"$f":"IFERROR(IF(OR(O22=\"\",'Combined scenario - input'!$D7=\"\"),\"\",O22/'Combined scenario - input'!$D7),\"\")","v":179.19577198608349},{"$f":"IFERROR(IF(OR(P22=\"\",'Combined scenario - input'!$D7=\"\"),\"\",P22/'Combined scenario - input'!$D7),\"\")","v":213.09990439536023},{"$f":"IFERROR(IF(OR(Q22=\"\",'Combined scenario - input'!$D7=\"\"),\"\",Q22/'Combined scenario - input'!$D7),\"\")","v":251.10906408630598},{"$f":"IFERROR(IF(OR(R22=\"\",'Combined scenario - input'!$D7=\"\"),\"\",R22/'Combined scenario - input'!$D7),\"\")","v":293.18394176816719},{"$f":"IFERROR(IF(OR(S22=\"\",'Combined scenario - input'!$D7=\"\"),\"\",S22/'Combined scenario - input'!$D7),\"\")","v":339.1569563536907},{"$f":"IFERROR(IF(OR(T22=\"\",'Combined scenario - input'!$D7=\"\"),\"\",T22/'Combined scenario - input'!$D7),\"\")","v":388.71883587698062},{"$f":"IFERROR(IF(OR(U22=\"\",'Combined scenario - input'!$D7=\"\"),\"\",U22/'Combined scenario - input'!$D7),\"\")","v":441.41029366577146},{"$f":"IFERROR(IF(OR(V22=\"\",'Combined scenario - input'!$D7=\"\"),\"\",V22/'Combined scenario - input'!$D7),\"\")","v":496.6200203300121},{"$f":"IFERROR(IF(OR(W22=\"\",'Combined scenario - input'!$D7=\"\"),\"\",W22/'Combined scenario - input'!$D7),\"\")","v":553.58993392572802}]
[{"$f":"IFERROR('Combined scenario - input'!A8,\"\")","v":1},{"$f":"IFERROR('Combined scenario - input'!B8,\"\")","v":"OVERHEAD CONDUCTORS"},{"$f":"IFERROR('Combined scenario - input'!C8,\"\")","v":"> 1 kv & < = 11 kv"},{"$f":"IFERROR(repcalc('Combined scenario - input'!$CV8:$GH8,'Combined scenario - input'!$G8,'Combined scenario - input'!$E8,'Combined scenario - input'!$F8,20,TRUE,TRUE),\"\")","v":574.2521766745806},680.15461208895624,804.77782870920862,951.30042007657073,1123.2730678987118,1324.5830673397263,1559.3911234630741,1832.0378031442222,2146.9186458692366,2508.3289223756087,2920.2812641355526,3386.3017113432161,3909.211956949523,4490.9075035806864,5132.1429125514151,5832.3361530393722,6589.4041458032762,7399.6408910758419,8257.6480924467851,9156.3260203990048,{"$f":"IFERROR(IF(OR(D23=\"\",'Combined scenario - input'!$D8=\"\"),\"\",D23/'Combined scenario - input'!$D8),\"\")","v":41.477540332243429},{"$f":"IFERROR(IF(OR(E23=\"\",'Combined scenario - input'!$D8=\"\"),\"\",E23/'Combined scenario - input'!$D8),\"\")","v":49.126745184403298},{"$f":"IFERROR(IF(OR(F23=\"\",'Combined scenario - input'!$D8=\"\"),\"\",F23/'Combined scenario - input'!$D8),\"\")","v":58.12812942578973},{"$f":"IFERROR(IF(OR(G23=\"\",'Combined scenario - input'!$D8=\"\"),\"\",G23/'Combined scenario - input'!$D8),\"\")","v":68.711279024312802},{"$f":"IFERROR(IF(OR(H23=\"\",'Combined scenario - input'!$D8=\"\"),\"\",H23/'Combined scenario - input'!$D8),\"\")","v":81.132655426213162},{"$f":"IFERROR(IF(OR(I23=\"\",'Combined scenario - input'!$D8=\"\"),\"\",I23/'Combined scenario - input'!$D8),\"\")","v":95.673033260654179},{"$f":"IFERROR(IF(OR(J23=\"\",'Combined scenario - input'!$D8=\"\"),\"\",J23/'Combined scenario - input'!$D8),\"\")","v":112.63293522322161},{"$f":"IFERROR(IF(OR(K23=\"\",'Combined scenario - input'!$D8=\"\"),\"\",K23/'Combined scenario - input'!$D8),\"\")","v":132.32587521069254},{"$f":"IFERROR(IF(OR(L23=\"\",'Combined scenario - input'!$D8=\"\"),\"\",L23/'Combined scenario - input'!$D8),\"\")","v":155.06933772503447},{"$f":"IFERROR(IF(OR(M23=\"\",'Combined scenario - input'!$D8=\"\"),\"\",M23/'Combined scenario - input'!$D8),\"\")","v":181.17356497775089},{"$f":"IFERROR(IF(OR(N23=\"\",'Combined scenario - input'!$D8=\"\"),\"\",N23/'Combined scenario - input'!$D8),\"\")","v":210.92838448798321},{"$f":"IFERROR(IF(OR(O23=\"\",'Combined scenario - input'!$D8=\"\"),\"\",O23/'Combined scenario - input'!$D8),\"\")","v":244.58847787524718},{"$f":"IFERROR(IF(OR(P23=\"\",'Combined scenario - input'!$D8=\"\"),\"\",P23/'Combined scenario - input'!$D8),\"\")","v":282.35765260938098},{"$f":"IFERROR(IF(OR(Q23=\"\",'Combined scenario - input'!$D8=\"\"),\"\",Q23/'Combined scenario - input'!$D8),\"\")","v":324.37281855302354},{"$f":"IFERROR(IF(OR(R23=\"\",'Combined scenario - input'!$D8=\"\"),\"\",R23/'Combined scenario - input'!$D8),\"\")","v":370.68847675751658},{"$f":"IFERROR(IF(OR(S23=\"\",'Combined scenario - input'!$D8=\"\"),\"\",S23/'Combined scenario - input'!$D8),\"\")","v":421.26258784035753},{"$f":"IFERROR(IF(OR(T23=\"\",'Combined scenario - input'!$D8=\"\"),\"\",T23/'Combined scenario - input'!$D8),\"\")","v":475.94469350681987},{"$f":"IFERROR(IF(OR(U23=\"\",'Combined scenario - input'!$D8=\"\"),\"\",U23/'Combined scenario - input'!$D8),\"\")","v":534.4671138750283},{"$f":"IFERROR(IF(OR(V23=\"\",'Combined scenario - input'!$D8=\"\"),\"\",V23/'Combined scenario - input'!$D8),\"\")","v":596.43993652291829},{"$f":"IFERROR(IF(OR(W23=\"\",'Combined scenario - input'!$D8=\"\"),\"\",W23/'Combined scenario - input'!$D8),\"\")","v":661.35035657250262}]
[{"$f":"IFERROR('Combined scenario - input'!A9,\"\")","v":1},{"$f":"IFERROR('Combined scenario - input'!B9,\"\")","v":"OVERHEAD CONDUCTORS"},{"$f":"IFERROR('Combined scenario - input'!C9,\"\")","v":"> 22 kv & < = 66 kv"},{"$f":"IFERROR(repcalc('Combined scenario - input'!$CV9:$GH9,'Combined scenario - input'!$G9,'Combined scenario - input'!$E9,'Combined scenario - input'!$F9,20,TRUE,TRUE),\"\")","v":623.30287722353216},744.7044085481017,885.26632108891545,1047.4990787175018,1234.2535017417845,1448.7688980129892,1694.7165587234413,1976.2325835706415,2297.9329714338496,2664.9032719437018,3082.6549915851333,3557.0415113162521,4094.1275847995694,4700.0085739714496,5380.5784015431618,6141.2486466624523,6986.6251001377868,7920.1521892606361,8943.7396939881637,10057.389794229121,{"$f":"IFERROR(IF(OR(D24=\"\",'Combined scenario - input'!$D9=\"\"),\"\",D24/'Combined scenario - input'!$D9),\"\")","v":8.8433918454024578},{"$f":"IFERROR(IF(OR(E24=\"\",'Combined scenario - input'!$D9=\"\"),\"\",E24/'Combined scenario - input'!$D9),\"\")","v":10.565831050107185},{"$f":"IFERROR(IF(OR(F24=\"\",'Combined scenario - input'!$D9=\"\"),\"\",F24/'Combined scenario - input'!$D9),\"\")","v":12.560116840467526},{"$f":"IFERROR(IF(OR(G24=\"\",'Combined scenario - input'!$D9=\"\"),\"\",G24/'Combined scenario - input'!$D9),\"\")","v":14.861867559573028},{"$f":"IFERROR(IF(OR(H24=\"\",'Combined scenario - input'!$D9=\"\"),\"\",H24/'Combined scenario - input'!$D9),\"\")","v":17.511530511591612},{"$f":"IFERROR(IF(OR(I24=\"\",'Combined scenario - input'!$D9=\"\"),\"\",I24/'Combined scenario - input'!$D9),\"\")","v":20.555064843645916},{"$f":"IFERROR(IF(OR(J24=\"\",'Combined scenario - input'!$D9=\"\"),\"\",J24/'Combined scenario - input'!$D9),\"\")","v":24.044558662142457},{"$f":"IFERROR(IF(OR(K24=\"\",'Combined scenario - input'!$D9=\"\"),\"\",K24/'Combined scenario - input'!$D9),\"\")","v":28.038694754652468},{"$f":"IFERROR(IF(OR(L24=\"\",'Combined scenario - input'!$D9=\"\"),\"\",L24/'Combined scenario - input'!$D9),\"\")","v":32.602964695720047},{"$f":"IFERROR(IF(OR(M24=\"\",'Combined scenario - input'!$D9=\"\"),\"\",M24/'Combined scenario - input'!$D9),\"\")","v":37.809522023819596},{"$f":"IFERROR(IF(OR(N24=\"\",'Combined scenario - input'!$D9=\"\"),\"\",N24/'Combined scenario - input'!$D9),\"\")","v":43.736563733198714},{"$f":"IFERROR(IF(OR(O24=\"\",'Combined scenario - input'!$D9=\"\"),\"\",O24/'Combined scenario - input'!$D9),\"\")","v":50.467137317017631},{"$f":"IFERROR(IF(OR(P24=\"\",'Combined scenario - input'!$D9=\"\"),\"\",P24/'Combined scenario - input'!$D9),\"\")","v":58.0872892144045},{"$f":"IFERROR(IF(OR(Q24=\"\",'Combined scenario - input'!$D9=\"\"),\"\",Q24/'Combined scenario - input'!$D9),\"\")","v":66.683500133234332},{"$f":"IFERROR(IF(OR(R24=\"\",'Combined scenario - input'!$D9=\"\"),\"\",R24/'Combined scenario - input'!$D9),\"\")","v":76.339392771150443},{"$f":"IFERROR(IF(OR(S24=\"\",'Combined scenario - input'!$D9=\"\"),\"\",S24/'Combined scenario - input'!$D9),\"\")","v":87.131746358050037},{"$f":"IFERROR(IF(OR(T24=\"\",'Combined scenario - input'!$D9=\"\"),\"\",T24/'Combined scenario - input'!$D9),\"\")","v":99.125907636849888},{"$f":"IFERROR(IF(OR(U24=\"\",'Combined scenario - input'!$D9=\"\"),\"\",U24/'Combined scenario - input'!$D9),\"\")","v":112.37074597962341},{"$f":"IFERROR(IF(OR(V24=\"\",'Combined scenario - input'!$D9=\"\"),\"\",V24/'Combined scenario - input'!$D9),\"\")","v":126.89335725439376},{"$f":"IFERROR(IF(OR(W24=\"\",'Combined scenario - input'!$D9=\"\"),\"\",W24/'Combined scenario - input'!$D9),\"\")","v":142.69377238960354}]
[{"$f":"IFERROR('Combined scenario - input'!A10,\"\")","v":3},{"$f":"IFERROR('Combined scenario - input'!B10,\"\")","v":"SERVICE LINES"},{"$f":"IFERROR('Combined scenario - input'!C10,\"\")","v":"˂ = 11 kv ; commercial and industrial ; complex type"},{"$f":"IFERROR(repcalc('Combined scenario - input'!$CV10:$GH10,'Combined scenario - input'!$G10,'Combined scenario - input'!$E10,'Combined scenario - input'!$F10,20,TRUE,TRUE),\"\")","v":802.53752618171507},820.93820917224866,835.60333121267058,847.04578610326359,855.96320413855403,863.17618151186502,869.56091184440402,875.9813415960607,883.2257374349058,891.95196805236253,902.64494513993941,915.58861900084923,930.85375743977761,948.30151994763071,967.60164099318979,988.26293257382065,1009.672894432553,1031.1425747712074,1051.9525431353534,1071.3959835791206,{"$f":"IFERROR(IF(OR(D25=\"\",'Combined scenario - input'!$D10=\"\"),\"\",D25/'Combined scenario - input'!$D10),\"\")","v":1417.0138427288584},{"$f":"IFERROR(IF(OR(E25=\"\",'Combined scenario - input'!$D10=\"\"),\"\",E25/'Combined scenario - input'!$D10),\"\")","v":1449.5033172551223},{"$f":"IFERROR(IF(OR(F25=\"\",'Combined scenario - input'!$D10=\"\"),\"\",F25/'Combined scenario - input'!$D10),\"\")","v":1475.3970359394752},{"$f":"IFERROR(IF(OR(G25=\"\",'Combined scenario - input'!$D10=\"\"),\"\",G25/'Combined scenario - input'!$D10),\"\")","v":1495.600598322301},{"$f":"IFERROR(IF(OR(H25=\"\",'Combined scenario - input'!$D10=\"\"),\"\",H25/'Combined scenario - input'!$D10),\"\")","v":1511.3457870333214},{"$f":"IFERROR(IF(OR(I25=\"\",'Combined scenario - input'!$D10=\"\"),\"\",I25/'Combined scenario - input'!$D10),\"\")","v":1524.0815015037715},{"$f":"IFERROR(IF(OR(J25=\"\",'Combined scenario - input'!$D10=\"\"),\"\",J25/'Combined scenario - input'!$D10),\"\")","v":1535.3548076958734},{"$f":"IFERROR(IF(OR(K25=\"\",'Combined scenario - input'!$D10=\"\"),\"\",K25/'Combined scenario - input'!$D10),\"\")","v":1546.6911471660676},{"$f":"IFERROR(IF(OR(L25=\"\",'Combined scenario - input'!$D10=\"\"),\"\",L25/'Combined scenario - input'!$D10),\"\")","v":1559.4823361771175},{"$f":"IFERROR(IF(OR(M25=\"\",'Combined scenario - input'!$D10=\"\"),\"\",M25/'Combined scenario - input'!$D10),\"\")","v":1574.8899516173715},{"$f":"IFERROR(IF(OR(N25=\"\",'Combined scenario - input'!$D10=\"\"),\"\",N25/'Combined scenario - input'!$D10),\"\")","v":1593.770185947558},{"$f":"IFERROR(IF(OR(O25=\"\",'Combined scenario - input'!$D10=\"\"),\"\",O25/'Combined scenario - input'!$D10),\"\")","v":1616.6244007827706},{"$f":"IFERROR(IF(OR(P25=\"\",'Combined scenario - input'!$D10=\"\"),\"\",P25/'Combined scenario - input'!$D10),\"\")","v":1643.5775484842229},{"$f":"IFERROR(IF(OR(Q25=\"\",'Combined scenario - input'!$D10=\"\"),\"\",Q25/'Combined scenario - input'!$D10),\"\")","v":1674.3844829784925},{"$f":"IFERROR(IF(OR(R25=\"\",'Combined scenario - input'!$D10=\"\"),\"\",R25/'Combined scenario - input'!$D10),\"\")","v":1708.4620653913896},{"$f":"IFERROR(IF(OR(S25=\"\",'Combined scenario - input'!$D10=\"\"),\"\",S25/'Combined scenario - input'!$D10),\"\")","v":1744.9430213881838},{"$f":"IFERROR(IF(OR(T25=\"\",'Combined scenario - input'!$D10=\"\"),\"\",T25/'Combined scenario - input'!$D10),\"\")","v":1782.7458796177082},{"$f":"IFERROR(IF(OR(U25=\"\",'Combined scenario - input'!$D10=\"\"),\"\",U25/'Combined scenario - input'!$D10),\"\")","v":1820.6541807828655},{"$f":"IFERROR(IF(OR(V25=\"\",'Combined scenario - input'!$D10=\"\"),\"\",V25/'Combined scenario - input'!$D10),\"\")","v":1857.3976504359814},{"$f":"IFERROR(IF(OR(W25=\"\",'Combined scenario - input'!$D10=\"\"),\"\",W25/'Combined scenario - input'!$D10),\"\")","v":1891.7282871479822}]
[{"$f":"IFERROR('Combined scenario - input'!A11,\"\")","v":3},{"$f":"IFERROR('Combined scenario - input'!B11,\"\")","v":"SERVICE LINES"},{"$f":"IFERROR('Combined scenario - input'!C11,\"\")","v":"˂ = 11 kv ; residential ; simple type"},{"$f":"IFERROR(repcalc('Combined scenario - input'!$CV11:$GH11,'Combined scenario - input'!$G11,'Combined scenario - input'!$E11,'Combined scenario - input'!$F11,20,TRUE,TRUE),\"\")","v":5569.5465661036242},5845.5916020321019,6091.2256931312768,6304.9864338338812,6486.6207497813648,6636.9967227106681,6757.9750831362244,6852.2556198830325,6923.2098638046537,6974.7063937285257,7010.9305435324914,7036.1975016511196,7054.7575855764353,7070.5949079953698,7087.2250528327304,7107.5025106933699,7133.452995515082,7166.1480070869311,7205.6381988678295,7250.9580111687046,{"$f":"IFERROR(IF(OR(D26=\"\",'Combined scenario - input'!$D11=\"\"),\"\",D26/'Combined scenario - input'!$D11),\"\")","v":10391.988033613194},{"$f":"IFERROR(IF(OR(E26=\"\",'Combined scenario - input'!$D11=\"\"),\"\",E26/'Combined scenario - input'!$D11),\"\")","v":10907.049120913507},{"$f":"IFERROR(IF(OR(F26=\"\",'Combined scenario - input'!$D11=\"\"),\"\",F26/'Combined scenario - input'!$D11),\"\")","v":11365.367676123265},{"$f":"IFERROR(IF(OR(G26=\"\",'Combined scenario - input'!$D11=\"\"),\"\",G26/'Combined scenario - input'!$D11),\"\")","v":11764.215056798244},{"$f":"IFERROR(IF(OR(H26=\"\",'Combined scenario - input'!$D11=\"\"),\"\",H26/'Combined scenario - input'!$D11),\"\")","v":12103.119061893989},{"$f":"IFERROR(IF(OR(I26=\"\",'Combined scenario - input'!$D11=\"\"),\"\",I26/'Combined scenario - input'!$D11),\"\")","v":12383.699409445962},{"$f":"IFERROR(IF(OR(J26=\"\",'Combined scenario - input'!$D11=\"\"),\"\",J26/'Combined scenario - input'!$D11),\"\")","v":12609.427960046456},{"$f":"IFERROR(IF(OR(K26=\"\",'Combined scenario - input'!$D11=\"\"),\"\",K26/'Combined scenario - input'!$D11),\"\")","v":12785.342138704789},{"$f":"IFERROR(IF(OR(L26=\"\",'Combined scenario - input'!$D11=\"\"),\"\",L26/'Combined scenario - input'!$D11),\"\")","v":12917.732746273297},{"$f":"IFERROR(IF(OR(M26=\"\",'Combined scenario - input'!$D11=\"\"),\"\",M26/'Combined scenario - input'!$D11),\"\")","v":13013.818004990484},{"$f":"IFERROR(IF(OR(N26=\"\",'Combined scenario - input'!$D11=\"\"),\"\",N26/'Combined scenario - input'!$D11),\"\")","v":13081.407157325011},{"$f":"IFERROR(IF(OR(O26=\"\",'Combined scenario - input'!$D11=\"\"),\"\",O26/'Combined scenario - input'!$D11),\"\")","v":13128.551736026018},{"$f":"IFERROR(IF(OR(P26=\"\",'Combined scenario - input'!$D11=\"\"),\"\",P26/'Combined scenario - input'!$D11),\"\")","v":13163.182233817091},{"$f":"IFERROR(IF(OR(Q26=\"\",'Combined scenario - input'!$D11=\"\"),\"\",Q26/'Combined scenario - input'!$D11),\"\")","v":13192.732442816812},{"$f":"IFERROR(IF(OR(R26=\"\",'Combined scenario - input'!$D11=\"\"),\"\",R26/'Combined scenario - input'!$D11),\"\")","v":13223.761946582685},{"$f":"IFERROR(IF(OR(S26=\"\",'Combined scenario - input'!$D11=\"\"),\"\",S26/'Combined scenario - input'!$D11),\"\")","v":13261.596821816931},{"$f":"IFERROR(IF(OR(T26=\"\",'Combined scenario - input'!$D11=\"\"),\"\",T26/'Combined scenario - input'!$D11),\"\")","v":13310.0167649008},{"$f":"IFERROR(IF(OR(U26=\"\",'Combined scenario - input'!$D11=\"\"),\"\",U26/'Combined scenario - input'!$D11),\"\")","v":13371.021043252887},{"$f":"IFERROR(IF(OR(V26=\"\",'Combined scenario - input'!$D11=\"\"),\"\",V26/'Combined scenario - input'!$D11),\"\")","v":13444.704169080362},{"$f":"IFERROR(IF(OR(W26=\"\",'Combined scenario - input'!$D11=\"\"),\"\",W26/'Combined scenario - input'!$D11),\"\")","v":13529.26454424314}]
[{"$f":"IFERROR('Combined scenario - input'!A12,\"\")","v":4},{"$f":"IFERROR('Combined scenario - input'!B12,\"\")","v":"SWITCHGEAR"},{"$f":"IFERROR('Combined scenario - input'!C12,\"\")","v":"˂ = 11 kv ; circuit breaker"},{"$f":"IFERROR(repcalc('Combined scenario - input'!$CV12:$GH12,'Combined scenario - input'!$G12,'Combined scenario - input'!$E12,'Combined scenario - input'!$F12,20,TRUE,TRUE),\"\")","v":4880.1047038369197},4972.1004261122644,5006.7690367756404,4982.5685042506284,4900.1410089257051,4762.3668803068504,4574.2813565272309,4342.8526713853562,4076.6327838096349,3785.304314742571,3479.1573631891088,3168.536548947724,2863.3010853704791,2572.3387333061251,2303.1685290742721,2061.6580960316237,1851.870324424317,1676.0425237478796,1534.6900233932799,1426.8166178058002,{"$f":"IFERROR(IF(OR(D27=\"\",'Combined scenario - input'!$D12=\"\"),\"\",D27/'Combined scenario - input'!$D12),\"\")","v":71.388436940914872},{"$f":"IFERROR(IF(OR(E27=\"\",'Combined scenario - input'!$D12=\"\"),\"\",E27/'Combined scenario - input'!$D12),\"\")","v":72.734193070557708},{"$f":"IFERROR(IF(OR(F27=\"\",'Combined scenario - input'!$D12=\"\"),\"\",F27/'Combined scenario - input'!$D12),\"\")","v":73.24134160042955},{"$f":"IFERROR(IF(OR(G27=\"\",'Combined scenario - input'!$D12=\"\"),\"\",G27/'Combined scenario - input'!$D12),\"\")","v":72.887324976823081},{"$f":"IFERROR(IF(OR(H27=\"\",'Combined scenario - input'!$D12=\"\"),\"\",H27/'Combined scenario - input'!$D12),\"\")","v":71.681537312559584},{"$f":"IFERROR(IF(OR(I27=\"\",'Combined scenario - input'!$D12=\"\"),\"\",I27/'Combined scenario - input'!$D12),\"\")","v":69.666113404694741},{"$f":"IFERROR(IF(OR(J27=\"\",'Combined scenario - input'!$D12=\"\"),\"\",J27/'Combined scenario - input'!$D12),\"\")","v":66.914711053986281},{"$f":"IFERROR(IF(OR(K27=\"\",'Combined scenario - input'!$D12=\"\"),\"\",K27/'Combined scenario - input'!$D12),\"\")","v":63.52926481907663},{"$f":"IFERROR(IF(OR(L27=\"\",'Combined scenario - input'!$D12=\"\"),\"\",L27/'Combined scenario - input'!$D12),\"\")","v":59.634876724969885},{"$f":"IFERROR(IF(OR(M27=\"\",'Combined scenario - input'!$D12=\"\"),\"\",M27/'Combined scenario - input'!$D12),\"\")","v":55.373188645462989},{"$f":"IFERROR(IF(OR(N27=\"\",'Combined scenario - input'!$D12=\"\"),\"\",N27/'Combined scenario - input'!$D12),\"\")","v":50.894728925440141},{"$f":"IFERROR(IF(OR(O27=\"\",'Combined scenario - input'!$D12=\"\"),\"\",O27/'Combined scenario - input'!$D12),\"\")","v":46.350823465261769},{"$f":"IFERROR(IF(OR(P27=\"\",'Combined scenario - input'!$D12=\"\"),\"\",P27/'Combined scenario - input'!$D12),\"\")","v":41.885697414465618},{"$f":"IFERROR(IF(OR(Q27=\"\",'Combined scenario - input'!$D12=\"\"),\"\",Q27/'Combined scenario - input'!$D12),\"\")","v":37.629365064425009},{"$f":"IFERROR(IF(OR(R27=\"\",'Combined scenario - input'!$D12=\"\"),\"\",R27/'Combined scenario - input'!$D12),\"\")","v":33.691818368742283},{"$f":"IFERROR(IF(OR(S27=\"\",'Combined scenario - input'!$D12=\"\"),\"\",S27/'Combined scenario - input'!$D12),\"\")","v":30.158891645616322},{"$f":"IFERROR(IF(OR(T27=\"\",'Combined scenario - input'!$D12=\"\"),\"\",T27/'Combined scenario - input'!$D12),\"\")","v":27.090018739551777},{"$f":"IFERROR(IF(OR(U27=\"\",'Combined scenario - input'!$D12=\"\"),\"\",U27/'Combined scenario - input'!$D12),\"\")","v":24.517928052403057},{"$f":"IFERROR(IF(OR(V27=\"\",'Combined scenario - input'!$D12=\"\"),\"\",V27/'Combined scenario - input'!$D12),\"\")","v":22.450158061715946},{"$f":"IFERROR(IF(OR(W27=\"\",'Combined scenario - input'!$D12=\"\"),\"\",W27/'Combined scenario - input'!$D12),\"\")","v":20.872135810199747}]
[{"$f":"IFERROR('Combined scenario - input'!A13,\"\")","v":4},{"$f":"IFERROR('Combined scenario - input'!B13,\"\")","v":"SWITCHGEAR"},{"$f":"IFERROR('Combined scenario - input'!C13,\"\")","v":"˂ = 11 kv ; switch"},{"$f":"IFERROR(repcalc('Combined scenario - input'!$CV13:$GH13,'Combined scenario - input'!$G13,'Combined scenario - input'!$E13,'Combined scenario - input'!$F13,20,TRUE,TRUE),\"\")","v":35.334838191635285},41.661340087423767,49.134518050933018,57.929685112927373,68.229352330590459,80.217416330983326,94.07180402455009,109.95557362830863,128.00657030980796,148.32586613649491,170.96537568474133,195.91522203341125,223.09161665906996,252.3261873273143,283.35781140026842,315.82805721905544,349.28127565167711,383.17019844772233,416.867584478136,449.68402164985389,{"$f":"IFERROR(IF(OR(D28=\"\",'Combined scenario - input'!$D13=\"\"),\"\",D28/'Combined scenario - input'!$D13),\"\")","v":2.6879266404688162},{"$f":"IFERROR(IF(OR(E28=\"\",'Combined scenario - input'!$D13=\"\"),\"\",E28/'Combined scenario - input'!$D13),\"\")","v":3.1691846242875146},{"$f":"IFERROR(IF(OR(F28=\"\",'Combined scenario - input'!$D13=\"\"),\"\",F28/'Combined scenario - input'!$D13),\"\")","v":3.7376704350372076},{"$f":"IFERROR(IF(OR(G28=\"\",'Combined scenario - input'!$D13=\"\"),\"\",G28/'Combined scenario - input'!$D13),\"\")","v":4.406720162252455},{"$f":"IFERROR(IF(OR(H28=\"\",'Combined scenario - input'!$D13=\"\"),\"\",H28/'Combined scenario - input'!$D13),\"\")","v":5.1902174504577721},{"$f":"IFERROR(IF(OR(I28=\"\",'Combined scenario - input'!$D13=\"\"),\"\",I28/'Combined scenario - input'!$D13),\"\")","v":6.1021513446938922},{"$f":"IFERROR(IF(OR(J28=\"\",'Combined scenario - input'!$D13=\"\"),\"\",J28/'Combined scenario - input'!$D13),\"\")","v":7.1560567727294186},{"$f":"IFERROR(IF(OR(K28=\"\",'Combined scenario - input'!$D13=\"\"),\"\",K28/'Combined scenario - input'!$D13),\"\")","v":8.364337598509973},{"$f":"IFERROR(IF(OR(L28=\"\",'Combined scenario - input'!$D13=\"\"),\"\",L28/'Combined scenario - input'!$D13),\"\")","v":9.7374797253841301},{"$f":"IFERROR(IF(OR(M28=\"\",'Combined scenario - input'!$D13=\"\"),\"\",M28/'Combined scenario - input'!$D13),\"\")","v":11.283171721252614},{"$f":"IFERROR(IF(OR(N28=\"\",'Combined scenario - input'!$D13=\"\"),\"\",N28/'Combined scenario - input'!$D13),\"\")","v":13.005362736019602},{"$f":"IFERROR(IF(OR(O28=\"\",'Combined scenario - input'!$D13=\"\"),\"\",O28/'Combined scenario - input'!$D13),\"\")","v":14.903301430757116},{"$f":"IFERROR(IF(OR(P28=\"\",'Combined scenario - input'!$D13=\"\"),\"\",P28/'Combined scenario - input'!$D13),\"\")","v":16.970613999447302},{"$f":"IFERROR(IF(OR(Q28=\"\",'Combined scenario - input'!$D13=\"\"),\"\",Q28/'Combined scenario - input'!$D13),\"\")","v":19.194492340015003},{"$f":"IFERROR(IF(OR(R28=\"\",'Combined scenario - input'!$D13=\"\"),\"\",R28/'Combined scenario - input'!$D13),\"\")","v":21.555072812757977},{"$f":"IFERROR(IF(OR(S28=\"\",'Combined scenario - input'!$D13=\"\"),\"\",S28/'Combined scenario - input'!$D13),\"\")","v":24.025089465602019},{"$f":"IFERROR(IF(OR(T28=\"\",'Combined scenario - input'!$D13=\"\"),\"\",T28/'Combined scenario - input'!$D13),\"\")","v":26.569880998162443},{"$f":"IFERROR(IF(OR(U28=\"\",'Combined scenario - input'!$D13=\"\"),\"\",U28/'Combined scenario - input'!$D13),\"\")","v":29.147816629458038},{"$f":"IFERROR(IF(OR(V28=\"\",'Combined scenario - input'!$D13=\"\"),\"\",V28/'Combined scenario - input'!$D13),\"\")","v":31.71118202918279},{"$f":"IFERROR(IF(OR(W28=\"\",'Combined scenario - input'!$D13=\"\"),\"\",W28/'Combined scenario - input'!$D13),\"\")","v":34.20753351212273}]
[{"$f":"IFERROR('Combined scenario - input'!A14,\"\")","v":4},{"$f":"IFERROR('Combined scenario - input'!B14,\"\")","v":"SWITCHGEAR"},{"$f":"IFERROR('Combined scenario - input'!C14,\"\")","v":"> 11 kv & < = 22 kv ; switch"},{"$f":"IFERROR(repcalc('Combined scenario - input'!$CV14:$GH14,'Combined scenario - input'!$G14,'Combined scenario - input'!$E14,'Combined scenario - input'!$F14,20,TRUE,TRUE),\"\")","v":518.76145162650721},483.15012807419578,455.7950520826185,437.12429635339987,427.28598887033098,426.21122152927325,433.67294076570096,449.33599789330793,472.79617395324073,503.60853892548965,541.30764903459942,585.42357232068116,635.4983766193784,691.10742113032984,751.88857472941538,817.58046661358526,888.06829252808325,963.43288028587995,1043.9960552041416,1130.3532645293278,{"$f":"IFERROR(IF(OR(D29=\"\",'Combined scenario - input'!$D14=\"\"),\"\",D29/'Combined scenario - input'!$D14),\"\")","v":36.603638630853311},{"$f":"IFERROR(IF(OR(E29=\"\",'Combined scenario - input'!$D14=\"\"),\"\",E29/'Combined scenario - input'!$D14),\"\")","v":34.090915269492825},{"$f":"IFERROR(IF(OR(F29=\"\",'Combined scenario - input'!$D14=\"\"),\"\",F29/'Combined scenario - input'!$D14),\"\")","v":32.160750040029846},{"$f":"IFERROR(IF(OR(G29=\"\",'Combined scenario - input'!$D14=\"\"),\"\",G29/'Combined scenario - input'!$D14),\"\")","v":30.843347612508506},{"$f":"IFERROR(IF(OR(H29=\"\",'Combined scenario - input'!$D14=\"\"),\"\",H29/'Combined scenario - input'!$D14),\"\")","v":30.149159849095533},{"$f":"IFERROR(IF(OR(I29=\"\",'Combined scenario - input'!$D14=\"\"),\"\",I29/'Combined scenario - input'!$D14),\"\")","v":30.073324616464092},{"$f":"IFERROR(IF(OR(J29=\"\",'Combined scenario - input'!$D14=\"\"),\"\",J29/'Combined scenario - input'!$D14),\"\")","v":30.599821089243122},{"$f":"IFERROR(IF(OR(K29=\"\",'Combined scenario - input'!$D14=\"\"),\"\",K29/'Combined scenario - input'!$D14),\"\")","v":31.705001285566023},{"$f":"IFERROR(IF(OR(L29=\"\",'Combined scenario - input'!$D14=\"\"),\"\",L29/'Combined scenario - input'!$D14),\"\")","v":33.360343647689405},{"$f":"IFERROR(IF(OR(M29=\"\",'Combined scenario - input'!$D14=\"\"),\"\",M29/'Combined scenario - input'!$D14),\"\")","v":35.534454058688439},{"$f":"IFERROR(IF(OR(N29=\"\",'Combined scenario - input'!$D14=\"\"),\"\",N29/'Combined scenario - input'!$D14),\"\")","v":38.194490957752613},{"$f":"IFERROR(IF(OR(O29=\"\",'Combined scenario - input'!$D14=\"\"),\"\",O29/'Combined scenario - input'!$D14),\"\")","v":41.307296099243338},{"$f":"IFERROR(IF(OR(P29=\"\",'Combined scenario - input'!$D14=\"\"),\"\",P29/'Combined scenario - input'!$D14),\"\")","v":44.840557939176392},{"$f":"IFERROR(IF(OR(Q29=\"\",'Combined scenario - input'!$D14=\"\"),\"\",Q29/'Combined scenario - input'!$D14),\"\")","v":48.764313961340115},{"$f":"IFERROR(IF(OR(R29=\"\",'Combined scenario - input'!$D14=\"\"),\"\",R29/'Combined scenario - input'!$D14),\"\")","v":53.053012311866581},{"$f":"IFERROR(IF(OR(S29=\"\",'Combined scenario - input'!$D14=\"\"),\"\",S29/'Combined scenario - input'!$D14),\"\")","v":57.688210752240387},{"$f":"IFERROR(IF(OR(T29=\"\",'Combined scenario - input'!$D14=\"\"),\"\",T29/'Combined scenario - input'!$D14),\"\")","v":62.661808731734027},{"$f":"IFERROR(IF(OR(U29=\"\",'Combined scenario - input'!$D14=\"\"),\"\",U29/'Combined scenario - input'!$D14),\"\")","v":67.979509434437247},{"$f":"IFERROR(IF(OR(V29=\"\",'Combined scenario - input'!$D14=\"\"),\"\",V29/'Combined scenario - input'!$D14),\"\")","v":73.664020749640756},{"$f":"IFERROR(IF(OR(W29=\"\",'Combined scenario - input'!$D14=\"\"),\"\",W29/'Combined scenario - input'!$D14),\"\")","v":79.757357240617893}]
[{"$f":"IFERROR('Combined scenario - input'!A15,\"\")","v":4},{"$f":"IFERROR('Combined scenario - input'!B15,\"\")","v":"SWITCHGEAR"},{"$f":"IFERROR('Combined scenario - input'!C15,\"\")","v":"> 22 kv & < = 33 kv ; circuit breaker"},{"$f":"IFERROR(repcalc('Combined scenario - input'!$CV15:$GH15,'Combined scenario - input'!$G15,'Combined scenario - input'!$E15,'Combined scenario - input'!$F15,20,TRUE,TRUE),\"\")","v":1815.9168341009513},1937.0057374879898,2048.2573817565758,2147.3907155634174,2232.3534290481357,2301.3832168532249,2353.0546749595337,2386.3111930136442,2400.4827686185258,2395.2918742615329,2370.85014497579,2327.6486291127644,2266.5436947140684,2188.7395815420896,2095.7673062155982,1989.4584827412998,1871.9119086941994,1745.4506977913288,1612.5683890666796,1475.8637562032925,{"$f":"IFERROR(IF(OR(D30=\"\",'Combined scenario - input'!$D15=\"\"),\"\",D30/'Combined scenario - input'!$D15),\"\")","v":7.649957016000263},{"$f":"IFERROR(IF(OR(E30=\"\",'Combined scenario - input'!$D15=\"\"),\"\",E30/'Combined scenario - input'!$D15),\"\")","v":8.1600711845734448},{"$f":"IFERROR(IF(OR(F30=\"\",'Combined scenario - input'!$D15=\"\"),\"\",F30/'Combined scenario - input'!$D15),\"\")","v":8.6287436923842975},{"$f":"IFERROR(IF(OR(G30=\"\",'Combined scenario - input'!$D15=\"\"),\"\",G30/'Combined scenario - input'!$D15),\"\")","v":9.04636509895637},{"$f":"IFERROR(IF(OR(H30=\"\",'Combined scenario - input'!$D15=\"\"),\"\",H30/'Combined scenario - input'!$D15),\"\")","v":9.4042895886220172},{"$f":"IFERROR(IF(OR(I30=\"\",'Combined scenario - input'!$D15=\"\"),\"\",I30/'Combined scenario - input'!$D15),\"\")","v":9.6950930547366969},{"$f":"IFERROR(IF(OR(J30=\"\",'Combined scenario - input'!$D15=\"\"),\"\",J30/'Combined scenario - input'!$D15),\"\")","v":9.9127706631184829},{"$f":"IFERROR(IF(OR(K30=\"\",'Combined scenario - input'!$D15=\"\"),\"\",K30/'Combined scenario - input'!$D15),\"\")","v":10.052871205631345},{"$f":"IFERROR(IF(OR(L30=\"\",'Combined scenario - input'!$D15=\"\"),\"\",L30/'Combined scenario - input'!$D15),\"\")","v":10.112572146880682},{"$f":"IFERROR(IF(OR(M30=\"\",'Combined scenario - input'!$D15=\"\"),\"\",M30/'Combined scenario - input'!$D15),\"\")","v":10.090704339963601},{"$f":"IFERROR(IF(OR(N30=\"\",'Combined scenario - input'!$D15=\"\"),\"\",N30/'Combined scenario - input'!$D15),\"\")","v":9.9877380724994751},{"$f":"IFERROR(IF(OR(O30=\"\",'Combined scenario - input'!$D15=\"\"),\"\",O30/'Combined scenario - input'!$D15),\"\")","v":9.8057419958224159},{"$f":"IFERROR(IF(OR(P30=\"\",'Combined scenario - input'!$D15=\"\"),\"\",P30/'Combined scenario - input'!$D15),\"\")","v":9.5483237524109708},{"$f":"IFERROR(IF(OR(Q30=\"\",'Combined scenario - input'!$D15=\"\"),\"\",Q30/'Combined scenario - input'!$D15),\"\")","v":9.2205564724031639},{"$f":"IFERROR(IF(OR(R30=\"\",'Combined scenario - input'!$D15=\"\"),\"\",R30/'Combined scenario - input'!$D15),\"\")","v":8.8288899067481736},{"$f":"IFERROR(IF(OR(S30=\"\",'Combined scenario - input'!$D15=\"\"),\"\",S30/'Combined scenario - input'!$D15),\"\")","v":8.3810401403228401},{"$f":"IFERROR(IF(OR(T30=\"\",'Combined scenario - input'!$D15=\"\"),\"\",T30/'Combined scenario - input'!$D15),\"\")","v":7.8858488287209454},{"$f":"IFERROR(IF(OR(U30=\"\",'Combined scenario - input'!$D15=\"\"),\"\",U30/'Combined scenario - input'!$D15),\"\")","v":7.3531026096038854},{"$f":"IFERROR(IF(OR(V30=\"\",'Combined scenario - input'!$D15=\"\"),\"\",V30/'Combined scenario - input'!$D15),\"\")","v":6.793306075511107},{"$f":"IFERROR(IF(OR(W30=\"\",'Combined scenario - input'!$D15=\"\"),\"\",W30/'Combined scenario - input'!$D15),\"\")","v":6.2174071435477556}]
[{"$f":"IFERROR('Combined scenario - input'!A16,\"\")","v":4},{"$f":"IFERROR('Combined scenario - input'!B16,\"\")","v":"SWITCHGEAR"},{"$f":"IFERROR('Combined scenario - input'!C16,\"\")","v":"> 22 kv & < = 33 kv ; switch"},{"$f":"IFERROR(repcalc('Combined scenario - input'!$CV16:$GH16,'Combined scenario - input'!$G16,'Combined scenario - input'!$E16,'Combined scenario - input'!$F16,20,TRUE,TRUE),\"\")","v":37.502696051510718},42.084954606941622,47.210611298720558,52.90189726665546,59.167260273434806,65.998885414473122,73.370472141661779,81.235347384872057,89.525023273672588,98.148346349376354,106.99142314254928,115.91853148813411,124.77422444332595,133.3867933054479,141.57317276135737,149.14524717171199,155.91736348655928,161.7146920191154,166.38192504132016,169.79168988286804,{"$f":"IFERROR(IF(OR(D31=\"\",'Combined scenario - input'!$D16=\"\"),\"\",D31/'Combined scenario - input'!$D16),\"\")","v":4.7911247516599138},{"$f":"IFERROR(IF(OR(E31=\"\",'Combined scenario - input'!$D16=\"\"),\"\",E31/'Combined scenario - input'!$D16),\"\")","v":5.3765272612095183},{"$f":"IFERROR(IF(OR(F31=\"\",'Combined scenario - input'!$D16=\"\"),\"\",F31/'Combined scenario - input'!$D16),\"\")","v":6.0313511333589469},{"$f":"IFERROR(IF(OR(G31=\"\",'Combined scenario - input'!$D16=\"\"),\"\",G31/'Combined scenario - input'!$D16),\"\")","v":6.7584364882970283},{"$f":"IFERROR(IF(OR(H31=\"\",'Combined scenario - input'!$D16=\"\"),\"\",H31/'Combined scenario - input'!$D16),\"\")","v":7.558862562696703},{"$f":"IFERROR(IF(OR(I31=\"\",'Combined scenario - input'!$D16=\"\"),\"\",I31/'Combined scenario - input'!$D16),\"\")","v":8.4316309701289018},{"$f":"IFERROR(IF(OR(J31=\"\",'Combined scenario - input'!$D16=\"\"),\"\",J31/'Combined scenario - input'!$D16),\"\")","v":9.3733817066394458},{"$f":"IFERROR(IF(OR(K31=\"\",'Combined scenario - input'!$D16=\"\"),\"\",K31/'Combined scenario - input'!$D16),\"\")","v":10.378152094205864},{"$f":"IFERROR(IF(OR(L31=\"\",'Combined scenario - input'!$D16=\"\"),\"\",L31/'Combined scenario - input'!$D16),\"\")","v":11.437192523713085},{"$f":"IFERROR(IF(OR(M31=\"\",'Combined scenario - input'!$D16=\"\"),\"\",M31/'Combined scenario - input'!$D16),\"\")","v":12.538857763268577},{"$f":"IFERROR(IF(OR(N31=\"\",'Combined scenario - input'!$D16=\"\"),\"\",N31/'Combined scenario - input'!$D16),\"\")","v":13.668597450420842},{"$f":"IFERROR(IF(OR(O31=\"\",'Combined scenario - input'!$D16=\"\"),\"\",O31/'Combined scenario - input'!$D16),\"\")","v":14.809072516441017},{"$f":"IFERROR(IF(OR(P31=\"\",'Combined scenario - input'!$D16=\"\"),\"\",P31/'Combined scenario - input'!$D16),\"\")","v":15.940423970545631},{"$f":"IFERROR(IF(OR(Q31=\"\",'Combined scenario - input'!$D16=\"\"),\"\",Q31/'Combined scenario - input'!$D16),\"\")","v":17.040715314773554},{"$f":"IFERROR(IF(OR(R31=\"\",'Combined scenario - input'!$D16=\"\"),\"\",R31/'Combined scenario - input'!$D16),\"\")","v":18.086559197139128},{"$f":"IFERROR(IF(OR(S31=\"\",'Combined scenario - input'!$D16=\"\"),\"\",S31/'Combined scenario - input'!$D16),\"\")","v":19.053923065566909},{"$f":"IFERROR(IF(OR(T31=\"\",'Combined scenario - input'!$D16=\"\"),\"\",T31/'Combined scenario - input'!$D16),\"\")","v":19.919088973975718},{"$f":"IFERROR(IF(OR(U31=\"\",'Combined scenario - input'!$D16=\"\"),\"\",U31/'Combined scenario - input'!$D16),\"\")","v":20.659721705758077},{"$f":"IFERROR(IF(OR(V31=\"\",'Combined scenario - input'!$D16=\"\"),\"\",V31/'Combined scenario - input'!$D16),\"\")","v":21.255980055390754},{"$f":"IFERROR(IF(OR(W31=\"\",'Combined scenario - input'!$D16=\"\"),\"\",W31/'Combined scenario - input'!$D16),\"\")","v":21.691591636681903}]
[{"$f":"IFERROR('Combined scenario - input'!A17,\"\")","v":4},{"$f":"IFERROR('Combined scenario - input'!B17,\"\")","v":"SWITCHGEAR"},{"$f":"IFERROR('Combined scenario - input'!C17,\"\")","v":"> 33 kv & < = 66 kv ; circuit breaker"},{"$f":"IFERROR(repcalc('Combined scenario - input'!$CV17:$GH17,'Combined scenario - input'!$G17,'Combined scenario - input'!$E17,'Combined scenario - input'!$F17,20,TRUE,TRUE),\"\")","v":346.0917962305968},376.55694400065323,407.15287819381285,437.7501530735384,468.23709978644996,498.50375726580307,528.4221076991513,557.82545275819098,586.49028142651241,614.12405809021698,640.36193945314574,664.77451978184467,686.88739031451519,706.21173369863743,722.28356248779676,734.70778033234967,743.20221481509986,747.63631849754177,748.05946440231889,744.71468696312604,{"$f":"IFERROR(IF(OR(D32=\"\",'Combined scenario - input'!$D17=\"\"),\"\",D32/'Combined scenario - input'!$D17),\"\")","v":2.2475281313111104},{"$f":"IFERROR(IF(OR(E32=\"\",'Combined scenario - input'!$D17=\"\"),\"\",E32/'Combined scenario - input'!$D17),\"\")","v":2.4453695057195639},{"$f":"IFERROR(IF(OR(F32=\"\",'Combined scenario - input'!$D17=\"\"),\"\",F32/'Combined scenario - input'!$D17),\"\")","v":2.6440602101853012},{"$f":"IFERROR(IF(OR(G32=\"\",'Combined scenario - input'!$D17=\"\"),\"\",G32/'Combined scenario - input'!$D17),\"\")","v":2.8427596211006136},{"$f":"IFERROR(IF(OR(H32=\"\",'Combined scenario - input'!$D17=\"\"),\"\",H32/'Combined scenario - input'!$D17),\"\")","v":3.0407425583482719},{"$f":"IFERROR(IF(OR(I32=\"\",'Combined scenario - input'!$D17=\"\"),\"\",I32/'Combined scenario - input'!$D17),\"\")","v":3.2372949322169653},{"$f":"IFERROR(IF(OR(J32=\"\",'Combined scenario - input'!$D17=\"\"),\"\",J32/'Combined scenario - input'!$D17),\"\")","v":3.4315853920710651},{"$f":"IFERROR(IF(OR(K32=\"\",'Combined scenario - input'!$D17=\"\"),\"\",K32/'Combined scenario - input'!$D17),\"\")","v":3.6225313951101192},{"$f":"IFERROR(IF(OR(L32=\"\",'Combined scenario - input'!$D17=\"\"),\"\",L32/'Combined scenario - input'!$D17),\"\")","v":3.8086814556227933},{"$f":"IFERROR(IF(OR(M32=\"\",'Combined scenario - input'!$D17=\"\"),\"\",M32/'Combined scenario - input'!$D17),\"\")","v":3.9881358405648242},{"$f":"IFERROR(IF(OR(N32=\"\",'Combined scenario - input'!$D17=\"\"),\"\",N32/'Combined scenario - input'!$D17),\"\")","v":4.1585252491305642},{"$f":"IFERROR(IF(OR(O32=\"\",'Combined scenario - input'!$D17=\"\"),\"\",O32/'Combined scenario - input'!$D17),\"\")","v":4.317061110552963},{"$f":"IFERROR(IF(OR(P32=\"\",'Combined scenario - input'!$D17=\"\"),\"\",P32/'Combined scenario - input'!$D17),\"\")","v":4.4606626033577896},{"$f":"IFERROR(IF(OR(Q32=\"\",'Combined scenario - input'!$D17=\"\"),\"\",Q32/'Combined scenario - input'!$D17),\"\")","v":4.5861553363493348},{"$f":"IFERROR(IF(OR(R32=\"\",'Combined scenario - input'!$D17=\"\"),\"\",R32/'Combined scenario - input'!$D17),\"\")","v":4.6905261643165588},{"$f":"IFERROR(IF(OR(S32=\"\",'Combined scenario - input'!$D17=\"\"),\"\",S32/'Combined scenario - input'!$D17),\"\")","v":4.7712093224246033},{"$f":"IFERROR(IF(OR(T32=\"\",'Combined scenario - input'!$D17=\"\"),\"\",T32/'Combined scenario - input'!$D17),\"\")","v":4.8263723764683331},{"$f":"IFERROR(IF(OR(U32=\"\",'Combined scenario - input'!$D17=\"\"),\"\",U32/'Combined scenario - input'!$D17),\"\")","v":4.8551675483619725},{"$f":"IFERROR(IF(OR(V32=\"\",'Combined scenario - input'!$D17=\"\"),\"\",V32/'Combined scenario - input'!$D17),\"\")","v":4.8579154676567775},{"$f":"IFERROR(IF(OR(W32=\"\",'Combined scenario - input'!$D17=\"\"),\"\",W32/'Combined scenario - input'!$D17),\"\")","v":4.8361944055875918}]
[{"$f":"IFERROR('Combined scenario - input'!A18,\"\")","v":4},{"$f":"IFERROR('Combined scenario - input'!B18,\"\")","v":"SWITCHGEAR"},{"$f":"IFERROR('Combined scenario - input'!C18,\"\")","v":"> 33 kv & < = 66 kv ; switch"},{"$f":"IFERROR(repcalc('Combined scenario - input'!$CV18:$GH18,'Combined scenario - input'!$G18,'Combined scenario - input'!$E18,'Combined scenario - input'!$F18,20,TRUE,TRUE),\"\")","v":100.0191280689231},104.481807921927,109.49671559777406,115.3087895953648,122.17582981823517,130.35729764071544,140.1022477199802,151.6369547514432,165.15278519478656,180.79481589220453,198.65163024489061,218.74664236844501,241.03122448415724,265.37985411846654,291.58746192782809,319.36914811067788,348.36243845560784,378.13225705638541,408.17878456248707,437.948330629412,{"$f":"IFERROR(IF(OR(D33=\"\",'Combined scenario - input'!$D18=\"\"),\"\",D33/'Combined scenario - input'!$D18),\"\")","v":4.5113012676252042},{"$f":"IFERROR(IF(OR(E33=\"\",'Combined scenario - input'!$D18=\"\"),\"\",E33/'Combined scenario - input'!$D18),\"\")","v":4.7125876981966508},{"$f":"IFERROR(IF(OR(F33=\"\",'Combined scenario - input'!$D18=\"\"),\"\",F33/'Combined scenario - input'!$D18),\"\")","v":4.9387820251406147},{"$f":"IFERROR(IF(OR(G33=\"\",'Combined scenario - input'!$D18=\"\"),\"\",G33/'Combined scenario - input'!$D18),\"\")","v":5.2009320488320272},{"$f":"IFERROR(IF(OR(H33=\"\",'Combined scenario - input'!$D18=\"\"),\"\",H33/'Combined scenario - input'!$D18),\"\")","v":5.5106656753931444},{"$f":"IFERROR(IF(OR(I33=\"\",'Combined scenario - input'!$D18=\"\"),\"\",I33/'Combined scenario - input'!$D18),\"\")","v":5.8796857505647262},{"$f":"IFERROR(IF(OR(J33=\"\",'Combined scenario - input'!$D18=\"\"),\"\",J33/'Combined scenario - input'!$D18),\"\")","v":6.3192257315095404},{"$f":"IFERROR(IF(OR(K33=\"\",'Combined scenario - input'!$D18=\"\"),\"\",K33/'Combined scenario - input'!$D18),\"\")","v":6.8394915992230247},{"$f":"IFERROR(IF(OR(L33=\"\",'Combined scenario - input'!$D18=\"\"),\"\",L33/'Combined scenario - input'!$D18),\"\")","v":7.4491148201937687},{"$f":"IFERROR(IF(OR(M33=\"\",'Combined scenario - input'!$D18=\"\"),\"\",M33/'Combined scenario - input'!$D18),\"\")","v":8.1546389961780577},{"$f":"IFERROR(IF(OR(N33=\"\",'Combined scenario - input'!$D18=\"\"),\"\",N33/'Combined scenario - input'!$D18),\"\")","v":8.9600596270148767},{"$f":"IFERROR(IF(OR(O33=\"\",'Combined scenario - input'!$D18=\"\"),\"\",O33/'Combined scenario - input'!$D18),\"\")","v":9.8664327919905279},{"$f":"IFERROR(IF(OR(P33=\"\",'Combined scenario - input'!$D18=\"\"),\"\",P33/'Combined scenario - input'!$D18),\"\")","v":10.871565165048546},{"$f":"IFERROR(IF(OR(Q33=\"\",'Combined scenario - input'!$D18=\"\"),\"\",Q33/'Combined scenario - input'!$D18),\"\")","v":11.969795132205457},{"$f":"IFERROR(IF(OR(R33=\"\",'Combined scenario - input'!$D18=\"\"),\"\",R33/'Combined scenario - input'!$D18),\"\")","v":13.15187316682224},{"$f":"IFERROR(IF(OR(S33=\"\",'Combined scenario - input'!$D18=\"\"),\"\",S33/'Combined scenario - input'!$D18),\"\")","v":14.404949038540398},{"$f":"IFERROR(IF(OR(T33=\"\",'Combined scenario - input'!$D18=\"\"),\"\",T33/'Combined scenario - input'!$D18),\"\")","v":15.712673570947596},{"$f":"IFERROR(IF(OR(U33=\"\",'Combined scenario - input'!$D18=\"\"),\"\",U33/'Combined scenario - input'!$D18),\"\")","v":17.05542293283079},{"$f":"IFERROR(IF(OR(V33=\"\",'Combined scenario - input'!$D18=\"\"),\"\",V33/'Combined scenario - input'!$D18),\"\")","v":18.410653079734345},{"$f":"IFERROR(IF(OR(W33=\"\",'Combined scenario - input'!$D18=\"\"),\"\",W33/'Combined scenario - input'!$D18),\"\")","v":19.753390149145705}]
[{"$f":"IFERROR('Combined scenario - input'!A19,\"\")","v":5},{"$f":"IFERROR('Combined scenario - input'!B19,\"\")","v":"TRANSFORMERS"},{"$f":"IFERROR('Combined scenario - input'!C19,\"\")","v":"ground outdoor / indoor chamber mounted ; ˂ 22 kv ; > 600 kva ; multiple phase"},{"$f":"IFERROR(repcalc('Combined scenario - input'!$CV19:$GH19,'Combined scenario - input'!$G19,'Combined scenario - input'!$E19,'Combined scenario - input'!$F19,20,TRUE,TRUE),\"\")","v":28.828723649258542},34.057235021672113,39.734977139243675,45.793700885832997,52.144135104216801,58.678525604409735,65.274645722484919,71.801084679413279,78.123480254158309,84.111245401811289,89.64425992435946,94.618970136622607,98.953368379788373,102.5904104905682,105.49956637060103,107.67637367446142,109.14005929033597,109.92948650833439,110.09785559993389,109.70671189183057,{"$f":"IFERROR(IF(OR(D34=\"\",'Combined scenario - input'!$D19=\"\"),\"\",D34/'Combined scenario - input'!$D19),\"\")","v":0.60925423700844172},{"$f":"IFERROR(IF(OR(E34=\"\",'Combined scenario - input'!$D19=\"\"),\"\",E34/'Combined scenario - input'!$D19),\"\")","v":0.71975141841840407},{"$f":"IFERROR(IF(OR(F34=\"\",'Combined scenario - input'!$D19=\"\"),\"\",F34/'Combined scenario - input'!$D19),\"\")","v":0.83974245526962188},{"$f":"IFERROR(IF(OR(G34=\"\",'Combined scenario - input'!$D19=\"\"),\"\",G34/'Combined scenario - input'!$D19),\"\")","v":0.96778499917073357},{"$f":"IFERROR(IF(OR(H34=\"\",'Combined scenario - input'!$D19=\"\"),\"\",H34/'Combined scenario - input'!$D19),\"\")","v":1.1019924306708526},{"$f":"IFERROR(IF(OR(I34=\"\",'Combined scenario - input'!$D19=\"\"),\"\",I34/'Combined scenario - input'!$D19),\"\")","v":1.2400875176037993},{"$f":"IFERROR(IF(OR(J34=\"\",'Combined scenario - input'!$D19=\"\"),\"\",J34/'Combined scenario - input'!$D19),\"\")","v":1.3794871725676183},{"$f":"IFERROR(IF(OR(K34=\"\",'Combined scenario - input'!$D19=\"\"),\"\",K34/'Combined scenario - input'!$D19),\"\")","v":1.5174142148974241},{"$f":"IFERROR(IF(OR(L34=\"\",'Combined scenario - input'!$D19=\"\"),\"\",L34/'Combined scenario - input'!$D19),\"\")","v":1.6510290893823687},{"$f":"IFERROR(IF(OR(M34=\"\",'Combined scenario - input'!$D19=\"\"),\"\",M34/'Combined scenario - input'!$D19),\"\")","v":1.7775720238113399},{"$f":"IFERROR(IF(OR(N34=\"\",'Combined scenario - input'!$D19=\"\"),\"\",N34/'Combined scenario - input'!$D19),\"\")","v":1.8945044479555637},{"$f":"IFERROR(IF(OR(O34=\"\",'Combined scenario - input'!$D19=\"\"),\"\",O34/'Combined scenario - input'!$D19),\"\")","v":1.9996379013676935},{"$f":"IFERROR(IF(OR(P34=\"\",'Combined scenario - input'!$D19=\"\"),\"\",P34/'Combined scenario - input'!$D19),\"\")","v":2.091239268346651},{"$f":"IFERROR(IF(OR(Q34=\"\",'Combined scenario - input'!$D19=\"\"),\"\",Q34/'Combined scenario - input'!$D19),\"\")","v":2.1681030013072231},{"$f":"IFERROR(IF(OR(R34=\"\",'Combined scenario - input'!$D19=\"\"),\"\",R34/'Combined scenario - input'!$D19),\"\")","v":2.229583889867949},{"$f":"IFERROR(IF(OR(S34=\"\",'Combined scenario - input'!$D19=\"\"),\"\",S34/'Combined scenario - input'!$D19),\"\")","v":2.2755876286793955},{"$f":"IFERROR(IF(OR(T34=\"\",'Combined scenario - input'!$D19=\"\"),\"\",T34/'Combined scenario - input'!$D19),\"\")","v":2.3065205507875453},{"$f":"IFERROR(IF(OR(U34=\"\",'Combined scenario - input'!$D19=\"\"),\"\",U34/'Combined scenario - input'!$D19),\"\")","v":2.3232039767770858},{"$f":"IFERROR(IF(OR(V34=\"\",'Combined scenario - input'!$D19=\"\"),\"\",V34/'Combined scenario - input'!$D19),\"\")","v":2.3267622190248618},{"$f":"IFERROR(IF(OR(W34=\"\",'Combined scenario - input'!$D19=\"\"),\"\",W34/'Combined scenario - input'!$D19),\"\")","v":2.3184959508285843}]
[{"$f":"IFERROR('Combined scenario - input'!A20,\"\")","v":5},{"$f":"IFERROR('Combined scenario - input'!B20,\"\")","v":"TRANSFORMERS"},{"$f":"IFERROR('Combined scenario - input'!C20,\"\")","v":"ground outdoor / indoor chamber mounted ; > = 22 kv & < = 33 kv ; < = 15 mva"},{"$f":"IFERROR(repcalc('Combined scenario - input'!$CV20:$GH20,'Combined scenario - input'!$G20,'Combined scenario - input'!$E20,'Combined scenario - input'!$F20,20,TRUE,TRUE),\"\")","v":947.13527318029878},1007.0868167258647,1064.4066825477255,1118.754435477543,1169.872951818405,1217.5811845934331,1261.7665121298451,1302.3783495982289,1339.4240919198976,1372.9676572763235,1403.1300498091828,1430.0906044983492,1454.0870504082213,1475.4123309483962,1494.4063032528131,1511.4409981051374,1526.8989948987073,1541.1455415204694,1554.496180462043,1567.182667649497,{"$f":"IFERROR(IF(OR(D35=\"\",'Combined scenario - input'!$D20=\"\"),\"\",D35/'Combined scenario - input'!$D20),\"\")","v":5.732923935701157},{"$f":"IFERROR(IF(OR(E35=\"\",'Combined scenario - input'!$D20=\"\"),\"\",E35/'Combined scenario - input'!$D20),\"\")","v":6.0958051932226232},{"$f":"IFERROR(IF(OR(F35=\"\",'Combined scenario - input'!$D20=\"\"),\"\",F35/'Combined scenario - input'!$D20),\"\")","v":6.4427571440858973},{"$f":"IFERROR(IF(OR(G35=\"\",'Combined scenario - input'!$D20=\"\"),\"\",G35/'Combined scenario - input'!$D20),\"\")","v":6.7717191650828834},{"$f":"IFERROR(IF(OR(H35=\"\",'Combined scenario - input'!$D20=\"\"),\"\",H35/'Combined scenario - input'!$D20),\"\")","v":7.0811349097885197},{"$f":"IFERROR(IF(OR(I35=\"\",'Combined scenario - input'!$D20=\"\"),\"\",I35/'Combined scenario - input'!$D20),\"\")","v":7.3699085172665466},{"$f":"IFERROR(IF(OR(J35=\"\",'Combined scenario - input'!$D20=\"\"),\"\",J35/'Combined scenario - input'!$D20),\"\")","v":7.6373582987425559},{"$f":"IFERROR(IF(OR(K35=\"\",'Combined scenario - input'!$D20=\"\"),\"\",K35/'Combined scenario - input'!$D20),\"\")","v":7.8831780688304365},{"$f":"IFERROR(IF(OR(L35=\"\",'Combined scenario - input'!$D20=\"\"),\"\",L35/'Combined scenario - input'!$D20),\"\")","v":8.1074125883184287},{"$f":"IFERROR(IF(OR(M35=\"\",'Combined scenario - input'!$D20=\"\"),\"\",M35/'Combined scenario - input'!$D20),\"\")","v":8.3104487481637843},{"$f":"IFERROR(IF(OR(N35=\"\",'Combined scenario - input'!$D20=\"\"),\"\",N35/'Combined scenario - input'!$D20),\"\")","v":8.4930189754651231},{"$f":"IFERROR(IF(OR(O35=\"\",'Combined scenario - input'!$D20=\"\"),\"\",O35/'Combined scenario - input'!$D20),\"\")","v":8.6562087685960556},{"$f":"IFERROR(IF(OR(P35=\"\",'Combined scenario - input'!$D20=\"\"),\"\",P35/'Combined scenario - input'!$D20),\"\")","v":8.8014570800294702},{"$f":"IFERROR(IF(OR(Q35=\"\",'Combined scenario - input'!$D20=\"\"),\"\",Q35/'Combined scenario - input'!$D20),\"\")","v":8.9305370696636821},{"$f":"IFERROR(IF(OR(R35=\"\",'Combined scenario - input'!$D20=\"\"),\"\",R35/'Combined scenario - input'!$D20),\"\")","v":9.0455058619169808},{"$f":"IFERROR(IF(OR(S35=\"\",'Combined scenario - input'!$D20=\"\"),\"\",S35/'Combined scenario - input'!$D20),\"\")","v":9.1486153253923899},{"$f":"IFERROR(IF(OR(T35=\"\",'Combined scenario - input'!$D20=\"\"),\"\",T35/'Combined scenario - input'!$D20),\"\")","v":9.2421811784708847},{"$f":"IFERROR(IF(OR(U35=\"\",'Combined scenario - input'!$D20=\"\"),\"\",U35/'Combined scenario - input'!$D20),\"\")","v":9.3284142334966322},{"$f":"IFERROR(IF(OR(V35=\"\",'Combined scenario - input'!$D20=\"\"),\"\",V35/'Combined scenario - input'!$D20),\"\")","v":9.4092244405624612},{"$f":"IFERROR(IF(OR(W35=\"\",'Combined scenario - input'!$D20=\"\"),\"\",W35/'Combined scenario - input'!$D20),\"\")","v":9.4860145972765135}]
[{"$f":"IFERROR('Combined scenario - input'!A21,\"\")","v":5},{"$f":"IFERROR('Combined scenario - input'!B21,\"\")","v":"TRANSFORMERS"},{"$f":"IFERROR('Combined scenario - input'!C21,\"\")","v":"ground outdoor / indoor chamber mounted ; > 33 kv & < = 66 kv ; < = 15 mva"},{"$f":"IFERROR(repcalc('Combined scenario - input'!$CV21:$GH21,'Combined scenario - input'!$G21,'Combined scenario - input'!$E21,'Combined scenario - input'!$F21,20,TRUE,TRUE),\"\")","v":242.49660168191178},278.57511998480902,317.62243008364999,359.43159302947578,403.70720539999667,450.06471562224641,498.03305225488072,547.06085848240525,596.52653689360511,645.75219131705569,694.02139782969073,740.60053766787917,784.76317987355162,825.8167199630268,863.1301827452304,896.16181322900297,924.48484754451874,947.80971676583624,966.00092756515505,979.08701162288344,{"$f":"IFERROR(IF(OR(D36=\"\",'Combined scenario - input'!$D21=\"\"),\"\",D36/'Combined scenario - input'!$D21),\"\")","v":2.5946930688737706},{"$f":"IFERROR(IF(OR(E36=\"\",'Combined scenario - input'!$D21=\"\"),\"\",E36/'Combined scenario - input'!$D21),\"\")","v":2.9807301544513938},{"$f":"IFERROR(IF(OR(F36=\"\",'Combined scenario - input'!$D21=\"\"),\"\",F36/'Combined scenario - input'!$D21),\"\")","v":3.3985330604258275},{"$f":"IFERROR(IF(OR(G36=\"\",'Combined scenario - input'!$D21=\"\"),\"\",G36/'Combined scenario - input'!$D21),\"\")","v":3.8458875575962512},{"$f":"IFERROR(IF(OR(H36=\"\",'Combined scenario - input'!$D21=\"\"),\"\",H36/'Combined scenario - input'!$D21),\"\")","v":4.3196328544009672},{"$f":"IFERROR(IF(OR(I36=\"\",'Combined scenario - input'!$D21=\"\"),\"\",I36/'Combined scenario - input'!$D21),\"\")","v":4.8156542816277907},{"$f":"IFERROR(IF(OR(J36=\"\",'Combined scenario - input'!$D21=\"\"),\"\",J36/'Combined scenario - input'!$D21),\"\")","v":5.3289114148117074},{"$f":"IFERROR(IF(OR(K36=\"\",'Combined scenario - input'!$D21=\"\"),\"\",K36/'Combined scenario - input'!$D21),\"\")","v":5.8535047827942863},{"$f":"IFERROR(IF(OR(L36=\"\",'Combined scenario - input'!$D21=\"\"),\"\",L36/'Combined scenario - input'!$D21),\"\")","v":6.3827833460008607},{"$f":"IFERROR(IF(OR(M36=\"\",'Combined scenario - input'!$D21=\"\"),\"\",M36/'Combined scenario - input'!$D21),\"\")","v":6.9094936728979075},{"$f":"IFERROR(IF(OR(N36=\"\",'Combined scenario - input'!$D21=\"\"),\"\",N36/'Combined scenario - input'!$D21),\"\")","v":7.4259700882773521},{"$f":"IFERROR(IF(OR(O36=\"\",'Combined scenario - input'!$D21=\"\"),\"\",O36/'Combined scenario - input'!$D21),\"\")","v":7.9243629335955834},{"$f":"IFERROR(IF(OR(P36=\"\",'Combined scenario - input'!$D21=\"\"),\"\",P36/'Combined scenario - input'!$D21),\"\")","v":8.3968994592188118},{"$f":"IFERROR(IF(OR(Q36=\"\",'Combined scenario - input'!$D21=\"\"),\"\",Q36/'Combined scenario - input'!$D21),\"\")","v":8.8361688559199631},{"$f":"IFERROR(IF(OR(R36=\"\",'Combined scenario - input'!$D21=\"\"),\"\",R36/'Combined scenario - input'!$D21),\"\")","v":9.2354197426753171},{"$f":"IFERROR(IF(OR(S36=\"\",'Combined scenario - input'!$D21=\"\"),\"\",S36/'Combined scenario - input'!$D21),\"\")","v":9.5888553870323783},{"$f":"IFERROR(IF(OR(T36=\"\",'Combined scenario - input'!$D21=\"\"),\"\",T36/'Combined scenario - input'!$D21),\"\")","v":9.8919094517831105},{"$f":"IFERROR(IF(OR(U36=\"\",'Combined scenario - input'!$D21=\"\"),\"\",U36/'Combined scenario - input'!$D21),\"\")","v":10.141483573981848},{"$f":"IFERROR(IF(OR(V36=\"\",'Combined scenario - input'!$D21=\"\"),\"\",V36/'Combined scenario - input'!$D21),\"\")","v":10.336127986513979},{"$f":"IFERROR(IF(OR(W36=\"\",'Combined scenario - input'!$D21=\"\"),\"\",W36/'Combined scenario - input'!$D21),\"\")","v":10.476147975939753}]
[{"$f":"IFERROR('Combined scenario - input'!A22,\"\")","v":5},{"$f":"IFERROR('Combined scenario - input'!B22,\"\")","v":"TRANSFORMERS"},{"$f":"IFERROR('Combined scenario - input'!C22,\"\")","v":"ground outdoor / indoor chamber mounted ; > 33 kv & < = 66 kv ; > 15 mva and < = 40 mva"},{"$f":"IFERROR(repcalc('Combined scenario - input'!$CV22:$GH22,'Combined scenario - input'!$G22,'Combined scenario - input'!$E22,'Combined scenario - input'!$F22,20,TRUE,TRUE),\"\")","v":164.81390083624837},164.07438626441575,163.22741425404311,162.29303322137702,161.26229354038011,160.11235266946488,158.82143987083273,157.38098311330097,155.80299292038418,154.12186130693001,152.39084607716961,150.6744612049342,149.0386253735704,147.54065411080111,146.2210219142147,145.09834695338745,144.16838620213321,143.4071117741193,142.77729386021309,142.23753075190766,{"$f":"IFERROR(IF(OR(D37=\"\",'Combined scenario - input'!$D22=\"\"),\"\",D37/'Combined scenario - input'!$D22),\"\")","v":2.1798943382757123},{"$f":"IFERROR(IF(OR(E37=\"\",'Combined scenario - input'!$D22=\"\"),\"\",E37/'Combined scenario - input'!$D22),\"\")","v":2.1701132238185528},{"$f":"IFERROR(IF(OR(F37=\"\",'Combined scenario - input'!$D22=\"\"),\"\",F37/'Combined scenario - input'!$D22),\"\")","v":2.1589108344525991},{"$f":"IFERROR(IF(OR(G37=\"\",'Combined scenario - input'!$D22=\"\"),\"\",G37/'Combined scenario - input'!$D22),\"\")","v":2.1465523385213321},{"$f":"IFERROR(IF(OR(H37=\"\",'Combined scenario - input'!$D22=\"\"),\"\",H37/'Combined scenario - input'!$D22),\"\")","v":2.1329193647039495},{"$f":"IFERROR(IF(OR(I37=\"\",'Combined scenario - input'!$D22=\"\"),\"\",I37/'Combined scenario - input'!$D22),\"\")","v":2.1177097884416258},{"$f":"IFERROR(IF(OR(J37=\"\",'Combined scenario - input'!$D22=\"\"),\"\",J37/'Combined scenario - input'!$D22),\"\")","v":2.1006356612796107},{"$f":"IFERROR(IF(OR(K37=\"\",'Combined scenario - input'!$D22=\"\"),\"\",K37/'Combined scenario - input'!$D22),\"\")","v":2.0815836061171384},{"$f":"IFERROR(IF(OR(L37=\"\",'Combined scenario - input'!$D22=\"\"),\"\",L37/'Combined scenario - input'!$D22),\"\")","v":2.0607124789249509},{"$f":"IFERROR(IF(OR(M37=\"\",'Combined scenario - input'!$D22=\"\"),\"\",M37/'Combined scenario - input'!$D22),\"\")","v":2.0384771621982014},{"$f":"IFERROR(IF(OR(N37=\"\",'Combined scenario - input'!$D22=\"\"),\"\",N37/'Combined scenario - input'!$D22),\"\")","v":2.0155820648813019},{"$f":"IFERROR(IF(OR(O37=\"\",'Combined scenario - input'!$D22=\"\"),\"\",O37/'Combined scenario - input'!$D22),\"\")","v":1.9928804745038891},{"$f":"IFERROR(IF(OR(P37=\"\",'Combined scenario - input'!$D22=\"\"),\"\",P37/'Combined scenario - input'!$D22),\"\")","v":1.9712442578434906},{"$f":"IFERROR(IF(OR(Q37=\"\",'Combined scenario - input'!$D22=\"\"),\"\",Q37/'Combined scenario - input'!$D22),\"\")","v":1.9514314929126073},{"$f":"IFERROR(IF(OR(R37=\"\",'Combined scenario - input'!$D22=\"\"),\"\",R37/'Combined scenario - input'!$D22),\"\")","v":1.9339775115472662},{"$f":"IFERROR(IF(OR(S37=\"\",'Combined scenario - input'!$D22=\"\"),\"\",S37/'Combined scenario - input'!$D22),\"\")","v":1.9191285650784682},{"$f":"IFERROR(IF(OR(T37=\"\",'Combined scenario - input'!$D22=\"\"),\"\",T37/'Combined scenario - input'!$D22),\"\")","v":1.9068285335508368},{"$f":"IFERROR(IF(OR(U37=\"\",'Combined scenario - input'!$D22=\"\"),\"\",U37/'Combined scenario - input'!$D22),\"\")","v":1.8967596145635337},{"$f":"IFERROR(IF(OR(V37=\"\",'Combined scenario - input'!$D22=\"\"),\"\",V37/'Combined scenario - input'!$D22),\"\")","v":1.8884293918232029},{"$f":"IFERROR(IF(OR(W37=\"\",'Combined scenario - input'!$D22=\"\"),\"\",W37/'Combined scenario - input'!$D22),\"\")","v":1.8812902698326726}]
[{"$f":"IFERROR('Combined scenario - input'!A23,\"\")","v":5},{"$f":"IFERROR('Combined scenario - input'!B23,\"\")","v":"TRANSFORMERS"},{"$f":"IFERROR('Combined scenario - input'!C23,\"\")","v":"kiosk mounted ; < = 22 kv ; < = 60 kva ; multiple phase"},{"$f":"IFERROR(repcalc('Combined scenario - input'!$CV23:$GH23,'Combined scenario - input'!$G23,'Combined scenario - input'!$E23,'Combined scenario - input'!$F23,20,TRUE,TRUE),\"\")","v":31.636493535797346},29.828207996917076,27.692640686367756,25.31734957865967,22.793920043675179,20.21241394251723,17.656439466105095,15.199192477737714,12.900686022460683,10.806241225732814,8.9461792056334861,7.3365455965037709,5.980627130526992,4.8709874110247595,3.9917543492264009,3.3209275216293253,2.8325295079074455,2.4984895028352923,2.2902093923030189,2.1798136644422539,{"$f":"IFERROR(IF(OR(D38=\"\",'Combined scenario - input'!$D23=\"\"),\"\",D38/'Combined scenario - input'!$D23),\"\")","v":0.72228060894188006},{"$f":"IFERROR(IF(OR(E38=\"\",'Combined scenario - input'!$D23=\"\"),\"\",E38/'Combined scenario - input'!$D23),\"\")","v":0.68099633770349621},{"$f":"IFERROR(IF(OR(F38=\"\",'Combined scenario - input'!$D23=\"\"),\"\",F38/'Combined scenario - input'!$D23),\"\")","v":0.63224002228710563},{"$f":"IFERROR(IF(OR(G38=\"\",'Combined scenario - input'!$D23=\"\"),\"\",G38/'Combined scenario - input'!$D23),\"\")","v":0.57801066511298127},{"$f":"IFERROR(IF(OR(H38=\"\",'Combined scenario - input'!$D23=\"\"),\"\",H38/'Combined scenario - input'!$D23),\"\")","v":0.52039921651523491},{"$f":"IFERROR(IF(OR(I38=\"\",'Combined scenario - input'!$D23=\"\"),\"\",I38/'Combined scenario - input'!$D23),\"\")","v":0.46146184418534192},{"$f":"IFERROR(IF(OR(J38=\"\",'Combined scenario - input'!$D23=\"\"),\"\",J38/'Combined scenario - input'!$D23),\"\")","v":0.40310737455444162},{"$f":"IFERROR(IF(OR(K38=\"\",'Combined scenario - input'!$D23=\"\"),\"\",K38/'Combined scenario - input'!$D23),\"\")","v":0.3470069142088491},{"$f":"IFERROR(IF(OR(L38=\"\",'Combined scenario - input'!$D23=\"\"),\"\",L38/'Combined scenario - input'!$D23),\"\")","v":0.29453059788460717},{"$f":"IFERROR(IF(OR(M38=\"\",'Combined scenario - input'!$D23=\"\"),\"\",M38/'Combined scenario - input'!$D23),\"\")","v":0.2467131347557045},{"$f":"IFERROR(IF(OR(N38=\"\",'Combined scenario - input'!$D23=\"\"),\"\",N38/'Combined scenario - input'!$D23),\"\")","v":0.20424677460024598},{"$f":"IFERROR(IF(OR(O38=\"\",'Combined scenario - input'!$D23=\"\"),\"\",O38/'Combined scenario - input'!$D23),\"\")","v":0.1674978491208779},{"$f":"IFERROR(IF(OR(P38=\"\",'Combined scenario - input'!$D23=\"\"),\"\",P38/'Combined scenario - input'!$D23),\"\")","v":0.13654139643521318},{"$f":"IFERROR(IF(OR(Q38=\"\",'Combined scenario - input'!$D23=\"\"),\"\",Q38/'Combined scenario - input'!$D23),\"\")","v":0.11120763903250709},{"$f":"IFERROR(IF(OR(R38=\"\",'Combined scenario - input'!$D23=\"\"),\"\",R38/'Combined scenario - input'!$D23),\"\")","v":9.1134207362243869E-2},{"$f":"IFERROR(IF(OR(S38=\"\",'Combined scenario - input'!$D23=\"\"),\"\",S38/'Combined scenario - input'!$D23),\"\")","v":7.5818818222068929E-2},{"$f":"IFERROR(IF(OR(T38=\"\",'Combined scenario - input'!$D23=\"\"),\"\",T38/'Combined scenario - input'!$D23),\"\")","v":6.4668391125656102E-2},{"$f":"IFERROR(IF(OR(U38=\"\",'Combined scenario - input'!$D23=\"\"),\"\",U38/'Combined scenario - input'!$D23),\"\")","v":5.7042052321658723E-2},{"$f":"IFERROR(IF(OR(V38=\"\",'Combined scenario - input'!$D23=\"\"),\"\",V38/'Combined scenario - input'!$D23),\"\")","v":5.2286889272520225E-2},{"$f":"IFERROR(IF(OR(W38=\"\",'Combined scenario - input'!$D23=\"\"),\"\",W38/'Combined scenario - input'!$D23),\"\")","v":4.9766486894373234E-2}]
[{"$f":"IFERROR('Combined scenario - input'!A24,\"\")","v":5},{"$f":"IFERROR('Combined scenario - input'!B24,\"\")","v":"TRANSFORMERS"},{"$f":"IFERROR('Combined scenario - input'!C24,\"\")","v":"kiosk mounted ; < = 22 kv ; < = 60 kva ; single phase"},{"$f":"IFERROR(repcalc('Combined scenario - input'!$CV24:$GH24,'Combined scenario - input'!$G24,'Combined scenario - input'!$E24,'Combined scenario - input'!$F24,20,TRUE,TRUE),\"\")","v":4.0008550851087836},4.5893365755326636,5.205024034785092,5.8379854847914707,6.4769963996897468,7.1100309055965383,7.724862537358911,8.3097490810203709,8.8541708836581883,9.3495898265787698,9.790196958636761,10.173620092848825,10.501567538281664,10.780389292376832,11.021541044553357,11.24193794590018,11.464183374813464,11.716652601718183,12.033402872086324,12.453871425806721,{"$f":"IFERROR(IF(OR(D39=\"\",'Combined scenario - input'!$D24=\"\"),\"\",D39/'Combined scenario - input'!$D24),\"\")","v":0.37504015048521733},{"$f":"IFERROR(IF(OR(E39=\"\",'Combined scenario - input'!$D24=\"\"),\"\",E39/'Combined scenario - input'!$D24),\"\")","v":0.43020440463373671},{"$f":"IFERROR(IF(OR(F39=\"\",'Combined scenario - input'!$D24=\"\"),\"\",F39/'Combined scenario - input'!$D24),\"\")","v":0.48791894626493237},{"$f":"IFERROR(IF(OR(G39=\"\",'Combined scenario - input'!$D24=\"\"),\"\",G39/'Combined scenario - input'!$D24),\"\")","v":0.54725275176698274},{"$f":"IFERROR(IF(OR(H39=\"\",'Combined scenario - input'!$D24=\"\"),\"\",H39/'Combined scenario - input'!$D24),\"\")","v":0.60715363410014767},{"$f":"IFERROR(IF(OR(I39=\"\",'Combined scenario - input'!$D24=\"\"),\"\",I39/'Combined scenario - input'!$D24),\"\")","v":0.66649428786220788},{"$f":"IFERROR(IF(OR(J39=\"\",'Combined scenario - input'!$D24=\"\"),\"\",J39/'Combined scenario - input'!$D24),\"\")","v":0.72412860422559655},{"$f":"IFERROR(IF(OR(K39=\"\",'Combined scenario - input'!$D24=\"\"),\"\",K39/'Combined scenario - input'!$D24),\"\")","v":0.77895586806927264},{"$f":"IFERROR(IF(OR(L39=\"\",'Combined scenario - input'!$D24=\"\"),\"\",L39/'Combined scenario - input'!$D24),\"\")","v":0.82998996714191342},{"$f":"IFERROR(IF(OR(M39=\"\",'Combined scenario - input'!$D24=\"\"),\"\",M39/'Combined scenario - input'!$D24),\"\")","v":0.87643053820826344},{"$f":"IFERROR(IF(OR(N39=\"\",'Combined scenario - input'!$D24=\"\"),\"\",N39/'Combined scenario - input'!$D24),\"\")","v":0.91773305019549678},{"$f":"IFERROR(IF(OR(O39=\"\",'Combined scenario - input'!$D24=\"\"),\"\",O39/'Combined scenario - input'!$D24),\"\")","v":0.95367513429887452},{"$f":"IFERROR(IF(OR(P39=\"\",'Combined scenario - input'!$D24=\"\"),\"\",P39/'Combined scenario - input'!$D24),\"\")","v":0.98441692740809195},{"$f":"IFERROR(IF(OR(Q39=\"\",'Combined scenario - input'!$D24=\"\"),\"\",Q39/'Combined scenario - input'!$D24),\"\")","v":1.0105536782750784},{"$f":"IFERROR(IF(OR(R39=\"\",'Combined scenario - input'!$D24=\"\"),\"\",R39/'Combined scenario - input'!$D24),\"\")","v":1.0331592432111047},{"$f":"IFERROR(IF(OR(S39=\"\",'Combined scenario - input'!$D24=\"\"),\"\",S39/'Combined scenario - input'!$D24),\"\")","v":1.0538192484572932},{"$f":"IFERROR(IF(OR(T39=\"\",'Combined scenario - input'!$D24=\"\"),\"\",T39/'Combined scenario - input'!$D24),\"\")","v":1.0746525346751628},{"$f":"IFERROR(IF(OR(U39=\"\",'Combined scenario - input'!$D24=\"\"),\"\",U39/'Combined scenario - input'!$D24),\"\")","v":1.0983189996775204},{"$f":"IFERROR(IF(OR(V39=\"\",'Combined scenario - input'!$D24=\"\"),\"\",V39/'Combined scenario - input'!$D24),\"\")","v":1.1280111696107065},{"$f":"IFERROR(IF(OR(W39=\"\",'Combined scenario - input'!$D24=\"\"),\"\",W39/'Combined scenario - input'!$D24),\"\")","v":1.1674258912907125}]
[{"$f":"IFERROR('Combined scenario - input'!A25,\"\")","v":5},{"$f":"IFERROR('Combined scenario - input'!B25,\"\")","v":"TRANSFORMERS"},{"$f":"IFERROR('Combined scenario - input'!C25,\"\")","v":"kiosk mounted ; < = 22 kv ; > 60 kva and < = 600 kva ; multiple phase"},{"$f":"IFERROR(repcalc('Combined scenario - input'!$CV25:$GH25,'Combined scenario - input'!$G25,'Combined scenario - input'!$E25,'Combined scenario - input'!$F25,20,TRUE,TRUE),\"\")","v":524.42200641137697},498.23314106553568,473.56613768438376,451.54556224557081,433.08254319042749,418.85433477393821,409.30095313711774,404.63619234093346,404.86947928421398,409.83466575601523,419.22193490578371,432.60944062575152,449.49201132112341,469.30514179548641,491.44347895692891,515.27399332083974,540.14493721484791,565.39244460636303,590.34715502420363,614.34348348681544,{"$f":"IFERROR(IF(OR(D40=\"\",'Combined scenario - input'!$D25=\"\"),\"\",D40/'Combined scenario - input'!$D25),\"\")","v":23.09921526502584},{"$f":"IFERROR(IF(OR(E40=\"\",'Combined scenario - input'!$D25=\"\"),\"\",E40/'Combined scenario - input'!$D25),\"\")","v":21.945674355654042},{"$f":"IFERROR(IF(OR(F40=\"\",'Combined scenario - input'!$D25=\"\"),\"\",F40/'Combined scenario - input'!$D25),\"\")","v":20.85916689777024},{"$f":"IFERROR(IF(OR(G40=\"\",'Combined scenario - input'!$D25=\"\"),\"\",G40/'Combined scenario - input'!$D25),\"\")","v":19.889226647166282},{"$f":"IFERROR(IF(OR(H40=\"\",'Combined scenario - input'!$D25=\"\"),\"\",H40/'Combined scenario - input'!$D25),\"\")","v":19.075986076818285},{"$f":"IFERROR(IF(OR(I40=\"\",'Combined scenario - input'!$D25=\"\"),\"\",I40/'Combined scenario - input'!$D25),\"\")","v":18.449276203796053},{"$f":"IFERROR(IF(OR(J40=\"\",'Combined scenario - input'!$D25=\"\"),\"\",J40/'Combined scenario - input'!$D25),\"\")","v":18.028478418348516},{"$f":"IFERROR(IF(OR(K40=\"\",'Combined scenario - input'!$D25=\"\"),\"\",K40/'Combined scenario - input'!$D25),\"\")","v":17.823009707132023},{"$f":"IFERROR(IF(OR(L40=\"\",'Combined scenario - input'!$D25=\"\"),\"\",L40/'Combined scenario - input'!$D25),\"\")","v":17.833285296743966},{"$f":"IFERROR(IF(OR(M40=\"\",'Combined scenario - input'!$D25=\"\"),\"\",M40/'Combined scenario - input'!$D25),\"\")","v":18.051986857206636},{"$f":"IFERROR(IF(OR(N40=\"\",'Combined scenario - input'!$D25=\"\"),\"\",N40/'Combined scenario - input'!$D25),\"\")","v":18.465467886206667},{"$f":"IFERROR(IF(OR(O40=\"\",'Combined scenario - input'!$D25=\"\"),\"\",O40/'Combined scenario - input'!$D25),\"\")","v":19.055147328920064},{"$f":"IFERROR(IF(OR(P40=\"\",'Combined scenario - input'!$D25=\"\"),\"\",P40/'Combined scenario - input'!$D25),\"\")","v":19.798773892930999},{"$f":"IFERROR(IF(OR(Q40=\"\",'Combined scenario - input'!$D25=\"\"),\"\",Q40/'Combined scenario - input'!$D25),\"\")","v":20.671482818769519},{"$f":"IFERROR(IF(OR(R40=\"\",'Combined scenario - input'!$D25=\"\"),\"\",R40/'Combined scenario - input'!$D25),\"\")","v":21.646610119778959},{"$f":"IFERROR(IF(OR(S40=\"\",'Combined scenario - input'!$D25=\"\"),\"\",S40/'Combined scenario - input'!$D25),\"\")","v":22.696272747278346},{"$f":"IFERROR(IF(OR(T40=\"\",'Combined scenario - input'!$D25=\"\"),\"\",T40/'Combined scenario - input'!$D25),\"\")","v":23.791763172600838},{"$f":"IFERROR(IF(OR(U40=\"\",'Combined scenario - input'!$D25=\"\"),\"\",U40/'Combined scenario - input'!$D25),\"\")","v":24.903840089686685},{"$f":"IFERROR(IF(OR(V40=\"\",'Combined scenario - input'!$D25=\"\"),\"\",V40/'Combined scenario - input'!$D25),\"\")","v":26.003020178948436},{"$f":"IFERROR(IF(OR(W40=\"\",'Combined scenario - input'!$D25=\"\"),\"\",W40/'Combined scenario - input'!$D25),\"\")","v":27.059986419784114}]
[{"$f":"IFERROR('Combined scenario - input'!A26,\"\")","v":5},{"$f":"IFERROR('Combined scenario - input'!B26,\"\")","v":"TRANSFORMERS"},{"$f":"IFERROR('Combined scenario - input'!C26,\"\")","v":"kiosk mounted ; < = 22 kv ; > 60 kva and < = 600 kva ; single phase"},{"$f":"IFERROR(repcalc('Combined scenario - input'!$CV26:$GH26,'Combined scenario - input'!$G26,'Combined scenario - input'!$E26,'Combined scenario - input'!$F26,20,TRUE,TRUE),\"\")","v":279.98948569297738},331.63928250836614,388.8052649929258,451.29796307470258,518.80233179579534,590.89719049037808,667.08689823451869,746.84460910850385,829.66529856390127,915.1256052906283,1002.946507226659,1093.0540617178749,1185.6329919742309,1281.1678741360986,1380.4671158856895,1484.6658205206531,1595.2049551103821,1713.7858969305305,1842.3012869610957,1982.7450102306168,{"$f":"IFERROR(IF(OR(D41=\"\",'Combined scenario - input'!$D26=\"\"),\"\",D41/'Combined scenario - input'!$D26),\"\")","v":7.2812875606490293},{"$f":"IFERROR(IF(OR(E41=\"\",'Combined scenario - input'!$D26=\"\"),\"\",E41/'Combined scenario - input'!$D26),\"\")","v":8.6244702238520592},{"$f":"IFERROR(IF(OR(F41=\"\",'Combined scenario - input'!$D26=\"\"),\"\",F41/'Combined scenario - input'!$D26),\"\")","v":10.111104467016229},{"$f":"IFERROR(IF(OR(G41=\"\",'Combined scenario - input'!$D26=\"\"),\"\",G41/'Combined scenario - input'!$D26),\"\")","v":11.736263011981011},{"$f":"IFERROR(IF(OR(H41=\"\",'Combined scenario - input'!$D26=\"\"),\"\",H41/'Combined scenario - input'!$D26),\"\")","v":13.491752933475182},{"$f":"IFERROR(IF(OR(I41=\"\",'Combined scenario - input'!$D26=\"\"),\"\",I41/'Combined scenario - input'!$D26),\"\")","v":15.366621186118218},{"$f":"IFERROR(IF(OR(J41=\"\",'Combined scenario - input'!$D26=\"\"),\"\",J41/'Combined scenario - input'!$D26),\"\")","v":17.347978342705225},{"$f":"IFERROR(IF(OR(K41=\"\",'Combined scenario - input'!$D26=\"\"),\"\",K41/'Combined scenario - input'!$D26),\"\")","v":19.422123472174121},{"$f":"IFERROR(IF(OR(L41=\"\",'Combined scenario - input'!$D26=\"\"),\"\",L41/'Combined scenario - input'!$D26),\"\")","v":21.575923120769591},{"$f":"IFERROR(IF(OR(M41=\"\",'Combined scenario - input'!$D26=\"\"),\"\",M41/'Combined scenario - input'!$D26),\"\")","v":23.798367534203418},{"$f":"IFERROR(IF(OR(N41=\"\",'Combined scenario - input'!$D26=\"\"),\"\",N41/'Combined scenario - input'!$D26),\"\")","v":26.082200583323655},{"$f":"IFERROR(IF(OR(O41=\"\",'Combined scenario - input'!$D26=\"\"),\"\",O41/'Combined scenario - input'!$D26),\"\")","v":28.425499346895226},{"$f":"IFERROR(IF(OR(P41=\"\",'Combined scenario - input'!$D26=\"\"),\"\",P41/'Combined scenario - input'!$D26),\"\")","v":30.833067658203092},{"$f":"IFERROR(IF(OR(Q41=\"\",'Combined scenario - input'!$D26=\"\"),\"\",Q41/'Combined scenario - input'!$D26),\"\")","v":33.317507198393741},{"$f":"IFERROR(IF(OR(R41=\"\",'Combined scenario - input'!$D26=\"\"),\"\",R41/'Combined scenario - input'!$D26),\"\")","v":35.899841074052247},{"$f":"IFERROR(IF(OR(S41=\"\",'Combined scenario - input'!$D26=\"\"),\"\",S41/'Combined scenario - input'!$D26),\"\")","v":38.609588299082894},{"$f":"IFERROR(IF(OR(T41=\"\",'Combined scenario - input'!$D26=\"\"),\"\",T41/'Combined scenario - input'!$D26),\"\")","v":41.484222050636262},{"$f":"IFERROR(IF(OR(U41=\"\",'Combined scenario - input'!$D26=\"\"),\"\",U41/'Combined scenario - input'!$D26),\"\")","v":44.567987623004498},{"$f":"IFERROR(IF(OR(V41=\"\",'Combined scenario - input'!$D26=\"\"),\"\",V41/'Combined scenario - input'!$D26),\"\")","v":47.910104233081846},{"$f":"IFERROR(IF(OR(W41=\"\",'Combined scenario - input'!$D26=\"\"),\"\",W41/'Combined scenario - input'!$D26),\"\")","v":51.562424007457025}]
[{"$f":"IFERROR('Combined scenario - input'!A27,\"\")","v":5},{"$f":"IFERROR('Combined scenario - input'!B27,\"\")","v":"TRANSFORMERS"},{"$f":"IFERROR('Combined scenario - input'!C27,\"\")","v":"kiosk mounted ; < = 22 kv ; > 600 kva ; multiple phase"},{"$f":"IFERROR(repcalc('Combined scenario - input'!$CV27:$GH27,'Combined scenario - input'!$G27,'Combined scenario - input'!$E27,'Combined scenario - input'!$F27,20,TRUE,TRUE),\"\")","v":201.73810997802346},190.3993795748784,178.33556279684177,166.01838947001858,153.88529884712239,142.32215791080174,131.6509207153089,122.12238042258606,113.91381138567486,107.13101070722644,101.81402626439802,97.945698907623921,95.462051135949707,94.263528498318124,94.226152026563938,95.211778106957539,97.076887870708333,99.679631084860503,102.88520376094112,106.57000232023245,{"$f":"IFERROR(IF(OR(D42=\"\",'Combined scenario - input'!$D27=\"\"),\"\",D42/'Combined scenario - input'!$D27),\"\")","v":4.0898422668680166},{"$f":"IFERROR(IF(OR(E42=\"\",'Combined scenario - input'!$D27=\"\"),\"\",E42/'Combined scenario - input'!$D27),\"\")","v":3.859971872719604},{"$f":"IFERROR(IF(OR(F42=\"\",'Combined scenario - input'!$D27=\"\"),\"\",F42/'Combined scenario - input'!$D27),\"\")","v":3.6154017824974813},{"$f":"IFERROR(IF(OR(G42=\"\",'Combined scenario - input'!$D27=\"\"),\"\",G42/'Combined scenario - input'!$D27),\"\")","v":3.3656953879750557},{"$f":"IFERROR(IF(OR(H42=\"\",'Combined scenario - input'!$D27=\"\"),\"\",H42/'Combined scenario - input'!$D27),\"\")","v":3.1197209071857466},{"$f":"IFERROR(IF(OR(I42=\"\",'Combined scenario - input'!$D27=\"\"),\"\",I42/'Combined scenario - input'!$D27),\"\")","v":2.8853010321097496},{"$f":"IFERROR(IF(OR(J42=\"\",'Combined scenario - input'!$D27=\"\"),\"\",J42/'Combined scenario - input'!$D27),\"\")","v":2.6689627461673706},{"$f":"IFERROR(IF(OR(K42=\"\",'Combined scenario - input'!$D27=\"\"),\"\",K42/'Combined scenario - input'!$D27),\"\")","v":2.4757903860467265},{"$f":"IFERROR(IF(OR(L42=\"\",'Combined scenario - input'!$D27=\"\"),\"\",L42/'Combined scenario - input'!$D27),\"\")","v":2.3093778395956832},{"$f":"IFERROR(IF(OR(M42=\"\",'Combined scenario - input'!$D27=\"\"),\"\",M42/'Combined scenario - input'!$D27),\"\")","v":2.1718699343938286},{"$f":"IFERROR(IF(OR(N42=\"\",'Combined scenario - input'!$D27=\"\"),\"\",N42/'Combined scenario - input'!$D27),\"\")","v":2.0640785621591613},{"$f":"IFERROR(IF(OR(O42=\"\",'Combined scenario - input'!$D27=\"\"),\"\",O42/'Combined scenario - input'!$D27),\"\")","v":1.9856558549793428},{"$f":"IFERROR(IF(OR(P42=\"\",'Combined scenario - input'!$D27=\"\"),\"\",P42/'Combined scenario - input'!$D27),\"\")","v":1.9353047952132316},{"$f":"IFERROR(IF(OR(Q42=\"\",'Combined scenario - input'!$D27=\"\"),\"\",Q42/'Combined scenario - input'!$D27),\"\")","v":1.9110071127291548},{"$f":"IFERROR(IF(OR(R42=\"\",'Combined scenario - input'!$D27=\"\"),\"\",R42/'Combined scenario - input'!$D27),\"\")","v":1.9102493784865602},{"$f":"IFERROR(IF(OR(S42=\"\",'Combined scenario - input'!$D27=\"\"),\"\",S42/'Combined scenario - input'!$D27),\"\")","v":1.930231003194754},{"$f":"IFERROR(IF(OR(T42=\"\",'Combined scenario - input'!$D27=\"\"),\"\",T42/'Combined scenario - input'!$D27),\"\")","v":1.9680424248689592},{"$f":"IFERROR(IF(OR(U42=\"\",'Combined scenario - input'!$D27=\"\"),\"\",U42/'Combined scenario - input'!$D27),\"\")","v":2.0208079098246925},{"$f":"IFERROR(IF(OR(V42=\"\",'Combined scenario - input'!$D27=\"\"),\"\",V42/'Combined scenario - input'!$D27),\"\")","v":2.0857945730861851},{"$f":"IFERROR(IF(OR(W42=\"\",'Combined scenario - input'!$D27=\"\"),\"\",W42/'Combined scenario - input'!$D27),\"\")","v":2.1604965958935054}]
[{"$f":"IFERROR('Combined scenario - input'!A28,\"\")","v":""},{"$f":"IFERROR('Combined scenario - input'!B28,\"\")","v":"TRANSFORMERS"},{"$f":"IFERROR('Combined scenario - input'!C28,\"\")","v":"kiosk mounted ; < = 22 kv ; > 600 kva ; single phase"},{"$f":"IFERROR(repcalc('Combined scenario - input'!$CV28:$GH28,'Combined scenario - input'!$G28,'Combined scenario - input'!$E28,'Combined scenario - input'!$F28,20,TRUE,TRUE),\"\")","v":""},"","","","","","","","","","","","","","","","","","","",{"$f":"IFERROR(IF(OR(D43=\"\",'Combined scenario - input'!$D28=\"\"),\"\",D43/'Combined scenario - input'!$D28),\"\")","v":""},{"$f":"IFERROR(IF(OR(E43=\"\",'Combined scenario - input'!$D28=\"\"),\"\",E43/'Combined scenario - input'!$D28),\"\")","v":""},{"$f":"IFERROR(IF(OR(F43=\"\",'Combined scenario - input'!$D28=\"\"),\"\",F43/'Combined scenario - input'!$D28),\"\")","v":""},{"$f":"IFERROR(IF(OR(G43=\"\",'Combined scenario - input'!$D28=\"\"),\"\",G43/'Combined scenario - input'!$D28),\"\")","v":""},{"$f":"IFERROR(IF(OR(H43=\"\",'Combined scenario - input'!$D28=\"\"),\"\",H43/'Combined scenario - input'!$D28),\"\")","v":""},{"$f":"IFERROR(IF(OR(I43=\"\",'Combined scenario - input'!$D28=\"\"),\"\",I43/'Combined scenario - input'!$D28),\"\")","v":""},{"$f":"IFERROR(IF(OR(J43=\"\",'Combined scenario - input'!$D28=\"\"),\"\",J43/'Combined scenario - input'!$D28),\"\")","v":""},{"$f":"IFERROR(IF(OR(K43=\"\",'Combined scenario - input'!$D28=\"\"),\"\",K43/'Combined scenario - input'!$D28),\"\")","v":""},{"$f":"IFERROR(IF(OR(L43=\"\",'Combined scenario - input'!$D28=\"\"),\"\",L43/'Combined scenario - input'!$D28),\"\")","v":""},{"$f":"IFERROR(IF(OR(M43=\"\",'Combined scenario - input'!$D28=\"\"),\"\",M43/'Combined scenario - input'!$D28),\"\")","v":""},{"$f":"IFERROR(IF(OR(N43=\"\",'Combined scenario - input'!$D28=\"\"),\"\",N43/'Combined scenario - input'!$D28),\"\")","v":""},{"$f":"IFERROR(IF(OR(O43=\"\",'Combined scenario - input'!$D28=\"\"),\"\",O43/'Combined scenario - input'!$D28),\"\")","v":""},{"$f":"IFERROR(IF(OR(P43=\"\",'Combined scenario - input'!$D28=\"\"),\"\",P43/'Combined scenario - input'!$D28),\"\")","v":""},{"$f":"IFERROR(IF(OR(Q43=\"\",'Combined scenario - input'!$D28=\"\"),\"\",Q43/'Combined scenario - input'!$D28),\"\")","v":""},{"$f":"IFERROR(IF(OR(R43=\"\",'Combined scenario - input'!$D28=\"\"),\"\",R43/'Combined scenario - input'!$D28),\"\")","v":""},{"$f":"IFERROR(IF(OR(S43=\"\",'Combined scenario - input'!$D28=\"\"),\"\",S43/'Combined scenario - input'!$D28),\"\")","v":""},{"$f":"IFERROR(IF(OR(T43=\"\",'Combined scenario - input'!$D28=\"\"),\"\",T43/'Combined scenario - input'!$D28),\"\")","v":""},{"$f":"IFERROR(IF(OR(U43=\"\",'Combined scenario - input'!$D28=\"\"),\"\",U43/'Combined scenario - input'!$D28),\"\")","v":""},{"$f":"IFERROR(IF(OR(V43=\"\",'Combined scenario - input'!$D28=\"\"),\"\",V43/'Combined scenario - input'!$D28),\"\")","v":""},{"$f":"IFERROR(IF(OR(W43=\"\",'Combined scenario - input'!$D28=\"\"),\"\",W43/'Combined scenario - input'!$D28),\"\")","v":""}]
[{"$f":"IFERROR('Combined scenario - input'!A29,\"\")","v":""},{"$f":"IFERROR('Combined scenario - input'!B29,\"\")","v":"TRANSFORMERS"},{"$f":"IFERROR('Combined scenario - input'!C29,\"\")","v":"kiosk mounted ; > 22 kv ; > 60 kva and < ≈ 600 kva"},{"$f":"IFERROR(repcalc('Combined scenario - input'!$CV29:$GH29,'Combined scenario - input'!$G29,'Combined scenario - input'!$E29,'Combined scenario - input'!$F29,20,TRUE,TRUE),\"\")","v":""},"","","","","","","","","","","","","","","","","","","",{"$f":"IFERROR(IF(OR(D44=\"\",'Combined scenario - input'!$D29=\"\"),\"\",D44/'Combined scenario - input'!$D29),\"\")","v":""},{"$f":"IFERROR(IF(OR(E44=\"\",'Combined scenario - input'!$D29=\"\"),\"\",E44/'Combined scenario - input'!$D29),\"\")","v":""},{"$f":"IFERROR(IF(OR(F44=\"\",'Combined scenario - input'!$D29=\"\"),\"\",F44/'Combined scenario - input'!$D29),\"\")","v":""},{"$f":"IFERROR(IF(OR(G44=\"\",'Combined scenario - input'!$D29=\"\"),\"\",G44/'Combined scenario - input'!$D29),\"\")","v":""},{"$f":"IFERROR(IF(OR(H44=\"\",'Combined scenario - input'!$D29=\"\"),\"\",H44/'Combined scenario - input'!$D29),\"\")","v":""},{"$f":"IFERROR(IF(OR(I44=\"\",'Combined scenario - input'!$D29=\"\"),\"\",I44/'Combined scenario - input'!$D29),\"\")","v":""},{"$f":"IFERROR(IF(OR(J44=\"\",'Combined scenario - input'!$D29=\"\"),\"\",J44/'Combined scenario - input'!$D29),\"\")","v":""},{"$f":"IFERROR(IF(OR(K44=\"\",'Combined scenario - input'!$D29=\"\"),\"\",K44/'Combined scenario - input'!$D29),\"\")","v":""},{"$f":"IFERROR(IF(OR(L44=\"\",'Combined scenario - input'!$D29=\"\"),\"\",L44/'Combined scenario - input'!$D29),\"\")","v":""},{"$f":"IFERROR(IF(OR(M44=\"\",'Combined scenario - input'!$D29=\"\"),\"\",M44/'Combined scenario - input'!$D29),\"\")","v":""},{"$f":"IFERROR(IF(OR(N44=\"\",'Combined scenario - input'!$D29=\"\"),\"\",N44/'Combined scenario - input'!$D29),\"\")","v":""},{"$f":"IFERROR(IF(OR(O44=\"\",'Combined scenario - input'!$D29=\"\"),\"\",O44/'Combined scenario - input'!$D29),\"\")","v":""},{"$f":"IFERROR(IF(OR(P44=\"\",'Combined scenario - input'!$D29=\"\"),\"\",P44/'Combined scenario - input'!$D29),\"\")","v":""},{"$f":"IFERROR(IF(OR(Q44=\"\",'Combined scenario - input'!$D29=\"\"),\"\",Q44/'Combined scenario - input'!$D29),\"\")","v":""},{"$f":"IFERROR(IF(OR(R44=\"\",'Combined scenario - input'!$D29=\"\"),\"\",R44/'Combined scenario - input'!$D29),\"\")","v":""},{"$f":"IFERROR(IF(OR(S44=\"\",'Combined scenario - input'!$D29=\"\"),\"\",S44/'Combined scenario - input'!$D29),\"\")","v":""},{"$f":"IFERROR(IF(OR(T44=\"\",'Combined scenario - input'!$D29=\"\"),\"\",T44/'Combined scenario - input'!$D29),\"\")","v":""},{"$f":"IFERROR(IF(OR(U44=\"\",'Combined scenario - input'!$D29=\"\"),\"\",U44/'Combined scenario - input'!$D29),\"\")","v":""},{"$f":"IFERROR(IF(OR(V44=\"\",'Combined scenario - input'!$D29=\"\"),\"\",V44/'Combined scenario - input'!$D29),\"\")","v":""},{"$f":"IFERROR(IF(OR(W44=\"\",'Combined scenario - input'!$D29=\"\"),\"\",W44/'Combined scenario - input'!$D29),\"\")","v":""}]
[{"$f":"IFERROR('Combined scenario - input'!A30,\"\")","v":5},{"$f":"IFERROR('Combined scenario - input'!B30,\"\")","v":"TRANSFORMERS"},{"$f":"IFERROR('Combined scenario - input'!C30,\"\")","v":"pole mounted ; < = 22 kv ; < = 60 kva ; multiple phase"},{"$f":"IFERROR(repcalc('Combined scenario - input'!$CV30:$GH30,'Combined scenario - input'!$G30,'Combined scenario - input'!$E30,'Combined scenario - input'!$F30,20,TRUE,TRUE),\"\")","v":483.58934428707812},486.46351420466851,488.13101876447541,489.21024786191344,490.27859177717909,491.84127440473964,494.30930336991474,497.98671808844972,503.06633361397672,509.63249882437572,517.66904078110201,527.070522578495,537.65512954253506,549.17783140920869,561.34286350450134,573.81496398760009,586.22915750553045,598.19917127357667,609.3248057045115,619.19876152483369,{"$f":"IFERROR(IF(OR(D45=\"\",'Combined scenario - input'!$D30=\"\"),\"\",D45/'Combined scenario - input'!$D30),\"\")","v":45.116722460696103},{"$f":"IFERROR(IF(OR(E45=\"\",'Combined scenario - input'!$D30=\"\"),\"\",E45/'Combined scenario - input'!$D30),\"\")","v":45.384869656263405},{"$f":"IFERROR(IF(OR(F45=\"\",'Combined scenario - input'!$D30=\"\"),\"\",F45/'Combined scenario - input'!$D30),\"\")","v":45.540440372027753},{"$f":"IFERROR(IF(OR(G45=\"\",'Combined scenario - input'!$D30=\"\"),\"\",G45/'Combined scenario - input'!$D30),\"\")","v":45.641127618832996},{"$f":"IFERROR(IF(OR(H45=\"\",'Combined scenario - input'!$D30=\"\"),\"\",H45/'Combined scenario - input'!$D30),\"\")","v":45.740799326836964},{"$f":"IFERROR(IF(OR(I45=\"\",'Combined scenario - input'!$D30=\"\"),\"\",I45/'Combined scenario - input'!$D30),\"\")","v":45.886590625248921},{"$f":"IFERROR(IF(OR(J45=\"\",'Combined scenario - input'!$D30=\"\"),\"\",J45/'Combined scenario - input'!$D30),\"\")","v":46.116846686847879},{"$f":"IFERROR(IF(OR(K45=\"\",'Combined scenario - input'!$D30=\"\"),\"\",K45/'Combined scenario - input'!$D30),\"\")","v":46.45993302898723},{"$f":"IFERROR(IF(OR(L45=\"\",'Combined scenario - input'!$D30=\"\"),\"\",L45/'Combined scenario - input'!$D30),\"\")","v":46.933838433603007},{"$f":"IFERROR(IF(OR(M45=\"\",'Combined scenario - input'!$D30=\"\"),\"\",M45/'Combined scenario - input'!$D30),\"\")","v":47.546432273662454},{"$f":"IFERROR(IF(OR(N45=\"\",'Combined scenario - input'!$D30=\"\"),\"\",N45/'Combined scenario - input'!$D30),\"\")","v":48.296205686349801},{"$f":"IFERROR(IF(OR(O45=\"\",'Combined scenario - input'!$D30=\"\"),\"\",O45/'Combined scenario - input'!$D30),\"\")","v":49.173321880044227},{"$f":"IFERROR(IF(OR(P45=\"\",'Combined scenario - input'!$D30=\"\"),\"\",P45/'Combined scenario - input'!$D30),\"\")","v":50.160818359016801},{"$f":"IFERROR(IF(OR(Q45=\"\",'Combined scenario - input'!$D30=\"\"),\"\",Q45/'Combined scenario - input'!$D30),\"\")","v":51.235834895790298},{"$f":"IFERROR(IF(OR(R45=\"\",'Combined scenario - input'!$D30=\"\"),\"\",R45/'Combined scenario - input'!$D30),\"\")","v":52.370777969397317},{"$f":"IFERROR(IF(OR(S45=\"\",'Combined scenario - input'!$D30=\"\"),\"\",S45/'Combined scenario - input'!$D30),\"\")","v":53.534369149900741},{"$f":"IFERROR(IF(OR(T45=\"\",'Combined scenario - input'!$D30=\"\"),\"\",T45/'Combined scenario - input'!$D30),\"\")","v":54.692557869603689},{"$f":"IFERROR(IF(OR(U45=\"\",'Combined scenario - input'!$D30=\"\"),\"\",U45/'Combined scenario - input'!$D30),\"\")","v":55.809306605702922},{"$f":"IFERROR(IF(OR(V45=\"\",'Combined scenario - input'!$D30=\"\"),\"\",V45/'Combined scenario - input'!$D30),\"\")","v":56.847278527023157},{"$f":"IFERROR(IF(OR(W45=\"\",'Combined scenario - input'!$D30=\"\"),\"\",W45/'Combined scenario - input'!$D30),\"\")","v":57.768474433420536}]
[{"$f":"IFERROR('Combined scenario - input'!A31,\"\")","v":5},{"$f":"IFERROR('Combined scenario - input'!B31,\"\")","v":"TRANSFORMERS"},{"$f":"IFERROR('Combined scenario - input'!C31,\"\")","v":"pole mounted ; < = 22 kv ; < = 60 kva ; single phase"},{"$f":"IFERROR(repcalc('Combined scenario - input'!$CV31:$GH31,'Combined scenario - input'!$G31,'Combined scenario - input'!$E31,'Combined scenario - input'!$F31,20,TRUE,TRUE),\"\")","v":3403.2856404868789},3771.2356372814825,4142.481320457201,4512.3732780549817,4876.5051420342206,5230.9106402727075,5572.2303161210502,5897.8373631847835,6205.9155690180314,6495.4862207570559,6766.3845805007541,7019.1898462826739,7255.1151488757132,7475.8659966289697,7683.476685916411,7880.1346406730863,8068.0025661005811,8249.0478308842212,8424.8877281323239,8596.6582613723749,{"$f":"IFERROR(IF(OR(D46=\"\",'Combined scenario - input'!$D31=\"\"),\"\",D46/'Combined scenario - input'!$D31),\"\")","v":294.682316822818},{"$f":"IFERROR(IF(OR(E46=\"\",'Combined scenario - input'!$D31=\"\"),\"\",E46/'Combined scenario - input'!$D31),\"\")","v":326.54222192172421},{"$f":"IFERROR(IF(OR(F46=\"\",'Combined scenario - input'!$D31=\"\"),\"\",F46/'Combined scenario - input'!$D31),\"\")","v":358.68749257642008},{"$f":"IFERROR(IF(OR(G46=\"\",'Combined scenario - input'!$D31=\"\"),\"\",G46/'Combined scenario - input'!$D31),\"\")","v":390.7155473897821},{"$f":"IFERROR(IF(OR(H46=\"\",'Combined scenario - input'!$D31=\"\"),\"\",H46/'Combined scenario - input'!$D31),\"\")","v":422.24484955293002},{"$f":"IFERROR(IF(OR(I46=\"\",'Combined scenario - input'!$D31=\"\"),\"\",I46/'Combined scenario - input'!$D31),\"\")","v":452.93196910388303},{"$f":"IFERROR(IF(OR(J46=\"\",'Combined scenario - input'!$D31=\"\"),\"\",J46/'Combined scenario - input'!$D31),\"\")","v":482.48601877272409},{"$f":"IFERROR(IF(OR(K46=\"\",'Combined scenario - input'!$D31=\"\"),\"\",K46/'Combined scenario - input'!$D31),\"\")","v":510.67954971268085},{"$f":"IFERROR(IF(OR(L46=\"\",'Combined scenario - input'!$D31=\"\"),\"\",L46/'Combined scenario - input'!$D31),\"\")","v":537.35530045706173},{"$f":"IFERROR(IF(OR(M46=\"\",'Combined scenario - input'!$D31=\"\"),\"\",M46/'Combined scenario - input'!$D31),\"\")","v":562.42852661334211},{"$f":"IFERROR(IF(OR(N46=\"\",'Combined scenario - input'!$D31=\"\"),\"\",N46/'Combined scenario - input'!$D31),\"\")","v":585.88496392295144},{"$f":"IFERROR(IF(OR(O46=\"\",'Combined scenario - input'!$D31=\"\"),\"\",O46/'Combined scenario - input'!$D31),\"\")","v":607.77476375032256},{"$f":"IFERROR(IF(OR(P46=\"\",'Combined scenario - input'!$D31=\"\"),\"\",P46/'Combined scenario - input'!$D31),\"\")","v":628.20296817082931},{"$f":"IFERROR(IF(OR(Q46=\"\",'Combined scenario - input'!$D31=\"\"),\"\",Q46/'Combined scenario - input'!$D31),\"\")","v":647.31725304972781},{"$f":"IFERROR(IF(OR(R46=\"\",'Combined scenario - input'!$D31=\"\"),\"\",R46/'Combined scenario - input'!$D31),\"\")","v":665.29376321643053},{"$f":"IFERROR(IF(OR(S46=\"\",'Combined scenario - input'!$D31=\"\"),\"\",S46/'Combined scenario - input'!$D31),\"\")","v":682.321902447507},{"$f":"IFERROR(IF(OR(T46=\"\",'Combined scenario - input'!$D31=\"\"),\"\",T46/'Combined scenario - input'!$D31),\"\")","v":698.5889341838589},{"$f":"IFERROR(IF(OR(U46=\"\",'Combined scenario - input'!$D31=\"\"),\"\",U46/'Combined scenario - input'!$D31),\"\")","v":714.26520814733703},{"$f":"IFERROR(IF(OR(V46=\"\",'Combined scenario - input'!$D31=\"\"),\"\",V46/'Combined scenario - input'!$D31),\"\")","v":729.49076185770502},{"$f":"IFERROR(IF(OR(W46=\"\",'Combined scenario - input'!$D31=\"\"),\"\",W46/'Combined scenario - input'!$D31),\"\")","v":744.36395912769012}]
[{"$f":"IFERROR('Combined scenario - input'!A32,\"\")","v":5},{"$f":"IFERROR('Combined scenario - input'!B32,\"\")","v":"TRANSFORMERS"},{"$f":"IFERROR('Combined scenario - input'!C32,\"\")","v":"pole mounted ; < = 22 kv ; > 60 kva and < = 600 kva ; multiple phase"},{"$f":"IFERROR(repcalc('Combined scenario - input'!$CV32:$GH32,'Combined scenario - input'!$G32,'Combined scenario - input'!$E32,'Combined scenario - input'!$F32,20,TRUE,TRUE),\"\")","v":1074.1332278809232},1000.9601374530813,934.71709437875541,877.00609669783614,828.74798642126393,790.24135347685933,761.2529814880927,741.12578618654334,728.89171452603307,723.37958047288271,723.31074255147439,727.3784277548981,734.30907968238137,742.90620413614647,752.07876008839355,760.8572190782661,768.40103847995294,774.00151206218425,777.08381601853046,777.21159634895719,{"$f":"IFERROR(IF(OR(D47=\"\",'Combined scenario - input'!$D32=\"\"),\"\",D47/'Combined scenario - input'!$D32),\"\")","v":68.727592391365448},{"$f":"IFERROR(IF(OR(E47=\"\",'Combined scenario - input'!$D32=\"\"),\"\",E47/'Combined scenario - input'!$D32),\"\")","v":64.045668210635469},{"$f":"IFERROR(IF(OR(F47=\"\",'Combined scenario - input'!$D32=\"\"),\"\",F47/'Combined scenario - input'!$D32),\"\")","v":59.807157805219866},{"$f":"IFERROR(IF(OR(G47=\"\",'Combined scenario - input'!$D32=\"\"),\"\",G47/'Combined scenario - input'!$D32),\"\")","v":56.114563793452682},{"$f":"IFERROR(IF(OR(H47=\"\",'Combined scenario - input'!$D32=\"\"),\"\",H47/'Combined scenario - input'!$D32),\"\")","v":53.026805546545994},{"$f":"IFERROR(IF(OR(I47=\"\",'Combined scenario - input'!$D32=\"\"),\"\",I47/'Combined scenario - input'!$D32),\"\")","v":50.562988112475942},{"$f":"IFERROR(IF(OR(J47=\"\",'Combined scenario - input'!$D32=\"\"),\"\",J47/'Combined scenario - input'!$D32),\"\")","v":48.708189319905593},{"$f":"IFERROR(IF(OR(K47=\"\",'Combined scenario - input'!$D32=\"\"),\"\",K47/'Combined scenario - input'!$D32),\"\")","v":47.420366134884787},{"$f":"IFERROR(IF(OR(L47=\"\",'Combined scenario - input'!$D32=\"\"),\"\",L47/'Combined scenario - input'!$D32),\"\")","v":46.637578424249398},{"$f":"IFERROR(IF(OR(M47=\"\",'Combined scenario - input'!$D32=\"\"),\"\",M47/'Combined scenario - input'!$D32),\"\")","v":46.284888746118071},{"$f":"IFERROR(IF(OR(N47=\"\",'Combined scenario - input'!$D32=\"\"),\"\",N47/'Combined scenario - input'!$D32),\"\")","v":46.280484204408708},{"$f":"IFERROR(IF(OR(O47=\"\",'Combined scenario - input'!$D32=\"\"),\"\",O47/'Combined scenario - input'!$D32),\"\")","v":46.540751928542726},{"$f":"IFERROR(IF(OR(P47=\"\",'Combined scenario - input'!$D32=\"\"),\"\",P47/'Combined scenario - input'!$D32),\"\")","v":46.984204387059634},{"$f":"IFERROR(IF(OR(Q47=\"\",'Combined scenario - input'!$D32=\"\"),\"\",Q47/'Combined scenario - input'!$D32),\"\")","v":47.534284814570356},{"$f":"IFERROR(IF(OR(R47=\"\",'Combined scenario - input'!$D32=\"\"),\"\",R47/'Combined scenario - input'!$D32),\"\")","v":48.121183786047773},{"$f":"IFERROR(IF(OR(S47=\"\",'Combined scenario - input'!$D32=\"\"),\"\",S47/'Combined scenario - input'!$D32),\"\")","v":48.682866765048921},{"$f":"IFERROR(IF(OR(T47=\"\",'Combined scenario - input'!$D32=\"\"),\"\",T47/'Combined scenario - input'!$D32),\"\")","v":49.165552275054097},{"$f":"IFERROR(IF(OR(U47=\"\",'Combined scenario - input'!$D32=\"\"),\"\",U47/'Combined scenario - input'!$D32),\"\")","v":49.523894290334226},{"$f":"IFERROR(IF(OR(V47=\"\",'Combined scenario - input'!$D32=\"\"),\"\",V47/'Combined scenario - input'!$D32),\"\")","v":49.721113149633439},{"$f":"IFERROR(IF(OR(W47=\"\",'Combined scenario - input'!$D32=\"\"),\"\",W47/'Combined scenario - input'!$D32),\"\")","v":49.729289076266419}]
[{"$f":"IFERROR('Combined scenario - input'!A33,\"\")","v":5},{"$f":"IFERROR('Combined scenario - input'!B33,\"\")","v":"TRANSFORMERS"},{"$f":"IFERROR('Combined scenario - input'!C33,\"\")","v":"pole mounted ; < = 22 kv ; > 60 kva and < = 600 kva ; single phase"},{"$f":"IFERROR(repcalc('Combined scenario - input'!$CV33:$GH33,'Combined scenario - input'!$G33,'Combined scenario - input'!$E33,'Combined scenario - input'!$F33,20,TRUE,TRUE),\"\")","v":574.2716706211196},664.34839778948776,760.81096478932307,862.77377054661486,969.18876654657072,1078.894168605226,1190.6728888757257,1303.3165644596374,1415.6903692447142,1526.7935779422985,1635.8111398326685,1742.152281664261,1845.4732996716498,1945.6830782316845,2042.9313220409258,2137.5808473722709,2230.1664109003877,2321.3433725172058,2411.8299567561539,2502.3470136202145,{"$f":"IFERROR(IF(OR(D48=\"\",'Combined scenario - input'!$D33=\"\"),\"\",D48/'Combined scenario - input'!$D33),\"\")","v":28.575387346399211},{"$f":"IFERROR(IF(OR(E48=\"\",'Combined scenario - input'!$D33=\"\"),\"\",E48/'Combined scenario - input'!$D33),\"\")","v":33.057547100071346},{"$f":"IFERROR(IF(OR(F48=\"\",'Combined scenario - input'!$D33=\"\"),\"\",F48/'Combined scenario - input'!$D33),\"\")","v":37.857462118457953},{"$f":"IFERROR(IF(OR(G48=\"\",'Combined scenario - input'!$D33=\"\"),\"\",G48/'Combined scenario - input'!$D33),\"\")","v":42.931065464221049},{"$f":"IFERROR(IF(OR(H48=\"\",'Combined scenario - input'!$D33=\"\"),\"\",H48/'Combined scenario - input'!$D33),\"\")","v":48.22620692031159},{"$f":"IFERROR(IF(OR(I48=\"\",'Combined scenario - input'!$D33=\"\"),\"\",I48/'Combined scenario - input'!$D33),\"\")","v":53.685076856256586},{"$f":"IFERROR(IF(OR(J48=\"\",'Combined scenario - input'!$D33=\"\"),\"\",J48/'Combined scenario - input'!$D33),\"\")","v":59.247113767044198},{"$f":"IFERROR(IF(OR(K48=\"\",'Combined scenario - input'!$D33=\"\"),\"\",K48/'Combined scenario - input'!$D33),\"\")","v":64.852190295459721},{"$f":"IFERROR(IF(OR(L48=\"\",'Combined scenario - input'!$D33=\"\"),\"\",L48/'Combined scenario - input'!$D33),\"\")","v":70.44383822726374},{"$f":"IFERROR(IF(OR(M48=\"\",'Combined scenario - input'!$D33=\"\"),\"\",M48/'Combined scenario - input'!$D33),\"\")","v":75.972262118568509},{"$f":"IFERROR(IF(OR(N48=\"\",'Combined scenario - input'!$D33=\"\"),\"\",N48/'Combined scenario - input'!$D33),\"\")","v":81.396905572089409},{"$f":"IFERROR(IF(OR(O48=\"\",'Combined scenario - input'!$D33=\"\"),\"\",O48/'Combined scenario - input'!$D33),\"\")","v":86.68837209247252},{"$f":"IFERROR(IF(OR(P48=\"\",'Combined scenario - input'!$D33=\"\"),\"\",P48/'Combined scenario - input'!$D33),\"\")","v":91.829559202385383},{"$f":"IFERROR(IF(OR(Q48=\"\",'Combined scenario - input'!$D33=\"\"),\"\",Q48/'Combined scenario - input'!$D33),\"\")","v":96.815933047281391},{"$f":"IFERROR(IF(OR(R48=\"\",'Combined scenario - input'!$D33=\"\"),\"\",R48/'Combined scenario - input'!$D33),\"\")","v":101.65494283615106},{"$f":"IFERROR(IF(OR(S48=\"\",'Combined scenario - input'!$D33=\"\"),\"\",S48/'Combined scenario - input'!$D33),\"\")","v":106.3646420723518},{"$f":"IFERROR(IF(OR(T48=\"\",'Combined scenario - input'!$D33=\"\"),\"\",T48/'Combined scenario - input'!$D33),\"\")","v":110.97163990255835},{"$f":"IFERROR(IF(OR(U48=\"\",'Combined scenario - input'!$D33=\"\"),\"\",U48/'Combined scenario - input'!$D33),\"\")","v":115.50854661162585},{"$f":"IFERROR(IF(OR(V48=\"\",'Combined scenario - input'!$D33=\"\"),\"\",V48/'Combined scenario - input'!$D33),\"\")","v":120.01110058835937},{"$f":"IFERROR(IF(OR(W48=\"\",'Combined scenario - input'!$D33=\"\"),\"\",W48/'Combined scenario - input'!$D33),\"\")","v":124.51517086323294}]
[{"$f":"IFERROR('Combined scenario - input'!A34,\"\")","v":5},{"$f":"IFERROR('Combined scenario - input'!B34,\"\")","v":"TRANSFORMERS"},{"$f":"IFERROR('Combined scenario - input'!C34,\"\")","v":"pole mounted ; < = 22 kv ; > 600 kva ; multiple phase"},{"$f":"IFERROR(repcalc('Combined scenario - input'!$CV34:$GH34,'Combined scenario - input'!$G34,'Combined scenario - input'!$E34,'Combined scenario - input'!$F34,20,TRUE,TRUE),\"\")","v":11.883223702861278},12.262802675827801,12.532328892095469,12.691937471279109,12.74558096124291,12.700422663090981,12.566052389479324,12.353610833826625,12.074911262982532,11.741639320337335,11.364695210843177,10.953720348401676,10.516826106593578,10.060518994186134,9.5897971780255684,9.1083796680019766,8.6190224349429574,8.1238749682587343,7.6248351691422913,7.1238683768039142,{"$f":"IFERROR(IF(OR(D49=\"\",'Combined scenario - input'!$D34=\"\"),\"\",D49/'Combined scenario - input'!$D34),\"\")","v":0.83487378874123797},{"$f":"IFERROR(IF(OR(E49=\"\",'Combined scenario - input'!$D34=\"\"),\"\",E49/'Combined scenario - input'!$D34),\"\")","v":0.86154168149585852},{"$f":"IFERROR(IF(OR(F49=\"\",'Combined scenario - input'!$D34=\"\"),\"\",F49/'Combined scenario - input'!$D34),\"\")","v":0.88047765198392536},{"$f":"IFERROR(IF(OR(G49=\"\",'Combined scenario - input'!$D34=\"\"),\"\",G49/'Combined scenario - input'!$D34),\"\")","v":0.89169119323759771},{"$f":"IFERROR(IF(OR(H49=\"\",'Combined scenario - input'!$D34=\"\"),\"\",H49/'Combined scenario - input'!$D34),\"\")","v":0.89545999746339011},{"$f":"IFERROR(IF(OR(I49=\"\",'Combined scenario - input'!$D34=\"\"),\"\",I49/'Combined scenario - input'!$D34),\"\")","v":0.89228733317515252},{"$f":"IFERROR(IF(OR(J49=\"\",'Combined scenario - input'!$D34=\"\"),\"\",J49/'Combined scenario - input'!$D34),\"\")","v":0.88284694711245904},{"$f":"IFERROR(IF(OR(K49=\"\",'Combined scenario - input'!$D34=\"\"),\"\",K49/'Combined scenario - input'!$D34),\"\")","v":0.86792154547997558},{"$f":"IFERROR(IF(OR(L49=\"\",'Combined scenario - input'!$D34=\"\"),\"\",L49/'Combined scenario - input'!$D34),\"\")","v":0.84834108714229906},{"$f":"IFERROR(IF(OR(M49=\"\",'Combined scenario - input'!$D34=\"\"),\"\",M49/'Combined scenario - input'!$D34),\"\")","v":0.82492656458556612},{"$f":"IFERROR(IF(OR(N49=\"\",'Combined scenario - input'!$D34=\"\"),\"\",N49/'Combined scenario - input'!$D34),\"\")","v":0.79844378813482031},{"$f":"IFERROR(IF(OR(O49=\"\",'Combined scenario - input'!$D34=\"\"),\"\",O49/'Combined scenario - input'!$D34),\"\")","v":0.7695701298529074},{"$f":"IFERROR(IF(OR(P49=\"\",'Combined scenario - input'!$D34=\"\"),\"\",P49/'Combined scenario - input'!$D34),\"\")","v":0.73887546651422675},{"$f":"IFERROR(IF(OR(Q49=\"\",'Combined scenario - input'!$D34=\"\"),\"\",Q49/'Combined scenario - input'!$D34),\"\")","v":0.70681692269724472},{"$f":"IFERROR(IF(OR(R49=\"\",'Combined scenario - input'!$D34=\"\"),\"\",R49/'Combined scenario - input'!$D34),\"\")","v":0.6737456521457611},{"$f":"IFERROR(IF(OR(S49=\"\",'Combined scenario - input'!$D34=\"\"),\"\",S49/'Combined scenario - input'!$D34),\"\")","v":0.63992293950398926},{"$f":"IFERROR(IF(OR(T49=\"\",'Combined scenario - input'!$D34=\"\"),\"\",T49/'Combined scenario - input'!$D34),\"\")","v":0.60554240965554929},{"$f":"IFERROR(IF(OR(U49=\"\",'Combined scenario - input'!$D34=\"\"),\"\",U49/'Combined scenario - input'!$D34),\"\")","v":0.57075507821814253},{"$f":"IFERROR(IF(OR(V49=\"\",'Combined scenario - input'!$D34=\"\"),\"\",V49/'Combined scenario - input'!$D34),\"\")","v":0.53569428510013595},{"$f":"IFERROR(IF(OR(W49=\"\",'Combined scenario - input'!$D34=\"\"),\"\",W49/'Combined scenario - input'!$D34),\"\")","v":0.50049810816942819}]
[{"$f":"IFERROR('Combined scenario - input'!A35,\"\")","v":""},{"$f":"IFERROR('Combined scenario - input'!B35,\"\")","v":"TRANSFORMERS"},{"$f":"IFERROR('Combined scenario - input'!C35,\"\")","v":"pole mounted ; > = 22 kv & < = 33 kv ; < = 60kva"},{"$f":"IFERROR(repcalc('Combined scenario - input'!$CV35:$GH35,'Combined scenario - input'!$G35,'Combined scenario - input'!$E35,'Combined scenario - input'!$F35,20,TRUE,TRUE),\"\")","v":""},"","","","","","","","","","","","","","","","","","","",{"$f":"IFERROR(IF(OR(D50=\"\",'Combined scenario - input'!$D35=\"\"),\"\",D50/'Combined scenario - input'!$D35),\"\")","v":""},{"$f":"IFERROR(IF(OR(E50=\"\",'Combined scenario - input'!$D35=\"\"),\"\",E50/'Combined scenario - input'!$D35),\"\")","v":""},{"$f":"IFERROR(IF(OR(F50=\"\",'Combined scenario - input'!$D35=\"\"),\"\",F50/'Combined scenario - input'!$D35),\"\")","v":""},{"$f":"IFERROR(IF(OR(G50=\"\",'Combined scenario - input'!$D35=\"\"),\"\",G50/'Combined scenario - input'!$D35),\"\")","v":""},{"$f":"IFERROR(IF(OR(H50=\"\",'Combined scenario - input'!$D35=\"\"),\"\",H50/'Combined scenario - input'!$D35),\"\")","v":""},{"$f":"IFERROR(IF(OR(I50=\"\",'Combined scenario - input'!$D35=\"\"),\"\",I50/'Combined scenario - input'!$D35),\"\")","v":""},{"$f":"IFERROR(IF(OR(J50=\"\",'Combined scenario - input'!$D35=\"\"),\"\",J50/'Combined scenario - input'!$D35),\"\")","v":""},{"$f":"IFERROR(IF(OR(K50=\"\",'Combined scenario - input'!$D35=\"\"),\"\",K50/'Combined scenario - input'!$D35),\"\")","v":""},{"$f":"IFERROR(IF(OR(L50=\"\",'Combined scenario - input'!$D35=\"\"),\"\",L50/'Combined scenario - input'!$D35),\"\")","v":""},{"$f":"IFERROR(IF(OR(M50=\"\",'Combined scenario - input'!$D35=\"\"),\"\",M50/'Combined scenario - input'!$D35),\"\")","v":""},{"$f":"IFERROR(IF(OR(N50=\"\",'Combined scenario - input'!$D35=\"\"),\"\",N50/'Combined scenario - input'!$D35),\"\")","v":""},{"$f":"IFERROR(IF(OR(O50=\"\",'Combined scenario - input'!$D35=\"\"),\"\",O50/'Combined scenario - input'!$D35),\"\")","v":""},{"$f":"IFERROR(IF(OR(P50=\"\",'Combined scenario - input'!$D35=\"\"),\"\",P50/'Combined scenario - input'!$D35),\"\")","v":""},{"$f":"IFERROR(IF(OR(Q50=\"\",'Combined scenario - input'!$D35=\"\"),\"\",Q50/'Combined scenario - input'!$D35),\"\")","v":""},{"$f":"IFERROR(IF(OR(R50=\"\",'Combined scenario - input'!$D35=\"\"),\"\",R50/'Combined scenario - input'!$D35),\"\")","v":""},{"$f":"IFERROR(IF(OR(S50=\"\",'Combined scenario - input'!$D35=\"\"),\"\",S50/'Combined scenario - input'!$D35),\"\")","v":""},{"$f":"IFERROR(IF(OR(T50=\"\",'Combined scenario - input'!$D35=\"\"),\"\",T50/'Combined scenario - input'!$D35),\"\")","v":""},{"$f":"IFERROR(IF(OR(U50=\"\",'Combined scenario - input'!$D35=\"\"),\"\",U50/'Combined scenario - input'!$D35),\"\")","v":""},{"$f":"IFERROR(IF(OR(V50=\"\",'Combined scenario - input'!$D35=\"\"),\"\",V50/'Combined scenario - input'!$D35),\"\")","v":""},{"$f":"IFERROR(IF(OR(W50=\"\",'Combined scenario - input'!$D35=\"\"),\"\",W50/'Combined scenario - input'!$D35),\"\")","v":""}]
[{"$f":"IFERROR('Combined scenario - input'!A36,\"\")","v":""},{"$f":"IFERROR('Combined scenario - input'!B36,\"\")","v":"TRANSFORMERS"},{"$f":"IFERROR('Combined scenario - input'!C36,\"\")","v":"pole mounted ; > = 22 kv & < = 33 kv ; > 60 kva and < = 600 kva"},{"$f":"IFERROR(repcalc('Combined scenario - input'!$CV36:$GH36,'Combined scenario - input'!$G36,'Combined scenario - input'!$E36,'Combined scenario - input'!$F36,20,TRUE,TRUE),\"\")","v":""},"","","","","","","","","","","","","","","","","","","",{"$f":"IFERROR(IF(OR(D51=\"\",'Combined scenario - input'!$D36=\"\"),\"\",D51/'Combined scenario - input'!$D36),\"\")","v":""},{"$f":"IFERROR(IF(OR(E51=\"\",'Combined scenario - input'!$D36=\"\"),\"\",E51/'Combined scenario - input'!$D36),\"\")","v":""},{"$f":"IFERROR(IF(OR(F51=\"\",'Combined scenario - input'!$D36=\"\"),\"\",F51/'Combined scenario - input'!$D36),\"\")","v":""},{"$f":"IFERROR(IF(OR(G51=\"\",'Combined scenario - input'!$D36=\"\"),\"\",G51/'Combined scenario - input'!$D36),\"\")","v":""},{"$f":"IFERROR(IF(OR(H51=\"\",'Combined scenario - input'!$D36=\"\"),\"\",H51/'Combined scenario - input'!$D36),\"\")","v":""},{"$f":"IFERROR(IF(OR(I51=\"\",'Combined scenario - input'!$D36=\"\"),\"\",I51/'Combined scenario - input'!$D36),\"\")","v":""},{"$f":"IFERROR(IF(OR(J51=\"\",'Combined scenario - input'!$D36=\"\"),\"\",J51/'Combined scenario - input'!$D36),\"\")","v":""},{"$f":"IFERROR(IF(OR(K51=\"\",'Combined scenario - input'!$D36=\"\"),\"\",K51/'Combined scenario - input'!$D36),\"\")","v":""},{"$f":"IFERROR(IF(OR(L51=\"\",'Combined scenario - input'!$D36=\"\"),\"\",L51/'Combined scenario - input'!$D36),\"\")","v":""},{"$f":"IFERROR(IF(OR(M51=\"\",'Combined scenario - input'!$D36=\"\"),\"\",M51/'Combined scenario - input'!$D36),\"\")","v":""},{"$f":"IFERROR(IF(OR(N51=\"\",'Combined scenario - input'!$D36=\"\"),\"\",N51/'Combined scenario - input'!$D36),\"\")","v":""},{"$f":"IFERROR(IF(OR(O51=\"\",'Combined scenario - input'!$D36=\"\"),\"\",O51/'Combined scenario - input'!$D36),\"\")","v":""},{"$f":"IFERROR(IF(OR(P51=\"\",'Combined scenario - input'!$D36=\"\"),\"\",P51/'Combined scenario - input'!$D36),\"\")","v":""},{"$f":"IFERROR(IF(OR(Q51=\"\",'Combined scenario - input'!$D36=\"\"),\"\",Q51/'Combined scenario - input'!$D36),\"\")","v":""},{"$f":"IFERROR(IF(OR(R51=\"\",'Combined scenario - input'!$D36=\"\"),\"\",R51/'Combined scenario - input'!$D36),\"\")","v":""},{"$f":"IFERROR(IF(OR(S51=\"\",'Combined scenario - input'!$D36=\"\"),\"\",S51/'Combined scenario - input'!$D36),\"\")","v":""},{"$f":"IFERROR(IF(OR(T51=\"\",'Combined scenario - input'!$D36=\"\"),\"\",T51/'Combined scenario - input'!$D36),\"\")","v":""},{"$f":"IFERROR(IF(OR(U51=\"\",'Combined scenario - input'!$D36=\"\"),\"\",U51/'Combined scenario - input'!$D36),\"\")","v":""},{"$f":"IFERROR(IF(OR(V51=\"\",'Combined scenario - input'!$D36=\"\"),\"\",V51/'Combined scenario - input'!$D36),\"\")","v":""},{"$f":"IFERROR(IF(OR(W51=\"\",'Combined scenario - input'!$D36=\"\"),\"\",W51/'Combined scenario - input'!$D36),\"\")","v":""}]
[{"$f":"IFERROR('Combined scenario - input'!A37,\"\")","v":6},{"$f":"IFERROR('Combined scenario - input'!B37,\"\")","v":"UNDERGROUND CABLES"},{"$f":"IFERROR('Combined scenario - input'!C37,\"\")","v":"˂ = 1 kv"},{"$f":"IFERROR(repcalc('Combined scenario - input'!$CV37:$GH37,'Combined scenario - input'!$G37,'Combined scenario - input'!$E37,'Combined scenario - input'!$F37,20,TRUE,TRUE),\"\")","v":385.79442854971751},475.77316824280092,585.06889152390511,717.99172130279089,879.84143474688517,1077.0509630173094,1317.304195634867,1609.6099557915852,1964.3134669776371,2393.0281094148827,2908.4740519324714,3524.216466306334,4254.3041927603417,5112.8192928241569,6113.3579516774889,7268.472497289129,8589.1116081566997,10084.099873384779,11759.697790484815,13619.278511357294,{"$f":"IFERROR(IF(OR(D52=\"\",'Combined scenario - input'!$D37=\"\"),\"\",D52/'Combined scenario - input'!$D37),\"\")","v":1.3851172903845197},{"$f":"IFERROR(IF(OR(E52=\"\",'Combined scenario - input'!$D37=\"\"),\"\",E52/'Combined scenario - input'!$D37),\"\")","v":1.7081678553820814},{"$f":"IFERROR(IF(OR(F52=\"\",'Combined scenario - input'!$D37=\"\"),\"\",F52/'Combined scenario - input'!$D37),\"\")","v":2.1005721642022901},{"$f":"IFERROR(IF(OR(G52=\"\",'Combined scenario - input'!$D37=\"\"),\"\",G52/'Combined scenario - input'!$D37),\"\")","v":2.5778048461404279},{"$f":"IFERROR(IF(OR(H52=\"\",'Combined scenario - input'!$D37=\"\"),\"\",H52/'Combined scenario - input'!$D37),\"\")","v":3.1588936850278575},{"$f":"IFERROR(IF(OR(I52=\"\",'Combined scenario - input'!$D37=\"\"),\"\",I52/'Combined scenario - input'!$D37),\"\")","v":3.8669348261682286},{"$f":"IFERROR(IF(OR(J52=\"\",'Combined scenario - input'!$D37=\"\"),\"\",J52/'Combined scenario - input'!$D37),\"\")","v":4.7295157292163603},{"$f":"IFERROR(IF(OR(K52=\"\",'Combined scenario - input'!$D37=\"\"),\"\",K52/'Combined scenario - input'!$D37),\"\")","v":5.7789807616536653},{"$f":"IFERROR(IF(OR(L52=\"\",'Combined scenario - input'!$D37=\"\"),\"\",L52/'Combined scenario - input'!$D37),\"\")","v":7.0524723674055201},{"$f":"IFERROR(IF(OR(M52=\"\",'Combined scenario - input'!$D37=\"\"),\"\",M52/'Combined scenario - input'!$D37),\"\")","v":8.5916860520435812},{"$f":"IFERROR(IF(OR(N52=\"\",'Combined scenario - input'!$D37=\"\"),\"\",N52/'Combined scenario - input'!$D37),\"\")","v":10.442291022995487},{"$f":"IFERROR(IF(OR(O52=\"\",'Combined scenario - input'!$D37=\"\"),\"\",O52/'Combined scenario - input'!$D37),\"\")","v":12.652990300790881},{"$f":"IFERROR(IF(OR(P52=\"\",'Combined scenario - input'!$D37=\"\"),\"\",P52/'Combined scenario - input'!$D37),\"\")","v":15.274223420228344},{"$f":"IFERROR(IF(OR(Q52=\"\",'Combined scenario - input'!$D37=\"\"),\"\",Q52/'Combined scenario - input'!$D37),\"\")","v":18.356549190522202},{"$f":"IFERROR(IF(OR(R52=\"\",'Combined scenario - input'!$D37=\"\"),\"\",R52/'Combined scenario - input'!$D37),\"\")","v":21.948781979589789},{"$f":"IFERROR(IF(OR(S52=\"\",'Combined scenario - input'!$D37=\"\"),\"\",S52/'Combined scenario - input'!$D37),\"\")","v":26.095988396012032},{"$f":"IFERROR(IF(OR(T52=\"\",'Combined scenario - input'!$D37=\"\"),\"\",T52/'Combined scenario - input'!$D37),\"\")","v":30.837477467529236},{"$f":"IFERROR(IF(OR(U52=\"\",'Combined scenario - input'!$D37=\"\"),\"\",U52/'Combined scenario - input'!$D37),\"\")","v":36.204932106191841},{"$f":"IFERROR(IF(OR(V52=\"\",'Combined scenario - input'!$D37=\"\"),\"\",V52/'Combined scenario - input'!$D37),\"\")","v":42.22082936897062},{"$f":"IFERROR(IF(OR(W52=\"\",'Combined scenario - input'!$D37=\"\"),\"\",W52/'Combined scenario - input'!$D37),\"\")","v":48.897279879230496}]
[{"$f":"IFERROR('Combined scenario - input'!A38,\"\")","v":6},{"$f":"IFERROR('Combined scenario - input'!B38,\"\")","v":"UNDERGROUND CABLES"},{"$f":"IFERROR('Combined scenario - input'!C38,\"\")","v":"> 1 kv & < = 11 kv"},{"$f":"IFERROR(repcalc('Combined scenario - input'!$CV38:$GH38,'Combined scenario - input'!$G38,'Combined scenario - input'!$E38,'Combined scenario - input'!$F38,20,TRUE,TRUE),\"\")","v":544.06469494605813},669.88905726304051,819.50260592801828,996.70116976820441,1205.8543236929243,1451.9590259418987,1740.6679945127278,2078.2807376581727,2471.686250897983,2928.2492849839687,3455.6367154743471,4061.5865341972226,4753.628658918522,5538.7732017401459,6423.1870140082547,7411.8822538159684,8508.4406626713226,9714.79387031447,11031.073592921801,12455.536852655126,{"$f":"IFERROR(IF(OR(D53=\"\",'Combined scenario - input'!$D38=\"\"),\"\",D53/'Combined scenario - input'!$D38),\"\")","v":1.0160644425547591},{"$f":"IFERROR(IF(OR(E53=\"\",'Combined scenario - input'!$D38=\"\"),\"\",E53/'Combined scenario - input'!$D38),\"\")","v":1.2510469028117845},{"$f":"IFERROR(IF(OR(F53=\"\",'Combined scenario - input'!$D38=\"\"),\"\",F53/'Combined scenario - input'!$D38),\"\")","v":1.530456701563736},{"$f":"IFERROR(IF(OR(G53=\"\",'Combined scenario - input'!$D38=\"\"),\"\",G53/'Combined scenario - input'!$D38),\"\")","v":1.8613827139704653},{"$f":"IFERROR(IF(OR(H53=\"\",'Combined scenario - input'!$D38=\"\"),\"\",H53/'Combined scenario - input'!$D38),\"\")","v":2.2519853109137573},{"$f":"IFERROR(IF(OR(I53=\"\",'Combined scenario - input'!$D38=\"\"),\"\",I53/'Combined scenario - input'!$D38),\"\")","v":2.7115965288875712},{"$f":"IFERROR(IF(OR(J53=\"\",'Combined scenario - input'!$D38=\"\"),\"\",J53/'Combined scenario - input'!$D38),\"\")","v":3.2507730642085462},{"$f":"IFERROR(IF(OR(K53=\"\",'Combined scenario - input'!$D38=\"\"),\"\",K53/'Combined scenario - input'!$D38),\"\")","v":3.8812795220801974},{"$f":"IFERROR(IF(OR(L53=\"\",'Combined scenario - input'!$D38=\"\"),\"\",L53/'Combined scenario - input'!$D38),\"\")","v":4.6159814007742526},{"$f":"IFERROR(IF(OR(M53=\"\",'Combined scenario - input'!$D38=\"\"),\"\",M53/'Combined scenario - input'!$D38),\"\")","v":5.4686326921168753},{"$f":"IFERROR(IF(OR(N53=\"\",'Combined scenario - input'!$D38=\"\"),\"\",N53/'Combined scenario - input'!$D38),\"\")","v":6.4535516191292617},{"$f":"IFERROR(IF(OR(O53=\"\",'Combined scenario - input'!$D38=\"\"),\"\",O53/'Combined scenario - input'!$D38),\"\")","v":7.5851892175546816},{"$f":"IFERROR(IF(OR(P53=\"\",'Combined scenario - input'!$D38=\"\"),\"\",P53/'Combined scenario - input'!$D38),\"\")","v":8.8776079357901558},{"$f":"IFERROR(IF(OR(Q53=\"\",'Combined scenario - input'!$D38=\"\"),\"\",Q53/'Combined scenario - input'!$D38),\"\")","v":10.343899462583781},{"$f":"IFERROR(IF(OR(R53=\"\",'Combined scenario - input'!$D38=\"\"),\"\",R53/'Combined scenario - input'!$D38),\"\")","v":11.995580660605683},{"$f":"IFERROR(IF(OR(S53=\"\",'Combined scenario - input'!$D38=\"\"),\"\",S53/'Combined scenario - input'!$D38),\"\")","v":13.842011952736058},{"$f":"IFERROR(IF(OR(T53=\"\",'Combined scenario - input'!$D38=\"\"),\"\",T53/'Combined scenario - input'!$D38),\"\")","v":15.889882396769952},{"$f":"IFERROR(IF(OR(U53=\"\",'Combined scenario - input'!$D38=\"\"),\"\",U53/'Combined scenario - input'!$D38),\"\")","v":18.142799395123625},{"$f":"IFERROR(IF(OR(V53=\"\",'Combined scenario - input'!$D38=\"\"),\"\",V53/'Combined scenario - input'!$D38),\"\")","v":20.601008933475956},{"$f":"IFERROR(IF(OR(W53=\"\",'Combined scenario - input'!$D38=\"\"),\"\",W53/'Combined scenario - input'!$D38),\"\")","v":23.261255925029367}]
[{"$f":"IFERROR('Combined scenario - input'!A39,\"\")","v":""},{"$f":"IFERROR('Combined scenario - input'!B39,\"\")","v":""},{"$f":"IFERROR('Combined scenario - input'!C39,\"\")","v":""},{"$f":"IFERROR(repcalc('Combined scenario - input'!$CV39:$GH39,'Combined scenario - input'!$G39,'Combined scenario - input'!$E39,'Combined scenario - input'!$F39,20,TRUE,TRUE),\"\")","v":""},"","","","","","","","","","","","","","","","","","","",{"$f":"IFERROR(IF(OR(D54=\"\",'Combined scenario - input'!$D39=\"\"),\"\",D54/'Combined scenario - input'!$D39),\"\")","v":""},{"$f":"IFERROR(IF(OR(E54=\"\",'Combined scenario - input'!$D39=\"\"),\"\",E54/'Combined scenario - input'!$D39),\"\")","v":""},{"$f":"IFERROR(IF(OR(F54=\"\",'Combined scenario - input'!$D39=\"\"),\"\",F54/'Combined scenario - input'!$D39),\"\")","v":""},{"$f":"IFERROR(IF(OR(G54=\"\",'Combined scenario - input'!$D39=\"\"),\"\",G54/'Combined scenario - input'!$D39),\"\")","v":""},{"$f":"IFERROR(IF(OR(H54=\"\",'Combined scenario - input'!$D39=\"\"),\"\",H54/'Combined scenario - input'!$D39),\"\")","v":""},{"$f":"IFERROR(IF(OR(I54=\"\",'Combined scenario - input'!$D39=\"\"),\"\",I54/'Combined scenario - input'!$D39),\"\")","v":""},{"$f":"IFERROR(IF(OR(J54=\"\",'Combined scenario - input'!$D39=\"\"),\"\",J54/'Combined scenario - input'!$D39),\"\")","v":""},{"$f":"IFERROR(IF(OR(K54=\"\",'Combined scenario - input'!$D39=\"\"),\"\",K54/'Combined scenario - input'!$D39),\"\")","v":""},{"$f":"IFERROR(IF(OR(L54=\"\",'Combined scenario - input'!$D39=\"\"),\"\",L54/'Combined scenario - input'!$D39),\"\")","v":""},{"$f":"IFERROR(IF(OR(M54=\"\",'Combined scenario - input'!$D39=\"\"),\"\",M54/'Combined scenario - input'!$D39),\"\")","v":""},{"$f":"IFERROR(IF(OR(N54=\"\",'Combined scenario - input'!$D39=\"\"),\"\",N54/'Combined scenario - input'!$D39),\"\")","v":""},{"$f":"IFERROR(IF(OR(O54=\"\",'Combined scenario - input'!$D39=\"\"),\"\",O54/'Combined scenario - input'!$D39),\"\")","v":""},{"$f":"IFERROR(IF(OR(P54=\"\",'Combined scenario - input'!$D39=\"\"),\"\",P54/'Combined scenario - input'!$D39),\"\")","v":""},{"$f":"IFERROR(IF(OR(Q54=\"\",'Combined scenario - input'!$D39=\"\"),\"\",Q54/'Combined scenario - input'!$D39),\"\")","v":""},{"$f":"IFERROR(IF(OR(R54=\"\",'Combined scenario - input'!$D39=\"\"),\"\",R54/'Combined scenario - input'!$D39),\"\")","v":""},{"$f":"IFERROR(IF(OR(S54=\"\",'Combined scenario - input'!$D39=\"\"),\"\",S54/'Combined scenario - input'!$D39),\"\")","v":""},{"$f":"IFERROR(IF(OR(T54=\"\",'Combined scenario - input'!$D39=\"\"),\"\",T54/'Combined scenario - input'!$D39),\"\")","v":""},{"$f":"IFERROR(IF(OR(U54=\"\",'Combined scenario - input'!$D39=\"\"),\"\",U54/'Combined scenario - input'!$D39),\"\")","v":""},{"$f":"IFERROR(IF(OR(V54=\"\",'Combined scenario - input'!$D39=\"\"),\"\",V54/'Combined scenario - input'!$D39),\"\")","v":""},{"$f":"IFERROR(IF(OR(W54=\"\",'Combined scenario - input'!$D39=\"\"),\"\",W54/'Combined scenario - input'!$D39),\"\")","v":""}]
[{"$f":"IFERROR('Combined scenario - input'!A40,\"\")","v":""},{"$f":"IFERROR('Combined scenario - input'!B40,\"\")","v":""},{"$f":"IFERROR('Combined scenario - input'!C40,\"\")","v":""},{"$f":"IFERROR(repcalc('Combined scenario - input'!$CV40:$GH40,'Combined scenario - input'!$G40,'Combined scenario - input'!$E40,'Combined scenario - input'!$F40,20,TRUE,TRUE),\"\")","v":""},"","","","","","","","","","","","","","","","","","","",{"$f":"IFERROR(IF(OR(D55=\"\",'Combined scenario - input'!$D40=\"\"),\"\",D55/'Combined scenario - input'!$D40),\"\")","v":""},{"$f":"IFERROR(IF(OR(E55=\"\",'Combined scenario - input'!$D40=\"\"),\"\",E55/'Combined scenario - input'!$D40),\"\")","v":""},{"$f":"IFERROR(IF(OR(F55=\"\",'Combined scenario - input'!$D40=\"\"),\"\",F55/'Combined scenario - input'!$D40),\"\")","v":""},{"$f":"IFERROR(IF(OR(G55=\"\",'Combined scenario - input'!$D40=\"\"),\"\",G55/'Combined scenario - input'!$D40),\"\")","v":""},{"$f":"IFERROR(IF(OR(H55=\"\",'Combined scenario - input'!$D40=\"\"),\"\",H55/'Combined scenario - input'!$D40),\"\")","v":""},{"$f":"IFERROR(IF(OR(I55=\"\",'Combined scenario - input'!$D40=\"\"),\"\",I55/'Combined scenario - input'!$D40),\"\")","v":""},{"$f":"IFERROR(IF(OR(J55=\"\",'Combined scenario - input'!$D40=\"\"),\"\",J55/'Combined scenario - input'!$D40),\"\")","v":""},{"$f":"IFERROR(IF(OR(K55=\"\",'Combined scenario - input'!$D40=\"\"),\"\",K55/'Combined scenario - input'!$D40),\"\")","v":""},{"$f":"IFERROR(IF(OR(L55=\"\",'Combined scenario - input'!$D40=\"\"),\"\",L55/'Combined scenario - input'!$D40),\"\")","v":""},{"$f":"IFERROR(IF(OR(M55=\"\",'Combined scenario - input'!$D40=\"\"),\"\",M55/'Combined scenario - input'!$D40),\"\")","v":""},{"$f":"IFERROR(IF(OR(N55=\"\",'Combined scenario - input'!$D40=\"\"),\"\",N55/'Combined scenario - input'!$D40),\"\")","v":""},{"$f":"IFERROR(IF(OR(O55=\"\",'Combined scenario - input'!$D40=\"\"),\"\",O55/'Combined scenario - input'!$D40),\"\")","v":""},{"$f":"IFERROR(IF(OR(P55=\"\",'Combined scenario - input'!$D40=\"\"),\"\",P55/'Combined scenario - input'!$D40),\"\")","v":""},{"$f":"IFERROR(IF(OR(Q55=\"\",'Combined scenario - input'!$D40=\"\"),\"\",Q55/'Combined scenario - input'!$D40),\"\")","v":""},{"$f":"IFERROR(IF(OR(R55=\"\",'Combined scenario - input'!$D40=\"\"),\"\",R55/'Combined scenario - input'!$D40),\"\")","v":""},{"$f":"IFERROR(IF(OR(S55=\"\",'Combined scenario - input'!$D40=\"\"),\"\",S55/'Combined scenario - input'!$D40),\"\")","v":""},{"$f":"IFERROR(IF(OR(T55=\"\",'Combined scenario - input'!$D40=\"\"),\"\",T55/'Combined scenario - input'!$D40),\"\")","v":""},{"$f":"IFERROR(IF(OR(U55=\"\",'Combined scenario - input'!$D40=\"\"),\"\",U55/'Combined scenario - input'!$D40),\"\")","v":""},{"$f":"IFERROR(IF(OR(V55=\"\",'Combined scenario - input'!$D40=\"\"),\"\",V55/'Combined scenario - input'!$D40),\"\")","v":""},{"$f":"IFERROR(IF(OR(W55=\"\",'Combined scenario - input'!$D40=\"\"),\"\",W55/'Combined scenario - input'!$D40),\"\")","v":""}]
[{"$f":"IFERROR('Combined scenario - input'!A41,\"\")","v":""},{"$f":"IFERROR('Combined scenario - input'!B41,\"\")","v":""},{"$f":"IFERROR('Combined scenario - input'!C41,\"\")","v":""},{"$f":"IFERROR(repcalc('Combined scenario - input'!$CV41:$GH41,'Combined scenario - input'!$G41,'Combined scenario - input'!$E41,'Combined scenario - input'!$F41,20,TRUE,TRUE),\"\")","v":""},"","","","","","","","","","","","","","","","","","","",{"$f":"IFERROR(IF(OR(D56=\"\",'Combined scenario - input'!$D41=\"\"),\"\",D56/'Combined scenario - input'!$D41),\"\")","v":""},{"$f":"IFERROR(IF(OR(E56=\"\",'Combined scenario - input'!$D41=\"\"),\"\",E56/'Combined scenario - input'!$D41),\"\")","v":""},{"$f":"IFERROR(IF(OR(F56=\"\",'Combined scenario - input'!$D41=\"\"),\"\",F56/'Combined scenario - input'!$D41),\"\")","v":""},{"$f":"IFERROR(IF(OR(G56=\"\",'Combined scenario - input'!$D41=\"\"),\"\",G56/'Combined scenario - input'!$D41),\"\")","v":""},{"$f":"IFERROR(IF(OR(H56=\"\",'Combined scenario - input'!$D41=\"\"),\"\",H56/'Combined scenario - input'!$D41),\"\")","v":""},{"$f":"IFERROR(IF(OR(I56=\"\",'Combined scenario - input'!$D41=\"\"),\"\",I56/'Combined scenario - input'!$D41),\"\")","v":""},{"$f":"IFERROR(IF(OR(J56=\"\",'Combined scenario - input'!$D41=\"\"),\"\",J56/'Combined scenario - input'!$D41),\"\")","v":""},{"$f":"IFERROR(IF(OR(K56=\"\",'Combined scenario - input'!$D41=\"\"),\"\",K56/'Combined scenario - input'!$D41),\"\")","v":""},{"$f":"IFERROR(IF(OR(L56=\"\",'Combined scenario - input'!$D41=\"\"),\"\",L56/'Combined scenario - input'!$D41),\"\")","v":""},{"$f":"IFERROR(IF(OR(M56=\"\",'Combined scenario - input'!$D41=\"\"),\"\",M56/'Combined scenario - input'!$D41),\"\")","v":""},{"$f":"IFERROR(IF(OR(N56=\"\",'Combined scenario - input'!$D41=\"\"),\"\",N56/'Combined scenario - input'!$D41),\"\")","v":""},{"$f":"IFERROR(IF(OR(O56=\"\",'Combined scenario - input'!$D41=\"\"),\"\",O56/'Combined scenario - input'!$D41),\"\")","v":""},{"$f":"IFERROR(IF(OR(P56=\"\",'Combined scenario - input'!$D41=\"\"),\"\",P56/'Combined scenario - input'!$D41),\"\")","v":""},{"$f":"IFERROR(IF(OR(Q56=\"\",'Combined scenario - input'!$D41=\"\"),\"\",Q56/'Combined scenario - input'!$D41),\"\")","v":""},{"$f":"IFERROR(IF(OR(R56=\"\",'Combined scenario - input'!$D41=\"\"),\"\",R56/'Combined scenario - input'!$D41),\"\")","v":""},{"$f":"IFERROR(IF(OR(S56=\"\",'Combined scenario - input'!$D41=\"\"),\"\",S56/'Combined scenario - input'!$D41),\"\")","v":""},{"$f":"IFERROR(IF(OR(T56=\"\",'Combined scenario - input'!$D41=\"\"),\"\",T56/'Combined scenario - input'!$D41),\"\")","v":""},{"$f":"IFERROR(IF(OR(U56=\"\",'Combined scenario - input'!$D41=\"\"),\"\",U56/'Combined scenario - input'!$D41),\"\")","v":""},{"$f":"IFERROR(IF(OR(V56=\"\",'Combined scenario - input'!$D41=\"\"),\"\",V56/'Combined scenario - input'!$D41),\"\")","v":""},{"$f":"IFERROR(IF(OR(W56=\"\",'Combined scenario - input'!$D41=\"\"),\"\",W56/'Combined scenario - input'!$D41),\"\")","v":""}]
[{"$f":"IFERROR('Combined scenario - input'!A42,\"\")","v":""},{"$f":"IFERROR('Combined scenario - input'!B42,\"\")","v":""},{"$f":"IFERROR('Combined scenario - input'!C42,\"\")","v":""},{"$f":"IFERROR(repcalc('Combined scenario - input'!$CV42:$GH42,'Combined scenario - input'!$G42,'Combined scenario - input'!$E42,'Combined scenario - input'!$F42,20,TRUE,TRUE),\"\")","v":""},"","","","","","","","","","","","","","","","","","","",{"$f":"IFERROR(IF(OR(D57=\"\",'Combined scenario - input'!$D42=\"\"),\"\",D57/'Combined scenario - input'!$D42),\"\")","v":""},{"$f":"IFERROR(IF(OR(E57=\"\",'Combined scenario - input'!$D42=\"\"),\"\",E57/'Combined scenario - input'!$D42),\"\")","v":""},{"$f":"IFERROR(IF(OR(F57=\"\",'Combined scenario - input'!$D42=\"\"),\"\",F57/'Combined scenario - input'!$D42),\"\")","v":""},{"$f":"IFERROR(IF(OR(G57=\"\",'Combined scenario - input'!$D42=\"\"),\"\",G57/'Combined scenario - input'!$D42),\"\")","v":""},{"$f":"IFERROR(IF(OR(H57=\"\",'Combined scenario - input'!$D42=\"\"),\"\",H57/'Combined scenario - input'!$D42),\"\")","v":""},{"$f":"IFERROR(IF(OR(I57=\"\",'Combined scenario - input'!$D42=\"\"),\"\",I57/'Combined scenario - input'!$D42),\"\")","v":""},{"$f":"IFERROR(IF(OR(J57=\"\",'Combined scenario - input'!$D42=\"\"),\"\",J57/'Combined scenario - input'!$D42),\"\")","v":""},{"$f":"IFERROR(IF(OR(K57=\"\",'Combined scenario - input'!$D42=\"\"),\"\",K57/'Combined scenario - input'!$D42),\"\")","v":""},{"$f":"IFERROR(IF(OR(L57=\"\",'Combined scenario - input'!$D42=\"\"),\"\",L57/'Combined scenario - input'!$D42),\"\")","v":""},{"$f":"IFERROR(IF(OR(M57=\"\",'Combined scenario - input'!$D42=\"\"),\"\",M57/'Combined scenario - input'!$D42),\"\")","v":""},{"$f":"IFERROR(IF(OR(N57=\"\",'Combined scenario - input'!$D42=\"\"),\"\",N57/'Combined scenario - input'!$D42),\"\")","v":""},{"$f":"IFERROR(IF(OR(O57=\"\",'Combined scenario - input'!$D42=\"\"),\"\",O57/'Combined scenario - input'!$D42),\"\")","v":""},{"$f":"IFERROR(IF(OR(P57=\"\",'Combined scenario - input'!$D42=\"\"),\"\",P57/'Combined scenario - input'!$D42),\"\")","v":""},{"$f":"IFERROR(IF(OR(Q57=\"\",'Combined scenario - input'!$D42=\"\"),\"\",Q57/'Combined scenario - input'!$D42),\"\")","v":""},{"$f":"IFERROR(IF(OR(R57=\"\",'Combined scenario - input'!$D42=\"\"),\"\",R57/'Combined scenario - input'!$D42),\"\")","v":""},{"$f":"IFERROR(IF(OR(S57=\"\",'Combined scenario - input'!$D42=\"\"),\"\",S57/'Combined scenario - input'!$D42),\"\")","v":""},{"$f":"IFERROR(IF(OR(T57=\"\",'Combined scenario - input'!$D42=\"\"),\"\",T57/'Combined scenario - input'!$D42),\"\")","v":""},{"$f":"IFERROR(IF(OR(U57=\"\",'Combined scenario - input'!$D42=\"\"),\"\",U57/'Combined scenario - input'!$D42),\"\")","v":""},{"$f":"IFERROR(IF(OR(V57=\"\",'Combined scenario - input'!$D42=\"\"),\"\",V57/'Combined scenario - input'!$D42),\"\")","v":""},{"$f":"IFERROR(IF(OR(W57=\"\",'Combined scenario - input'!$D42=\"\"),\"\",W57/'Combined scenario - input'!$D42),\"\")","v":""}]
[{"$f":"IFERROR('Combined scenario - input'!A43,\"\")","v":""},{"$f":"IFERROR('Combined scenario - input'!B43,\"\")","v":""},{"$f":"IFERROR('Combined scenario - input'!C43,\"\")","v":""},{"$f":"IFERROR(repcalc('Combined scenario - input'!$CV43:$GH43,'Combined scenario - input'!$G43,'Combined scenario - input'!$E43,'Combined scenario - input'!$F43,20,TRUE,TRUE),\"\")","v":""},"","","","","","","","","","","","","","","","","","","",{"$f":"IFERROR(IF(OR(D58=\"\",'Combined scenario - input'!$D43=\"\"),\"\",D58/'Combined scenario - input'!$D43),\"\")","v":""},{"$f":"IFERROR(IF(OR(E58=\"\",'Combined scenario - input'!$D43=\"\"),\"\",E58/'Combined scenario - input'!$D43),\"\")","v":""},{"$f":"IFERROR(IF(OR(F58=\"\",'Combined scenario - input'!$D43=\"\"),\"\",F58/'Combined scenario - input'!$D43),\"\")","v":""},{"$f":"IFERROR(IF(OR(G58=\"\",'Combined scenario - input'!$D43=\"\"),\"\",G58/'Combined scenario - input'!$D43),\"\")","v":""},{"$f":"IFERROR(IF(OR(H58=\"\",'Combined scenario - input'!$D43=\"\"),\"\",H58/'Combined scenario - input'!$D43),\"\")","v":""},{"$f":"IFERROR(IF(OR(I58=\"\",'Combined scenario - input'!$D43=\"\"),\"\",I58/'Combined scenario - input'!$D43),\"\")","v":""},{"$f":"IFERROR(IF(OR(J58=\"\",'Combined scenario - input'!$D43=\"\"),\"\",J58/'Combined scenario - input'!$D43),\"\")","v":""},{"$f":"IFERROR(IF(OR(K58=\"\",'Combined scenario - input'!$D43=\"\"),\"\",K58/'Combined scenario - input'!$D43),\"\")","v":""},{"$f":"IFERROR(IF(OR(L58=\"\",'Combined scenario - input'!$D43=\"\"),\"\",L58/'Combined scenario - input'!$D43),\"\")","v":""},{"$f":"IFERROR(IF(OR(M58=\"\",'Combined scenario - input'!$D43=\"\"),\"\",M58/'Combined scenario - input'!$D43),\"\")","v":""},{"$f":"IFERROR(IF(OR(N58=\"\",'Combined scenario - input'!$D43=\"\"),\"\",N58/'Combined scenario - input'!$D43),\"\")","v":""},{"$f":"IFERROR(IF(OR(O58=\"\",'Combined scenario - input'!$D43=\"\"),\"\",O58/'Combined scenario - input'!$D43),\"\")","v":""},{"$f":"IFERROR(IF(OR(P58=\"\",'Combined scenario - input'!$D43=\"\"),\"\",P58/'Combined scenario - input'!$D43),\"\")","v":""},{"$f":"IFERROR(IF(OR(Q58=\"\",'Combined scenario - input'!$D43=\"\"),\"\",Q58/'Combined scenario - input'!$D43),\"\")","v":""},{"$f":"IFERROR(IF(OR(R58=\"\",'Combined scenario - input'!$D43=\"\"),\"\",R58/'Combined scenario - input'!$D43),\"\")","v":""},{"$f":"IFERROR(IF(OR(S58=\"\",'Combined scenario - input'!$D43=\"\"),\"\",S58/'Combined scenario - input'!$D43),\"\")","v":""},{"$f":"IFERROR(IF(OR(T58=\"\",'Combined scenario - input'!$D43=\"\"),\"\",T58/'Combined scenario - input'!$D43),\"\")","v":""},{"$f":"IFERROR(IF(OR(U58=\"\",'Combined scenario - input'!$D43=\"\"),\"\",U58/'Combined scenario - input'!$D43),\"\")","v":""},{"$f":"IFERROR(IF(OR(V58=\"\",'Combined scenario - input'!$D43=\"\"),\"\",V58/'Combined scenario - input'!$D43),\"\")","v":""},{"$f":"IFERROR(IF(OR(W58=\"\",'Combined scenario - input'!$D43=\"\"),\"\",W58/'Combined scenario - input'!$D43),\"\")","v":""}]
[{"$f":"IFERROR('Combined scenario - input'!A44,\"\")","v":""},{"$f":"IFERROR('Combined scenario - input'!B44,\"\")","v":""},{"$f":"IFERROR('Combined scenario - input'!C44,\"\")","v":""},{"$f":"IFERROR(repcalc('Combined scenario - input'!$CV44:$GH44,'Combined scenario - input'!$G44,'Combined scenario - input'!$E44,'Combined scenario - input'!$F44,20,TRUE,TRUE),\"\")","v":""},"","","","","","","","","","","","","","","","","","","",{"$f":"IFERROR(IF(OR(D59=\"\",'Combined scenario - input'!$D44=\"\"),\"\",D59/'Combined scenario - input'!$D44),\"\")","v":""},{"$f":"IFERROR(IF(OR(E59=\"\",'Combined scenario - input'!$D44=\"\"),\"\",E59/'Combined scenario - input'!$D44),\"\")","v":""},{"$f":"IFERROR(IF(OR(F59=\"\",'Combined scenario - input'!$D44=\"\"),\"\",F59/'Combined scenario - input'!$D44),\"\")","v":""},{"$f":"IFERROR(IF(OR(G59=\"\",'Combined scenario - input'!$D44=\"\"),\"\",G59/'Combined scenario - input'!$D44),\"\")","v":""},{"$f":"IFERROR(IF(OR(H59=\"\",'Combined scenario - input'!$D44=\"\"),\"\",H59/'Combined scenario - input'!$D44),\"\")","v":""},{"$f":"IFERROR(IF(OR(I59=\"\",'Combined scenario - input'!$D44=\"\"),\"\",I59/'Combined scenario - input'!$D44),\"\")","v":""},{"$f":"IFERROR(IF(OR(J59=\"\",'Combined scenario - input'!$D44=\"\"),\"\",J59/'Combined scenario - input'!$D44),\"\")","v":""},{"$f":"IFERROR(IF(OR(K59=\"\",'Combined scenario - input'!$D44=\"\"),\"\",K59/'Combined scenario - input'!$D44),\"\")","v":""},{"$f":"IFERROR(IF(OR(L59=\"\",'Combined scenario - input'!$D44=\"\"),\"\",L59/'Combined scenario - input'!$D44),\"\")","v":""},{"$f":"IFERROR(IF(OR(M59=\"\",'Combined scenario - input'!$D44=\"\"),\"\",M59/'Combined scenario - input'!$D44),\"\")","v":""},{"$f":"IFERROR(IF(OR(N59=\"\",'Combined scenario - input'!$D44=\"\"),\"\",N59/'Combined scenario - input'!$D44),\"\")","v":""},{"$f":"IFERROR(IF(OR(O59=\"\",'Combined scenario - input'!$D44=\"\"),\"\",O59/'Combined scenario - input'!$D44),\"\")","v":""},{"$f":"IFERROR(IF(OR(P59=\"\",'Combined scenario - input'!$D44=\"\"),\"\",P59/'Combined scenario - input'!$D44),\"\")","v":""},{"$f":"IFERROR(IF(OR(Q59=\"\",'Combined scenario - input'!$D44=\"\"),\"\",Q59/'Combined scenario - input'!$D44),\"\")","v":""},{"$f":"IFERROR(IF(OR(R59=\"\",'Combined scenario - input'!$D44=\"\"),\"\",R59/'Combined scenario - input'!$D44),\"\")","v":""},{"$f":"IFERROR(IF(OR(S59=\"\",'Combined scenario - input'!$D44=\"\"),\"\",S59/'Combined scenario - input'!$D44),\"\")","v":""},{"$f":"IFERROR(IF(OR(T59=\"\",'Combined scenario - input'!$D44=\"\"),\"\",T59/'Combined scenario - input'!$D44),\"\")","v":""},{"$f":"IFERROR(IF(OR(U59=\"\",'Combined scenario - input'!$D44=\"\"),\"\",U59/'Combined scenario - input'!$D44),\"\")","v":""},{"$f":"IFERROR(IF(OR(V59=\"\",'Combined scenario - input'!$D44=\"\"),\"\",V59/'Combined scenario - input'!$D44),\"\")","v":""},{"$f":"IFERROR(IF(OR(W59=\"\",'Combined scenario - input'!$D44=\"\"),\"\",W59/'Combined scenario - input'!$D44),\"\")","v":""}]
[{"$f":"IFERROR('Combined scenario - input'!A45,\"\")","v":""},{"$f":"IFERROR('Combined scenario - input'!B45,\"\")","v":""},{"$f":"IFERROR('Combined scenario - input'!C45,\"\")","v":""},{"$f":"IFERROR(repcalc('Combined scenario - input'!$CV45:$GH45,'Combined scenario - input'!$G45,'Combined scenario - input'!$E45,'Combined scenario - input'!$F45,20,TRUE,TRUE),\"\")","v":""},"","","","","","","","","","","","","","","","","","","",{"$f":"IFERROR(IF(OR(D60=\"\",'Combined scenario - input'!$D45=\"\"),\"\",D60/'Combined scenario - input'!$D45),\"\")","v":""},{"$f":"IFERROR(IF(OR(E60=\"\",'Combined scenario - input'!$D45=\"\"),\"\",E60/'Combined scenario - input'!$D45),\"\")","v":""},{"$f":"IFERROR(IF(OR(F60=\"\",'Combined scenario - input'!$D45=\"\"),\"\",F60/'Combined scenario - input'!$D45),\"\")","v":""},{"$f":"IFERROR(IF(OR(G60=\"\",'Combined scenario - input'!$D45=\"\"),\"\",G60/'Combined scenario - input'!$D45),\"\")","v":""},{"$f":"IFERROR(IF(OR(H60=\"\",'Combined scenario - input'!$D45=\"\"),\"\",H60/'Combined scenario - input'!$D45),\"\")","v":""},{"$f":"IFERROR(IF(OR(I60=\"\",'Combined scenario - input'!$D45=\"\"),\"\",I60/'Combined scenario - input'!$D45),\"\")","v":""},{"$f":"IFERROR(IF(OR(J60=\"\",'Combined scenario - input'!$D45=\"\"),\"\",J60/'Combined scenario - input'!$D45),\"\")","v":""},{"$f":"IFERROR(IF(OR(K60=\"\",'Combined scenario - input'!$D45=\"\"),\"\",K60/'Combined scenario - input'!$D45),\"\")","v":""},{"$f":"IFERROR(IF(OR(L60=\"\",'Combined scenario - input'!$D45=\"\"),\"\",L60/'Combined scenario - input'!$D45),\"\")","v":""},{"$f":"IFERROR(IF(OR(M60=\"\",'Combined scenario - input'!$D45=\"\"),\"\",M60/'Combined scenario - input'!$D45),\"\")","v":""},{"$f":"IFERROR(IF(OR(N60=\"\",'Combined scenario - input'!$D45=\"\"),\"\",N60/'Combined scenario - input'!$D45),\"\")","v":""},{"$f":"IFERROR(IF(OR(O60=\"\",'Combined scenario - input'!$D45=\"\"),\"\",O60/'Combined scenario - input'!$D45),\"\")","v":""},{"$f":"IFERROR(IF(OR(P60=\"\",'Combined scenario - input'!$D45=\"\"),\"\",P60/'Combined scenario - input'!$D45),\"\")","v":""},{"$f":"IFERROR(IF(OR(Q60=\"\",'Combined scenario - input'!$D45=\"\"),\"\",Q60/'Combined scenario - input'!$D45),\"\")","v":""},{"$f":"IFERROR(IF(OR(R60=\"\",'Combined scenario - input'!$D45=\"\"),\"\",R60/'Combined scenario - input'!$D45),\"\")","v":""},{"$f":"IFERROR(IF(OR(S60=\"\",'Combined scenario - input'!$D45=\"\"),\"\",S60/'Combined scenario - input'!$D45),\"\")","v":""},{"$f":"IFERROR(IF(OR(T60=\"\",'Combined scenario - input'!$D45=\"\"),\"\",T60/'Combined scenario - input'!$D45),\"\")","v":""},{"$f":"IFERROR(IF(OR(U60=\"\",'Combined scenario - input'!$D45=\"\"),\"\",U60/'Combined scenario - input'!$D45),\"\")","v":""},{"$f":"IFERROR(IF(OR(V60=\"\",'Combined scenario - input'!$D45=\"\"),\"\",V60/'Combined scenario - input'!$D45),\"\")","v":""},{"$f":"IFERROR(IF(OR(W60=\"\",'Combined scenario - input'!$D45=\"\"),\"\",W60/'Combined scenario - input'!$D45),\"\")","v":""}]
[{"$f":"IFERROR('Combined scenario - input'!A46,\"\")","v":""},{"$f":"IFERROR('Combined scenario - input'!B46,\"\")","v":""},{"$f":"IFERROR('Combined scenario - input'!C46,\"\")","v":""},{"$f":"IFERROR(repcalc('Combined scenario - input'!$CV46:$GH46,'Combined scenario - input'!$G46,'Combined scenario - input'!$E46,'Combined scenario - input'!$F46,20,TRUE,TRUE),\"\")","v":""},"","","","","","","","","","","","","","","","","","","",{"$f":"IFERROR(IF(OR(D61=\"\",'Combined scenario - input'!$D46=\"\"),\"\",D61/'Combined scenario - input'!$D46),\"\")","v":""},{"$f":"IFERROR(IF(OR(E61=\"\",'Combined scenario - input'!$D46=\"\"),\"\",E61/'Combined scenario - input'!$D46),\"\")","v":""},{"$f":"IFERROR(IF(OR(F61=\"\",'Combined scenario - input'!$D46=\"\"),\"\",F61/'Combined scenario - input'!$D46),\"\")","v":""},{"$f":"IFERROR(IF(OR(G61=\"\",'Combined scenario - input'!$D46=\"\"),\"\",G61/'Combined scenario - input'!$D46),\"\")","v":""},{"$f":"IFERROR(IF(OR(H61=\"\",'Combined scenario - input'!$D46=\"\"),\"\",H61/'Combined scenario - input'!$D46),\"\")","v":""},{"$f":"IFERROR(IF(OR(I61=\"\",'Combined scenario - input'!$D46=\"\"),\"\",I61/'Combined scenario - input'!$D46),\"\")","v":""},{"$f":"IFERROR(IF(OR(J61=\"\",'Combined scenario - input'!$D46=\"\"),\"\",J61/'Combined scenario - input'!$D46),\"\")","v":""},{"$f":"IFERROR(IF(OR(K61=\"\",'Combined scenario - input'!$D46=\"\"),\"\",K61/'Combined scenario - input'!$D46),\"\")","v":""},{"$f":"IFERROR(IF(OR(L61=\"\",'Combined scenario - input'!$D46=\"\"),\"\",L61/'Combined scenario - input'!$D46),\"\")","v":""},{"$f":"IFERROR(IF(OR(M61=\"\",'Combined scenario - input'!$D46=\"\"),\"\",M61/'Combined scenario - input'!$D46),\"\")","v":""},{"$f":"IFERROR(IF(OR(N61=\"\",'Combined scenario - input'!$D46=\"\"),\"\",N61/'Combined scenario - input'!$D46),\"\")","v":""},{"$f":"IFERROR(IF(OR(O61=\"\",'Combined scenario - input'!$D46=\"\"),\"\",O61/'Combined scenario - input'!$D46),\"\")","v":""},{"$f":"IFERROR(IF(OR(P61=\"\",'Combined scenario - input'!$D46=\"\"),\"\",P61/'Combined scenario - input'!$D46),\"\")","v":""},{"$f":"IFERROR(IF(OR(Q61=\"\",'Combined scenario - input'!$D46=\"\"),\"\",Q61/'Combined scenario - input'!$D46),\"\")","v":""},{"$f":"IFERROR(IF(OR(R61=\"\",'Combined scenario - input'!$D46=\"\"),\"\",R61/'Combined scenario - input'!$D46),\"\")","v":""},{"$f":"IFERROR(IF(OR(S61=\"\",'Combined scenario - input'!$D46=\"\"),\"\",S61/'Combined scenario - input'!$D46),\"\")","v":""},{"$f":"IFERROR(IF(OR(T61=\"\",'Combined scenario - input'!$D46=\"\"),\"\",T61/'Combined scenario - input'!$D46),\"\")","v":""},{"$f":"IFERROR(IF(OR(U61=\"\",'Combined scenario - input'!$D46=\"\"),\"\",U61/'Combined scenario - input'!$D46),\"\")","v":""},{"$f":"IFERROR(IF(OR(V61=\"\",'Combined scenario - input'!$D46=\"\"),\"\",V61/'Combined scenario - input'!$D46),\"\")","v":""},{"$f":"IFERROR(IF(OR(W61=\"\",'Combined scenario - input'!$D46=\"\"),\"\",W61/'Combined scenario - input'!$D46),\"\")","v":""}]
[{"$f":"IFERROR('Combined scenario - input'!A47,\"\")","v":""},{"$f":"IFERROR('Combined scenario - input'!B47,\"\")","v":""},{"$f":"IFERROR('Combined scenario - input'!C47,\"\")","v":""},{"$f":"IFERROR(repcalc('Combined scenario - input'!$CV47:$GH47,'Combined scenario - input'!$G47,'Combined scenario - input'!$E47,'Combined scenario - input'!$F47,20,TRUE,TRUE),\"\")","v":""},"","","","","","","","","","","","","","","","","","","",{"$f":"IFERROR(IF(OR(D62=\"\",'Combined scenario - input'!$D47=\"\"),\"\",D62/'Combined scenario - input'!$D47),\"\")","v":""},{"$f":"IFERROR(IF(OR(E62=\"\",'Combined scenario - input'!$D47=\"\"),\"\",E62/'Combined scenario - input'!$D47),\"\")","v":""},{"$f":"IFERROR(IF(OR(F62=\"\",'Combined scenario - input'!$D47=\"\"),\"\",F62/'Combined scenario - input'!$D47),\"\")","v":""},{"$f":"IFERROR(IF(OR(G62=\"\",'Combined scenario - input'!$D47=\"\"),\"\",G62/'Combined scenario - input'!$D47),\"\")","v":""},{"$f":"IFERROR(IF(OR(H62=\"\",'Combined scenario - input'!$D47=\"\"),\"\",H62/'Combined scenario - input'!$D47),\"\")","v":""},{"$f":"IFERROR(IF(OR(I62=\"\",'Combined scenario - input'!$D47=\"\"),\"\",I62/'Combined scenario - input'!$D47),\"\")","v":""},{"$f":"IFERROR(IF(OR(J62=\"\",'Combined scenario - input'!$D47=\"\"),\"\",J62/'Combined scenario - input'!$D47),\"\")","v":""},{"$f":"IFERROR(IF(OR(K62=\"\",'Combined scenario - input'!$D47=\"\"),\"\",K62/'Combined scenario - input'!$D47),\"\")","v":""},{"$f":"IFERROR(IF(OR(L62=\"\",'Combined scenario - input'!$D47=\"\"),\"\",L62/'Combined scenario - input'!$D47),\"\")","v":""},{"$f":"IFERROR(IF(OR(M62=\"\",'Combined scenario - input'!$D47=\"\"),\"\",M62/'Combined scenario - input'!$D47),\"\")","v":""},{"$f":"IFERROR(IF(OR(N62=\"\",'Combined scenario - input'!$D47=\"\"),\"\",N62/'Combined scenario - input'!$D47),\"\")","v":""},{"$f":"IFERROR(IF(OR(O62=\"\",'Combined scenario - input'!$D47=\"\"),\"\",O62/'Combined scenario - input'!$D47),\"\")","v":""},{"$f":"IFERROR(IF(OR(P62=\"\",'Combined scenario - input'!$D47=\"\"),\"\",P62/'Combined scenario - input'!$D47),\"\")","v":""},{"$f":"IFERROR(IF(OR(Q62=\"\",'Combined scenario - input'!$D47=\"\"),\"\",Q62/'Combined scenario - input'!$D47),\"\")","v":""},{"$f":"IFERROR(IF(OR(R62=\"\",'Combined scenario - input'!$D47=\"\"),\"\",R62/'Combined scenario - input'!$D47),\"\")","v":""},{"$f":"IFERROR(IF(OR(S62=\"\",'Combined scenario - input'!$D47=\"\"),\"\",S62/'Combined scenario - input'!$D47),\"\")","v":""},{"$f":"IFERROR(IF(OR(T62=\"\",'Combined scenario - input'!$D47=\"\"),\"\",T62/'Combined scenario - input'!$D47),\"\")","v":""},{"$f":"IFERROR(IF(OR(U62=\"\",'Combined scenario - input'!$D47=\"\"),\"\",U62/'Combined scenario - input'!$D47),\"\")","v":""},{"$f":"IFERROR(IF(OR(V62=\"\",'Combined scenario - input'!$D47=\"\"),\"\",V62/'Combined scenario - input'!$D47),\"\")","v":""},{"$f":"IFERROR(IF(OR(W62=\"\",'Combined scenario - input'!$D47=\"\"),\"\",W62/'Combined scenario - input'!$D47),\"\")","v":""}]
[{"$f":"IFERROR('Combined scenario - input'!A48,\"\")","v":""},{"$f":"IFERROR('Combined scenario - input'!B48,\"\")","v":""},{"$f":"IFERROR('Combined scenario - input'!C48,\"\")","v":""},{"$f":"IFERROR(repcalc('Combined scenario - input'!$CV48:$GH48,'Combined scenario - input'!$G48,'Combined scenario - input'!$E48,'Combined scenario - input'!$F48,20,TRUE,TRUE),\"\")","v":""},"","","","","","","","","","","","","","","","","","","",{"$f":"IFERROR(IF(OR(D63=\"\",'Combined scenario - input'!$D48=\"\"),\"\",D63/'Combined scenario - input'!$D48),\"\")","v":""},{"$f":"IFERROR(IF(OR(E63=\"\",'Combined scenario - input'!$D48=\"\"),\"\",E63/'Combined scenario - input'!$D48),\"\")","v":""},{"$f":"IFERROR(IF(OR(F63=\"\",'Combined scenario - input'!$D48=\"\"),\"\",F63/'Combined scenario - input'!$D48),\"\")","v":""},{"$f":"IFERROR(IF(OR(G63=\"\",'Combined scenario - input'!$D48=\"\"),\"\",G63/'Combined scenario - input'!$D48),\"\")","v":""},{"$f":"IFERROR(IF(OR(H63=\"\",'Combined scenario - input'!$D48=\"\"),\"\",H63/'Combined scenario - input'!$D48),\"\")","v":""},{"$f":"IFERROR(IF(OR(I63=\"\",'Combined scenario - input'!$D48=\"\"),\"\",I63/'Combined scenario - input'!$D48),\"\")","v":""},{"$f":"IFERROR(IF(OR(J63=\"\",'Combined scenario - input'!$D48=\"\"),\"\",J63/'Combined scenario - input'!$D48),\"\")","v":""},{"$f":"IFERROR(IF(OR(K63=\"\",'Combined scenario - input'!$D48=\"\"),\"\",K63/'Combined scenario - input'!$D48),\"\")","v":""},{"$f":"IFERROR(IF(OR(L63=\"\",'Combined scenario - input'!$D48=\"\"),\"\",L63/'Combined scenario - input'!$D48),\"\")","v":""},{"$f":"IFERROR(IF(OR(M63=\"\",'Combined scenario - input'!$D48=\"\"),\"\",M63/'Combined scenario - input'!$D48),\"\")","v":""},{"$f":"IFERROR(IF(OR(N63=\"\",'Combined scenario - input'!$D48=\"\"),\"\",N63/'Combined scenario - input'!$D48),\"\")","v":""},{"$f":"IFERROR(IF(OR(O63=\"\",'Combined scenario - input'!$D48=\"\"),\"\",O63/'Combined scenario - input'!$D48),\"\")","v":""},{"$f":"IFERROR(IF(OR(P63=\"\",'Combined scenario - input'!$D48=\"\"),\"\",P63/'Combined scenario - input'!$D48),\"\")","v":""},{"$f":"IFERROR(IF(OR(Q63=\"\",'Combined scenario - input'!$D48=\"\"),\"\",Q63/'Combined scenario - input'!$D48),\"\")","v":""},{"$f":"IFERROR(IF(OR(R63=\"\",'Combined scenario - input'!$D48=\"\"),\"\",R63/'Combined scenario - input'!$D48),\"\")","v":""},{"$f":"IFERROR(IF(OR(S63=\"\",'Combined scenario - input'!$D48=\"\"),\"\",S63/'Combined scenario - input'!$D48),\"\")","v":""},{"$f":"IFERROR(IF(OR(T63=\"\",'Combined scenario - input'!$D48=\"\"),\"\",T63/'Combined scenario - input'!$D48),\"\")","v":""},{"$f":"IFERROR(IF(OR(U63=\"\",'Combined scenario - input'!$D48=\"\"),\"\",U63/'Combined scenario - input'!$D48),\"\")","v":""},{"$f":"IFERROR(IF(OR(V63=\"\",'Combined scenario - input'!$D48=\"\"),\"\",V63/'Combined scenario - input'!$D48),\"\")","v":""},{"$f":"IFERROR(IF(OR(W63=\"\",'Combined scenario - input'!$D48=\"\"),\"\",W63/'Combined scenario - input'!$D48),\"\")","v":""}]
[{"$f":"IFERROR('Combined scenario - input'!A49,\"\")","v":""},{"$f":"IFERROR('Combined scenario - input'!B49,\"\")","v":""},{"$f":"IFERROR('Combined scenario - input'!C49,\"\")","v":""},{"$f":"IFERROR(repcalc('Combined scenario - input'!$CV49:$GH49,'Combined scenario - input'!$G49,'Combined scenario - input'!$E49,'Combined scenario - input'!$F49,20,TRUE,TRUE),\"\")","v":""},"","","","","","","","","","","","","","","","","","","",{"$f":"IFERROR(IF(OR(D64=\"\",'Combined scenario - input'!$D49=\"\"),\"\",D64/'Combined scenario - input'!$D49),\"\")","v":""},{"$f":"IFERROR(IF(OR(E64=\"\",'Combined scenario - input'!$D49=\"\"),\"\",E64/'Combined scenario - input'!$D49),\"\")","v":""},{"$f":"IFERROR(IF(OR(F64=\"\",'Combined scenario - input'!$D49=\"\"),\"\",F64/'Combined scenario - input'!$D49),\"\")","v":""},{"$f":"IFERROR(IF(OR(G64=\"\",'Combined scenario - input'!$D49=\"\"),\"\",G64/'Combined scenario - input'!$D49),\"\")","v":""},{"$f":"IFERROR(IF(OR(H64=\"\",'Combined scenario - input'!$D49=\"\"),\"\",H64/'Combined scenario - input'!$D49),\"\")","v":""},{"$f":"IFERROR(IF(OR(I64=\"\",'Combined scenario - input'!$D49=\"\"),\"\",I64/'Combined scenario - input'!$D49),\"\")","v":""},{"$f":"IFERROR(IF(OR(J64=\"\",'Combined scenario - input'!$D49=\"\"),\"\",J64/'Combined scenario - input'!$D49),\"\")","v":""},{"$f":"IFERROR(IF(OR(K64=\"\",'Combined scenario - input'!$D49=\"\"),\"\",K64/'Combined scenario - input'!$D49),\"\")","v":""},{"$f":"IFERROR(IF(OR(L64=\"\",'Combined scenario - input'!$D49=\"\"),\"\",L64/'Combined scenario - input'!$D49),\"\")","v":""},{"$f":"IFERROR(IF(OR(M64=\"\",'Combined scenario - input'!$D49=\"\"),\"\",M64/'Combined scenario - input'!$D49),\"\")","v":""},{"$f":"IFERROR(IF(OR(N64=\"\",'Combined scenario - input'!$D49=\"\"),\"\",N64/'Combined scenario - input'!$D49),\"\")","v":""},{"$f":"IFERROR(IF(OR(O64=\"\",'Combined scenario - input'!$D49=\"\"),\"\",O64/'Combined scenario - input'!$D49),\"\")","v":""},{"$f":"IFERROR(IF(OR(P64=\"\",'Combined scenario - input'!$D49=\"\"),\"\",P64/'Combined scenario - input'!$D49),\"\")","v":""},{"$f":"IFERROR(IF(OR(Q64=\"\",'Combined scenario - input'!$D49=\"\"),\"\",Q64/'Combined scenario - input'!$D49),\"\")","v":""},{"$f":"IFERROR(IF(OR(R64=\"\",'Combined scenario - input'!$D49=\"\"),\"\",R64/'Combined scenario - input'!$D49),\"\")","v":""},{"$f":"IFERROR(IF(OR(S64=\"\",'Combined scenario - input'!$D49=\"\"),\"\",S64/'Combined scenario - input'!$D49),\"\")","v":""},{"$f":"IFERROR(IF(OR(T64=\"\",'Combined scenario - input'!$D49=\"\"),\"\",T64/'Combined scenario - input'!$D49),\"\")","v":""},{"$f":"IFERROR(IF(OR(U64=\"\",'Combined scenario - input'!$D49=\"\"),\"\",U64/'Combined scenario - input'!$D49),\"\")","v":""},{"$f":"IFERROR(IF(OR(V64=\"\",'Combined scenario - input'!$D49=\"\"),\"\",V64/'Combined scenario - input'!$D49),\"\")","v":""},{"$f":"IFERROR(IF(OR(W64=\"\",'Combined scenario - input'!$D49=\"\"),\"\",W64/'Combined scenario - input'!$D49),\"\")","v":""}]
[{"$f":"IFERROR('Combined scenario - input'!A50,\"\")","v":""},{"$f":"IFERROR('Combined scenario - input'!B50,\"\")","v":""},{"$f":"IFERROR('Combined scenario - input'!C50,\"\")","v":""},{"$f":"IFERROR(repcalc('Combined scenario - input'!$CV50:$GH50,'Combined scenario - input'!$G50,'Combined scenario - input'!$E50,'Combined scenario - input'!$F50,20,TRUE,TRUE),\"\")","v":""},"","","","","","","","","","","","","","","","","","","",{"$f":"IFERROR(IF(OR(D65=\"\",'Combined scenario - input'!$D50=\"\"),\"\",D65/'Combined scenario - input'!$D50),\"\")","v":""},{"$f":"IFERROR(IF(OR(E65=\"\",'Combined scenario - input'!$D50=\"\"),\"\",E65/'Combined scenario - input'!$D50),\"\")","v":""},{"$f":"IFERROR(IF(OR(F65=\"\",'Combined scenario - input'!$D50=\"\"),\"\",F65/'Combined scenario - input'!$D50),\"\")","v":""},{"$f":"IFERROR(IF(OR(G65=\"\",'Combined scenario - input'!$D50=\"\"),\"\",G65/'Combined scenario - input'!$D50),\"\")","v":""},{"$f":"IFERROR(IF(OR(H65=\"\",'Combined scenario - input'!$D50=\"\"),\"\",H65/'Combined scenario - input'!$D50),\"\")","v":""},{"$f":"IFERROR(IF(OR(I65=\"\",'Combined scenario - input'!$D50=\"\"),\"\",I65/'Combined scenario - input'!$D50),\"\")","v":""},{"$f":"IFERROR(IF(OR(J65=\"\",'Combined scenario - input'!$D50=\"\"),\"\",J65/'Combined scenario - input'!$D50),\"\")","v":""},{"$f":"IFERROR(IF(OR(K65=\"\",'Combined scenario - input'!$D50=\"\"),\"\",K65/'Combined scenario - input'!$D50),\"\")","v":""},{"$f":"IFERROR(IF(OR(L65=\"\",'Combined scenario - input'!$D50=\"\"),\"\",L65/'Combined scenario - input'!$D50),\"\")","v":""},{"$f":"IFERROR(IF(OR(M65=\"\",'Combined scenario - input'!$D50=\"\"),\"\",M65/'Combined scenario - input'!$D50),\"\")","v":""},{"$f":"IFERROR(IF(OR(N65=\"\",'Combined scenario - input'!$D50=\"\"),\"\",N65/'Combined scenario - input'!$D50),\"\")","v":""},{"$f":"IFERROR(IF(OR(O65=\"\",'Combined scenario - input'!$D50=\"\"),\"\",O65/'Combined scenario - input'!$D50),\"\")","v":""},{"$f":"IFERROR(IF(OR(P65=\"\",'Combined scenario - input'!$D50=\"\"),\"\",P65/'Combined scenario - input'!$D50),\"\")","v":""},{"$f":"IFERROR(IF(OR(Q65=\"\",'Combined scenario - input'!$D50=\"\"),\"\",Q65/'Combined scenario - input'!$D50),\"\")","v":""},{"$f":"IFERROR(IF(OR(R65=\"\",'Combined scenario - input'!$D50=\"\"),\"\",R65/'Combined scenario - input'!$D50),\"\")","v":""},{"$f":"IFERROR(IF(OR(S65=\"\",'Combined scenario - input'!$D50=\"\"),\"\",S65/'Combined scenario - input'!$D50),\"\")","v":""},{"$f":"IFERROR(IF(OR(T65=\"\",'Combined scenario - input'!$D50=\"\"),\"\",T65/'Combined scenario - input'!$D50),\"\")","v":""},{"$f":"IFERROR(IF(OR(U65=\"\",'Combined scenario - input'!$D50=\"\"),\"\",U65/'Combined scenario - input'!$D50),\"\")","v":""},{"$f":"IFERROR(IF(OR(V65=\"\",'Combined scenario - input'!$D50=\"\"),\"\",V65/'Combined scenario - input'!$D50),\"\")","v":""},{"$f":"IFERROR(IF(OR(W65=\"\",'Combined scenario - input'!$D50=\"\"),\"\",W65/'Combined scenario - input'!$D50),\"\")","v":""}]
[{"$f":"IFERROR('Combined scenario - input'!A51,\"\")","v":""},{"$f":"IFERROR('Combined scenario - input'!B51,\"\")","v":""},{"$f":"IFERROR('Combined scenario - input'!C51,\"\")","v":""},{"$f":"IFERROR(repcalc('Combined scenario - input'!$CV51:$GH51,'Combined scenario - input'!$G51,'Combined scenario - input'!$E51,'Combined scenario - input'!$F51,20,TRUE,TRUE),\"\")","v":""},"","","","","","","","","","","","","","","","","","","",{"$f":"IFERROR(IF(OR(D66=\"\",'Combined scenario - input'!$D51=\"\"),\"\",D66/'Combined scenario - input'!$D51),\"\")","v":""},{"$f":"IFERROR(IF(OR(E66=\"\",'Combined scenario - input'!$D51=\"\"),\"\",E66/'Combined scenario - input'!$D51),\"\")","v":""},{"$f":"IFERROR(IF(OR(F66=\"\",'Combined scenario - input'!$D51=\"\"),\"\",F66/'Combined scenario - input'!$D51),\"\")","v":""},{"$f":"IFERROR(IF(OR(G66=\"\",'Combined scenario - input'!$D51=\"\"),\"\",G66/'Combined scenario - input'!$D51),\"\")","v":""},{"$f":"IFERROR(IF(OR(H66=\"\",'Combined scenario - input'!$D51=\"\"),\"\",H66/'Combined scenario - input'!$D51),\"\")","v":""},{"$f":"IFERROR(IF(OR(I66=\"\",'Combined scenario - input'!$D51=\"\"),\"\",I66/'Combined scenario - input'!$D51),\"\")","v":""},{"$f":"IFERROR(IF(OR(J66=\"\",'Combined scenario - input'!$D51=\"\"),\"\",J66/'Combined scenario - input'!$D51),\"\")","v":""},{"$f":"IFERROR(IF(OR(K66=\"\",'Combined scenario - input'!$D51=\"\"),\"\",K66/'Combined scenario - input'!$D51),\"\")","v":""},{"$f":"IFERROR(IF(OR(L66=\"\",'Combined scenario - input'!$D51=\"\"),\"\",L66/'Combined scenario - input'!$D51),\"\")","v":""},{"$f":"IFERROR(IF(OR(M66=\"\",'Combined scenario - input'!$D51=\"\"),\"\",M66/'Combined scenario - input'!$D51),\"\")","v":""},{"$f":"IFERROR(IF(OR(N66=\"\",'Combined scenario - input'!$D51=\"\"),\"\",N66/'Combined scenario - input'!$D51),\"\")","v":""},{"$f":"IFERROR(IF(OR(O66=\"\",'Combined scenario - input'!$D51=\"\"),\"\",O66/'Combined scenario - input'!$D51),\"\")","v":""},{"$f":"IFERROR(IF(OR(P66=\"\",'Combined scenario - input'!$D51=\"\"),\"\",P66/'Combined scenario - input'!$D51),\"\")","v":""},{"$f":"IFERROR(IF(OR(Q66=\"\",'Combined scenario - input'!$D51=\"\"),\"\",Q66/'Combined scenario - input'!$D51),\"\")","v":""},{"$f":"IFERROR(IF(OR(R66=\"\",'Combined scenario - input'!$D51=\"\"),\"\",R66/'Combined scenario - input'!$D51),\"\")","v":""},{"$f":"IFERROR(IF(OR(S66=\"\",'Combined scenario - input'!$D51=\"\"),\"\",S66/'Combined scenario - input'!$D51),\"\")","v":""},{"$f":"IFERROR(IF(OR(T66=\"\",'Combined scenario - input'!$D51=\"\"),\"\",T66/'Combined scenario - input'!$D51),\"\")","v":""},{"$f":"IFERROR(IF(OR(U66=\"\",'Combined scenario - input'!$D51=\"\"),\"\",U66/'Combined scenario - input'!$D51),\"\")","v":""},{"$f":"IFERROR(IF(OR(V66=\"\",'Combined scenario - input'!$D51=\"\"),\"\",V66/'Combined scenario - input'!$D51),\"\")","v":""},{"$f":"IFERROR(IF(OR(W66=\"\",'Combined scenario - input'!$D51=\"\"),\"\",W66/'Combined scenario - input'!$D51),\"\")","v":""}]
[{"$f":"IFERROR('Combined scenario - input'!A52,\"\")","v":""},{"$f":"IFERROR('Combined scenario - input'!B52,\"\")","v":""},{"$f":"IFERROR('Combined scenario - input'!C52,\"\")","v":""},{"$f":"IFERROR(repcalc('Combined scenario - input'!$CV52:$GH52,'Combined scenario - input'!$G52,'Combined scenario - input'!$E52,'Combined scenario - input'!$F52,20,TRUE,TRUE),\"\")","v":""},"","","","","","","","","","","","","","","","","","","",{"$f":"IFERROR(IF(OR(D67=\"\",'Combined scenario - input'!$D52=\"\"),\"\",D67/'Combined scenario - input'!$D52),\"\")","v":""},{"$f":"IFERROR(IF(OR(E67=\"\",'Combined scenario - input'!$D52=\"\"),\"\",E67/'Combined scenario - input'!$D52),\"\")","v":""},{"$f":"IFERROR(IF(OR(F67=\"\",'Combined scenario - input'!$D52=\"\"),\"\",F67/'Combined scenario - input'!$D52),\"\")","v":""},{"$f":"IFERROR(IF(OR(G67=\"\",'Combined scenario - input'!$D52=\"\"),\"\",G67/'Combined scenario - input'!$D52),\"\")","v":""},{"$f":"IFERROR(IF(OR(H67=\"\",'Combined scenario - input'!$D52=\"\"),\"\",H67/'Combined scenario - input'!$D52),\"\")","v":""},{"$f":"IFERROR(IF(OR(I67=\"\",'Combined scenario - input'!$D52=\"\"),\"\",I67/'Combined scenario - input'!$D52),\"\")","v":""},{"$f":"IFERROR(IF(OR(J67=\"\",'Combined scenario - input'!$D52=\"\"),\"\",J67/'Combined scenario - input'!$D52),\"\")","v":""},{"$f":"IFERROR(IF(OR(K67=\"\",'Combined scenario - input'!$D52=\"\"),\"\",K67/'Combined scenario - input'!$D52),\"\")","v":""},{"$f":"IFERROR(IF(OR(L67=\"\",'Combined scenario - input'!$D52=\"\"),\"\",L67/'Combined scenario - input'!$D52),\"\")","v":""},{"$f":"IFERROR(IF(OR(M67=\"\",'Combined scenario - input'!$D52=\"\"),\"\",M67/'Combined scenario - input'!$D52),\"\")","v":""},{"$f":"IFERROR(IF(OR(N67=\"\",'Combined scenario - input'!$D52=\"\"),\"\",N67/'Combined scenario - input'!$D52),\"\")","v":""},{"$f":"IFERROR(IF(OR(O67=\"\",'Combined scenario - input'!$D52=\"\"),\"\",O67/'Combined scenario - input'!$D52),\"\")","v":""},{"$f":"IFERROR(IF(OR(P67=\"\",'Combined scenario - input'!$D52=\"\"),\"\",P67/'Combined scenario - input'!$D52),\"\")","v":""},{"$f":"IFERROR(IF(OR(Q67=\"\",'Combined scenario - input'!$D52=\"\"),\"\",Q67/'Combined scenario - input'!$D52),\"\")","v":""},{"$f":"IFERROR(IF(OR(R67=\"\",'Combined scenario - input'!$D52=\"\"),\"\",R67/'Combined scenario - input'!$D52),\"\")","v":""},{"$f":"IFERROR(IF(OR(S67=\"\",'Combined scenario - input'!$D52=\"\"),\"\",S67/'Combined scenario - input'!$D52),\"\")","v":""},{"$f":"IFERROR(IF(OR(T67=\"\",'Combined scenario - input'!$D52=\"\"),\"\",T67/'Combined scenario - input'!$D52),\"\")","v":""},{"$f":"IFERROR(IF(OR(U67=\"\",'Combined scenario - input'!$D52=\"\"),\"\",U67/'Combined scenario - input'!$D52),\"\")","v":""},{"$f":"IFERROR(IF(OR(V67=\"\",'Combined scenario - input'!$D52=\"\"),\"\",V67/'Combined scenario - input'!$D52),\"\")","v":""},{"$f":"IFERROR(IF(OR(W67=\"\",'Combined scenario - input'!$D52=\"\"),\"\",W67/'Combined scenario - input'!$D52),\"\")","v":""}]
[{"$f":"IFERROR('Combined scenario - input'!A53,\"\")","v":""},{"$f":"IFERROR('Combined scenario - input'!B53,\"\")","v":""},{"$f":"IFERROR('Combined scenario - input'!C53,\"\")","v":""},{"$f":"IFERROR(repcalc('Combined scenario - input'!$CV53:$GH53,'Combined scenario - input'!$G53,'Combined scenario - input'!$E53,'Combined scenario - input'!$F53,20,TRUE,TRUE),\"\")","v":""},"","","","","","","","","","","","","","","","","","","",{"$f":"IFERROR(IF(OR(D68=\"\",'Combined scenario - input'!$D53=\"\"),\"\",D68/'Combined scenario - input'!$D53),\"\")","v":""},{"$f":"IFERROR(IF(OR(E68=\"\",'Combined scenario - input'!$D53=\"\"),\"\",E68/'Combined scenario - input'!$D53),\"\")","v":""},{"$f":"IFERROR(IF(OR(F68=\"\",'Combined scenario - input'!$D53=\"\"),\"\",F68/'Combined scenario - input'!$D53),\"\")","v":""},{"$f":"IFERROR(IF(OR(G68=\"\",'Combined scenario - input'!$D53=\"\"),\"\",G68/'Combined scenario - input'!$D53),\"\")","v":""},{"$f":"IFERROR(IF(OR(H68=\"\",'Combined scenario - input'!$D53=\"\"),\"\",H68/'Combined scenario - input'!$D53),\"\")","v":""},{"$f":"IFERROR(IF(OR(I68=\"\",'Combined scenario - input'!$D53=\"\"),\"\",I68/'Combined scenario - input'!$D53),\"\")","v":""},{"$f":"IFERROR(IF(OR(J68=\"\",'Combined scenario - input'!$D53=\"\"),\"\",J68/'Combined scenario - input'!$D53),\"\")","v":""},{"$f":"IFERROR(IF(OR(K68=\"\",'Combined scenario - input'!$D53=\"\"),\"\",K68/'Combined scenario - input'!$D53),\"\")","v":""},{"$f":"IFERROR(IF(OR(L68=\"\",'Combined scenario - input'!$D53=\"\"),\"\",L68/'Combined scenario - input'!$D53),\"\")","v":""},{"$f":"IFERROR(IF(OR(M68=\"\",'Combined scenario - input'!$D53=\"\"),\"\",M68/'Combined scenario - input'!$D53),\"\")","v":""},{"$f":"IFERROR(IF(OR(N68=\"\",'Combined scenario - input'!$D53=\"\"),\"\",N68/'Combined scenario - input'!$D53),\"\")","v":""},{"$f":"IFERROR(IF(OR(O68=\"\",'Combined scenario - input'!$D53=\"\"),\"\",O68/'Combined scenario - input'!$D53),\"\")","v":""},{"$f":"IFERROR(IF(OR(P68=\"\",'Combined scenario - input'!$D53=\"\"),\"\",P68/'Combined scenario - input'!$D53),\"\")","v":""},{"$f":"IFERROR(IF(OR(Q68=\"\",'Combined scenario - input'!$D53=\"\"),\"\",Q68/'Combined scenario - input'!$D53),\"\")","v":""},{"$f":"IFERROR(IF(OR(R68=\"\",'Combined scenario - input'!$D53=\"\"),\"\",R68/'Combined scenario - input'!$D53),\"\")","v":""},{"$f":"IFERROR(IF(OR(S68=\"\",'Combined scenario - input'!$D53=\"\"),\"\",S68/'Combined scenario - input'!$D53),\"\")","v":""},{"$f":"IFERROR(IF(OR(T68=\"\",'Combined scenario - input'!$D53=\"\"),\"\",T68/'Combined scenario - input'!$D53),\"\")","v":""},{"$f":"IFERROR(IF(OR(U68=\"\",'Combined scenario - input'!$D53=\"\"),\"\",U68/'Combined scenario - input'!$D53),\"\")","v":""},{"$f":"IFERROR(IF(OR(V68=\"\",'Combined scenario - input'!$D53=\"\"),\"\",V68/'Combined scenario - input'!$D53),\"\")","v":""},{"$f":"IFERROR(IF(OR(W68=\"\",'Combined scenario - input'!$D53=\"\"),\"\",W68/'Combined scenario - input'!$D53),\"\")","v":""}]
[{"$f":"IFERROR('Combined scenario - input'!A54,\"\")","v":""},{"$f":"IFERROR('Combined scenario - input'!B54,\"\")","v":""},{"$f":"IFERROR('Combined scenario - input'!C54,\"\")","v":""},{"$f":"IFERROR(repcalc('Combined scenario - input'!$CV54:$GH54,'Combined scenario - input'!$G54,'Combined scenario - input'!$E54,'Combined scenario - input'!$F54,20,TRUE,TRUE),\"\")","v":""},"","","","","","","","","","","","","","","","","","","",{"$f":"IFERROR(IF(OR(D69=\"\",'Combined scenario - input'!$D54=\"\"),\"\",D69/'Combined scenario - input'!$D54),\"\")","v":""},{"$f":"IFERROR(IF(OR(E69=\"\",'Combined scenario - input'!$D54=\"\"),\"\",E69/'Combined scenario - input'!$D54),\"\")","v":""},{"$f":"IFERROR(IF(OR(F69=\"\",'Combined scenario - input'!$D54=\"\"),\"\",F69/'Combined scenario - input'!$D54),\"\")","v":""},{"$f":"IFERROR(IF(OR(G69=\"\",'Combined scenario - input'!$D54=\"\"),\"\",G69/'Combined scenario - input'!$D54),\"\")","v":""},{"$f":"IFERROR(IF(OR(H69=\"\",'Combined scenario - input'!$D54=\"\"),\"\",H69/'Combined scenario - input'!$D54),\"\")","v":""},{"$f":"IFERROR(IF(OR(I69=\"\",'Combined scenario - input'!$D54=\"\"),\"\",I69/'Combined scenario - input'!$D54),\"\")","v":""},{"$f":"IFERROR(IF(OR(J69=\"\",'Combined scenario - input'!$D54=\"\"),\"\",J69/'Combined scenario - input'!$D54),\"\")","v":""},{"$f":"IFERROR(IF(OR(K69=\"\",'Combined scenario - input'!$D54=\"\"),\"\",K69/'Combined scenario - input'!$D54),\"\")","v":""},{"$f":"IFERROR(IF(OR(L69=\"\",'Combined scenario - input'!$D54=\"\"),\"\",L69/'Combined scenario - input'!$D54),\"\")","v":""},{"$f":"IFERROR(IF(OR(M69=\"\",'Combined scenario - input'!$D54=\"\"),\"\",M69/'Combined scenario - input'!$D54),\"\")","v":""},{"$f":"IFERROR(IF(OR(N69=\"\",'Combined scenario - input'!$D54=\"\"),\"\",N69/'Combined scenario - input'!$D54),\"\")","v":""},{"$f":"IFERROR(IF(OR(O69=\"\",'Combined scenario - input'!$D54=\"\"),\"\",O69/'Combined scenario - input'!$D54),\"\")","v":""},{"$f":"IFERROR(IF(OR(P69=\"\",'Combined scenario - input'!$D54=\"\"),\"\",P69/'Combined scenario - input'!$D54),\"\")","v":""},{"$f":"IFERROR(IF(OR(Q69=\"\",'Combined scenario - input'!$D54=\"\"),\"\",Q69/'Combined scenario - input'!$D54),\"\")","v":""},{"$f":"IFERROR(IF(OR(R69=\"\",'Combined scenario - input'!$D54=\"\"),\"\",R69/'Combined scenario - input'!$D54),\"\")","v":""},{"$f":"IFERROR(IF(OR(S69=\"\",'Combined scenario - input'!$D54=\"\"),\"\",S69/'Combined scenario - input'!$D54),\"\")","v":""},{"$f":"IFERROR(IF(OR(T69=\"\",'Combined scenario - input'!$D54=\"\"),\"\",T69/'Combined scenario - input'!$D54),\"\")","v":""},{"$f":"IFERROR(IF(OR(U69=\"\",'Combined scenario - input'!$D54=\"\"),\"\",U69/'Combined scenario - input'!$D54),\"\")","v":""},{"$f":"IFERROR(IF(OR(V69=\"\",'Combined scenario - input'!$D54=\"\"),\"\",V69/'Combined scenario - input'!$D54),\"\")","v":""},{"$f":"IFERROR(IF(OR(W69=\"\",'Combined scenario - input'!$D54=\"\"),\"\",W69/'Combined scenario - input'!$D54),\"\")","v":""}]
[{"$f":"IFERROR('Combined scenario - input'!A55,\"\")","v":""},{"$f":"IFERROR('Combined scenario - input'!B55,\"\")","v":""},{"$f":"IFERROR('Combined scenario - input'!C55,\"\")","v":""},{"$f":"IFERROR(repcalc('Combined scenario - input'!$CV55:$GH55,'Combined scenario - input'!$G55,'Combined scenario - input'!$E55,'Combined scenario - input'!$F55,20,TRUE,TRUE),\"\")","v":""},"","","","","","","","","","","","","","","","","","","",{"$f":"IFERROR(IF(OR(D70=\"\",'Combined scenario - input'!$D55=\"\"),\"\",D70/'Combined scenario - input'!$D55),\"\")","v":""},{"$f":"IFERROR(IF(OR(E70=\"\",'Combined scenario - input'!$D55=\"\"),\"\",E70/'Combined scenario - input'!$D55),\"\")","v":""},{"$f":"IFERROR(IF(OR(F70=\"\",'Combined scenario - input'!$D55=\"\"),\"\",F70/'Combined scenario - input'!$D55),\"\")","v":""},{"$f":"IFERROR(IF(OR(G70=\"\",'Combined scenario - input'!$D55=\"\"),\"\",G70/'Combined scenario - input'!$D55),\"\")","v":""},{"$f":"IFERROR(IF(OR(H70=\"\",'Combined scenario - input'!$D55=\"\"),\"\",H70/'Combined scenario - input'!$D55),\"\")","v":""},{"$f":"IFERROR(IF(OR(I70=\"\",'Combined scenario - input'!$D55=\"\"),\"\",I70/'Combined scenario - input'!$D55),\"\")","v":""},{"$f":"IFERROR(IF(OR(J70=\"\",'Combined scenario - input'!$D55=\"\"),\"\",J70/'Combined scenario - input'!$D55),\"\")","v":""},{"$f":"IFERROR(IF(OR(K70=\"\",'Combined scenario - input'!$D55=\"\"),\"\",K70/'Combined scenario - input'!$D55),\"\")","v":""},{"$f":"IFERROR(IF(OR(L70=\"\",'Combined scenario - input'!$D55=\"\"),\"\",L70/'Combined scenario - input'!$D55),\"\")","v":""},{"$f":"IFERROR(IF(OR(M70=\"\",'Combined scenario - input'!$D55=\"\"),\"\",M70/'Combined scenario - input'!$D55),\"\")","v":""},{"$f":"IFERROR(IF(OR(N70=\"\",'Combined scenario - input'!$D55=\"\"),\"\",N70/'Combined scenario - input'!$D55),\"\")","v":""},{"$f":"IFERROR(IF(OR(O70=\"\",'Combined scenario - input'!$D55=\"\"),\"\",O70/'Combined scenario - input'!$D55),\"\")","v":""},{"$f":"IFERROR(IF(OR(P70=\"\",'Combined scenario - input'!$D55=\"\"),\"\",P70/'Combined scenario - input'!$D55),\"\")","v":""},{"$f":"IFERROR(IF(OR(Q70=\"\",'Combined scenario - input'!$D55=\"\"),\"\",Q70/'Combined scenario - input'!$D55),\"\")","v":""},{"$f":"IFERROR(IF(OR(R70=\"\",'Combined scenario - input'!$D55=\"\"),\"\",R70/'Combined scenario - input'!$D55),\"\")","v":""},{"$f":"IFERROR(IF(OR(S70=\"\",'Combined scenario - input'!$D55=\"\"),\"\",S70/'Combined scenario - input'!$D55),\"\")","v":""},{"$f":"IFERROR(IF(OR(T70=\"\",'Combined scenario - input'!$D55=\"\"),\"\",T70/'Combined scenario - input'!$D55),\"\")","v":""},{"$f":"IFERROR(IF(OR(U70=\"\",'Combined scenario - input'!$D55=\"\"),\"\",U70/'Combined scenario - input'!$D55),\"\")","v":""},{"$f":"IFERROR(IF(OR(V70=\"\",'Combined scenario - input'!$D55=\"\"),\"\",V70/'Combined scenario - input'!$D55),\"\")","v":""},{"$f":"IFERROR(IF(OR(W70=\"\",'Combined scenario - input'!$D55=\"\"),\"\",W70/'Combined scenario - input'!$D55),\"\")","v":""}]
[{"$f":"IFERROR('Combined scenario - input'!A56,\"\")","v":""},{"$f":"IFERROR('Combined scenario - input'!B56,\"\")","v":""},{"$f":"IFERROR('Combined scenario - input'!C56,\"\")","v":""},{"$f":"IFERROR(repcalc('Combined scenario - input'!$CV56:$GH56,'Combined scenario - input'!$G56,'Combined scenario - input'!$E56,'Combined scenario - input'!$F56,20,TRUE,TRUE),\"\")","v":""},"","","","","","","","","","","","","","","","","","","",{"$f":"IFERROR(IF(OR(D71=\"\",'Combined scenario - input'!$D56=\"\"),\"\",D71/'Combined scenario - input'!$D56),\"\")","v":""},{"$f":"IFERROR(IF(OR(E71=\"\",'Combined scenario - input'!$D56=\"\"),\"\",E71/'Combined scenario - input'!$D56),\"\")","v":""},{"$f":"IFERROR(IF(OR(F71=\"\",'Combined scenario - input'!$D56=\"\"),\"\",F71/'Combined scenario - input'!$D56),\"\")","v":""},{"$f":"IFERROR(IF(OR(G71=\"\",'Combined scenario - input'!$D56=\"\"),\"\",G71/'Combined scenario - input'!$D56),\"\")","v":""},{"$f":"IFERROR(IF(OR(H71=\"\",'Combined scenario - input'!$D56=\"\"),\"\",H71/'Combined scenario - input'!$D56),\"\")","v":""},{"$f":"IFERROR(IF(OR(I71=\"\",'Combined scenario - input'!$D56=\"\"),\"\",I71/'Combined scenario - input'!$D56),\"\")","v":""},{"$f":"IFERROR(IF(OR(J71=\"\",'Combined scenario - input'!$D56=\"\"),\"\",J71/'Combined scenario - input'!$D56),\"\")","v":""},{"$f":"IFERROR(IF(OR(K71=\"\",'Combined scenario - input'!$D56=\"\"),\"\",K71/'Combined scenario - input'!$D56),\"\")","v":""},{"$f":"IFERROR(IF(OR(L71=\"\",'Combined scenario - input'!$D56=\"\"),\"\",L71/'Combined scenario - input'!$D56),\"\")","v":""},{"$f":"IFERROR(IF(OR(M71=\"\",'Combined scenario - input'!$D56=\"\"),\"\",M71/'Combined scenario - input'!$D56),\"\")","v":""},{"$f":"IFERROR(IF(OR(N71=\"\",'Combined scenario - input'!$D56=\"\"),\"\",N71/'Combined scenario - input'!$D56),\"\")","v":""},{"$f":"IFERROR(IF(OR(O71=\"\",'Combined scenario - input'!$D56=\"\"),\"\",O71/'Combined scenario - input'!$D56),\"\")","v":""},{"$f":"IFERROR(IF(OR(P71=\"\",'Combined scenario - input'!$D56=\"\"),\"\",P71/'Combined scenario - input'!$D56),\"\")","v":""},{"$f":"IFERROR(IF(OR(Q71=\"\",'Combined scenario - input'!$D56=\"\"),\"\",Q71/'Combined scenario - input'!$D56),\"\")","v":""},{"$f":"IFERROR(IF(OR(R71=\"\",'Combined scenario - input'!$D56=\"\"),\"\",R71/'Combined scenario - input'!$D56),\"\")","v":""},{"$f":"IFERROR(IF(OR(S71=\"\",'Combined scenario - input'!$D56=\"\"),\"\",S71/'Combined scenario - input'!$D56),\"\")","v":""},{"$f":"IFERROR(IF(OR(T71=\"\",'Combined scenario - input'!$D56=\"\"),\"\",T71/'Combined scenario - input'!$D56),\"\")","v":""},{"$f":"IFERROR(IF(OR(U71=\"\",'Combined scenario - input'!$D56=\"\"),\"\",U71/'Combined scenario - input'!$D56),\"\")","v":""},{"$f":"IFERROR(IF(OR(V71=\"\",'Combined scenario - input'!$D56=\"\"),\"\",V71/'Combined scenario - input'!$D56),\"\")","v":""},{"$f":"IFERROR(IF(OR(W71=\"\",'Combined scenario - input'!$D56=\"\"),\"\",W71/'Combined scenario - input'!$D56),\"\")","v":""}]
[{"$f":"IFERROR('Combined scenario - input'!A57,\"\")","v":""},{"$f":"IFERROR('Combined scenario - input'!B57,\"\")","v":""},{"$f":"IFERROR('Combined scenario - input'!C57,\"\")","v":""},{"$f":"IFERROR(repcalc('Combined scenario - input'!$CV57:$GH57,'Combined scenario - input'!$G57,'Combined scenario - input'!$E57,'Combined scenario - input'!$F57,20,TRUE,TRUE),\"\")","v":""},"","","","","","","","","","","","","","","","","","","",{"$f":"IFERROR(IF(OR(D72=\"\",'Combined scenario - input'!$D57=\"\"),\"\",D72/'Combined scenario - input'!$D57),\"\")","v":""},{"$f":"IFERROR(IF(OR(E72=\"\",'Combined scenario - input'!$D57=\"\"),\"\",E72/'Combined scenario - input'!$D57),\"\")","v":""},{"$f":"IFERROR(IF(OR(F72=\"\",'Combined scenario - input'!$D57=\"\"),\"\",F72/'Combined scenario - input'!$D57),\"\")","v":""},{"$f":"IFERROR(IF(OR(G72=\"\",'Combined scenario - input'!$D57=\"\"),\"\",G72/'Combined scenario - input'!$D57),\"\")","v":""},{"$f":"IFERROR(IF(OR(H72=\"\",'Combined scenario - input'!$D57=\"\"),\"\",H72/'Combined scenario - input'!$D57),\"\")","v":""},{"$f":"IFERROR(IF(OR(I72=\"\",'Combined scenario - input'!$D57=\"\"),\"\",I72/'Combined scenario - input'!$D57),\"\")","v":""},{"$f":"IFERROR(IF(OR(J72=\"\",'Combined scenario - input'!$D57=\"\"),\"\",J72/'Combined scenario - input'!$D57),\"\")","v":""},{"$f":"IFERROR(IF(OR(K72=\"\",'Combined scenario - input'!$D57=\"\"),\"\",K72/'Combined scenario - input'!$D57),\"\")","v":""},{"$f":"IFERROR(IF(OR(L72=\"\",'Combined scenario - input'!$D57=\"\"),\"\",L72/'Combined scenario - input'!$D57),\"\")","v":""},{"$f":"IFERROR(IF(OR(M72=\"\",'Combined scenario - input'!$D57=\"\"),\"\",M72/'Combined scenario - input'!$D57),\"\")","v":""},{"$f":"IFERROR(IF(OR(N72=\"\",'Combined scenario - input'!$D57=\"\"),\"\",N72/'Combined scenario - input'!$D57),\"\")","v":""},{"$f":"IFERROR(IF(OR(O72=\"\",'Combined scenario - input'!$D57=\"\"),\"\",O72/'Combined scenario - input'!$D57),\"\")","v":""},{"$f":"IFERROR(IF(OR(P72=\"\",'Combined scenario - input'!$D57=\"\"),\"\",P72/'Combined scenario - input'!$D57),\"\")","v":""},{"$f":"IFERROR(IF(OR(Q72=\"\",'Combined scenario - input'!$D57=\"\"),\"\",Q72/'Combined scenario - input'!$D57),\"\")","v":""},{"$f":"IFERROR(IF(OR(R72=\"\",'Combined scenario - input'!$D57=\"\"),\"\",R72/'Combined scenario - input'!$D57),\"\")","v":""},{"$f":"IFERROR(IF(OR(S72=\"\",'Combined scenario - input'!$D57=\"\"),\"\",S72/'Combined scenario - input'!$D57),\"\")","v":""},{"$f":"IFERROR(IF(OR(T72=\"\",'Combined scenario - input'!$D57=\"\"),\"\",T72/'Combined scenario - input'!$D57),\"\")","v":""},{"$f":"IFERROR(IF(OR(U72=\"\",'Combined scenario - input'!$D57=\"\"),\"\",U72/'Combined scenario - input'!$D57),\"\")","v":""},{"$f":"IFERROR(IF(OR(V72=\"\",'Combined scenario - input'!$D57=\"\"),\"\",V72/'Combined scenario - input'!$D57),\"\")","v":""},{"$f":"IFERROR(IF(OR(W72=\"\",'Combined scenario - input'!$D57=\"\"),\"\",W72/'Combined scenario - input'!$D57),\"\")","v":""}]
[{"$f":"IFERROR('Combined scenario - input'!A58,\"\")","v":""},{"$f":"IFERROR('Combined scenario - input'!B58,\"\")","v":""},{"$f":"IFERROR('Combined scenario - input'!C58,\"\")","v":""},{"$f":"IFERROR(repcalc('Combined scenario - input'!$CV58:$GH58,'Combined scenario - input'!$G58,'Combined scenario - input'!$E58,'Combined scenario - input'!$F58,20,TRUE,TRUE),\"\")","v":""},"","","","","","","","","","","","","","","","","","","",{"$f":"IFERROR(IF(OR(D73=\"\",'Combined scenario - input'!$D58=\"\"),\"\",D73/'Combined scenario - input'!$D58),\"\")","v":""},{"$f":"IFERROR(IF(OR(E73=\"\",'Combined scenario - input'!$D58=\"\"),\"\",E73/'Combined scenario - input'!$D58),\"\")","v":""},{"$f":"IFERROR(IF(OR(F73=\"\",'Combined scenario - input'!$D58=\"\"),\"\",F73/'Combined scenario - input'!$D58),\"\")","v":""},{"$f":"IFERROR(IF(OR(G73=\"\",'Combined scenario - input'!$D58=\"\"),\"\",G73/'Combined scenario - input'!$D58),\"\")","v":""},{"$f":"IFERROR(IF(OR(H73=\"\",'Combined scenario - input'!$D58=\"\"),\"\",H73/'Combined scenario - input'!$D58),\"\")","v":""},{"$f":"IFERROR(IF(OR(I73=\"\",'Combined scenario - input'!$D58=\"\"),\"\",I73/'Combined scenario - input'!$D58),\"\")","v":""},{"$f":"IFERROR(IF(OR(J73=\"\",'Combined scenario - input'!$D58=\"\"),\"\",J73/'Combined scenario - input'!$D58),\"\")","v":""},{"$f":"IFERROR(IF(OR(K73=\"\",'Combined scenario - input'!$D58=\"\"),\"\",K73/'Combined scenario - input'!$D58),\"\")","v":""},{"$f":"IFERROR(IF(OR(L73=\"\",'Combined scenario - input'!$D58=\"\"),\"\",L73/'Combined scenario - input'!$D58),\"\")","v":""},{"$f":"IFERROR(IF(OR(M73=\"\",'Combined scenario - input'!$D58=\"\"),\"\",M73/'Combined scenario - input'!$D58),\"\")","v":""},{"$f":"IFERROR(IF(OR(N73=\"\",'Combined scenario - input'!$D58=\"\"),\"\",N73/'Combined scenario - input'!$D58),\"\")","v":""},{"$f":"IFERROR(IF(OR(O73=\"\",'Combined scenario - input'!$D58=\"\"),\"\",O73/'Combined scenario - input'!$D58),\"\")","v":""},{"$f":"IFERROR(IF(OR(P73=\"\",'Combined scenario - input'!$D58=\"\"),\"\",P73/'Combined scenario - input'!$D58),\"\")","v":""},{"$f":"IFERROR(IF(OR(Q73=\"\",'Combined scenario - input'!$D58=\"\"),\"\",Q73/'Combined scenario - input'!$D58),\"\")","v":""},{"$f":"IFERROR(IF(OR(R73=\"\",'Combined scenario - input'!$D58=\"\"),\"\",R73/'Combined scenario - input'!$D58),\"\")","v":""},{"$f":"IFERROR(IF(OR(S73=\"\",'Combined scenario - input'!$D58=\"\"),\"\",S73/'Combined scenario - input'!$D58),\"\")","v":""},{"$f":"IFERROR(IF(OR(T73=\"\",'Combined scenario - input'!$D58=\"\"),\"\",T73/'Combined scenario - input'!$D58),\"\")","v":""},{"$f":"IFERROR(IF(OR(U73=\"\",'Combined scenario - input'!$D58=\"\"),\"\",U73/'Combined scenario - input'!$D58),\"\")","v":""},{"$f":"IFERROR(IF(OR(V73=\"\",'Combined scenario - input'!$D58=\"\"),\"\",V73/'Combined scenario - input'!$D58),\"\")","v":""},{"$f":"IFERROR(IF(OR(W73=\"\",'Combined scenario - input'!$D58=\"\"),\"\",W73/'Combined scenario - input'!$D58),\"\")","v":""}]
[{"$f":"IFERROR('Combined scenario - input'!A59,\"\")","v":""},{"$f":"IFERROR('Combined scenario - input'!B59,\"\")","v":""},{"$f":"IFERROR('Combined scenario - input'!C59,\"\")","v":""},{"$f":"IFERROR(repcalc('Combined scenario - input'!$CV59:$GH59,'Combined scenario - input'!$G59,'Combined scenario - input'!$E59,'Combined scenario - input'!$F59,20,TRUE,TRUE),\"\")","v":""},"","","","","","","","","","","","","","","","","","","",{"$f":"IFERROR(IF(OR(D74=\"\",'Combined scenario - input'!$D59=\"\"),\"\",D74/'Combined scenario - input'!$D59),\"\")","v":""},{"$f":"IFERROR(IF(OR(E74=\"\",'Combined scenario - input'!$D59=\"\"),\"\",E74/'Combined scenario - input'!$D59),\"\")","v":""},{"$f":"IFERROR(IF(OR(F74=\"\",'Combined scenario - input'!$D59=\"\"),\"\",F74/'Combined scenario - input'!$D59),\"\")","v":""},{"$f":"IFERROR(IF(OR(G74=\"\",'Combined scenario - input'!$D59=\"\"),\"\",G74/'Combined scenario - input'!$D59),\"\")","v":""},{"$f":"IFERROR(IF(OR(H74=\"\",'Combined scenario - input'!$D59=\"\"),\"\",H74/'Combined scenario - input'!$D59),\"\")","v":""},{"$f":"IFERROR(IF(OR(I74=\"\",'Combined scenario - input'!$D59=\"\"),\"\",I74/'Combined scenario - input'!$D59),\"\")","v":""},{"$f":"IFERROR(IF(OR(J74=\"\",'Combined scenario - input'!$D59=\"\"),\"\",J74/'Combined scenario - input'!$D59),\"\")","v":""},{"$f":"IFERROR(IF(OR(K74=\"\",'Combined scenario - input'!$D59=\"\"),\"\",K74/'Combined scenario - input'!$D59),\"\")","v":""},{"$f":"IFERROR(IF(OR(L74=\"\",'Combined scenario - input'!$D59=\"\"),\"\",L74/'Combined scenario - input'!$D59),\"\")","v":""},{"$f":"IFERROR(IF(OR(M74=\"\",'Combined scenario - input'!$D59=\"\"),\"\",M74/'Combined scenario - input'!$D59),\"\")","v":""},{"$f":"IFERROR(IF(OR(N74=\"\",'Combined scenario - input'!$D59=\"\"),\"\",N74/'Combined scenario - input'!$D59),\"\")","v":""},{"$f":"IFERROR(IF(OR(O74=\"\",'Combined scenario - input'!$D59=\"\"),\"\",O74/'Combined scenario - input'!$D59),\"\")","v":""},{"$f":"IFERROR(IF(OR(P74=\"\",'Combined scenario - input'!$D59=\"\"),\"\",P74/'Combined scenario - input'!$D59),\"\")","v":""},{"$f":"IFERROR(IF(OR(Q74=\"\",'Combined scenario - input'!$D59=\"\"),\"\",Q74/'Combined scenario - input'!$D59),\"\")","v":""},{"$f":"IFERROR(IF(OR(R74=\"\",'Combined scenario - input'!$D59=\"\"),\"\",R74/'Combined scenario - input'!$D59),\"\")","v":""},{"$f":"IFERROR(IF(OR(S74=\"\",'Combined scenario - input'!$D59=\"\"),\"\",S74/'Combined scenario - input'!$D59),\"\")","v":""},{"$f":"IFERROR(IF(OR(T74=\"\",'Combined scenario - input'!$D59=\"\"),\"\",T74/'Combined scenario - input'!$D59),\"\")","v":""},{"$f":"IFERROR(IF(OR(U74=\"\",'Combined scenario - input'!$D59=\"\"),\"\",U74/'Combined scenario - input'!$D59),\"\")","v":""},{"$f":"IFERROR(IF(OR(V74=\"\",'Combined scenario - input'!$D59=\"\"),\"\",V74/'Combined scenario - input'!$D59),\"\")","v":""},{"$f":"IFERROR(IF(OR(W74=\"\",'Combined scenario - input'!$D59=\"\"),\"\",W74/'Combined scenario - input'!$D59),\"\")","v":""}]
[{"$f":"IFERROR('Combined scenario - input'!A60,\"\")","v":""},{"$f":"IFERROR('Combined scenario - input'!B60,\"\")","v":""},{"$f":"IFERROR('Combined scenario - input'!C60,\"\")","v":""},{"$f":"IFERROR(repcalc('Combined scenario - input'!$CV60:$GH60,'Combined scenario - input'!$G60,'Combined scenario - input'!$E60,'Combined scenario - input'!$F60,20,TRUE,TRUE),\"\")","v":""},"","","","","","","","","","","","","","","","","","","",{"$f":"IFERROR(IF(OR(D75=\"\",'Combined scenario - input'!$D60=\"\"),\"\",D75/'Combined scenario - input'!$D60),\"\")","v":""},{"$f":"IFERROR(IF(OR(E75=\"\",'Combined scenario - input'!$D60=\"\"),\"\",E75/'Combined scenario - input'!$D60),\"\")","v":""},{"$f":"IFERROR(IF(OR(F75=\"\",'Combined scenario - input'!$D60=\"\"),\"\",F75/'Combined scenario - input'!$D60),\"\")","v":""},{"$f":"IFERROR(IF(OR(G75=\"\",'Combined scenario - input'!$D60=\"\"),\"\",G75/'Combined scenario - input'!$D60),\"\")","v":""},{"$f":"IFERROR(IF(OR(H75=\"\",'Combined scenario - input'!$D60=\"\"),\"\",H75/'Combined scenario - input'!$D60),\"\")","v":""},{"$f":"IFERROR(IF(OR(I75=\"\",'Combined scenario - input'!$D60=\"\"),\"\",I75/'Combined scenario - input'!$D60),\"\")","v":""},{"$f":"IFERROR(IF(OR(J75=\"\",'Combined scenario - input'!$D60=\"\"),\"\",J75/'Combined scenario - input'!$D60),\"\")","v":""},{"$f":"IFERROR(IF(OR(K75=\"\",'Combined scenario - input'!$D60=\"\"),\"\",K75/'Combined scenario - input'!$D60),\"\")","v":""},{"$f":"IFERROR(IF(OR(L75=\"\",'Combined scenario - input'!$D60=\"\"),\"\",L75/'Combined scenario - input'!$D60),\"\")","v":""},{"$f":"IFERROR(IF(OR(M75=\"\",'Combined scenario - input'!$D60=\"\"),\"\",M75/'Combined scenario - input'!$D60),\"\")","v":""},{"$f":"IFERROR(IF(OR(N75=\"\",'Combined scenario - input'!$D60=\"\"),\"\",N75/'Combined scenario - input'!$D60),\"\")","v":""},{"$f":"IFERROR(IF(OR(O75=\"\",'Combined scenario - input'!$D60=\"\"),\"\",O75/'Combined scenario - input'!$D60),\"\")","v":""},{"$f":"IFERROR(IF(OR(P75=\"\",'Combined scenario - input'!$D60=\"\"),\"\",P75/'Combined scenario - input'!$D60),\"\")","v":""},{"$f":"IFERROR(IF(OR(Q75=\"\",'Combined scenario - input'!$D60=\"\"),\"\",Q75/'Combined scenario - input'!$D60),\"\")","v":""},{"$f":"IFERROR(IF(OR(R75=\"\",'Combined scenario - input'!$D60=\"\"),\"\",R75/'Combined scenario - input'!$D60),\"\")","v":""},{"$f":"IFERROR(IF(OR(S75=\"\",'Combined scenario - input'!$D60=\"\"),\"\",S75/'Combined scenario - input'!$D60),\"\")","v":""},{"$f":"IFERROR(IF(OR(T75=\"\",'Combined scenario - input'!$D60=\"\"),\"\",T75/'Combined scenario - input'!$D60),\"\")","v":""},{"$f":"IFERROR(IF(OR(U75=\"\",'Combined scenario - input'!$D60=\"\"),\"\",U75/'Combined scenario - input'!$D60),\"\")","v":""},{"$f":"IFERROR(IF(OR(V75=\"\",'Combined scenario - input'!$D60=\"\"),\"\",V75/'Combined scenario - input'!$D60),\"\")","v":""},{"$f":"IFERROR(IF(OR(W75=\"\",'Combined scenario - input'!$D60=\"\"),\"\",W75/'Combined scenario - input'!$D60),\"\")","v":""}]
[{"$f":"IFERROR('Combined scenario - input'!A61,\"\")","v":""},{"$f":"IFERROR('Combined scenario - input'!B61,\"\")","v":""},{"$f":"IFERROR('Combined scenario - input'!C61,\"\")","v":""},{"$f":"IFERROR(repcalc('Combined scenario - input'!$CV61:$GH61,'Combined scenario - input'!$G61,'Combined scenario - input'!$E61,'Combined scenario - input'!$F61,20,TRUE,TRUE),\"\")","v":""},"","","","","","","","","","","","","","","","","","","",{"$f":"IFERROR(IF(OR(D76=\"\",'Combined scenario - input'!$D61=\"\"),\"\",D76/'Combined scenario - input'!$D61),\"\")","v":""},{"$f":"IFERROR(IF(OR(E76=\"\",'Combined scenario - input'!$D61=\"\"),\"\",E76/'Combined scenario - input'!$D61),\"\")","v":""},{"$f":"IFERROR(IF(OR(F76=\"\",'Combined scenario - input'!$D61=\"\"),\"\",F76/'Combined scenario - input'!$D61),\"\")","v":""},{"$f":"IFERROR(IF(OR(G76=\"\",'Combined scenario - input'!$D61=\"\"),\"\",G76/'Combined scenario - input'!$D61),\"\")","v":""},{"$f":"IFERROR(IF(OR(H76=\"\",'Combined scenario - input'!$D61=\"\"),\"\",H76/'Combined scenario - input'!$D61),\"\")","v":""},{"$f":"IFERROR(IF(OR(I76=\"\",'Combined scenario - input'!$D61=\"\"),\"\",I76/'Combined scenario - input'!$D61),\"\")","v":""},{"$f":"IFERROR(IF(OR(J76=\"\",'Combined scenario - input'!$D61=\"\"),\"\",J76/'Combined scenario - input'!$D61),\"\")","v":""},{"$f":"IFERROR(IF(OR(K76=\"\",'Combined scenario - input'!$D61=\"\"),\"\",K76/'Combined scenario - input'!$D61),\"\")","v":""},{"$f":"IFERROR(IF(OR(L76=\"\",'Combined scenario - input'!$D61=\"\"),\"\",L76/'Combined scenario - input'!$D61),\"\")","v":""},{"$f":"IFERROR(IF(OR(M76=\"\",'Combined scenario - input'!$D61=\"\"),\"\",M76/'Combined scenario - input'!$D61),\"\")","v":""},{"$f":"IFERROR(IF(OR(N76=\"\",'Combined scenario - input'!$D61=\"\"),\"\",N76/'Combined scenario - input'!$D61),\"\")","v":""},{"$f":"IFERROR(IF(OR(O76=\"\",'Combined scenario - input'!$D61=\"\"),\"\",O76/'Combined scenario - input'!$D61),\"\")","v":""},{"$f":"IFERROR(IF(OR(P76=\"\",'Combined scenario - input'!$D61=\"\"),\"\",P76/'Combined scenario - input'!$D61),\"\")","v":""},{"$f":"IFERROR(IF(OR(Q76=\"\",'Combined scenario - input'!$D61=\"\"),\"\",Q76/'Combined scenario - input'!$D61),\"\")","v":""},{"$f":"IFERROR(IF(OR(R76=\"\",'Combined scenario - input'!$D61=\"\"),\"\",R76/'Combined scenario - input'!$D61),\"\")","v":""},{"$f":"IFERROR(IF(OR(S76=\"\",'Combined scenario - input'!$D61=\"\"),\"\",S76/'Combined scenario - input'!$D61),\"\")","v":""},{"$f":"IFERROR(IF(OR(T76=\"\",'Combined scenario - input'!$D61=\"\"),\"\",T76/'Combined scenario - input'!$D61),\"\")","v":""},{"$f":"IFERROR(IF(OR(U76=\"\",'Combined scenario - input'!$D61=\"\"),\"\",U76/'Combined scenario - input'!$D61),\"\")","v":""},{"$f":"IFERROR(IF(OR(V76=\"\",'Combined scenario - input'!$D61=\"\"),\"\",V76/'Combined scenario - input'!$D61),\"\")","v":""},{"$f":"IFERROR(IF(OR(W76=\"\",'Combined scenario - input'!$D61=\"\"),\"\",W76/'Combined scenario - input'!$D61),\"\")","v":""}]
[{"$f":"IFERROR('Combined scenario - input'!A62,\"\")","v":""},{"$f":"IFERROR('Combined scenario - input'!B62,\"\")","v":""},{"$f":"IFERROR('Combined scenario - input'!C62,\"\")","v":""},{"$f":"IFERROR(repcalc('Combined scenario - input'!$CV62:$GH62,'Combined scenario - input'!$G62,'Combined scenario - input'!$E62,'Combined scenario - input'!$F62,20,TRUE,TRUE),\"\")","v":""},"","","","","","","","","","","","","","","","","","","",{"$f":"IFERROR(IF(OR(D77=\"\",'Combined scenario - input'!$D62=\"\"),\"\",D77/'Combined scenario - input'!$D62),\"\")","v":""},{"$f":"IFERROR(IF(OR(E77=\"\",'Combined scenario - input'!$D62=\"\"),\"\",E77/'Combined scenario - input'!$D62),\"\")","v":""},{"$f":"IFERROR(IF(OR(F77=\"\",'Combined scenario - input'!$D62=\"\"),\"\",F77/'Combined scenario - input'!$D62),\"\")","v":""},{"$f":"IFERROR(IF(OR(G77=\"\",'Combined scenario - input'!$D62=\"\"),\"\",G77/'Combined scenario - input'!$D62),\"\")","v":""},{"$f":"IFERROR(IF(OR(H77=\"\",'Combined scenario - input'!$D62=\"\"),\"\",H77/'Combined scenario - input'!$D62),\"\")","v":""},{"$f":"IFERROR(IF(OR(I77=\"\",'Combined scenario - input'!$D62=\"\"),\"\",I77/'Combined scenario - input'!$D62),\"\")","v":""},{"$f":"IFERROR(IF(OR(J77=\"\",'Combined scenario - input'!$D62=\"\"),\"\",J77/'Combined scenario - input'!$D62),\"\")","v":""},{"$f":"IFERROR(IF(OR(K77=\"\",'Combined scenario - input'!$D62=\"\"),\"\",K77/'Combined scenario - input'!$D62),\"\")","v":""},{"$f":"IFERROR(IF(OR(L77=\"\",'Combined scenario - input'!$D62=\"\"),\"\",L77/'Combined scenario - input'!$D62),\"\")","v":""},{"$f":"IFERROR(IF(OR(M77=\"\",'Combined scenario - input'!$D62=\"\"),\"\",M77/'Combined scenario - input'!$D62),\"\")","v":""},{"$f":"IFERROR(IF(OR(N77=\"\",'Combined scenario - input'!$D62=\"\"),\"\",N77/'Combined scenario - input'!$D62),\"\")","v":""},{"$f":"IFERROR(IF(OR(O77=\"\",'Combined scenario - input'!$D62=\"\"),\"\",O77/'Combined scenario - input'!$D62),\"\")","v":""},{"$f":"IFERROR(IF(OR(P77=\"\",'Combined scenario - input'!$D62=\"\"),\"\",P77/'Combined scenario - input'!$D62),\"\")","v":""},{"$f":"IFERROR(IF(OR(Q77=\"\",'Combined scenario - input'!$D62=\"\"),\"\",Q77/'Combined scenario - input'!$D62),\"\")","v":""},{"$f":"IFERROR(IF(OR(R77=\"\",'Combined scenario - input'!$D62=\"\"),\"\",R77/'Combined scenario - input'!$D62),\"\")","v":""},{"$f":"IFERROR(IF(OR(S77=\"\",'Combined scenario - input'!$D62=\"\"),\"\",S77/'Combined scenario - input'!$D62),\"\")","v":""},{"$f":"IFERROR(IF(OR(T77=\"\",'Combined scenario - input'!$D62=\"\"),\"\",T77/'Combined scenario - input'!$D62),\"\")","v":""},{"$f":"IFERROR(IF(OR(U77=\"\",'Combined scenario - input'!$D62=\"\"),\"\",U77/'Combined scenario - input'!$D62),\"\")","v":""},{"$f":"IFERROR(IF(OR(V77=\"\",'Combined scenario - input'!$D62=\"\"),\"\",V77/'Combined scenario - input'!$D62),\"\")","v":""},{"$f":"IFERROR(IF(OR(W77=\"\",'Combined scenario - input'!$D62=\"\"),\"\",W77/'Combined scenario - input'!$D62),\"\")","v":""}]
[{"$f":"IFERROR('Combined scenario - input'!A63,\"\")","v":""},{"$f":"IFERROR('Combined scenario - input'!B63,\"\")","v":""},{"$f":"IFERROR('Combined scenario - input'!C63,\"\")","v":""},{"$f":"IFERROR(repcalc('Combined scenario - input'!$CV63:$GH63,'Combined scenario - input'!$G63,'Combined scenario - input'!$E63,'Combined scenario - input'!$F63,20,TRUE,TRUE),\"\")","v":""},"","","","","","","","","","","","","","","","","","","",{"$f":"IFERROR(IF(OR(D78=\"\",'Combined scenario - input'!$D63=\"\"),\"\",D78/'Combined scenario - input'!$D63),\"\")","v":""},{"$f":"IFERROR(IF(OR(E78=\"\",'Combined scenario - input'!$D63=\"\"),\"\",E78/'Combined scenario - input'!$D63),\"\")","v":""},{"$f":"IFERROR(IF(OR(F78=\"\",'Combined scenario - input'!$D63=\"\"),\"\",F78/'Combined scenario - input'!$D63),\"\")","v":""},{"$f":"IFERROR(IF(OR(G78=\"\",'Combined scenario - input'!$D63=\"\"),\"\",G78/'Combined scenario - input'!$D63),\"\")","v":""},{"$f":"IFERROR(IF(OR(H78=\"\",'Combined scenario - input'!$D63=\"\"),\"\",H78/'Combined scenario - input'!$D63),\"\")","v":""},{"$f":"IFERROR(IF(OR(I78=\"\",'Combined scenario - input'!$D63=\"\"),\"\",I78/'Combined scenario - input'!$D63),\"\")","v":""},{"$f":"IFERROR(IF(OR(J78=\"\",'Combined scenario - input'!$D63=\"\"),\"\",J78/'Combined scenario - input'!$D63),\"\")","v":""},{"$f":"IFERROR(IF(OR(K78=\"\",'Combined scenario - input'!$D63=\"\"),\"\",K78/'Combined scenario - input'!$D63),\"\")","v":""},{"$f":"IFERROR(IF(OR(L78=\"\",'Combined scenario - input'!$D63=\"\"),\"\",L78/'Combined scenario - input'!$D63),\"\")","v":""},{"$f":"IFERROR(IF(OR(M78=\"\",'Combined scenario - input'!$D63=\"\"),\"\",M78/'Combined scenario - input'!$D63),\"\")","v":""},{"$f":"IFERROR(IF(OR(N78=\"\",'Combined scenario - input'!$D63=\"\"),\"\",N78/'Combined scenario - input'!$D63),\"\")","v":""},{"$f":"IFERROR(IF(OR(O78=\"\",'Combined scenario - input'!$D63=\"\"),\"\",O78/'Combined scenario - input'!$D63),\"\")","v":""},{"$f":"IFERROR(IF(OR(P78=\"\",'Combined scenario - input'!$D63=\"\"),\"\",P78/'Combined scenario - input'!$D63),\"\")","v":""},{"$f":"IFERROR(IF(OR(Q78=\"\",'Combined scenario - input'!$D63=\"\"),\"\",Q78/'Combined scenario - input'!$D63),\"\")","v":""},{"$f":"IFERROR(IF(OR(R78=\"\",'Combined scenario - input'!$D63=\"\"),\"\",R78/'Combined scenario - input'!$D63),\"\")","v":""},{"$f":"IFERROR(IF(OR(S78=\"\",'Combined scenario - input'!$D63=\"\"),\"\",S78/'Combined scenario - input'!$D63),\"\")","v":""},{"$f":"IFERROR(IF(OR(T78=\"\",'Combined scenario - input'!$D63=\"\"),\"\",T78/'Combined scenario - input'!$D63),\"\")","v":""},{"$f":"IFERROR(IF(OR(U78=\"\",'Combined scenario - input'!$D63=\"\"),\"\",U78/'Combined scenario - input'!$D63),\"\")","v":""},{"$f":"IFERROR(IF(OR(V78=\"\",'Combined scenario - input'!$D63=\"\"),\"\",V78/'Combined scenario - input'!$D63),\"\")","v":""},{"$f":"IFERROR(IF(OR(W78=\"\",'Combined scenario - input'!$D63=\"\"),\"\",W78/'Combined scenario - input'!$D63),\"\")","v":""}]
[{"$f":"IFERROR('Combined scenario - input'!A64,\"\")","v":""},{"$f":"IFERROR('Combined scenario - input'!B64,\"\")","v":""},{"$f":"IFERROR('Combined scenario - input'!C64,\"\")","v":""},{"$f":"IFERROR(repcalc('Combined scenario - input'!$CV64:$GH64,'Combined scenario - input'!$G64,'Combined scenario - input'!$E64,'Combined scenario - input'!$F64,20,TRUE,TRUE),\"\")","v":""},"","","","","","","","","","","","","","","","","","","",{"$f":"IFERROR(IF(OR(D79=\"\",'Combined scenario - input'!$D64=\"\"),\"\",D79/'Combined scenario - input'!$D64),\"\")","v":""},{"$f":"IFERROR(IF(OR(E79=\"\",'Combined scenario - input'!$D64=\"\"),\"\",E79/'Combined scenario - input'!$D64),\"\")","v":""},{"$f":"IFERROR(IF(OR(F79=\"\",'Combined scenario - input'!$D64=\"\"),\"\",F79/'Combined scenario - input'!$D64),\"\")","v":""},{"$f":"IFERROR(IF(OR(G79=\"\",'Combined scenario - input'!$D64=\"\"),\"\",G79/'Combined scenario - input'!$D64),\"\")","v":""},{"$f":"IFERROR(IF(OR(H79=\"\",'Combined scenario - input'!$D64=\"\"),\"\",H79/'Combined scenario - input'!$D64),\"\")","v":""},{"$f":"IFERROR(IF(OR(I79=\"\",'Combined scenario - input'!$D64=\"\"),\"\",I79/'Combined scenario - input'!$D64),\"\")","v":""},{"$f":"IFERROR(IF(OR(J79=\"\",'Combined scenario - input'!$D64=\"\"),\"\",J79/'Combined scenario - input'!$D64),\"\")","v":""},{"$f":"IFERROR(IF(OR(K79=\"\",'Combined scenario - input'!$D64=\"\"),\"\",K79/'Combined scenario - input'!$D64),\"\")","v":""},{"$f":"IFERROR(IF(OR(L79=\"\",'Combined scenario - input'!$D64=\"\"),\"\",L79/'Combined scenario - input'!$D64),\"\")","v":""},{"$f":"IFERROR(IF(OR(M79=\"\",'Combined scenario - input'!$D64=\"\"),\"\",M79/'Combined scenario - input'!$D64),\"\")","v":""},{"$f":"IFERROR(IF(OR(N79=\"\",'Combined scenario - input'!$D64=\"\"),\"\",N79/'Combined scenario - input'!$D64),\"\")","v":""},{"$f":"IFERROR(IF(OR(O79=\"\",'Combined scenario - input'!$D64=\"\"),\"\",O79/'Combined scenario - input'!$D64),\"\")","v":""},{"$f":"IFERROR(IF(OR(P79=\"\",'Combined scenario - input'!$D64=\"\"),\"\",P79/'Combined scenario - input'!$D64),\"\")","v":""},{"$f":"IFERROR(IF(OR(Q79=\"\",'Combined scenario - input'!$D64=\"\"),\"\",Q79/'Combined scenario - input'!$D64),\"\")","v":""},{"$f":"IFERROR(IF(OR(R79=\"\",'Combined scenario - input'!$D64=\"\"),\"\",R79/'Combined scenario - input'!$D64),\"\")","v":""},{"$f":"IFERROR(IF(OR(S79=\"\",'Combined scenario - input'!$D64=\"\"),\"\",S79/'Combined scenario - input'!$D64),\"\")","v":""},{"$f":"IFERROR(IF(OR(T79=\"\",'Combined scenario - input'!$D64=\"\"),\"\",T79/'Combined scenario - input'!$D64),\"\")","v":""},{"$f":"IFERROR(IF(OR(U79=\"\",'Combined scenario - input'!$D64=\"\"),\"\",U79/'Combined scenario - input'!$D64),\"\")","v":""},{"$f":"IFERROR(IF(OR(V79=\"\",'Combined scenario - input'!$D64=\"\"),\"\",V79/'Combined scenario - input'!$D64),\"\")","v":""},{"$f":"IFERROR(IF(OR(W79=\"\",'Combined scenario - input'!$D64=\"\"),\"\",W79/'Combined scenario - input'!$D64),\"\")","v":""}]
[{"$f":"IFERROR('Combined scenario - input'!A65,\"\")","v":""},{"$f":"IFERROR('Combined scenario - input'!B65,\"\")","v":""},{"$f":"IFERROR('Combined scenario - input'!C65,\"\")","v":""},{"$f":"IFERROR(repcalc('Combined scenario - input'!$CV65:$GH65,'Combined scenario - input'!$G65,'Combined scenario - input'!$E65,'Combined scenario - input'!$F65,20,TRUE,TRUE),\"\")","v":""},"","","","","","","","","","","","","","","","","","","",{"$f":"IFERROR(IF(OR(D80=\"\",'Combined scenario - input'!$D65=\"\"),\"\",D80/'Combined scenario - input'!$D65),\"\")","v":""},{"$f":"IFERROR(IF(OR(E80=\"\",'Combined scenario - input'!$D65=\"\"),\"\",E80/'Combined scenario - input'!$D65),\"\")","v":""},{"$f":"IFERROR(IF(OR(F80=\"\",'Combined scenario - input'!$D65=\"\"),\"\",F80/'Combined scenario - input'!$D65),\"\")","v":""},{"$f":"IFERROR(IF(OR(G80=\"\",'Combined scenario - input'!$D65=\"\"),\"\",G80/'Combined scenario - input'!$D65),\"\")","v":""},{"$f":"IFERROR(IF(OR(H80=\"\",'Combined scenario - input'!$D65=\"\"),\"\",H80/'Combined scenario - input'!$D65),\"\")","v":""},{"$f":"IFERROR(IF(OR(I80=\"\",'Combined scenario - input'!$D65=\"\"),\"\",I80/'Combined scenario - input'!$D65),\"\")","v":""},{"$f":"IFERROR(IF(OR(J80=\"\",'Combined scenario - input'!$D65=\"\"),\"\",J80/'Combined scenario - input'!$D65),\"\")","v":""},{"$f":"IFERROR(IF(OR(K80=\"\",'Combined scenario - input'!$D65=\"\"),\"\",K80/'Combined scenario - input'!$D65),\"\")","v":""},{"$f":"IFERROR(IF(OR(L80=\"\",'Combined scenario - input'!$D65=\"\"),\"\",L80/'Combined scenario - input'!$D65),\"\")","v":""},{"$f":"IFERROR(IF(OR(M80=\"\",'Combined scenario - input'!$D65=\"\"),\"\",M80/'Combined scenario - input'!$D65),\"\")","v":""},{"$f":"IFERROR(IF(OR(N80=\"\",'Combined scenario - input'!$D65=\"\"),\"\",N80/'Combined scenario - input'!$D65),\"\")","v":""},{"$f":"IFERROR(IF(OR(O80=\"\",'Combined scenario - input'!$D65=\"\"),\"\",O80/'Combined scenario - input'!$D65),\"\")","v":""},{"$f":"IFERROR(IF(OR(P80=\"\",'Combined scenario - input'!$D65=\"\"),\"\",P80/'Combined scenario - input'!$D65),\"\")","v":""},{"$f":"IFERROR(IF(OR(Q80=\"\",'Combined scenario - input'!$D65=\"\"),\"\",Q80/'Combined scenario - input'!$D65),\"\")","v":""},{"$f":"IFERROR(IF(OR(R80=\"\",'Combined scenario - input'!$D65=\"\"),\"\",R80/'Combined scenario - input'!$D65),\"\")","v":""},{"$f":"IFERROR(IF(OR(S80=\"\",'Combined scenario - input'!$D65=\"\"),\"\",S80/'Combined scenario - input'!$D65),\"\")","v":""},{"$f":"IFERROR(IF(OR(T80=\"\",'Combined scenario - input'!$D65=\"\"),\"\",T80/'Combined scenario - input'!$D65),\"\")","v":""},{"$f":"IFERROR(IF(OR(U80=\"\",'Combined scenario - input'!$D65=\"\"),\"\",U80/'Combined scenario - input'!$D65),\"\")","v":""},{"$f":"IFERROR(IF(OR(V80=\"\",'Combined scenario - input'!$D65=\"\"),\"\",V80/'Combined scenario - input'!$D65),\"\")","v":""},{"$f":"IFERROR(IF(OR(W80=\"\",'Combined scenario - input'!$D65=\"\"),\"\",W80/'Combined scenario - input'!$D65),\"\")","v":""}]
[{"$f":"IFERROR('Combined scenario - input'!A66,\"\")","v":""},{"$f":"IFERROR('Combined scenario - input'!B66,\"\")","v":""},{"$f":"IFERROR('Combined scenario - input'!C66,\"\")","v":""},{"$f":"IFERROR(repcalc('Combined scenario - input'!$CV66:$GH66,'Combined scenario - input'!$G66,'Combined scenario - input'!$E66,'Combined scenario - input'!$F66,20,TRUE,TRUE),\"\")","v":""},"","","","","","","","","","","","","","","","","","","",{"$f":"IFERROR(IF(OR(D81=\"\",'Combined scenario - input'!$D66=\"\"),\"\",D81/'Combined scenario - input'!$D66),\"\")","v":""},{"$f":"IFERROR(IF(OR(E81=\"\",'Combined scenario - input'!$D66=\"\"),\"\",E81/'Combined scenario - input'!$D66),\"\")","v":""},{"$f":"IFERROR(IF(OR(F81=\"\",'Combined scenario - input'!$D66=\"\"),\"\",F81/'Combined scenario - input'!$D66),\"\")","v":""},{"$f":"IFERROR(IF(OR(G81=\"\",'Combined scenario - input'!$D66=\"\"),\"\",G81/'Combined scenario - input'!$D66),\"\")","v":""},{"$f":"IFERROR(IF(OR(H81=\"\",'Combined scenario - input'!$D66=\"\"),\"\",H81/'Combined scenario - input'!$D66),\"\")","v":""},{"$f":"IFERROR(IF(OR(I81=\"\",'Combined scenario - input'!$D66=\"\"),\"\",I81/'Combined scenario - input'!$D66),\"\")","v":""},{"$f":"IFERROR(IF(OR(J81=\"\",'Combined scenario - input'!$D66=\"\"),\"\",J81/'Combined scenario - input'!$D66),\"\")","v":""},{"$f":"IFERROR(IF(OR(K81=\"\",'Combined scenario - input'!$D66=\"\"),\"\",K81/'Combined scenario - input'!$D66),\"\")","v":""},{"$f":"IFERROR(IF(OR(L81=\"\",'Combined scenario - input'!$D66=\"\"),\"\",L81/'Combined scenario - input'!$D66),\"\")","v":""},{"$f":"IFERROR(IF(OR(M81=\"\",'Combined scenario - input'!$D66=\"\"),\"\",M81/'Combined scenario - input'!$D66),\"\")","v":""},{"$f":"IFERROR(IF(OR(N81=\"\",'Combined scenario - input'!$D66=\"\"),\"\",N81/'Combined scenario - input'!$D66),\"\")","v":""},{"$f":"IFERROR(IF(OR(O81=\"\",'Combined scenario - input'!$D66=\"\"),\"\",O81/'Combined scenario - input'!$D66),\"\")","v":""},{"$f":"IFERROR(IF(OR(P81=\"\",'Combined scenario - input'!$D66=\"\"),\"\",P81/'Combined scenario - input'!$D66),\"\")","v":""},{"$f":"IFERROR(IF(OR(Q81=\"\",'Combined scenario - input'!$D66=\"\"),\"\",Q81/'Combined scenario - input'!$D66),\"\")","v":""},{"$f":"IFERROR(IF(OR(R81=\"\",'Combined scenario - input'!$D66=\"\"),\"\",R81/'Combined scenario - input'!$D66),\"\")","v":""},{"$f":"IFERROR(IF(OR(S81=\"\",'Combined scenario - input'!$D66=\"\"),\"\",S81/'Combined scenario - input'!$D66),\"\")","v":""},{"$f":"IFERROR(IF(OR(T81=\"\",'Combined scenario - input'!$D66=\"\"),\"\",T81/'Combined scenario - input'!$D66),\"\")","v":""},{"$f":"IFERROR(IF(OR(U81=\"\",'Combined scenario - input'!$D66=\"\"),\"\",U81/'Combined scenario - input'!$D66),\"\")","v":""},{"$f":"IFERROR(IF(OR(V81=\"\",'Combined scenario - input'!$D66=\"\"),\"\",V81/'Combined scenario - input'!$D66),\"\")","v":""},{"$f":"IFERROR(IF(OR(W81=\"\",'Combined scenario - input'!$D66=\"\"),\"\",W81/'Combined scenario - input'!$D66),\"\")","v":""}]
[{"$f":"IFERROR('Combined scenario - input'!A67,\"\")","v":""},{"$f":"IFERROR('Combined scenario - input'!B67,\"\")","v":""},{"$f":"IFERROR('Combined scenario - input'!C67,\"\")","v":""},{"$f":"IFERROR(repcalc('Combined scenario - input'!$CV67:$GH67,'Combined scenario - input'!$G67,'Combined scenario - input'!$E67,'Combined scenario - input'!$F67,20,TRUE,TRUE),\"\")","v":""},"","","","","","","","","","","","","","","","","","","",{"$f":"IFERROR(IF(OR(D82=\"\",'Combined scenario - input'!$D67=\"\"),\"\",D82/'Combined scenario - input'!$D67),\"\")","v":""},{"$f":"IFERROR(IF(OR(E82=\"\",'Combined scenario - input'!$D67=\"\"),\"\",E82/'Combined scenario - input'!$D67),\"\")","v":""},{"$f":"IFERROR(IF(OR(F82=\"\",'Combined scenario - input'!$D67=\"\"),\"\",F82/'Combined scenario - input'!$D67),\"\")","v":""},{"$f":"IFERROR(IF(OR(G82=\"\",'Combined scenario - input'!$D67=\"\"),\"\",G82/'Combined scenario - input'!$D67),\"\")","v":""},{"$f":"IFERROR(IF(OR(H82=\"\",'Combined scenario - input'!$D67=\"\"),\"\",H82/'Combined scenario - input'!$D67),\"\")","v":""},{"$f":"IFERROR(IF(OR(I82=\"\",'Combined scenario - input'!$D67=\"\"),\"\",I82/'Combined scenario - input'!$D67),\"\")","v":""},{"$f":"IFERROR(IF(OR(J82=\"\",'Combined scenario - input'!$D67=\"\"),\"\",J82/'Combined scenario - input'!$D67),\"\")","v":""},{"$f":"IFERROR(IF(OR(K82=\"\",'Combined scenario - input'!$D67=\"\"),\"\",K82/'Combined scenario - input'!$D67),\"\")","v":""},{"$f":"IFERROR(IF(OR(L82=\"\",'Combined scenario - input'!$D67=\"\"),\"\",L82/'Combined scenario - input'!$D67),\"\")","v":""},{"$f":"IFERROR(IF(OR(M82=\"\",'Combined scenario - input'!$D67=\"\"),\"\",M82/'Combined scenario - input'!$D67),\"\")","v":""},{"$f":"IFERROR(IF(OR(N82=\"\",'Combined scenario - input'!$D67=\"\"),\"\",N82/'Combined scenario - input'!$D67),\"\")","v":""},{"$f":"IFERROR(IF(OR(O82=\"\",'Combined scenario - input'!$D67=\"\"),\"\",O82/'Combined scenario - input'!$D67),\"\")","v":""},{"$f":"IFERROR(IF(OR(P82=\"\",'Combined scenario - input'!$D67=\"\"),\"\",P82/'Combined scenario - input'!$D67),\"\")","v":""},{"$f":"IFERROR(IF(OR(Q82=\"\",'Combined scenario - input'!$D67=\"\"),\"\",Q82/'Combined scenario - input'!$D67),\"\")","v":""},{"$f":"IFERROR(IF(OR(R82=\"\",'Combined scenario - input'!$D67=\"\"),\"\",R82/'Combined scenario - input'!$D67),\"\")","v":""},{"$f":"IFERROR(IF(OR(S82=\"\",'Combined scenario - input'!$D67=\"\"),\"\",S82/'Combined scenario - input'!$D67),\"\")","v":""},{"$f":"IFERROR(IF(OR(T82=\"\",'Combined scenario - input'!$D67=\"\"),\"\",T82/'Combined scenario - input'!$D67),\"\")","v":""},{"$f":"IFERROR(IF(OR(U82=\"\",'Combined scenario - input'!$D67=\"\"),\"\",U82/'Combined scenario - input'!$D67),\"\")","v":""},{"$f":"IFERROR(IF(OR(V82=\"\",'Combined scenario - input'!$D67=\"\"),\"\",V82/'Combined scenario - input'!$D67),\"\")","v":""},{"$f":"IFERROR(IF(OR(W82=\"\",'Combined scenario - input'!$D67=\"\"),\"\",W82/'Combined scenario - input'!$D67),\"\")","v":""}]
[{"$f":"IFERROR('Combined scenario - input'!A68,\"\")","v":""},{"$f":"IFERROR('Combined scenario - input'!B68,\"\")","v":""},{"$f":"IFERROR('Combined scenario - input'!C68,\"\")","v":""},{"$f":"IFERROR(repcalc('Combined scenario - input'!$CV68:$GH68,'Combined scenario - input'!$G68,'Combined scenario - input'!$E68,'Combined scenario - input'!$F68,20,TRUE,TRUE),\"\")","v":""},"","","","","","","","","","","","","","","","","","","",{"$f":"IFERROR(IF(OR(D83=\"\",'Combined scenario - input'!$D68=\"\"),\"\",D83/'Combined scenario - input'!$D68),\"\")","v":""},{"$f":"IFERROR(IF(OR(E83=\"\",'Combined scenario - input'!$D68=\"\"),\"\",E83/'Combined scenario - input'!$D68),\"\")","v":""},{"$f":"IFERROR(IF(OR(F83=\"\",'Combined scenario - input'!$D68=\"\"),\"\",F83/'Combined scenario - input'!$D68),\"\")","v":""},{"$f":"IFERROR(IF(OR(G83=\"\",'Combined scenario - input'!$D68=\"\"),\"\",G83/'Combined scenario - input'!$D68),\"\")","v":""},{"$f":"IFERROR(IF(OR(H83=\"\",'Combined scenario - input'!$D68=\"\"),\"\",H83/'Combined scenario - input'!$D68),\"\")","v":""},{"$f":"IFERROR(IF(OR(I83=\"\",'Combined scenario - input'!$D68=\"\"),\"\",I83/'Combined scenario - input'!$D68),\"\")","v":""},{"$f":"IFERROR(IF(OR(J83=\"\",'Combined scenario - input'!$D68=\"\"),\"\",J83/'Combined scenario - input'!$D68),\"\")","v":""},{"$f":"IFERROR(IF(OR(K83=\"\",'Combined scenario - input'!$D68=\"\"),\"\",K83/'Combined scenario - input'!$D68),\"\")","v":""},{"$f":"IFERROR(IF(OR(L83=\"\",'Combined scenario - input'!$D68=\"\"),\"\",L83/'Combined scenario - input'!$D68),\"\")","v":""},{"$f":"IFERROR(IF(OR(M83=\"\",'Combined scenario - input'!$D68=\"\"),\"\",M83/'Combined scenario - input'!$D68),\"\")","v":""},{"$f":"IFERROR(IF(OR(N83=\"\",'Combined scenario - input'!$D68=\"\"),\"\",N83/'Combined scenario - input'!$D68),\"\")","v":""},{"$f":"IFERROR(IF(OR(O83=\"\",'Combined scenario - input'!$D68=\"\"),\"\",O83/'Combined scenario - input'!$D68),\"\")","v":""},{"$f":"IFERROR(IF(OR(P83=\"\",'Combined scenario - input'!$D68=\"\"),\"\",P83/'Combined scenario - input'!$D68),\"\")","v":""},{"$f":"IFERROR(IF(OR(Q83=\"\",'Combined scenario - input'!$D68=\"\"),\"\",Q83/'Combined scenario - input'!$D68),\"\")","v":""},{"$f":"IFERROR(IF(OR(R83=\"\",'Combined scenario - input'!$D68=\"\"),\"\",R83/'Combined scenario - input'!$D68),\"\")","v":""},{"$f":"IFERROR(IF(OR(S83=\"\",'Combined scenario - input'!$D68=\"\"),\"\",S83/'Combined scenario - input'!$D68),\"\")","v":""},{"$f":"IFERROR(IF(OR(T83=\"\",'Combined scenario - input'!$D68=\"\"),\"\",T83/'Combined scenario - input'!$D68),\"\")","v":""},{"$f":"IFERROR(IF(OR(U83=\"\",'Combined scenario - input'!$D68=\"\"),\"\",U83/'Combined scenario - input'!$D68),\"\")","v":""},{"$f":"IFERROR(IF(OR(V83=\"\",'Combined scenario - input'!$D68=\"\"),\"\",V83/'Combined scenario - input'!$D68),\"\")","v":""},{"$f":"IFERROR(IF(OR(W83=\"\",'Combined scenario - input'!$D68=\"\"),\"\",W83/'Combined scenario - input'!$D68),\"\")","v":""}]
[{"$f":"IFERROR('Combined scenario - input'!A69,\"\")","v":""},{"$f":"IFERROR('Combined scenario - input'!B69,\"\")","v":""},{"$f":"IFERROR('Combined scenario - input'!C69,\"\")","v":""},{"$f":"IFERROR(repcalc('Combined scenario - input'!$CV69:$GH69,'Combined scenario - input'!$G69,'Combined scenario - input'!$E69,'Combined scenario - input'!$F69,20,TRUE,TRUE),\"\")","v":""},"","","","","","","","","","","","","","","","","","","",{"$f":"IFERROR(IF(OR(D84=\"\",'Combined scenario - input'!$D69=\"\"),\"\",D84/'Combined scenario - input'!$D69),\"\")","v":""},{"$f":"IFERROR(IF(OR(E84=\"\",'Combined scenario - input'!$D69=\"\"),\"\",E84/'Combined scenario - input'!$D69),\"\")","v":""},{"$f":"IFERROR(IF(OR(F84=\"\",'Combined scenario - input'!$D69=\"\"),\"\",F84/'Combined scenario - input'!$D69),\"\")","v":""},{"$f":"IFERROR(IF(OR(G84=\"\",'Combined scenario - input'!$D69=\"\"),\"\",G84/'Combined scenario - input'!$D69),\"\")","v":""},{"$f":"IFERROR(IF(OR(H84=\"\",'Combined scenario - input'!$D69=\"\"),\"\",H84/'Combined scenario - input'!$D69),\"\")","v":""},{"$f":"IFERROR(IF(OR(I84=\"\",'Combined scenario - input'!$D69=\"\"),\"\",I84/'Combined scenario - input'!$D69),\"\")","v":""},{"$f":"IFERROR(IF(OR(J84=\"\",'Combined scenario - input'!$D69=\"\"),\"\",J84/'Combined scenario - input'!$D69),\"\")","v":""},{"$f":"IFERROR(IF(OR(K84=\"\",'Combined scenario - input'!$D69=\"\"),\"\",K84/'Combined scenario - input'!$D69),\"\")","v":""},{"$f":"IFERROR(IF(OR(L84=\"\",'Combined scenario - input'!$D69=\"\"),\"\",L84/'Combined scenario - input'!$D69),\"\")","v":""},{"$f":"IFERROR(IF(OR(M84=\"\",'Combined scenario - input'!$D69=\"\"),\"\",M84/'Combined scenario - input'!$D69),\"\")","v":""},{"$f":"IFERROR(IF(OR(N84=\"\",'Combined scenario - input'!$D69=\"\"),\"\",N84/'Combined scenario - input'!$D69),\"\")","v":""},{"$f":"IFERROR(IF(OR(O84=\"\",'Combined scenario - input'!$D69=\"\"),\"\",O84/'Combined scenario - input'!$D69),\"\")","v":""},{"$f":"IFERROR(IF(OR(P84=\"\",'Combined scenario - input'!$D69=\"\"),\"\",P84/'Combined scenario - input'!$D69),\"\")","v":""},{"$f":"IFERROR(IF(OR(Q84=\"\",'Combined scenario - input'!$D69=\"\"),\"\",Q84/'Combined scenario - input'!$D69),\"\")","v":""},{"$f":"IFERROR(IF(OR(R84=\"\",'Combined scenario - input'!$D69=\"\"),\"\",R84/'Combined scenario - input'!$D69),\"\")","v":""},{"$f":"IFERROR(IF(OR(S84=\"\",'Combined scenario - input'!$D69=\"\"),\"\",S84/'Combined scenario - input'!$D69),\"\")","v":""},{"$f":"IFERROR(IF(OR(T84=\"\",'Combined scenario - input'!$D69=\"\"),\"\",T84/'Combined scenario - input'!$D69),\"\")","v":""},{"$f":"IFERROR(IF(OR(U84=\"\",'Combined scenario - input'!$D69=\"\"),\"\",U84/'Combined scenario - input'!$D69),\"\")","v":""},{"$f":"IFERROR(IF(OR(V84=\"\",'Combined scenario - input'!$D69=\"\"),\"\",V84/'Combined scenario - input'!$D69),\"\")","v":""},{"$f":"IFERROR(IF(OR(W84=\"\",'Combined scenario - input'!$D69=\"\"),\"\",W84/'Combined scenario - input'!$D69),\"\")","v":""}]
[{"$f":"IFERROR('Combined scenario - input'!A70,\"\")","v":""},{"$f":"IFERROR('Combined scenario - input'!B70,\"\")","v":""},{"$f":"IFERROR('Combined scenario - input'!C70,\"\")","v":""},{"$f":"IFERROR(repcalc('Combined scenario - input'!$CV70:$GH70,'Combined scenario - input'!$G70,'Combined scenario - input'!$E70,'Combined scenario - input'!$F70,20,TRUE,TRUE),\"\")","v":""},"","","","","","","","","","","","","","","","","","","",{"$f":"IFERROR(IF(OR(D85=\"\",'Combined scenario - input'!$D70=\"\"),\"\",D85/'Combined scenario - input'!$D70),\"\")","v":""},{"$f":"IFERROR(IF(OR(E85=\"\",'Combined scenario - input'!$D70=\"\"),\"\",E85/'Combined scenario - input'!$D70),\"\")","v":""},{"$f":"IFERROR(IF(OR(F85=\"\",'Combined scenario - input'!$D70=\"\"),\"\",F85/'Combined scenario - input'!$D70),\"\")","v":""},{"$f":"IFERROR(IF(OR(G85=\"\",'Combined scenario - input'!$D70=\"\"),\"\",G85/'Combined scenario - input'!$D70),\"\")","v":""},{"$f":"IFERROR(IF(OR(H85=\"\",'Combined scenario - input'!$D70=\"\"),\"\",H85/'Combined scenario - input'!$D70),\"\")","v":""},{"$f":"IFERROR(IF(OR(I85=\"\",'Combined scenario - input'!$D70=\"\"),\"\",I85/'Combined scenario - input'!$D70),\"\")","v":""},{"$f":"IFERROR(IF(OR(J85=\"\",'Combined scenario - input'!$D70=\"\"),\"\",J85/'Combined scenario - input'!$D70),\"\")","v":""},{"$f":"IFERROR(IF(OR(K85=\"\",'Combined scenario - input'!$D70=\"\"),\"\",K85/'Combined scenario - input'!$D70),\"\")","v":""},{"$f":"IFERROR(IF(OR(L85=\"\",'Combined scenario - input'!$D70=\"\"),\"\",L85/'Combined scenario - input'!$D70),\"\")","v":""},{"$f":"IFERROR(IF(OR(M85=\"\",'Combined scenario - input'!$D70=\"\"),\"\",M85/'Combined scenario - input'!$D70),\"\")","v":""},{"$f":"IFERROR(IF(OR(N85=\"\",'Combined scenario - input'!$D70=\"\"),\"\",N85/'Combined scenario - input'!$D70),\"\")","v":""},{"$f":"IFERROR(IF(OR(O85=\"\",'Combined scenario - input'!$D70=\"\"),\"\",O85/'Combined scenario - input'!$D70),\"\")","v":""},{"$f":"IFERROR(IF(OR(P85=\"\",'Combined scenario - input'!$D70=\"\"),\"\",P85/'Combined scenario - input'!$D70),\"\")","v":""},{"$f":"IFERROR(IF(OR(Q85=\"\",'Combined scenario - input'!$D70=\"\"),\"\",Q85/'Combined scenario - input'!$D70),\"\")","v":""},{"$f":"IFERROR(IF(OR(R85=\"\",'Combined scenario - input'!$D70=\"\"),\"\",R85/'Combined scenario - input'!$D70),\"\")","v":""},{"$f":"IFERROR(IF(OR(S85=\"\",'Combined scenario - input'!$D70=\"\"),\"\",S85/'Combined scenario - input'!$D70),\"\")","v":""},{"$f":"IFERROR(IF(OR(T85=\"\",'Combined scenario - input'!$D70=\"\"),\"\",T85/'Combined scenario - input'!$D70),\"\")","v":""},{"$f":"IFERROR(IF(OR(U85=\"\",'Combined scenario - input'!$D70=\"\"),\"\",U85/'Combined scenario - input'!$D70),\"\")","v":""},{"$f":"IFERROR(IF(OR(V85=\"\",'Combined scenario - input'!$D70=\"\"),\"\",V85/'Combined scenario - input'!$D70),\"\")","v":""},{"$f":"IFERROR(IF(OR(W85=\"\",'Combined scenario - input'!$D70=\"\"),\"\",W85/'Combined scenario - input'!$D70),\"\")","v":""}]
[{"$f":"IFERROR('Combined scenario - input'!A71,\"\")","v":""},{"$f":"IFERROR('Combined scenario - input'!B71,\"\")","v":""},{"$f":"IFERROR('Combined scenario - input'!C71,\"\")","v":""},{"$f":"IFERROR(repcalc('Combined scenario - input'!$CV71:$GH71,'Combined scenario - input'!$G71,'Combined scenario - input'!$E71,'Combined scenario - input'!$F71,20,TRUE,TRUE),\"\")","v":""},"","","","","","","","","","","","","","","","","","","",{"$f":"IFERROR(IF(OR(D86=\"\",'Combined scenario - input'!$D71=\"\"),\"\",D86/'Combined scenario - input'!$D71),\"\")","v":""},{"$f":"IFERROR(IF(OR(E86=\"\",'Combined scenario - input'!$D71=\"\"),\"\",E86/'Combined scenario - input'!$D71),\"\")","v":""},{"$f":"IFERROR(IF(OR(F86=\"\",'Combined scenario - input'!$D71=\"\"),\"\",F86/'Combined scenario - input'!$D71),\"\")","v":""},{"$f":"IFERROR(IF(OR(G86=\"\",'Combined scenario - input'!$D71=\"\"),\"\",G86/'Combined scenario - input'!$D71),\"\")","v":""},{"$f":"IFERROR(IF(OR(H86=\"\",'Combined scenario - input'!$D71=\"\"),\"\",H86/'Combined scenario - input'!$D71),\"\")","v":""},{"$f":"IFERROR(IF(OR(I86=\"\",'Combined scenario - input'!$D71=\"\"),\"\",I86/'Combined scenario - input'!$D71),\"\")","v":""},{"$f":"IFERROR(IF(OR(J86=\"\",'Combined scenario - input'!$D71=\"\"),\"\",J86/'Combined scenario - input'!$D71),\"\")","v":""},{"$f":"IFERROR(IF(OR(K86=\"\",'Combined scenario - input'!$D71=\"\"),\"\",K86/'Combined scenario - input'!$D71),\"\")","v":""},{"$f":"IFERROR(IF(OR(L86=\"\",'Combined scenario - input'!$D71=\"\"),\"\",L86/'Combined scenario - input'!$D71),\"\")","v":""},{"$f":"IFERROR(IF(OR(M86=\"\",'Combined scenario - input'!$D71=\"\"),\"\",M86/'Combined scenario - input'!$D71),\"\")","v":""},{"$f":"IFERROR(IF(OR(N86=\"\",'Combined scenario - input'!$D71=\"\"),\"\",N86/'Combined scenario - input'!$D71),\"\")","v":""},{"$f":"IFERROR(IF(OR(O86=\"\",'Combined scenario - input'!$D71=\"\"),\"\",O86/'Combined scenario - input'!$D71),\"\")","v":""},{"$f":"IFERROR(IF(OR(P86=\"\",'Combined scenario - input'!$D71=\"\"),\"\",P86/'Combined scenario - input'!$D71),\"\")","v":""},{"$f":"IFERROR(IF(OR(Q86=\"\",'Combined scenario - input'!$D71=\"\"),\"\",Q86/'Combined scenario - input'!$D71),\"\")","v":""},{"$f":"IFERROR(IF(OR(R86=\"\",'Combined scenario - input'!$D71=\"\"),\"\",R86/'Combined scenario - input'!$D71),\"\")","v":""},{"$f":"IFERROR(IF(OR(S86=\"\",'Combined scenario - input'!$D71=\"\"),\"\",S86/'Combined scenario - input'!$D71),\"\")","v":""},{"$f":"IFERROR(IF(OR(T86=\"\",'Combined scenario - input'!$D71=\"\"),\"\",T86/'Combined scenario - input'!$D71),\"\")","v":""},{"$f":"IFERROR(IF(OR(U86=\"\",'Combined scenario - input'!$D71=\"\"),\"\",U86/'Combined scenario - input'!$D71),\"\")","v":""},{"$f":"IFERROR(IF(OR(V86=\"\",'Combined scenario - input'!$D71=\"\"),\"\",V86/'Combined scenario - input'!$D71),\"\")","v":""},{"$f":"IFERROR(IF(OR(W86=\"\",'Combined scenario - input'!$D71=\"\"),\"\",W86/'Combined scenario - input'!$D71),\"\")","v":""}]
[{"$f":"IFERROR('Combined scenario - input'!A72,\"\")","v":""},{"$f":"IFERROR('Combined scenario - input'!B72,\"\")","v":""},{"$f":"IFERROR('Combined scenario - input'!C72,\"\")","v":""},{"$f":"IFERROR(repcalc('Combined scenario - input'!$CV72:$GH72,'Combined scenario - input'!$G72,'Combined scenario - input'!$E72,'Combined scenario - input'!$F72,20,TRUE,TRUE),\"\")","v":""},"","","","","","","","","","","","","","","","","","","",{"$f":"IFERROR(IF(OR(D87=\"\",'Combined scenario - input'!$D72=\"\"),\"\",D87/'Combined scenario - input'!$D72),\"\")","v":""},{"$f":"IFERROR(IF(OR(E87=\"\",'Combined scenario - input'!$D72=\"\"),\"\",E87/'Combined scenario - input'!$D72),\"\")","v":""},{"$f":"IFERROR(IF(OR(F87=\"\",'Combined scenario - input'!$D72=\"\"),\"\",F87/'Combined scenario - input'!$D72),\"\")","v":""},{"$f":"IFERROR(IF(OR(G87=\"\",'Combined scenario - input'!$D72=\"\"),\"\",G87/'Combined scenario - input'!$D72),\"\")","v":""},{"$f":"IFERROR(IF(OR(H87=\"\",'Combined scenario - input'!$D72=\"\"),\"\",H87/'Combined scenario - input'!$D72),\"\")","v":""},{"$f":"IFERROR(IF(OR(I87=\"\",'Combined scenario - input'!$D72=\"\"),\"\",I87/'Combined scenario - input'!$D72),\"\")","v":""},{"$f":"IFERROR(IF(OR(J87=\"\",'Combined scenario - input'!$D72=\"\"),\"\",J87/'Combined scenario - input'!$D72),\"\")","v":""},{"$f":"IFERROR(IF(OR(K87=\"\",'Combined scenario - input'!$D72=\"\"),\"\",K87/'Combined scenario - input'!$D72),\"\")","v":""},{"$f":"IFERROR(IF(OR(L87=\"\",'Combined scenario - input'!$D72=\"\"),\"\",L87/'Combined scenario - input'!$D72),\"\")","v":""},{"$f":"IFERROR(IF(OR(M87=\"\",'Combined scenario - input'!$D72=\"\"),\"\",M87/'Combined scenario - input'!$D72),\"\")","v":""},{"$f":"IFERROR(IF(OR(N87=\"\",'Combined scenario - input'!$D72=\"\"),\"\",N87/'Combined scenario - input'!$D72),\"\")","v":""},{"$f":"IFERROR(IF(OR(O87=\"\",'Combined scenario - input'!$D72=\"\"),\"\",O87/'Combined scenario - input'!$D72),\"\")","v":""},{"$f":"IFERROR(IF(OR(P87=\"\",'Combined scenario - input'!$D72=\"\"),\"\",P87/'Combined scenario - input'!$D72),\"\")","v":""},{"$f":"IFERROR(IF(OR(Q87=\"\",'Combined scenario - input'!$D72=\"\"),\"\",Q87/'Combined scenario - input'!$D72),\"\")","v":""},{"$f":"IFERROR(IF(OR(R87=\"\",'Combined scenario - input'!$D72=\"\"),\"\",R87/'Combined scenario - input'!$D72),\"\")","v":""},{"$f":"IFERROR(IF(OR(S87=\"\",'Combined scenario - input'!$D72=\"\"),\"\",S87/'Combined scenario - input'!$D72),\"\")","v":""},{"$f":"IFERROR(IF(OR(T87=\"\",'Combined scenario - input'!$D72=\"\"),\"\",T87/'Combined scenario - input'!$D72),\"\")","v":""},{"$f":"IFERROR(IF(OR(U87=\"\",'Combined scenario - input'!$D72=\"\"),\"\",U87/'Combined scenario - input'!$D72),\"\")","v":""},{"$f":"IFERROR(IF(OR(V87=\"\",'Combined scenario - input'!$D72=\"\"),\"\",V87/'Combined scenario - input'!$D72),\"\")","v":""},{"$f":"IFERROR(IF(OR(W87=\"\",'Combined scenario - input'!$D72=\"\"),\"\",W87/'Combined scenario - input'!$D72),\"\")","v":""}]
[{"$f":"IFERROR('Combined scenario - input'!A73,\"\")","v":""},{"$f":"IFERROR('Combined scenario - input'!B73,\"\")","v":""},{"$f":"IFERROR('Combined scenario - input'!C73,\"\")","v":""},{"$f":"IFERROR(repcalc('Combined scenario - input'!$CV73:$GH73,'Combined scenario - input'!$G73,'Combined scenario - input'!$E73,'Combined scenario - input'!$F73,20,TRUE,TRUE),\"\")","v":""},"","","","","","","","","","","","","","","","","","","",{"$f":"IFERROR(IF(OR(D88=\"\",'Combined scenario - input'!$D73=\"\"),\"\",D88/'Combined scenario - input'!$D73),\"\")","v":""},{"$f":"IFERROR(IF(OR(E88=\"\",'Combined scenario - input'!$D73=\"\"),\"\",E88/'Combined scenario - input'!$D73),\"\")","v":""},{"$f":"IFERROR(IF(OR(F88=\"\",'Combined scenario - input'!$D73=\"\"),\"\",F88/'Combined scenario - input'!$D73),\"\")","v":""},{"$f":"IFERROR(IF(OR(G88=\"\",'Combined scenario - input'!$D73=\"\"),\"\",G88/'Combined scenario - input'!$D73),\"\")","v":""},{"$f":"IFERROR(IF(OR(H88=\"\",'Combined scenario - input'!$D73=\"\"),\"\",H88/'Combined scenario - input'!$D73),\"\")","v":""},{"$f":"IFERROR(IF(OR(I88=\"\",'Combined scenario - input'!$D73=\"\"),\"\",I88/'Combined scenario - input'!$D73),\"\")","v":""},{"$f":"IFERROR(IF(OR(J88=\"\",'Combined scenario - input'!$D73=\"\"),\"\",J88/'Combined scenario - input'!$D73),\"\")","v":""},{"$f":"IFERROR(IF(OR(K88=\"\",'Combined scenario - input'!$D73=\"\"),\"\",K88/'Combined scenario - input'!$D73),\"\")","v":""},{"$f":"IFERROR(IF(OR(L88=\"\",'Combined scenario - input'!$D73=\"\"),\"\",L88/'Combined scenario - input'!$D73),\"\")","v":""},{"$f":"IFERROR(IF(OR(M88=\"\",'Combined scenario - input'!$D73=\"\"),\"\",M88/'Combined scenario - input'!$D73),\"\")","v":""},{"$f":"IFERROR(IF(OR(N88=\"\",'Combined scenario - input'!$D73=\"\"),\"\",N88/'Combined scenario - input'!$D73),\"\")","v":""},{"$f":"IFERROR(IF(OR(O88=\"\",'Combined scenario - input'!$D73=\"\"),\"\",O88/'Combined scenario - input'!$D73),\"\")","v":""},{"$f":"IFERROR(IF(OR(P88=\"\",'Combined scenario - input'!$D73=\"\"),\"\",P88/'Combined scenario - input'!$D73),\"\")","v":""},{"$f":"IFERROR(IF(OR(Q88=\"\",'Combined scenario - input'!$D73=\"\"),\"\",Q88/'Combined scenario - input'!$D73),\"\")","v":""},{"$f":"IFERROR(IF(OR(R88=\"\",'Combined scenario - input'!$D73=\"\"),\"\",R88/'Combined scenario - input'!$D73),\"\")","v":""},{"$f":"IFERROR(IF(OR(S88=\"\",'Combined scenario - input'!$D73=\"\"),\"\",S88/'Combined scenario - input'!$D73),\"\")","v":""},{"$f":"IFERROR(IF(OR(T88=\"\",'Combined scenario - input'!$D73=\"\"),\"\",T88/'Combined scenario - input'!$D73),\"\")","v":""},{"$f":"IFERROR(IF(OR(U88=\"\",'Combined scenario - input'!$D73=\"\"),\"\",U88/'Combined scenario - input'!$D73),\"\")","v":""},{"$f":"IFERROR(IF(OR(V88=\"\",'Combined scenario - input'!$D73=\"\"),\"\",V88/'Combined scenario - input'!$D73),\"\")","v":""},{"$f":"IFERROR(IF(OR(W88=\"\",'Combined scenario - input'!$D73=\"\"),\"\",W88/'Combined scenario - input'!$D73),\"\")","v":""}]
[{"$f":"IFERROR('Combined scenario - input'!A74,\"\")","v":""},{"$f":"IFERROR('Combined scenario - input'!B74,\"\")","v":""},{"$f":"IFERROR('Combined scenario - input'!C74,\"\")","v":""},{"$f":"IFERROR(repcalc('Combined scenario - input'!$CV74:$GH74,'Combined scenario - input'!$G74,'Combined scenario - input'!$E74,'Combined scenario - input'!$F74,20,TRUE,TRUE),\"\")","v":""},"","","","","","","","","","","","","","","","","","","",{"$f":"IFERROR(IF(OR(D89=\"\",'Combined scenario - input'!$D74=\"\"),\"\",D89/'Combined scenario - input'!$D74),\"\")","v":""},{"$f":"IFERROR(IF(OR(E89=\"\",'Combined scenario - input'!$D74=\"\"),\"\",E89/'Combined scenario - input'!$D74),\"\")","v":""},{"$f":"IFERROR(IF(OR(F89=\"\",'Combined scenario - input'!$D74=\"\"),\"\",F89/'Combined scenario - input'!$D74),\"\")","v":""},{"$f":"IFERROR(IF(OR(G89=\"\",'Combined scenario - input'!$D74=\"\"),\"\",G89/'Combined scenario - input'!$D74),\"\")","v":""},{"$f":"IFERROR(IF(OR(H89=\"\",'Combined scenario - input'!$D74=\"\"),\"\",H89/'Combined scenario - input'!$D74),\"\")","v":""},{"$f":"IFERROR(IF(OR(I89=\"\",'Combined scenario - input'!$D74=\"\"),\"\",I89/'Combined scenario - input'!$D74),\"\")","v":""},{"$f":"IFERROR(IF(OR(J89=\"\",'Combined scenario - input'!$D74=\"\"),\"\",J89/'Combined scenario - input'!$D74),\"\")","v":""},{"$f":"IFERROR(IF(OR(K89=\"\",'Combined scenario - input'!$D74=\"\"),\"\",K89/'Combined scenario - input'!$D74),\"\")","v":""},{"$f":"IFERROR(IF(OR(L89=\"\",'Combined scenario - input'!$D74=\"\"),\"\",L89/'Combined scenario - input'!$D74),\"\")","v":""},{"$f":"IFERROR(IF(OR(M89=\"\",'Combined scenario - input'!$D74=\"\"),\"\",M89/'Combined scenario - input'!$D74),\"\")","v":""},{"$f":"IFERROR(IF(OR(N89=\"\",'Combined scenario - input'!$D74=\"\"),\"\",N89/'Combined scenario - input'!$D74),\"\")","v":""},{"$f":"IFERROR(IF(OR(O89=\"\",'Combined scenario - input'!$D74=\"\"),\"\",O89/'Combined scenario - input'!$D74),\"\")","v":""},{"$f":"IFERROR(IF(OR(P89=\"\",'Combined scenario - input'!$D74=\"\"),\"\",P89/'Combined scenario - input'!$D74),\"\")","v":""},{"$f":"IFERROR(IF(OR(Q89=\"\",'Combined scenario - input'!$D74=\"\"),\"\",Q89/'Combined scenario - input'!$D74),\"\")","v":""},{"$f":"IFERROR(IF(OR(R89=\"\",'Combined scenario - input'!$D74=\"\"),\"\",R89/'Combined scenario - input'!$D74),\"\")","v":""},{"$f":"IFERROR(IF(OR(S89=\"\",'Combined scenario - input'!$D74=\"\"),\"\",S89/'Combined scenario - input'!$D74),\"\")","v":""},{"$f":"IFERROR(IF(OR(T89=\"\",'Combined scenario - input'!$D74=\"\"),\"\",T89/'Combined scenario - input'!$D74),\"\")","v":""},{"$f":"IFERROR(IF(OR(U89=\"\",'Combined scenario - input'!$D74=\"\"),\"\",U89/'Combined scenario - input'!$D74),\"\")","v":""},{"$f":"IFERROR(IF(OR(V89=\"\",'Combined scenario - input'!$D74=\"\"),\"\",V89/'Combined scenario - input'!$D74),\"\")","v":""},{"$f":"IFERROR(IF(OR(W89=\"\",'Combined scenario - input'!$D74=\"\"),\"\",W89/'Combined scenario - input'!$D74),\"\")","v":""}]
[{"$f":"IFERROR('Combined scenario - input'!A75,\"\")","v":""},{"$f":"IFERROR('Combined scenario - input'!B75,\"\")","v":""},{"$f":"IFERROR('Combined scenario - input'!C75,\"\")","v":""},{"$f":"IFERROR(repcalc('Combined scenario - input'!$CV75:$GH75,'Combined scenario - input'!$G75,'Combined scenario - input'!$E75,'Combined scenario - input'!$F75,20,TRUE,TRUE),\"\")","v":""},"","","","","","","","","","","","","","","","","","","",{"$f":"IFERROR(IF(OR(D90=\"\",'Combined scenario - input'!$D75=\"\"),\"\",D90/'Combined scenario - input'!$D75),\"\")","v":""},{"$f":"IFERROR(IF(OR(E90=\"\",'Combined scenario - input'!$D75=\"\"),\"\",E90/'Combined scenario - input'!$D75),\"\")","v":""},{"$f":"IFERROR(IF(OR(F90=\"\",'Combined scenario - input'!$D75=\"\"),\"\",F90/'Combined scenario - input'!$D75),\"\")","v":""},{"$f":"IFERROR(IF(OR(G90=\"\",'Combined scenario - input'!$D75=\"\"),\"\",G90/'Combined scenario - input'!$D75),\"\")","v":""},{"$f":"IFERROR(IF(OR(H90=\"\",'Combined scenario - input'!$D75=\"\"),\"\",H90/'Combined scenario - input'!$D75),\"\")","v":""},{"$f":"IFERROR(IF(OR(I90=\"\",'Combined scenario - input'!$D75=\"\"),\"\",I90/'Combined scenario - input'!$D75),\"\")","v":""},{"$f":"IFERROR(IF(OR(J90=\"\",'Combined scenario - input'!$D75=\"\"),\"\",J90/'Combined scenario - input'!$D75),\"\")","v":""},{"$f":"IFERROR(IF(OR(K90=\"\",'Combined scenario - input'!$D75=\"\"),\"\",K90/'Combined scenario - input'!$D75),\"\")","v":""},{"$f":"IFERROR(IF(OR(L90=\"\",'Combined scenario - input'!$D75=\"\"),\"\",L90/'Combined scenario - input'!$D75),\"\")","v":""},{"$f":"IFERROR(IF(OR(M90=\"\",'Combined scenario - input'!$D75=\"\"),\"\",M90/'Combined scenario - input'!$D75),\"\")","v":""},{"$f":"IFERROR(IF(OR(N90=\"\",'Combined scenario - input'!$D75=\"\"),\"\",N90/'Combined scenario - input'!$D75),\"\")","v":""},{"$f":"IFERROR(IF(OR(O90=\"\",'Combined scenario - input'!$D75=\"\"),\"\",O90/'Combined scenario - input'!$D75),\"\")","v":""},{"$f":"IFERROR(IF(OR(P90=\"\",'Combined scenario - input'!$D75=\"\"),\"\",P90/'Combined scenario - input'!$D75),\"\")","v":""},{"$f":"IFERROR(IF(OR(Q90=\"\",'Combined scenario - input'!$D75=\"\"),\"\",Q90/'Combined scenario - input'!$D75),\"\")","v":""},{"$f":"IFERROR(IF(OR(R90=\"\",'Combined scenario - input'!$D75=\"\"),\"\",R90/'Combined scenario - input'!$D75),\"\")","v":""},{"$f":"IFERROR(IF(OR(S90=\"\",'Combined scenario - input'!$D75=\"\"),\"\",S90/'Combined scenario - input'!$D75),\"\")","v":""},{"$f":"IFERROR(IF(OR(T90=\"\",'Combined scenario - input'!$D75=\"\"),\"\",T90/'Combined scenario - input'!$D75),\"\")","v":""},{"$f":"IFERROR(IF(OR(U90=\"\",'Combined scenario - input'!$D75=\"\"),\"\",U90/'Combined scenario - input'!$D75),\"\")","v":""},{"$f":"IFERROR(IF(OR(V90=\"\",'Combined scenario - input'!$D75=\"\"),\"\",V90/'Combined scenario - input'!$D75),\"\")","v":""},{"$f":"IFERROR(IF(OR(W90=\"\",'Combined scenario - input'!$D75=\"\"),\"\",W90/'Combined scenario - input'!$D75),\"\")","v":""}]
[{"$f":"IFERROR('Combined scenario - input'!A76,\"\")","v":""},{"$f":"IFERROR('Combined scenario - input'!B76,\"\")","v":""},{"$f":"IFERROR('Combined scenario - input'!C76,\"\")","v":""},{"$f":"IFERROR(repcalc('Combined scenario - input'!$CV76:$GH76,'Combined scenario - input'!$G76,'Combined scenario - input'!$E76,'Combined scenario - input'!$F76,20,TRUE,TRUE),\"\")","v":""},"","","","","","","","","","","","","","","","","","","",{"$f":"IFERROR(IF(OR(D91=\"\",'Combined scenario - input'!$D76=\"\"),\"\",D91/'Combined scenario - input'!$D76),\"\")","v":""},{"$f":"IFERROR(IF(OR(E91=\"\",'Combined scenario - input'!$D76=\"\"),\"\",E91/'Combined scenario - input'!$D76),\"\")","v":""},{"$f":"IFERROR(IF(OR(F91=\"\",'Combined scenario - input'!$D76=\"\"),\"\",F91/'Combined scenario - input'!$D76),\"\")","v":""},{"$f":"IFERROR(IF(OR(G91=\"\",'Combined scenario - input'!$D76=\"\"),\"\",G91/'Combined scenario - input'!$D76),\"\")","v":""},{"$f":"IFERROR(IF(OR(H91=\"\",'Combined scenario - input'!$D76=\"\"),\"\",H91/'Combined scenario - input'!$D76),\"\")","v":""},{"$f":"IFERROR(IF(OR(I91=\"\",'Combined scenario - input'!$D76=\"\"),\"\",I91/'Combined scenario - input'!$D76),\"\")","v":""},{"$f":"IFERROR(IF(OR(J91=\"\",'Combined scenario - input'!$D76=\"\"),\"\",J91/'Combined scenario - input'!$D76),\"\")","v":""},{"$f":"IFERROR(IF(OR(K91=\"\",'Combined scenario - input'!$D76=\"\"),\"\",K91/'Combined scenario - input'!$D76),\"\")","v":""},{"$f":"IFERROR(IF(OR(L91=\"\",'Combined scenario - input'!$D76=\"\"),\"\",L91/'Combined scenario - input'!$D76),\"\")","v":""},{"$f":"IFERROR(IF(OR(M91=\"\",'Combined scenario - input'!$D76=\"\"),\"\",M91/'Combined scenario - input'!$D76),\"\")","v":""},{"$f":"IFERROR(IF(OR(N91=\"\",'Combined scenario - input'!$D76=\"\"),\"\",N91/'Combined scenario - input'!$D76),\"\")","v":""},{"$f":"IFERROR(IF(OR(O91=\"\",'Combined scenario - input'!$D76=\"\"),\"\",O91/'Combined scenario - input'!$D76),\"\")","v":""},{"$f":"IFERROR(IF(OR(P91=\"\",'Combined scenario - input'!$D76=\"\"),\"\",P91/'Combined scenario - input'!$D76),\"\")","v":""},{"$f":"IFERROR(IF(OR(Q91=\"\",'Combined scenario - input'!$D76=\"\"),\"\",Q91/'Combined scenario - input'!$D76),\"\")","v":""},{"$f":"IFERROR(IF(OR(R91=\"\",'Combined scenario - input'!$D76=\"\"),\"\",R91/'Combined scenario - input'!$D76),\"\")","v":""},{"$f":"IFERROR(IF(OR(S91=\"\",'Combined scenario - input'!$D76=\"\"),\"\",S91/'Combined scenario - input'!$D76),\"\")","v":""},{"$f":"IFERROR(IF(OR(T91=\"\",'Combined scenario - input'!$D76=\"\"),\"\",T91/'Combined scenario - input'!$D76),\"\")","v":""},{"$f":"IFERROR(IF(OR(U91=\"\",'Combined scenario - input'!$D76=\"\"),\"\",U91/'Combined scenario - input'!$D76),\"\")","v":""},{"$f":"IFERROR(IF(OR(V91=\"\",'Combined scenario - input'!$D76=\"\"),\"\",V91/'Combined scenario - input'!$D76),\"\")","v":""},{"$f":"IFERROR(IF(OR(W91=\"\",'Combined scenario - input'!$D76=\"\"),\"\",W91/'Combined scenario - input'!$D76),\"\")","v":""}]
[{"$f":"IFERROR('Combined scenario - input'!A77,\"\")","v":""},{"$f":"IFERROR('Combined scenario - input'!B77,\"\")","v":""},{"$f":"IFERROR('Combined scenario - input'!C77,\"\")","v":""},{"$f":"IFERROR(repcalc('Combined scenario - input'!$CV77:$GH77,'Combined scenario - input'!$G77,'Combined scenario - input'!$E77,'Combined scenario - input'!$F77,20,TRUE,TRUE),\"\")","v":""},"","","","","","","","","","","","","","","","","","","",{"$f":"IFERROR(IF(OR(D92=\"\",'Combined scenario - input'!$D77=\"\"),\"\",D92/'Combined scenario - input'!$D77),\"\")","v":""},{"$f":"IFERROR(IF(OR(E92=\"\",'Combined scenario - input'!$D77=\"\"),\"\",E92/'Combined scenario - input'!$D77),\"\")","v":""},{"$f":"IFERROR(IF(OR(F92=\"\",'Combined scenario - input'!$D77=\"\"),\"\",F92/'Combined scenario - input'!$D77),\"\")","v":""},{"$f":"IFERROR(IF(OR(G92=\"\",'Combined scenario - input'!$D77=\"\"),\"\",G92/'Combined scenario - input'!$D77),\"\")","v":""},{"$f":"IFERROR(IF(OR(H92=\"\",'Combined scenario - input'!$D77=\"\"),\"\",H92/'Combined scenario - input'!$D77),\"\")","v":""},{"$f":"IFERROR(IF(OR(I92=\"\",'Combined scenario - input'!$D77=\"\"),\"\",I92/'Combined scenario - input'!$D77),\"\")","v":""},{"$f":"IFERROR(IF(OR(J92=\"\",'Combined scenario - input'!$D77=\"\"),\"\",J92/'Combined scenario - input'!$D77),\"\")","v":""},{"$f":"IFERROR(IF(OR(K92=\"\",'Combined scenario - input'!$D77=\"\"),\"\",K92/'Combined scenario - input'!$D77),\"\")","v":""},{"$f":"IFERROR(IF(OR(L92=\"\",'Combined scenario - input'!$D77=\"\"),\"\",L92/'Combined scenario - input'!$D77),\"\")","v":""},{"$f":"IFERROR(IF(OR(M92=\"\",'Combined scenario - input'!$D77=\"\"),\"\",M92/'Combined scenario - input'!$D77),\"\")","v":""},{"$f":"IFERROR(IF(OR(N92=\"\",'Combined scenario - input'!$D77=\"\"),\"\",N92/'Combined scenario - input'!$D77),\"\")","v":""},{"$f":"IFERROR(IF(OR(O92=\"\",'Combined scenario - input'!$D77=\"\"),\"\",O92/'Combined scenario - input'!$D77),\"\")","v":""},{"$f":"IFERROR(IF(OR(P92=\"\",'Combined scenario - input'!$D77=\"\"),\"\",P92/'Combined scenario - input'!$D77),\"\")","v":""},{"$f":"IFERROR(IF(OR(Q92=\"\",'Combined scenario - input'!$D77=\"\"),\"\",Q92/'Combined scenario - input'!$D77),\"\")","v":""},{"$f":"IFERROR(IF(OR(R92=\"\",'Combined scenario - input'!$D77=\"\"),\"\",R92/'Combined scenario - input'!$D77),\"\")","v":""},{"$f":"IFERROR(IF(OR(S92=\"\",'Combined scenario - input'!$D77=\"\"),\"\",S92/'Combined scenario - input'!$D77),\"\")","v":""},{"$f":"IFERROR(IF(OR(T92=\"\",'Combined scenario - input'!$D77=\"\"),\"\",T92/'Combined scenario - input'!$D77),\"\")","v":""},{"$f":"IFERROR(IF(OR(U92=\"\",'Combined scenario - input'!$D77=\"\"),\"\",U92/'Combined scenario - input'!$D77),\"\")","v":""},{"$f":"IFERROR(IF(OR(V92=\"\",'Combined scenario - input'!$D77=\"\"),\"\",V92/'Combined scenario - input'!$D77),\"\")","v":""},{"$f":"IFERROR(IF(OR(W92=\"\",'Combined scenario - input'!$D77=\"\"),\"\",W92/'Combined scenario - input'!$D77),\"\")","v":""}]
[{"$f":"IFERROR('Combined scenario - input'!A78,\"\")","v":""},{"$f":"IFERROR('Combined scenario - input'!B78,\"\")","v":""},{"$f":"IFERROR('Combined scenario - input'!C78,\"\")","v":""},{"$f":"IFERROR(repcalc('Combined scenario - input'!$CV78:$GH78,'Combined scenario - input'!$G78,'Combined scenario - input'!$E78,'Combined scenario - input'!$F78,20,TRUE,TRUE),\"\")","v":""},"","","","","","","","","","","","","","","","","","","",{"$f":"IFERROR(IF(OR(D93=\"\",'Combined scenario - input'!$D78=\"\"),\"\",D93/'Combined scenario - input'!$D78),\"\")","v":""},{"$f":"IFERROR(IF(OR(E93=\"\",'Combined scenario - input'!$D78=\"\"),\"\",E93/'Combined scenario - input'!$D78),\"\")","v":""},{"$f":"IFERROR(IF(OR(F93=\"\",'Combined scenario - input'!$D78=\"\"),\"\",F93/'Combined scenario - input'!$D78),\"\")","v":""},{"$f":"IFERROR(IF(OR(G93=\"\",'Combined scenario - input'!$D78=\"\"),\"\",G93/'Combined scenario - input'!$D78),\"\")","v":""},{"$f":"IFERROR(IF(OR(H93=\"\",'Combined scenario - input'!$D78=\"\"),\"\",H93/'Combined scenario - input'!$D78),\"\")","v":""},{"$f":"IFERROR(IF(OR(I93=\"\",'Combined scenario - input'!$D78=\"\"),\"\",I93/'Combined scenario - input'!$D78),\"\")","v":""},{"$f":"IFERROR(IF(OR(J93=\"\",'Combined scenario - input'!$D78=\"\"),\"\",J93/'Combined scenario - input'!$D78),\"\")","v":""},{"$f":"IFERROR(IF(OR(K93=\"\",'Combined scenario - input'!$D78=\"\"),\"\",K93/'Combined scenario - input'!$D78),\"\")","v":""},{"$f":"IFERROR(IF(OR(L93=\"\",'Combined scenario - input'!$D78=\"\"),\"\",L93/'Combined scenario - input'!$D78),\"\")","v":""},{"$f":"IFERROR(IF(OR(M93=\"\",'Combined scenario - input'!$D78=\"\"),\"\",M93/'Combined scenario - input'!$D78),\"\")","v":""},{"$f":"IFERROR(IF(OR(N93=\"\",'Combined scenario - input'!$D78=\"\"),\"\",N93/'Combined scenario - input'!$D78),\"\")","v":""},{"$f":"IFERROR(IF(OR(O93=\"\",'Combined scenario - input'!$D78=\"\"),\"\",O93/'Combined scenario - input'!$D78),\"\")","v":""},{"$f":"IFERROR(IF(OR(P93=\"\",'Combined scenario - input'!$D78=\"\"),\"\",P93/'Combined scenario - input'!$D78),\"\")","v":""},{"$f":"IFERROR(IF(OR(Q93=\"\",'Combined scenario - input'!$D78=\"\"),\"\",Q93/'Combined scenario - input'!$D78),\"\")","v":""},{"$f":"IFERROR(IF(OR(R93=\"\",'Combined scenario - input'!$D78=\"\"),\"\",R93/'Combined scenario - input'!$D78),\"\")","v":""},{"$f":"IFERROR(IF(OR(S93=\"\",'Combined scenario - input'!$D78=\"\"),\"\",S93/'Combined scenario - input'!$D78),\"\")","v":""},{"$f":"IFERROR(IF(OR(T93=\"\",'Combined scenario - input'!$D78=\"\"),\"\",T93/'Combined scenario - input'!$D78),\"\")","v":""},{"$f":"IFERROR(IF(OR(U93=\"\",'Combined scenario - input'!$D78=\"\"),\"\",U93/'Combined scenario - input'!$D78),\"\")","v":""},{"$f":"IFERROR(IF(OR(V93=\"\",'Combined scenario - input'!$D78=\"\"),\"\",V93/'Combined scenario - input'!$D78),\"\")","v":""},{"$f":"IFERROR(IF(OR(W93=\"\",'Combined scenario - input'!$D78=\"\"),\"\",W93/'Combined scenario - input'!$D78),\"\")","v":""}]
[{"$f":"IFERROR('Combined scenario - input'!A79,\"\")","v":""},{"$f":"IFERROR('Combined scenario - input'!B79,\"\")","v":""},{"$f":"IFERROR('Combined scenario - input'!C79,\"\")","v":""},{"$f":"IFERROR(repcalc('Combined scenario - input'!$CV79:$GH79,'Combined scenario - input'!$G79,'Combined scenario - input'!$E79,'Combined scenario - input'!$F79,20,TRUE,TRUE),\"\")","v":""},"","","","","","","","","","","","","","","","","","","",{"$f":"IFERROR(IF(OR(D94=\"\",'Combined scenario - input'!$D79=\"\"),\"\",D94/'Combined scenario - input'!$D79),\"\")","v":""},{"$f":"IFERROR(IF(OR(E94=\"\",'Combined scenario - input'!$D79=\"\"),\"\",E94/'Combined scenario - input'!$D79),\"\")","v":""},{"$f":"IFERROR(IF(OR(F94=\"\",'Combined scenario - input'!$D79=\"\"),\"\",F94/'Combined scenario - input'!$D79),\"\")","v":""},{"$f":"IFERROR(IF(OR(G94=\"\",'Combined scenario - input'!$D79=\"\"),\"\",G94/'Combined scenario - input'!$D79),\"\")","v":""},{"$f":"IFERROR(IF(OR(H94=\"\",'Combined scenario - input'!$D79=\"\"),\"\",H94/'Combined scenario - input'!$D79),\"\")","v":""},{"$f":"IFERROR(IF(OR(I94=\"\",'Combined scenario - input'!$D79=\"\"),\"\",I94/'Combined scenario - input'!$D79),\"\")","v":""},{"$f":"IFERROR(IF(OR(J94=\"\",'Combined scenario - input'!$D79=\"\"),\"\",J94/'Combined scenario - input'!$D79),\"\")","v":""},{"$f":"IFERROR(IF(OR(K94=\"\",'Combined scenario - input'!$D79=\"\"),\"\",K94/'Combined scenario - input'!$D79),\"\")","v":""},{"$f":"IFERROR(IF(OR(L94=\"\",'Combined scenario - input'!$D79=\"\"),\"\",L94/'Combined scenario - input'!$D79),\"\")","v":""},{"$f":"IFERROR(IF(OR(M94=\"\",'Combined scenario - input'!$D79=\"\"),\"\",M94/'Combined scenario - input'!$D79),\"\")","v":""},{"$f":"IFERROR(IF(OR(N94=\"\",'Combined scenario - input'!$D79=\"\"),\"\",N94/'Combined scenario - input'!$D79),\"\")","v":""},{"$f":"IFERROR(IF(OR(O94=\"\",'Combined scenario - input'!$D79=\"\"),\"\",O94/'Combined scenario - input'!$D79),\"\")","v":""},{"$f":"IFERROR(IF(OR(P94=\"\",'Combined scenario - input'!$D79=\"\"),\"\",P94/'Combined scenario - input'!$D79),\"\")","v":""},{"$f":"IFERROR(IF(OR(Q94=\"\",'Combined scenario - input'!$D79=\"\"),\"\",Q94/'Combined scenario - input'!$D79),\"\")","v":""},{"$f":"IFERROR(IF(OR(R94=\"\",'Combined scenario - input'!$D79=\"\"),\"\",R94/'Combined scenario - input'!$D79),\"\")","v":""},{"$f":"IFERROR(IF(OR(S94=\"\",'Combined scenario - input'!$D79=\"\"),\"\",S94/'Combined scenario - input'!$D79),\"\")","v":""},{"$f":"IFERROR(IF(OR(T94=\"\",'Combined scenario - input'!$D79=\"\"),\"\",T94/'Combined scenario - input'!$D79),\"\")","v":""},{"$f":"IFERROR(IF(OR(U94=\"\",'Combined scenario - input'!$D79=\"\"),\"\",U94/'Combined scenario - input'!$D79),\"\")","v":""},{"$f":"IFERROR(IF(OR(V94=\"\",'Combined scenario - input'!$D79=\"\"),\"\",V94/'Combined scenario - input'!$D79),\"\")","v":""},{"$f":"IFERROR(IF(OR(W94=\"\",'Combined scenario - input'!$D79=\"\"),\"\",W94/'Combined scenario - input'!$D79),\"\")","v":""}]
[{"$f":"IFERROR('Combined scenario - input'!A80,\"\")","v":""},{"$f":"IFERROR('Combined scenario - input'!B80,\"\")","v":""},{"$f":"IFERROR('Combined scenario - input'!C80,\"\")","v":""},{"$f":"IFERROR(repcalc('Combined scenario - input'!$CV80:$GH80,'Combined scenario - input'!$G80,'Combined scenario - input'!$E80,'Combined scenario - input'!$F80,20,TRUE,TRUE),\"\")","v":""},"","","","","","","","","","","","","","","","","","","",{"$f":"IFERROR(IF(OR(D95=\"\",'Combined scenario - input'!$D80=\"\"),\"\",D95/'Combined scenario - input'!$D80),\"\")","v":""},{"$f":"IFERROR(IF(OR(E95=\"\",'Combined scenario - input'!$D80=\"\"),\"\",E95/'Combined scenario - input'!$D80),\"\")","v":""},{"$f":"IFERROR(IF(OR(F95=\"\",'Combined scenario - input'!$D80=\"\"),\"\",F95/'Combined scenario - input'!$D80),\"\")","v":""},{"$f":"IFERROR(IF(OR(G95=\"\",'Combined scenario - input'!$D80=\"\"),\"\",G95/'Combined scenario - input'!$D80),\"\")","v":""},{"$f":"IFERROR(IF(OR(H95=\"\",'Combined scenario - input'!$D80=\"\"),\"\",H95/'Combined scenario - input'!$D80),\"\")","v":""},{"$f":"IFERROR(IF(OR(I95=\"\",'Combined scenario - input'!$D80=\"\"),\"\",I95/'Combined scenario - input'!$D80),\"\")","v":""},{"$f":"IFERROR(IF(OR(J95=\"\",'Combined scenario - input'!$D80=\"\"),\"\",J95/'Combined scenario - input'!$D80),\"\")","v":""},{"$f":"IFERROR(IF(OR(K95=\"\",'Combined scenario - input'!$D80=\"\"),\"\",K95/'Combined scenario - input'!$D80),\"\")","v":""},{"$f":"IFERROR(IF(OR(L95=\"\",'Combined scenario - input'!$D80=\"\"),\"\",L95/'Combined scenario - input'!$D80),\"\")","v":""},{"$f":"IFERROR(IF(OR(M95=\"\",'Combined scenario - input'!$D80=\"\"),\"\",M95/'Combined scenario - input'!$D80),\"\")","v":""},{"$f":"IFERROR(IF(OR(N95=\"\",'Combined scenario - input'!$D80=\"\"),\"\",N95/'Combined scenario - input'!$D80),\"\")","v":""},{"$f":"IFERROR(IF(OR(O95=\"\",'Combined scenario - input'!$D80=\"\"),\"\",O95/'Combined scenario - input'!$D80),\"\")","v":""},{"$f":"IFERROR(IF(OR(P95=\"\",'Combined scenario - input'!$D80=\"\"),\"\",P95/'Combined scenario - input'!$D80),\"\")","v":""},{"$f":"IFERROR(IF(OR(Q95=\"\",'Combined scenario - input'!$D80=\"\"),\"\",Q95/'Combined scenario - input'!$D80),\"\")","v":""},{"$f":"IFERROR(IF(OR(R95=\"\",'Combined scenario - input'!$D80=\"\"),\"\",R95/'Combined scenario - input'!$D80),\"\")","v":""},{"$f":"IFERROR(IF(OR(S95=\"\",'Combined scenario - input'!$D80=\"\"),\"\",S95/'Combined scenario - input'!$D80),\"\")","v":""},{"$f":"IFERROR(IF(OR(T95=\"\",'Combined scenario - input'!$D80=\"\"),\"\",T95/'Combined scenario - input'!$D80),\"\")","v":""},{"$f":"IFERROR(IF(OR(U95=\"\",'Combined scenario - input'!$D80=\"\"),\"\",U95/'Combined scenario - input'!$D80),\"\")","v":""},{"$f":"IFERROR(IF(OR(V95=\"\",'Combined scenario - input'!$D80=\"\"),\"\",V95/'Combined scenario - input'!$D80),\"\")","v":""},{"$f":"IFERROR(IF(OR(W95=\"\",'Combined scenario - input'!$D80=\"\"),\"\",W95/'Combined scenario - input'!$D80),\"\")","v":""}]
[{"$f":"IFERROR('Combined scenario - input'!A81,\"\")","v":""},{"$f":"IFERROR('Combined scenario - input'!B81,\"\")","v":""},{"$f":"IFERROR('Combined scenario - input'!C81,\"\")","v":""},{"$f":"IFERROR(repcalc('Combined scenario - input'!$CV81:$GH81,'Combined scenario - input'!$G81,'Combined scenario - input'!$E81,'Combined scenario - input'!$F81,20,TRUE,TRUE),\"\")","v":""},"","","","","","","","","","","","","","","","","","","",{"$f":"IFERROR(IF(OR(D96=\"\",'Combined scenario - input'!$D81=\"\"),\"\",D96/'Combined scenario - input'!$D81),\"\")","v":""},{"$f":"IFERROR(IF(OR(E96=\"\",'Combined scenario - input'!$D81=\"\"),\"\",E96/'Combined scenario - input'!$D81),\"\")","v":""},{"$f":"IFERROR(IF(OR(F96=\"\",'Combined scenario - input'!$D81=\"\"),\"\",F96/'Combined scenario - input'!$D81),\"\")","v":""},{"$f":"IFERROR(IF(OR(G96=\"\",'Combined scenario - input'!$D81=\"\"),\"\",G96/'Combined scenario - input'!$D81),\"\")","v":""},{"$f":"IFERROR(IF(OR(H96=\"\",'Combined scenario - input'!$D81=\"\"),\"\",H96/'Combined scenario - input'!$D81),\"\")","v":""},{"$f":"IFERROR(IF(OR(I96=\"\",'Combined scenario - input'!$D81=\"\"),\"\",I96/'Combined scenario - input'!$D81),\"\")","v":""},{"$f":"IFERROR(IF(OR(J96=\"\",'Combined scenario - input'!$D81=\"\"),\"\",J96/'Combined scenario - input'!$D81),\"\")","v":""},{"$f":"IFERROR(IF(OR(K96=\"\",'Combined scenario - input'!$D81=\"\"),\"\",K96/'Combined scenario - input'!$D81),\"\")","v":""},{"$f":"IFERROR(IF(OR(L96=\"\",'Combined scenario - input'!$D81=\"\"),\"\",L96/'Combined scenario - input'!$D81),\"\")","v":""},{"$f":"IFERROR(IF(OR(M96=\"\",'Combined scenario - input'!$D81=\"\"),\"\",M96/'Combined scenario - input'!$D81),\"\")","v":""},{"$f":"IFERROR(IF(OR(N96=\"\",'Combined scenario - input'!$D81=\"\"),\"\",N96/'Combined scenario - input'!$D81),\"\")","v":""},{"$f":"IFERROR(IF(OR(O96=\"\",'Combined scenario - input'!$D81=\"\"),\"\",O96/'Combined scenario - input'!$D81),\"\")","v":""},{"$f":"IFERROR(IF(OR(P96=\"\",'Combined scenario - input'!$D81=\"\"),\"\",P96/'Combined scenario - input'!$D81),\"\")","v":""},{"$f":"IFERROR(IF(OR(Q96=\"\",'Combined scenario - input'!$D81=\"\"),\"\",Q96/'Combined scenario - input'!$D81),\"\")","v":""},{"$f":"IFERROR(IF(OR(R96=\"\",'Combined scenario - input'!$D81=\"\"),\"\",R96/'Combined scenario - input'!$D81),\"\")","v":""},{"$f":"IFERROR(IF(OR(S96=\"\",'Combined scenario - input'!$D81=\"\"),\"\",S96/'Combined scenario - input'!$D81),\"\")","v":""},{"$f":"IFERROR(IF(OR(T96=\"\",'Combined scenario - input'!$D81=\"\"),\"\",T96/'Combined scenario - input'!$D81),\"\")","v":""},{"$f":"IFERROR(IF(OR(U96=\"\",'Combined scenario - input'!$D81=\"\"),\"\",U96/'Combined scenario - input'!$D81),\"\")","v":""},{"$f":"IFERROR(IF(OR(V96=\"\",'Combined scenario - input'!$D81=\"\"),\"\",V96/'Combined scenario - input'!$D81),\"\")","v":""},{"$f":"IFERROR(IF(OR(W96=\"\",'Combined scenario - input'!$D81=\"\"),\"\",W96/'Combined scenario - input'!$D81),\"\")","v":""}]
[{"$f":"IFERROR('Combined scenario - input'!A82,\"\")","v":""},{"$f":"IFERROR('Combined scenario - input'!B82,\"\")","v":""},{"$f":"IFERROR('Combined scenario - input'!C82,\"\")","v":""},{"$f":"IFERROR(repcalc('Combined scenario - input'!$CV82:$GH82,'Combined scenario - input'!$G82,'Combined scenario - input'!$E82,'Combined scenario - input'!$F82,20,TRUE,TRUE),\"\")","v":""},"","","","","","","","","","","","","","","","","","","",{"$f":"IFERROR(IF(OR(D97=\"\",'Combined scenario - input'!$D82=\"\"),\"\",D97/'Combined scenario - input'!$D82),\"\")","v":""},{"$f":"IFERROR(IF(OR(E97=\"\",'Combined scenario - input'!$D82=\"\"),\"\",E97/'Combined scenario - input'!$D82),\"\")","v":""},{"$f":"IFERROR(IF(OR(F97=\"\",'Combined scenario - input'!$D82=\"\"),\"\",F97/'Combined scenario - input'!$D82),\"\")","v":""},{"$f":"IFERROR(IF(OR(G97=\"\",'Combined scenario - input'!$D82=\"\"),\"\",G97/'Combined scenario - input'!$D82),\"\")","v":""},{"$f":"IFERROR(IF(OR(H97=\"\",'Combined scenario - input'!$D82=\"\"),\"\",H97/'Combined scenario - input'!$D82),\"\")","v":""},{"$f":"IFERROR(IF(OR(I97=\"\",'Combined scenario - input'!$D82=\"\"),\"\",I97/'Combined scenario - input'!$D82),\"\")","v":""},{"$f":"IFERROR(IF(OR(J97=\"\",'Combined scenario - input'!$D82=\"\"),\"\",J97/'Combined scenario - input'!$D82),\"\")","v":""},{"$f":"IFERROR(IF(OR(K97=\"\",'Combined scenario - input'!$D82=\"\"),\"\",K97/'Combined scenario - input'!$D82),\"\")","v":""},{"$f":"IFERROR(IF(OR(L97=\"\",'Combined scenario - input'!$D82=\"\"),\"\",L97/'Combined scenario - input'!$D82),\"\")","v":""},{"$f":"IFERROR(IF(OR(M97=\"\",'Combined scenario - input'!$D82=\"\"),\"\",M97/'Combined scenario - input'!$D82),\"\")","v":""},{"$f":"IFERROR(IF(OR(N97=\"\",'Combined scenario - input'!$D82=\"\"),\"\",N97/'Combined scenario - input'!$D82),\"\")","v":""},{"$f":"IFERROR(IF(OR(O97=\"\",'Combined scenario - input'!$D82=\"\"),\"\",O97/'Combined scenario - input'!$D82),\"\")","v":""},{"$f":"IFERROR(IF(OR(P97=\"\",'Combined scenario - input'!$D82=\"\"),\"\",P97/'Combined scenario - input'!$D82),\"\")","v":""},{"$f":"IFERROR(IF(OR(Q97=\"\",'Combined scenario - input'!$D82=\"\"),\"\",Q97/'Combined scenario - input'!$D82),\"\")","v":""},{"$f":"IFERROR(IF(OR(R97=\"\",'Combined scenario - input'!$D82=\"\"),\"\",R97/'Combined scenario - input'!$D82),\"\")","v":""},{"$f":"IFERROR(IF(OR(S97=\"\",'Combined scenario - input'!$D82=\"\"),\"\",S97/'Combined scenario - input'!$D82),\"\")","v":""},{"$f":"IFERROR(IF(OR(T97=\"\",'Combined scenario - input'!$D82=\"\"),\"\",T97/'Combined scenario - input'!$D82),\"\")","v":""},{"$f":"IFERROR(IF(OR(U97=\"\",'Combined scenario - input'!$D82=\"\"),\"\",U97/'Combined scenario - input'!$D82),\"\")","v":""},{"$f":"IFERROR(IF(OR(V97=\"\",'Combined scenario - input'!$D82=\"\"),\"\",V97/'Combined scenario - input'!$D82),\"\")","v":""},{"$f":"IFERROR(IF(OR(W97=\"\",'Combined scenario - input'!$D82=\"\"),\"\",W97/'Combined scenario - input'!$D82),\"\")","v":""}]
[{"$f":"IFERROR('Combined scenario - input'!A83,\"\")","v":""},{"$f":"IFERROR('Combined scenario - input'!B83,\"\")","v":""},{"$f":"IFERROR('Combined scenario - input'!C83,\"\")","v":""},{"$f":"IFERROR(repcalc('Combined scenario - input'!$CV83:$GH83,'Combined scenario - input'!$G83,'Combined scenario - input'!$E83,'Combined scenario - input'!$F83,20,TRUE,TRUE),\"\")","v":""},"","","","","","","","","","","","","","","","","","","",{"$f":"IFERROR(IF(OR(D98=\"\",'Combined scenario - input'!$D83=\"\"),\"\",D98/'Combined scenario - input'!$D83),\"\")","v":""},{"$f":"IFERROR(IF(OR(E98=\"\",'Combined scenario - input'!$D83=\"\"),\"\",E98/'Combined scenario - input'!$D83),\"\")","v":""},{"$f":"IFERROR(IF(OR(F98=\"\",'Combined scenario - input'!$D83=\"\"),\"\",F98/'Combined scenario - input'!$D83),\"\")","v":""},{"$f":"IFERROR(IF(OR(G98=\"\",'Combined scenario - input'!$D83=\"\"),\"\",G98/'Combined scenario - input'!$D83),\"\")","v":""},{"$f":"IFERROR(IF(OR(H98=\"\",'Combined scenario - input'!$D83=\"\"),\"\",H98/'Combined scenario - input'!$D83),\"\")","v":""},{"$f":"IFERROR(IF(OR(I98=\"\",'Combined scenario - input'!$D83=\"\"),\"\",I98/'Combined scenario - input'!$D83),\"\")","v":""},{"$f":"IFERROR(IF(OR(J98=\"\",'Combined scenario - input'!$D83=\"\"),\"\",J98/'Combined scenario - input'!$D83),\"\")","v":""},{"$f":"IFERROR(IF(OR(K98=\"\",'Combined scenario - input'!$D83=\"\"),\"\",K98/'Combined scenario - input'!$D83),\"\")","v":""},{"$f":"IFERROR(IF(OR(L98=\"\",'Combined scenario - input'!$D83=\"\"),\"\",L98/'Combined scenario - input'!$D83),\"\")","v":""},{"$f":"IFERROR(IF(OR(M98=\"\",'Combined scenario - input'!$D83=\"\"),\"\",M98/'Combined scenario - input'!$D83),\"\")","v":""},{"$f":"IFERROR(IF(OR(N98=\"\",'Combined scenario - input'!$D83=\"\"),\"\",N98/'Combined scenario - input'!$D83),\"\")","v":""},{"$f":"IFERROR(IF(OR(O98=\"\",'Combined scenario - input'!$D83=\"\"),\"\",O98/'Combined scenario - input'!$D83),\"\")","v":""},{"$f":"IFERROR(IF(OR(P98=\"\",'Combined scenario - input'!$D83=\"\"),\"\",P98/'Combined scenario - input'!$D83),\"\")","v":""},{"$f":"IFERROR(IF(OR(Q98=\"\",'Combined scenario - input'!$D83=\"\"),\"\",Q98/'Combined scenario - input'!$D83),\"\")","v":""},{"$f":"IFERROR(IF(OR(R98=\"\",'Combined scenario - input'!$D83=\"\"),\"\",R98/'Combined scenario - input'!$D83),\"\")","v":""},{"$f":"IFERROR(IF(OR(S98=\"\",'Combined scenario - input'!$D83=\"\"),\"\",S98/'Combined scenario - input'!$D83),\"\")","v":""},{"$f":"IFERROR(IF(OR(T98=\"\",'Combined scenario - input'!$D83=\"\"),\"\",T98/'Combined scenario - input'!$D83),\"\")","v":""},{"$f":"IFERROR(IF(OR(U98=\"\",'Combined scenario - input'!$D83=\"\"),\"\",U98/'Combined scenario - input'!$D83),\"\")","v":""},{"$f":"IFERROR(IF(OR(V98=\"\",'Combined scenario - input'!$D83=\"\"),\"\",V98/'Combined scenario - input'!$D83),\"\")","v":""},{"$f":"IFERROR(IF(OR(W98=\"\",'Combined scenario - input'!$D83=\"\"),\"\",W98/'Combined scenario - input'!$D83),\"\")","v":""}]
[{"$f":"IFERROR('Combined scenario - input'!A84,\"\")","v":""},{"$f":"IFERROR('Combined scenario - input'!B84,\"\")","v":""},{"$f":"IFERROR('Combined scenario - input'!C84,\"\")","v":""},{"$f":"IFERROR(repcalc('Combined scenario - input'!$CV84:$GH84,'Combined scenario - input'!$G84,'Combined scenario - input'!$E84,'Combined scenario - input'!$F84,20,TRUE,TRUE),\"\")","v":""},"","","","","","","","","","","","","","","","","","","",{"$f":"IFERROR(IF(OR(D99=\"\",'Combined scenario - input'!$D84=\"\"),\"\",D99/'Combined scenario - input'!$D84),\"\")","v":""},{"$f":"IFERROR(IF(OR(E99=\"\",'Combined scenario - input'!$D84=\"\"),\"\",E99/'Combined scenario - input'!$D84),\"\")","v":""},{"$f":"IFERROR(IF(OR(F99=\"\",'Combined scenario - input'!$D84=\"\"),\"\",F99/'Combined scenario - input'!$D84),\"\")","v":""},{"$f":"IFERROR(IF(OR(G99=\"\",'Combined scenario - input'!$D84=\"\"),\"\",G99/'Combined scenario - input'!$D84),\"\")","v":""},{"$f":"IFERROR(IF(OR(H99=\"\",'Combined scenario - input'!$D84=\"\"),\"\",H99/'Combined scenario - input'!$D84),\"\")","v":""},{"$f":"IFERROR(IF(OR(I99=\"\",'Combined scenario - input'!$D84=\"\"),\"\",I99/'Combined scenario - input'!$D84),\"\")","v":""},{"$f":"IFERROR(IF(OR(J99=\"\",'Combined scenario - input'!$D84=\"\"),\"\",J99/'Combined scenario - input'!$D84),\"\")","v":""},{"$f":"IFERROR(IF(OR(K99=\"\",'Combined scenario - input'!$D84=\"\"),\"\",K99/'Combined scenario - input'!$D84),\"\")","v":""},{"$f":"IFERROR(IF(OR(L99=\"\",'Combined scenario - input'!$D84=\"\"),\"\",L99/'Combined scenario - input'!$D84),\"\")","v":""},{"$f":"IFERROR(IF(OR(M99=\"\",'Combined scenario - input'!$D84=\"\"),\"\",M99/'Combined scenario - input'!$D84),\"\")","v":""},{"$f":"IFERROR(IF(OR(N99=\"\",'Combined scenario - input'!$D84=\"\"),\"\",N99/'Combined scenario - input'!$D84),\"\")","v":""},{"$f":"IFERROR(IF(OR(O99=\"\",'Combined scenario - input'!$D84=\"\"),\"\",O99/'Combined scenario - input'!$D84),\"\")","v":""},{"$f":"IFERROR(IF(OR(P99=\"\",'Combined scenario - input'!$D84=\"\"),\"\",P99/'Combined scenario - input'!$D84),\"\")","v":""},{"$f":"IFERROR(IF(OR(Q99=\"\",'Combined scenario - input'!$D84=\"\"),\"\",Q99/'Combined scenario - input'!$D84),\"\")","v":""},{"$f":"IFERROR(IF(OR(R99=\"\",'Combined scenario - input'!$D84=\"\"),\"\",R99/'Combined scenario - input'!$D84),\"\")","v":""},{"$f":"IFERROR(IF(OR(S99=\"\",'Combined scenario - input'!$D84=\"\"),\"\",S99/'Combined scenario - input'!$D84),\"\")","v":""},{"$f":"IFERROR(IF(OR(T99=\"\",'Combined scenario - input'!$D84=\"\"),\"\",T99/'Combined scenario - input'!$D84),\"\")","v":""},{"$f":"IFERROR(IF(OR(U99=\"\",'Combined scenario - input'!$D84=\"\"),\"\",U99/'Combined scenario - input'!$D84),\"\")","v":""},{"$f":"IFERROR(IF(OR(V99=\"\",'Combined scenario - input'!$D84=\"\"),\"\",V99/'Combined scenario - input'!$D84),\"\")","v":""},{"$f":"IFERROR(IF(OR(W99=\"\",'Combined scenario - input'!$D84=\"\"),\"\",W99/'Combined scenario - input'!$D84),\"\")","v":""}]
[{"$f":"IFERROR('Combined scenario - input'!A85,\"\")","v":""},{"$f":"IFERROR('Combined scenario - input'!B85,\"\")","v":""},{"$f":"IFERROR('Combined scenario - input'!C85,\"\")","v":""},{"$f":"IFERROR(repcalc('Combined scenario - input'!$CV85:$GH85,'Combined scenario - input'!$G85,'Combined scenario - input'!$E85,'Combined scenario - input'!$F85,20,TRUE,TRUE),\"\")","v":""},"","","","","","","","","","","","","","","","","","","",{"$f":"IFERROR(IF(OR(D100=\"\",'Combined scenario - input'!$D85=\"\"),\"\",D100/'Combined scenario - input'!$D85),\"\")","v":""},{"$f":"IFERROR(IF(OR(E100=\"\",'Combined scenario - input'!$D85=\"\"),\"\",E100/'Combined scenario - input'!$D85),\"\")","v":""},{"$f":"IFERROR(IF(OR(F100=\"\",'Combined scenario - input'!$D85=\"\"),\"\",F100/'Combined scenario - input'!$D85),\"\")","v":""},{"$f":"IFERROR(IF(OR(G100=\"\",'Combined scenario - input'!$D85=\"\"),\"\",G100/'Combined scenario - input'!$D85),\"\")","v":""},{"$f":"IFERROR(IF(OR(H100=\"\",'Combined scenario - input'!$D85=\"\"),\"\",H100/'Combined scenario - input'!$D85),\"\")","v":""},{"$f":"IFERROR(IF(OR(I100=\"\",'Combined scenario - input'!$D85=\"\"),\"\",I100/'Combined scenario - input'!$D85),\"\")","v":""},{"$f":"IFERROR(IF(OR(J100=\"\",'Combined scenario - input'!$D85=\"\"),\"\",J100/'Combined scenario - input'!$D85),\"\")","v":""},{"$f":"IFERROR(IF(OR(K100=\"\",'Combined scenario - input'!$D85=\"\"),\"\",K100/'Combined scenario - input'!$D85),\"\")","v":""},{"$f":"IFERROR(IF(OR(L100=\"\",'Combined scenario - input'!$D85=\"\"),\"\",L100/'Combined scenario - input'!$D85),\"\")","v":""},{"$f":"IFERROR(IF(OR(M100=\"\",'Combined scenario - input'!$D85=\"\"),\"\",M100/'Combined scenario - input'!$D85),\"\")","v":""},{"$f":"IFERROR(IF(OR(N100=\"\",'Combined scenario - input'!$D85=\"\"),\"\",N100/'Combined scenario - input'!$D85),\"\")","v":""},{"$f":"IFERROR(IF(OR(O100=\"\",'Combined scenario - input'!$D85=\"\"),\"\",O100/'Combined scenario - input'!$D85),\"\")","v":""},{"$f":"IFERROR(IF(OR(P100=\"\",'Combined scenario - input'!$D85=\"\"),\"\",P100/'Combined scenario - input'!$D85),\"\")","v":""},{"$f":"IFERROR(IF(OR(Q100=\"\",'Combined scenario - input'!$D85=\"\"),\"\",Q100/'Combined scenario - input'!$D85),\"\")","v":""},{"$f":"IFERROR(IF(OR(R100=\"\",'Combined scenario - input'!$D85=\"\"),\"\",R100/'Combined scenario - input'!$D85),\"\")","v":""},{"$f":"IFERROR(IF(OR(S100=\"\",'Combined scenario - input'!$D85=\"\"),\"\",S100/'Combined scenario - input'!$D85),\"\")","v":""},{"$f":"IFERROR(IF(OR(T100=\"\",'Combined scenario - input'!$D85=\"\"),\"\",T100/'Combined scenario - input'!$D85),\"\")","v":""},{"$f":"IFERROR(IF(OR(U100=\"\",'Combined scenario - input'!$D85=\"\"),\"\",U100/'Combined scenario - input'!$D85),\"\")","v":""},{"$f":"IFERROR(IF(OR(V100=\"\",'Combined scenario - input'!$D85=\"\"),\"\",V100/'Combined scenario - input'!$D85),\"\")","v":""},{"$f":"IFERROR(IF(OR(W100=\"\",'Combined scenario - input'!$D85=\"\"),\"\",W100/'Combined scenario - input'!$D85),\"\")","v":""}]
[{"$f":"IFERROR('Combined scenario - input'!A86,\"\")","v":""},{"$f":"IFERROR('Combined scenario - input'!B86,\"\")","v":""},{"$f":"IFERROR('Combined scenario - input'!C86,\"\")","v":""},{"$f":"IFERROR(repcalc('Combined scenario - input'!$CV86:$GH86,'Combined scenario - input'!$G86,'Combined scenario - input'!$E86,'Combined scenario - input'!$F86,20,TRUE,TRUE),\"\")","v":""},"","","","","","","","","","","","","","","","","","","",{"$f":"IFERROR(IF(OR(D101=\"\",'Combined scenario - input'!$D86=\"\"),\"\",D101/'Combined scenario - input'!$D86),\"\")","v":""},{"$f":"IFERROR(IF(OR(E101=\"\",'Combined scenario - input'!$D86=\"\"),\"\",E101/'Combined scenario - input'!$D86),\"\")","v":""},{"$f":"IFERROR(IF(OR(F101=\"\",'Combined scenario - input'!$D86=\"\"),\"\",F101/'Combined scenario - input'!$D86),\"\")","v":""},{"$f":"IFERROR(IF(OR(G101=\"\",'Combined scenario - input'!$D86=\"\"),\"\",G101/'Combined scenario - input'!$D86),\"\")","v":""},{"$f":"IFERROR(IF(OR(H101=\"\",'Combined scenario - input'!$D86=\"\"),\"\",H101/'Combined scenario - input'!$D86),\"\")","v":""},{"$f":"IFERROR(IF(OR(I101=\"\",'Combined scenario - input'!$D86=\"\"),\"\",I101/'Combined scenario - input'!$D86),\"\")","v":""},{"$f":"IFERROR(IF(OR(J101=\"\",'Combined scenario - input'!$D86=\"\"),\"\",J101/'Combined scenario - input'!$D86),\"\")","v":""},{"$f":"IFERROR(IF(OR(K101=\"\",'Combined scenario - input'!$D86=\"\"),\"\",K101/'Combined scenario - input'!$D86),\"\")","v":""},{"$f":"IFERROR(IF(OR(L101=\"\",'Combined scenario - input'!$D86=\"\"),\"\",L101/'Combined scenario - input'!$D86),\"\")","v":""},{"$f":"IFERROR(IF(OR(M101=\"\",'Combined scenario - input'!$D86=\"\"),\"\",M101/'Combined scenario - input'!$D86),\"\")","v":""},{"$f":"IFERROR(IF(OR(N101=\"\",'Combined scenario - input'!$D86=\"\"),\"\",N101/'Combined scenario - input'!$D86),\"\")","v":""},{"$f":"IFERROR(IF(OR(O101=\"\",'Combined scenario - input'!$D86=\"\"),\"\",O101/'Combined scenario - input'!$D86),\"\")","v":""},{"$f":"IFERROR(IF(OR(P101=\"\",'Combined scenario - input'!$D86=\"\"),\"\",P101/'Combined scenario - input'!$D86),\"\")","v":""},{"$f":"IFERROR(IF(OR(Q101=\"\",'Combined scenario - input'!$D86=\"\"),\"\",Q101/'Combined scenario - input'!$D86),\"\")","v":""},{"$f":"IFERROR(IF(OR(R101=\"\",'Combined scenario - input'!$D86=\"\"),\"\",R101/'Combined scenario - input'!$D86),\"\")","v":""},{"$f":"IFERROR(IF(OR(S101=\"\",'Combined scenario - input'!$D86=\"\"),\"\",S101/'Combined scenario - input'!$D86),\"\")","v":""},{"$f":"IFERROR(IF(OR(T101=\"\",'Combined scenario - input'!$D86=\"\"),\"\",T101/'Combined scenario - input'!$D86),\"\")","v":""},{"$f":"IFERROR(IF(OR(U101=\"\",'Combined scenario - input'!$D86=\"\"),\"\",U101/'Combined scenario - input'!$D86),\"\")","v":""},{"$f":"IFERROR(IF(OR(V101=\"\",'Combined scenario - input'!$D86=\"\"),\"\",V101/'Combined scenario - input'!$D86),\"\")","v":""},{"$f":"IFERROR(IF(OR(W101=\"\",'Combined scenario - input'!$D86=\"\"),\"\",W101/'Combined scenario - input'!$D86),\"\")","v":""}]
[{"$f":"IFERROR('Combined scenario - input'!A87,\"\")","v":""},{"$f":"IFERROR('Combined scenario - input'!B87,\"\")","v":""},{"$f":"IFERROR('Combined scenario - input'!C87,\"\")","v":""},{"$f":"IFERROR(repcalc('Combined scenario - input'!$CV87:$GH87,'Combined scenario - input'!$G87,'Combined scenario - input'!$E87,'Combined scenario - input'!$F87,20,TRUE,TRUE),\"\")","v":""},"","","","","","","","","","","","","","","","","","","",{"$f":"IFERROR(IF(OR(D102=\"\",'Combined scenario - input'!$D87=\"\"),\"\",D102/'Combined scenario - input'!$D87),\"\")","v":""},{"$f":"IFERROR(IF(OR(E102=\"\",'Combined scenario - input'!$D87=\"\"),\"\",E102/'Combined scenario - input'!$D87),\"\")","v":""},{"$f":"IFERROR(IF(OR(F102=\"\",'Combined scenario - input'!$D87=\"\"),\"\",F102/'Combined scenario - input'!$D87),\"\")","v":""},{"$f":"IFERROR(IF(OR(G102=\"\",'Combined scenario - input'!$D87=\"\"),\"\",G102/'Combined scenario - input'!$D87),\"\")","v":""},{"$f":"IFERROR(IF(OR(H102=\"\",'Combined scenario - input'!$D87=\"\"),\"\",H102/'Combined scenario - input'!$D87),\"\")","v":""},{"$f":"IFERROR(IF(OR(I102=\"\",'Combined scenario - input'!$D87=\"\"),\"\",I102/'Combined scenario - input'!$D87),\"\")","v":""},{"$f":"IFERROR(IF(OR(J102=\"\",'Combined scenario - input'!$D87=\"\"),\"\",J102/'Combined scenario - input'!$D87),\"\")","v":""},{"$f":"IFERROR(IF(OR(K102=\"\",'Combined scenario - input'!$D87=\"\"),\"\",K102/'Combined scenario - input'!$D87),\"\")","v":""},{"$f":"IFERROR(IF(OR(L102=\"\",'Combined scenario - input'!$D87=\"\"),\"\",L102/'Combined scenario - input'!$D87),\"\")","v":""},{"$f":"IFERROR(IF(OR(M102=\"\",'Combined scenario - input'!$D87=\"\"),\"\",M102/'Combined scenario - input'!$D87),\"\")","v":""},{"$f":"IFERROR(IF(OR(N102=\"\",'Combined scenario - input'!$D87=\"\"),\"\",N102/'Combined scenario - input'!$D87),\"\")","v":""},{"$f":"IFERROR(IF(OR(O102=\"\",'Combined scenario - input'!$D87=\"\"),\"\",O102/'Combined scenario - input'!$D87),\"\")","v":""},{"$f":"IFERROR(IF(OR(P102=\"\",'Combined scenario - input'!$D87=\"\"),\"\",P102/'Combined scenario - input'!$D87),\"\")","v":""},{"$f":"IFERROR(IF(OR(Q102=\"\",'Combined scenario - input'!$D87=\"\"),\"\",Q102/'Combined scenario - input'!$D87),\"\")","v":""},{"$f":"IFERROR(IF(OR(R102=\"\",'Combined scenario - input'!$D87=\"\"),\"\",R102/'Combined scenario - input'!$D87),\"\")","v":""},{"$f":"IFERROR(IF(OR(S102=\"\",'Combined scenario - input'!$D87=\"\"),\"\",S102/'Combined scenario - input'!$D87),\"\")","v":""},{"$f":"IFERROR(IF(OR(T102=\"\",'Combined scenario - input'!$D87=\"\"),\"\",T102/'Combined scenario - input'!$D87),\"\")","v":""},{"$f":"IFERROR(IF(OR(U102=\"\",'Combined scenario - input'!$D87=\"\"),\"\",U102/'Combined scenario - input'!$D87),\"\")","v":""},{"$f":"IFERROR(IF(OR(V102=\"\",'Combined scenario - input'!$D87=\"\"),\"\",V102/'Combined scenario - input'!$D87),\"\")","v":""},{"$f":"IFERROR(IF(OR(W102=\"\",'Combined scenario - input'!$D87=\"\"),\"\",W102/'Combined scenario - input'!$D87),\"\")","v":""}]
[{"$f":"IFERROR('Combined scenario - input'!A88,\"\")","v":""},{"$f":"IFERROR('Combined scenario - input'!B88,\"\")","v":""},{"$f":"IFERROR('Combined scenario - input'!C88,\"\")","v":""},{"$f":"IFERROR(repcalc('Combined scenario - input'!$CV88:$GH88,'Combined scenario - input'!$G88,'Combined scenario - input'!$E88,'Combined scenario - input'!$F88,20,TRUE,TRUE),\"\")","v":""},"","","","","","","","","","","","","","","","","","","",{"$f":"IFERROR(IF(OR(D103=\"\",'Combined scenario - input'!$D88=\"\"),\"\",D103/'Combined scenario - input'!$D88),\"\")","v":""},{"$f":"IFERROR(IF(OR(E103=\"\",'Combined scenario - input'!$D88=\"\"),\"\",E103/'Combined scenario - input'!$D88),\"\")","v":""},{"$f":"IFERROR(IF(OR(F103=\"\",'Combined scenario - input'!$D88=\"\"),\"\",F103/'Combined scenario - input'!$D88),\"\")","v":""},{"$f":"IFERROR(IF(OR(G103=\"\",'Combined scenario - input'!$D88=\"\"),\"\",G103/'Combined scenario - input'!$D88),\"\")","v":""},{"$f":"IFERROR(IF(OR(H103=\"\",'Combined scenario - input'!$D88=\"\"),\"\",H103/'Combined scenario - input'!$D88),\"\")","v":""},{"$f":"IFERROR(IF(OR(I103=\"\",'Combined scenario - input'!$D88=\"\"),\"\",I103/'Combined scenario - input'!$D88),\"\")","v":""},{"$f":"IFERROR(IF(OR(J103=\"\",'Combined scenario - input'!$D88=\"\"),\"\",J103/'Combined scenario - input'!$D88),\"\")","v":""},{"$f":"IFERROR(IF(OR(K103=\"\",'Combined scenario - input'!$D88=\"\"),\"\",K103/'Combined scenario - input'!$D88),\"\")","v":""},{"$f":"IFERROR(IF(OR(L103=\"\",'Combined scenario - input'!$D88=\"\"),\"\",L103/'Combined scenario - input'!$D88),\"\")","v":""},{"$f":"IFERROR(IF(OR(M103=\"\",'Combined scenario - input'!$D88=\"\"),\"\",M103/'Combined scenario - input'!$D88),\"\")","v":""},{"$f":"IFERROR(IF(OR(N103=\"\",'Combined scenario - input'!$D88=\"\"),\"\",N103/'Combined scenario - input'!$D88),\"\")","v":""},{"$f":"IFERROR(IF(OR(O103=\"\",'Combined scenario - input'!$D88=\"\"),\"\",O103/'Combined scenario - input'!$D88),\"\")","v":""},{"$f":"IFERROR(IF(OR(P103=\"\",'Combined scenario - input'!$D88=\"\"),\"\",P103/'Combined scenario - input'!$D88),\"\")","v":""},{"$f":"IFERROR(IF(OR(Q103=\"\",'Combined scenario - input'!$D88=\"\"),\"\",Q103/'Combined scenario - input'!$D88),\"\")","v":""},{"$f":"IFERROR(IF(OR(R103=\"\",'Combined scenario - input'!$D88=\"\"),\"\",R103/'Combined scenario - input'!$D88),\"\")","v":""},{"$f":"IFERROR(IF(OR(S103=\"\",'Combined scenario - input'!$D88=\"\"),\"\",S103/'Combined scenario - input'!$D88),\"\")","v":""},{"$f":"IFERROR(IF(OR(T103=\"\",'Combined scenario - input'!$D88=\"\"),\"\",T103/'Combined scenario - input'!$D88),\"\")","v":""},{"$f":"IFERROR(IF(OR(U103=\"\",'Combined scenario - input'!$D88=\"\"),\"\",U103/'Combined scenario - input'!$D88),\"\")","v":""},{"$f":"IFERROR(IF(OR(V103=\"\",'Combined scenario - input'!$D88=\"\"),\"\",V103/'Combined scenario - input'!$D88),\"\")","v":""},{"$f":"IFERROR(IF(OR(W103=\"\",'Combined scenario - input'!$D88=\"\"),\"\",W103/'Combined scenario - input'!$D88),\"\")","v":""}]
[{"$f":"IFERROR('Combined scenario - input'!A89,\"\")","v":""},{"$f":"IFERROR('Combined scenario - input'!B89,\"\")","v":""},{"$f":"IFERROR('Combined scenario - input'!C89,\"\")","v":""},{"$f":"IFERROR(repcalc('Combined scenario - input'!$CV89:$GH89,'Combined scenario - input'!$G89,'Combined scenario - input'!$E89,'Combined scenario - input'!$F89,20,TRUE,TRUE),\"\")","v":""},"","","","","","","","","","","","","","","","","","","",{"$f":"IFERROR(IF(OR(D104=\"\",'Combined scenario - input'!$D89=\"\"),\"\",D104/'Combined scenario - input'!$D89),\"\")","v":""},{"$f":"IFERROR(IF(OR(E104=\"\",'Combined scenario - input'!$D89=\"\"),\"\",E104/'Combined scenario - input'!$D89),\"\")","v":""},{"$f":"IFERROR(IF(OR(F104=\"\",'Combined scenario - input'!$D89=\"\"),\"\",F104/'Combined scenario - input'!$D89),\"\")","v":""},{"$f":"IFERROR(IF(OR(G104=\"\",'Combined scenario - input'!$D89=\"\"),\"\",G104/'Combined scenario - input'!$D89),\"\")","v":""},{"$f":"IFERROR(IF(OR(H104=\"\",'Combined scenario - input'!$D89=\"\"),\"\",H104/'Combined scenario - input'!$D89),\"\")","v":""},{"$f":"IFERROR(IF(OR(I104=\"\",'Combined scenario - input'!$D89=\"\"),\"\",I104/'Combined scenario - input'!$D89),\"\")","v":""},{"$f":"IFERROR(IF(OR(J104=\"\",'Combined scenario - input'!$D89=\"\"),\"\",J104/'Combined scenario - input'!$D89),\"\")","v":""},{"$f":"IFERROR(IF(OR(K104=\"\",'Combined scenario - input'!$D89=\"\"),\"\",K104/'Combined scenario - input'!$D89),\"\")","v":""},{"$f":"IFERROR(IF(OR(L104=\"\",'Combined scenario - input'!$D89=\"\"),\"\",L104/'Combined scenario - input'!$D89),\"\")","v":""},{"$f":"IFERROR(IF(OR(M104=\"\",'Combined scenario - input'!$D89=\"\"),\"\",M104/'Combined scenario - input'!$D89),\"\")","v":""},{"$f":"IFERROR(IF(OR(N104=\"\",'Combined scenario - input'!$D89=\"\"),\"\",N104/'Combined scenario - input'!$D89),\"\")","v":""},{"$f":"IFERROR(IF(OR(O104=\"\",'Combined scenario - input'!$D89=\"\"),\"\",O104/'Combined scenario - input'!$D89),\"\")","v":""},{"$f":"IFERROR(IF(OR(P104=\"\",'Combined scenario - input'!$D89=\"\"),\"\",P104/'Combined scenario - input'!$D89),\"\")","v":""},{"$f":"IFERROR(IF(OR(Q104=\"\",'Combined scenario - input'!$D89=\"\"),\"\",Q104/'Combined scenario - input'!$D89),\"\")","v":""},{"$f":"IFERROR(IF(OR(R104=\"\",'Combined scenario - input'!$D89=\"\"),\"\",R104/'Combined scenario - input'!$D89),\"\")","v":""},{"$f":"IFERROR(IF(OR(S104=\"\",'Combined scenario - input'!$D89=\"\"),\"\",S104/'Combined scenario - input'!$D89),\"\")","v":""},{"$f":"IFERROR(IF(OR(T104=\"\",'Combined scenario - input'!$D89=\"\"),\"\",T104/'Combined scenario - input'!$D89),\"\")","v":""},{"$f":"IFERROR(IF(OR(U104=\"\",'Combined scenario - input'!$D89=\"\"),\"\",U104/'Combined scenario - input'!$D89),\"\")","v":""},{"$f":"IFERROR(IF(OR(V104=\"\",'Combined scenario - input'!$D89=\"\"),\"\",V104/'Combined scenario - input'!$D89),\"\")","v":""},{"$f":"IFERROR(IF(OR(W104=\"\",'Combined scenario - input'!$D89=\"\"),\"\",W104/'Combined scenario - input'!$D89),\"\")","v":""}]
[{"$f":"IFERROR('Combined scenario - input'!A90,\"\")","v":""},{"$f":"IFERROR('Combined scenario - input'!B90,\"\")","v":""},{"$f":"IFERROR('Combined scenario - input'!C90,\"\")","v":""},{"$f":"IFERROR(repcalc('Combined scenario - input'!$CV90:$GH90,'Combined scenario - input'!$G90,'Combined scenario - input'!$E90,'Combined scenario - input'!$F90,20,TRUE,TRUE),\"\")","v":""},"","","","","","","","","","","","","","","","","","","",{"$f":"IFERROR(IF(OR(D105=\"\",'Combined scenario - input'!$D90=\"\"),\"\",D105/'Combined scenario - input'!$D90),\"\")","v":""},{"$f":"IFERROR(IF(OR(E105=\"\",'Combined scenario - input'!$D90=\"\"),\"\",E105/'Combined scenario - input'!$D90),\"\")","v":""},{"$f":"IFERROR(IF(OR(F105=\"\",'Combined scenario - input'!$D90=\"\"),\"\",F105/'Combined scenario - input'!$D90),\"\")","v":""},{"$f":"IFERROR(IF(OR(G105=\"\",'Combined scenario - input'!$D90=\"\"),\"\",G105/'Combined scenario - input'!$D90),\"\")","v":""},{"$f":"IFERROR(IF(OR(H105=\"\",'Combined scenario - input'!$D90=\"\"),\"\",H105/'Combined scenario - input'!$D90),\"\")","v":""},{"$f":"IFERROR(IF(OR(I105=\"\",'Combined scenario - input'!$D90=\"\"),\"\",I105/'Combined scenario - input'!$D90),\"\")","v":""},{"$f":"IFERROR(IF(OR(J105=\"\",'Combined scenario - input'!$D90=\"\"),\"\",J105/'Combined scenario - input'!$D90),\"\")","v":""},{"$f":"IFERROR(IF(OR(K105=\"\",'Combined scenario - input'!$D90=\"\"),\"\",K105/'Combined scenario - input'!$D90),\"\")","v":""},{"$f":"IFERROR(IF(OR(L105=\"\",'Combined scenario - input'!$D90=\"\"),\"\",L105/'Combined scenario - input'!$D90),\"\")","v":""},{"$f":"IFERROR(IF(OR(M105=\"\",'Combined scenario - input'!$D90=\"\"),\"\",M105/'Combined scenario - input'!$D90),\"\")","v":""},{"$f":"IFERROR(IF(OR(N105=\"\",'Combined scenario - input'!$D90=\"\"),\"\",N105/'Combined scenario - input'!$D90),\"\")","v":""},{"$f":"IFERROR(IF(OR(O105=\"\",'Combined scenario - input'!$D90=\"\"),\"\",O105/'Combined scenario - input'!$D90),\"\")","v":""},{"$f":"IFERROR(IF(OR(P105=\"\",'Combined scenario - input'!$D90=\"\"),\"\",P105/'Combined scenario - input'!$D90),\"\")","v":""},{"$f":"IFERROR(IF(OR(Q105=\"\",'Combined scenario - input'!$D90=\"\"),\"\",Q105/'Combined scenario - input'!$D90),\"\")","v":""},{"$f":"IFERROR(IF(OR(R105=\"\",'Combined scenario - input'!$D90=\"\"),\"\",R105/'Combined scenario - input'!$D90),\"\")","v":""},{"$f":"IFERROR(IF(OR(S105=\"\",'Combined scenario - input'!$D90=\"\"),\"\",S105/'Combined scenario - input'!$D90),\"\")","v":""},{"$f":"IFERROR(IF(OR(T105=\"\",'Combined scenario - input'!$D90=\"\"),\"\",T105/'Combined scenario - input'!$D90),\"\")","v":""},{"$f":"IFERROR(IF(OR(U105=\"\",'Combined scenario - input'!$D90=\"\"),\"\",U105/'Combined scenario - input'!$D90),\"\")","v":""},{"$f":"IFERROR(IF(OR(V105=\"\",'Combined scenario - input'!$D90=\"\"),\"\",V105/'Combined scenario - input'!$D90),\"\")","v":""},{"$f":"IFERROR(IF(OR(W105=\"\",'Combined scenario - input'!$D90=\"\"),\"\",W105/'Combined scenario - input'!$D90),\"\")","v":""}]
[{"$f":"IFERROR('Combined scenario - input'!A91,\"\")","v":""},{"$f":"IFERROR('Combined scenario - input'!B91,\"\")","v":""},{"$f":"IFERROR('Combined scenario - input'!C91,\"\")","v":""},{"$f":"IFERROR(repcalc('Combined scenario - input'!$CV91:$GH91,'Combined scenario - input'!$G91,'Combined scenario - input'!$E91,'Combined scenario - input'!$F91,20,TRUE,TRUE),\"\")","v":""},"","","","","","","","","","","","","","","","","","","",{"$f":"IFERROR(IF(OR(D106=\"\",'Combined scenario - input'!$D91=\"\"),\"\",D106/'Combined scenario - input'!$D91),\"\")","v":""},{"$f":"IFERROR(IF(OR(E106=\"\",'Combined scenario - input'!$D91=\"\"),\"\",E106/'Combined scenario - input'!$D91),\"\")","v":""},{"$f":"IFERROR(IF(OR(F106=\"\",'Combined scenario - input'!$D91=\"\"),\"\",F106/'Combined scenario - input'!$D91),\"\")","v":""},{"$f":"IFERROR(IF(OR(G106=\"\",'Combined scenario - input'!$D91=\"\"),\"\",G106/'Combined scenario - input'!$D91),\"\")","v":""},{"$f":"IFERROR(IF(OR(H106=\"\",'Combined scenario - input'!$D91=\"\"),\"\",H106/'Combined scenario - input'!$D91),\"\")","v":""},{"$f":"IFERROR(IF(OR(I106=\"\",'Combined scenario - input'!$D91=\"\"),\"\",I106/'Combined scenario - input'!$D91),\"\")","v":""},{"$f":"IFERROR(IF(OR(J106=\"\",'Combined scenario - input'!$D91=\"\"),\"\",J106/'Combined scenario - input'!$D91),\"\")","v":""},{"$f":"IFERROR(IF(OR(K106=\"\",'Combined scenario - input'!$D91=\"\"),\"\",K106/'Combined scenario - input'!$D91),\"\")","v":""},{"$f":"IFERROR(IF(OR(L106=\"\",'Combined scenario - input'!$D91=\"\"),\"\",L106/'Combined scenario - input'!$D91),\"\")","v":""},{"$f":"IFERROR(IF(OR(M106=\"\",'Combined scenario - input'!$D91=\"\"),\"\",M106/'Combined scenario - input'!$D91),\"\")","v":""},{"$f":"IFERROR(IF(OR(N106=\"\",'Combined scenario - input'!$D91=\"\"),\"\",N106/'Combined scenario - input'!$D91),\"\")","v":""},{"$f":"IFERROR(IF(OR(O106=\"\",'Combined scenario - input'!$D91=\"\"),\"\",O106/'Combined scenario - input'!$D91),\"\")","v":""},{"$f":"IFERROR(IF(OR(P106=\"\",'Combined scenario - input'!$D91=\"\"),\"\",P106/'Combined scenario - input'!$D91),\"\")","v":""},{"$f":"IFERROR(IF(OR(Q106=\"\",'Combined scenario - input'!$D91=\"\"),\"\",Q106/'Combined scenario - input'!$D91),\"\")","v":""},{"$f":"IFERROR(IF(OR(R106=\"\",'Combined scenario - input'!$D91=\"\"),\"\",R106/'Combined scenario - input'!$D91),\"\")","v":""},{"$f":"IFERROR(IF(OR(S106=\"\",'Combined scenario - input'!$D91=\"\"),\"\",S106/'Combined scenario - input'!$D91),\"\")","v":""},{"$f":"IFERROR(IF(OR(T106=\"\",'Combined scenario - input'!$D91=\"\"),\"\",T106/'Combined scenario - input'!$D91),\"\")","v":""},{"$f":"IFERROR(IF(OR(U106=\"\",'Combined scenario - input'!$D91=\"\"),\"\",U106/'Combined scenario - input'!$D91),\"\")","v":""},{"$f":"IFERROR(IF(OR(V106=\"\",'Combined scenario - input'!$D91=\"\"),\"\",V106/'Combined scenario - input'!$D91),\"\")","v":""},{"$f":"IFERROR(IF(OR(W106=\"\",'Combined scenario - input'!$D91=\"\"),\"\",W106/'Combined scenario - input'!$D91),\"\")","v":""}]
[{"$f":"IFERROR('Combined scenario - input'!A92,\"\")","v":""},{"$f":"IFERROR('Combined scenario - input'!B92,\"\")","v":""},{"$f":"IFERROR('Combined scenario - input'!C92,\"\")","v":""},{"$f":"IFERROR(repcalc('Combined scenario - input'!$CV92:$GH92,'Combined scenario - input'!$G92,'Combined scenario - input'!$E92,'Combined scenario - input'!$F92,20,TRUE,TRUE),\"\")","v":""},"","","","","","","","","","","","","","","","","","","",{"$f":"IFERROR(IF(OR(D107=\"\",'Combined scenario - input'!$D92=\"\"),\"\",D107/'Combined scenario - input'!$D92),\"\")","v":""},{"$f":"IFERROR(IF(OR(E107=\"\",'Combined scenario - input'!$D92=\"\"),\"\",E107/'Combined scenario - input'!$D92),\"\")","v":""},{"$f":"IFERROR(IF(OR(F107=\"\",'Combined scenario - input'!$D92=\"\"),\"\",F107/'Combined scenario - input'!$D92),\"\")","v":""},{"$f":"IFERROR(IF(OR(G107=\"\",'Combined scenario - input'!$D92=\"\"),\"\",G107/'Combined scenario - input'!$D92),\"\")","v":""},{"$f":"IFERROR(IF(OR(H107=\"\",'Combined scenario - input'!$D92=\"\"),\"\",H107/'Combined scenario - input'!$D92),\"\")","v":""},{"$f":"IFERROR(IF(OR(I107=\"\",'Combined scenario - input'!$D92=\"\"),\"\",I107/'Combined scenario - input'!$D92),\"\")","v":""},{"$f":"IFERROR(IF(OR(J107=\"\",'Combined scenario - input'!$D92=\"\"),\"\",J107/'Combined scenario - input'!$D92),\"\")","v":""},{"$f":"IFERROR(IF(OR(K107=\"\",'Combined scenario - input'!$D92=\"\"),\"\",K107/'Combined scenario - input'!$D92),\"\")","v":""},{"$f":"IFERROR(IF(OR(L107=\"\",'Combined scenario - input'!$D92=\"\"),\"\",L107/'Combined scenario - input'!$D92),\"\")","v":""},{"$f":"IFERROR(IF(OR(M107=\"\",'Combined scenario - input'!$D92=\"\"),\"\",M107/'Combined scenario - input'!$D92),\"\")","v":""},{"$f":"IFERROR(IF(OR(N107=\"\",'Combined scenario - input'!$D92=\"\"),\"\",N107/'Combined scenario - input'!$D92),\"\")","v":""},{"$f":"IFERROR(IF(OR(O107=\"\",'Combined scenario - input'!$D92=\"\"),\"\",O107/'Combined scenario - input'!$D92),\"\")","v":""},{"$f":"IFERROR(IF(OR(P107=\"\",'Combined scenario - input'!$D92=\"\"),\"\",P107/'Combined scenario - input'!$D92),\"\")","v":""},{"$f":"IFERROR(IF(OR(Q107=\"\",'Combined scenario - input'!$D92=\"\"),\"\",Q107/'Combined scenario - input'!$D92),\"\")","v":""},{"$f":"IFERROR(IF(OR(R107=\"\",'Combined scenario - input'!$D92=\"\"),\"\",R107/'Combined scenario - input'!$D92),\"\")","v":""},{"$f":"IFERROR(IF(OR(S107=\"\",'Combined scenario - input'!$D92=\"\"),\"\",S107/'Combined scenario - input'!$D92),\"\")","v":""},{"$f":"IFERROR(IF(OR(T107=\"\",'Combined scenario - input'!$D92=\"\"),\"\",T107/'Combined scenario - input'!$D92),\"\")","v":""},{"$f":"IFERROR(IF(OR(U107=\"\",'Combined scenario - input'!$D92=\"\"),\"\",U107/'Combined scenario - input'!$D92),\"\")","v":""},{"$f":"IFERROR(IF(OR(V107=\"\",'Combined scenario - input'!$D92=\"\"),\"\",V107/'Combined scenario - input'!$D92),\"\")","v":""},{"$f":"IFERROR(IF(OR(W107=\"\",'Combined scenario - input'!$D92=\"\"),\"\",W107/'Combined scenario - input'!$D92),\"\")","v":""}]
[{"$f":"IFERROR('Combined scenario - input'!A93,\"\")","v":""},{"$f":"IFERROR('Combined scenario - input'!B93,\"\")","v":""},{"$f":"IFERROR('Combined scenario - input'!C93,\"\")","v":""},{"$f":"IFERROR(repcalc('Combined scenario - input'!$CV93:$GH93,'Combined scenario - input'!$G93,'Combined scenario - input'!$E93,'Combined scenario - input'!$F93,20,TRUE,TRUE),\"\")","v":""},"","","","","","","","","","","","","","","","","","","",{"$f":"IFERROR(IF(OR(D108=\"\",'Combined scenario - input'!$D93=\"\"),\"\",D108/'Combined scenario - input'!$D93),\"\")","v":""},{"$f":"IFERROR(IF(OR(E108=\"\",'Combined scenario - input'!$D93=\"\"),\"\",E108/'Combined scenario - input'!$D93),\"\")","v":""},{"$f":"IFERROR(IF(OR(F108=\"\",'Combined scenario - input'!$D93=\"\"),\"\",F108/'Combined scenario - input'!$D93),\"\")","v":""},{"$f":"IFERROR(IF(OR(G108=\"\",'Combined scenario - input'!$D93=\"\"),\"\",G108/'Combined scenario - input'!$D93),\"\")","v":""},{"$f":"IFERROR(IF(OR(H108=\"\",'Combined scenario - input'!$D93=\"\"),\"\",H108/'Combined scenario - input'!$D93),\"\")","v":""},{"$f":"IFERROR(IF(OR(I108=\"\",'Combined scenario - input'!$D93=\"\"),\"\",I108/'Combined scenario - input'!$D93),\"\")","v":""},{"$f":"IFERROR(IF(OR(J108=\"\",'Combined scenario - input'!$D93=\"\"),\"\",J108/'Combined scenario - input'!$D93),\"\")","v":""},{"$f":"IFERROR(IF(OR(K108=\"\",'Combined scenario - input'!$D93=\"\"),\"\",K108/'Combined scenario - input'!$D93),\"\")","v":""},{"$f":"IFERROR(IF(OR(L108=\"\",'Combined scenario - input'!$D93=\"\"),\"\",L108/'Combined scenario - input'!$D93),\"\")","v":""},{"$f":"IFERROR(IF(OR(M108=\"\",'Combined scenario - input'!$D93=\"\"),\"\",M108/'Combined scenario - input'!$D93),\"\")","v":""},{"$f":"IFERROR(IF(OR(N108=\"\",'Combined scenario - input'!$D93=\"\"),\"\",N108/'Combined scenario - input'!$D93),\"\")","v":""},{"$f":"IFERROR(IF(OR(O108=\"\",'Combined scenario - input'!$D93=\"\"),\"\",O108/'Combined scenario - input'!$D93),\"\")","v":""},{"$f":"IFERROR(IF(OR(P108=\"\",'Combined scenario - input'!$D93=\"\"),\"\",P108/'Combined scenario - input'!$D93),\"\")","v":""},{"$f":"IFERROR(IF(OR(Q108=\"\",'Combined scenario - input'!$D93=\"\"),\"\",Q108/'Combined scenario - input'!$D93),\"\")","v":""},{"$f":"IFERROR(IF(OR(R108=\"\",'Combined scenario - input'!$D93=\"\"),\"\",R108/'Combined scenario - input'!$D93),\"\")","v":""},{"$f":"IFERROR(IF(OR(S108=\"\",'Combined scenario - input'!$D93=\"\"),\"\",S108/'Combined scenario - input'!$D93),\"\")","v":""},{"$f":"IFERROR(IF(OR(T108=\"\",'Combined scenario - input'!$D93=\"\"),\"\",T108/'Combined scenario - input'!$D93),\"\")","v":""},{"$f":"IFERROR(IF(OR(U108=\"\",'Combined scenario - input'!$D93=\"\"),\"\",U108/'Combined scenario - input'!$D93),\"\")","v":""},{"$f":"IFERROR(IF(OR(V108=\"\",'Combined scenario - input'!$D93=\"\"),\"\",V108/'Combined scenario - input'!$D93),\"\")","v":""},{"$f":"IFERROR(IF(OR(W108=\"\",'Combined scenario - input'!$D93=\"\"),\"\",W108/'Combined scenario - input'!$D93),\"\")","v":""}]
[{"$f":"IFERROR('Combined scenario - input'!A94,\"\")","v":""},{"$f":"IFERROR('Combined scenario - input'!B94,\"\")","v":""},{"$f":"IFERROR('Combined scenario - input'!C94,\"\")","v":""},{"$f":"IFERROR(repcalc('Combined scenario - input'!$CV94:$GH94,'Combined scenario - input'!$G94,'Combined scenario - input'!$E94,'Combined scenario - input'!$F94,20,TRUE,TRUE),\"\")","v":""},"","","","","","","","","","","","","","","","","","","",{"$f":"IFERROR(IF(OR(D109=\"\",'Combined scenario - input'!$D94=\"\"),\"\",D109/'Combined scenario - input'!$D94),\"\")","v":""},{"$f":"IFERROR(IF(OR(E109=\"\",'Combined scenario - input'!$D94=\"\"),\"\",E109/'Combined scenario - input'!$D94),\"\")","v":""},{"$f":"IFERROR(IF(OR(F109=\"\",'Combined scenario - input'!$D94=\"\"),\"\",F109/'Combined scenario - input'!$D94),\"\")","v":""},{"$f":"IFERROR(IF(OR(G109=\"\",'Combined scenario - input'!$D94=\"\"),\"\",G109/'Combined scenario - input'!$D94),\"\")","v":""},{"$f":"IFERROR(IF(OR(H109=\"\",'Combined scenario - input'!$D94=\"\"),\"\",H109/'Combined scenario - input'!$D94),\"\")","v":""},{"$f":"IFERROR(IF(OR(I109=\"\",'Combined scenario - input'!$D94=\"\"),\"\",I109/'Combined scenario - input'!$D94),\"\")","v":""},{"$f":"IFERROR(IF(OR(J109=\"\",'Combined scenario - input'!$D94=\"\"),\"\",J109/'Combined scenario - input'!$D94),\"\")","v":""},{"$f":"IFERROR(IF(OR(K109=\"\",'Combined scenario - input'!$D94=\"\"),\"\",K109/'Combined scenario - input'!$D94),\"\")","v":""},{"$f":"IFERROR(IF(OR(L109=\"\",'Combined scenario - input'!$D94=\"\"),\"\",L109/'Combined scenario - input'!$D94),\"\")","v":""},{"$f":"IFERROR(IF(OR(M109=\"\",'Combined scenario - input'!$D94=\"\"),\"\",M109/'Combined scenario - input'!$D94),\"\")","v":""},{"$f":"IFERROR(IF(OR(N109=\"\",'Combined scenario - input'!$D94=\"\"),\"\",N109/'Combined scenario - input'!$D94),\"\")","v":""},{"$f":"IFERROR(IF(OR(O109=\"\",'Combined scenario - input'!$D94=\"\"),\"\",O109/'Combined scenario - input'!$D94),\"\")","v":""},{"$f":"IFERROR(IF(OR(P109=\"\",'Combined scenario - input'!$D94=\"\"),\"\",P109/'Combined scenario - input'!$D94),\"\")","v":""},{"$f":"IFERROR(IF(OR(Q109=\"\",'Combined scenario - input'!$D94=\"\"),\"\",Q109/'Combined scenario - input'!$D94),\"\")","v":""},{"$f":"IFERROR(IF(OR(R109=\"\",'Combined scenario - input'!$D94=\"\"),\"\",R109/'Combined scenario - input'!$D94),\"\")","v":""},{"$f":"IFERROR(IF(OR(S109=\"\",'Combined scenario - input'!$D94=\"\"),\"\",S109/'Combined scenario - input'!$D94),\"\")","v":""},{"$f":"IFERROR(IF(OR(T109=\"\",'Combined scenario - input'!$D94=\"\"),\"\",T109/'Combined scenario - input'!$D94),\"\")","v":""},{"$f":"IFERROR(IF(OR(U109=\"\",'Combined scenario - input'!$D94=\"\"),\"\",U109/'Combined scenario - input'!$D94),\"\")","v":""},{"$f":"IFERROR(IF(OR(V109=\"\",'Combined scenario - input'!$D94=\"\"),\"\",V109/'Combined scenario - input'!$D94),\"\")","v":""},{"$f":"IFERROR(IF(OR(W109=\"\",'Combined scenario - input'!$D94=\"\"),\"\",W109/'Combined scenario - input'!$D94),\"\")","v":""}]
[{"$f":"IFERROR('Combined scenario - input'!A95,\"\")","v":""},{"$f":"IFERROR('Combined scenario - input'!B95,\"\")","v":""},{"$f":"IFERROR('Combined scenario - input'!C95,\"\")","v":""},{"$f":"IFERROR(repcalc('Combined scenario - input'!$CV95:$GH95,'Combined scenario - input'!$G95,'Combined scenario - input'!$E95,'Combined scenario - input'!$F95,20,TRUE,TRUE),\"\")","v":""},"","","","","","","","","","","","","","","","","","","",{"$f":"IFERROR(IF(OR(D110=\"\",'Combined scenario - input'!$D95=\"\"),\"\",D110/'Combined scenario - input'!$D95),\"\")","v":""},{"$f":"IFERROR(IF(OR(E110=\"\",'Combined scenario - input'!$D95=\"\"),\"\",E110/'Combined scenario - input'!$D95),\"\")","v":""},{"$f":"IFERROR(IF(OR(F110=\"\",'Combined scenario - input'!$D95=\"\"),\"\",F110/'Combined scenario - input'!$D95),\"\")","v":""},{"$f":"IFERROR(IF(OR(G110=\"\",'Combined scenario - input'!$D95=\"\"),\"\",G110/'Combined scenario - input'!$D95),\"\")","v":""},{"$f":"IFERROR(IF(OR(H110=\"\",'Combined scenario - input'!$D95=\"\"),\"\",H110/'Combined scenario - input'!$D95),\"\")","v":""},{"$f":"IFERROR(IF(OR(I110=\"\",'Combined scenario - input'!$D95=\"\"),\"\",I110/'Combined scenario - input'!$D95),\"\")","v":""},{"$f":"IFERROR(IF(OR(J110=\"\",'Combined scenario - input'!$D95=\"\"),\"\",J110/'Combined scenario - input'!$D95),\"\")","v":""},{"$f":"IFERROR(IF(OR(K110=\"\",'Combined scenario - input'!$D95=\"\"),\"\",K110/'Combined scenario - input'!$D95),\"\")","v":""},{"$f":"IFERROR(IF(OR(L110=\"\",'Combined scenario - input'!$D95=\"\"),\"\",L110/'Combined scenario - input'!$D95),\"\")","v":""},{"$f":"IFERROR(IF(OR(M110=\"\",'Combined scenario - input'!$D95=\"\"),\"\",M110/'Combined scenario - input'!$D95),\"\")","v":""},{"$f":"IFERROR(IF(OR(N110=\"\",'Combined scenario - input'!$D95=\"\"),\"\",N110/'Combined scenario - input'!$D95),\"\")","v":""},{"$f":"IFERROR(IF(OR(O110=\"\",'Combined scenario - input'!$D95=\"\"),\"\",O110/'Combined scenario - input'!$D95),\"\")","v":""},{"$f":"IFERROR(IF(OR(P110=\"\",'Combined scenario - input'!$D95=\"\"),\"\",P110/'Combined scenario - input'!$D95),\"\")","v":""},{"$f":"IFERROR(IF(OR(Q110=\"\",'Combined scenario - input'!$D95=\"\"),\"\",Q110/'Combined scenario - input'!$D95),\"\")","v":""},{"$f":"IFERROR(IF(OR(R110=\"\",'Combined scenario - input'!$D95=\"\"),\"\",R110/'Combined scenario - input'!$D95),\"\")","v":""},{"$f":"IFERROR(IF(OR(S110=\"\",'Combined scenario - input'!$D95=\"\"),\"\",S110/'Combined scenario - input'!$D95),\"\")","v":""},{"$f":"IFERROR(IF(OR(T110=\"\",'Combined scenario - input'!$D95=\"\"),\"\",T110/'Combined scenario - input'!$D95),\"\")","v":""},{"$f":"IFERROR(IF(OR(U110=\"\",'Combined scenario - input'!$D95=\"\"),\"\",U110/'Combined scenario - input'!$D95),\"\")","v":""},{"$f":"IFERROR(IF(OR(V110=\"\",'Combined scenario - input'!$D95=\"\"),\"\",V110/'Combined scenario - input'!$D95),\"\")","v":""},{"$f":"IFERROR(IF(OR(W110=\"\",'Combined scenario - input'!$D95=\"\"),\"\",W110/'Combined scenario - input'!$D95),\"\")","v":""}]
[{"$f":"IFERROR('Combined scenario - input'!A96,\"\")","v":""},{"$f":"IFERROR('Combined scenario - input'!B96,\"\")","v":""},{"$f":"IFERROR('Combined scenario - input'!C96,\"\")","v":""},{"$f":"IFERROR(repcalc('Combined scenario - input'!$CV96:$GH96,'Combined scenario - input'!$G96,'Combined scenario - input'!$E96,'Combined scenario - input'!$F96,20,TRUE,TRUE),\"\")","v":""},"","","","","","","","","","","","","","","","","","","",{"$f":"IFERROR(IF(OR(D111=\"\",'Combined scenario - input'!$D96=\"\"),\"\",D111/'Combined scenario - input'!$D96),\"\")","v":""},{"$f":"IFERROR(IF(OR(E111=\"\",'Combined scenario - input'!$D96=\"\"),\"\",E111/'Combined scenario - input'!$D96),\"\")","v":""},{"$f":"IFERROR(IF(OR(F111=\"\",'Combined scenario - input'!$D96=\"\"),\"\",F111/'Combined scenario - input'!$D96),\"\")","v":""},{"$f":"IFERROR(IF(OR(G111=\"\",'Combined scenario - input'!$D96=\"\"),\"\",G111/'Combined scenario - input'!$D96),\"\")","v":""},{"$f":"IFERROR(IF(OR(H111=\"\",'Combined scenario - input'!$D96=\"\"),\"\",H111/'Combined scenario - input'!$D96),\"\")","v":""},{"$f":"IFERROR(IF(OR(I111=\"\",'Combined scenario - input'!$D96=\"\"),\"\",I111/'Combined scenario - input'!$D96),\"\")","v":""},{"$f":"IFERROR(IF(OR(J111=\"\",'Combined scenario - input'!$D96=\"\"),\"\",J111/'Combined scenario - input'!$D96),\"\")","v":""},{"$f":"IFERROR(IF(OR(K111=\"\",'Combined scenario - input'!$D96=\"\"),\"\",K111/'Combined scenario - input'!$D96),\"\")","v":""},{"$f":"IFERROR(IF(OR(L111=\"\",'Combined scenario - input'!$D96=\"\"),\"\",L111/'Combined scenario - input'!$D96),\"\")","v":""},{"$f":"IFERROR(IF(OR(M111=\"\",'Combined scenario - input'!$D96=\"\"),\"\",M111/'Combined scenario - input'!$D96),\"\")","v":""},{"$f":"IFERROR(IF(OR(N111=\"\",'Combined scenario - input'!$D96=\"\"),\"\",N111/'Combined scenario - input'!$D96),\"\")","v":""},{"$f":"IFERROR(IF(OR(O111=\"\",'Combined scenario - input'!$D96=\"\"),\"\",O111/'Combined scenario - input'!$D96),\"\")","v":""},{"$f":"IFERROR(IF(OR(P111=\"\",'Combined scenario - input'!$D96=\"\"),\"\",P111/'Combined scenario - input'!$D96),\"\")","v":""},{"$f":"IFERROR(IF(OR(Q111=\"\",'Combined scenario - input'!$D96=\"\"),\"\",Q111/'Combined scenario - input'!$D96),\"\")","v":""},{"$f":"IFERROR(IF(OR(R111=\"\",'Combined scenario - input'!$D96=\"\"),\"\",R111/'Combined scenario - input'!$D96),\"\")","v":""},{"$f":"IFERROR(IF(OR(S111=\"\",'Combined scenario - input'!$D96=\"\"),\"\",S111/'Combined scenario - input'!$D96),\"\")","v":""},{"$f":"IFERROR(IF(OR(T111=\"\",'Combined scenario - input'!$D96=\"\"),\"\",T111/'Combined scenario - input'!$D96),\"\")","v":""},{"$f":"IFERROR(IF(OR(U111=\"\",'Combined scenario - input'!$D96=\"\"),\"\",U111/'Combined scenario - input'!$D96),\"\")","v":""},{"$f":"IFERROR(IF(OR(V111=\"\",'Combined scenario - input'!$D96=\"\"),\"\",V111/'Combined scenario - input'!$D96),\"\")","v":""},{"$f":"IFERROR(IF(OR(W111=\"\",'Combined scenario - input'!$D96=\"\"),\"\",W111/'Combined scenario - input'!$D96),\"\")","v":""}]
[{"$f":"IFERROR('Combined scenario - input'!A97,\"\")","v":""},{"$f":"IFERROR('Combined scenario - input'!B97,\"\")","v":""},{"$f":"IFERROR('Combined scenario - input'!C97,\"\")","v":""},{"$f":"IFERROR(repcalc('Combined scenario - input'!$CV97:$GH97,'Combined scenario - input'!$G97,'Combined scenario - input'!$E97,'Combined scenario - input'!$F97,20,TRUE,TRUE),\"\")","v":""},"","","","","","","","","","","","","","","","","","","",{"$f":"IFERROR(IF(OR(D112=\"\",'Combined scenario - input'!$D97=\"\"),\"\",D112/'Combined scenario - input'!$D97),\"\")","v":""},{"$f":"IFERROR(IF(OR(E112=\"\",'Combined scenario - input'!$D97=\"\"),\"\",E112/'Combined scenario - input'!$D97),\"\")","v":""},{"$f":"IFERROR(IF(OR(F112=\"\",'Combined scenario - input'!$D97=\"\"),\"\",F112/'Combined scenario - input'!$D97),\"\")","v":""},{"$f":"IFERROR(IF(OR(G112=\"\",'Combined scenario - input'!$D97=\"\"),\"\",G112/'Combined scenario - input'!$D97),\"\")","v":""},{"$f":"IFERROR(IF(OR(H112=\"\",'Combined scenario - input'!$D97=\"\"),\"\",H112/'Combined scenario - input'!$D97),\"\")","v":""},{"$f":"IFERROR(IF(OR(I112=\"\",'Combined scenario - input'!$D97=\"\"),\"\",I112/'Combined scenario - input'!$D97),\"\")","v":""},{"$f":"IFERROR(IF(OR(J112=\"\",'Combined scenario - input'!$D97=\"\"),\"\",J112/'Combined scenario - input'!$D97),\"\")","v":""},{"$f":"IFERROR(IF(OR(K112=\"\",'Combined scenario - input'!$D97=\"\"),\"\",K112/'Combined scenario - input'!$D97),\"\")","v":""},{"$f":"IFERROR(IF(OR(L112=\"\",'Combined scenario - input'!$D97=\"\"),\"\",L112/'Combined scenario - input'!$D97),\"\")","v":""},{"$f":"IFERROR(IF(OR(M112=\"\",'Combined scenario - input'!$D97=\"\"),\"\",M112/'Combined scenario - input'!$D97),\"\")","v":""},{"$f":"IFERROR(IF(OR(N112=\"\",'Combined scenario - input'!$D97=\"\"),\"\",N112/'Combined scenario - input'!$D97),\"\")","v":""},{"$f":"IFERROR(IF(OR(O112=\"\",'Combined scenario - input'!$D97=\"\"),\"\",O112/'Combined scenario - input'!$D97),\"\")","v":""},{"$f":"IFERROR(IF(OR(P112=\"\",'Combined scenario - input'!$D97=\"\"),\"\",P112/'Combined scenario - input'!$D97),\"\")","v":""},{"$f":"IFERROR(IF(OR(Q112=\"\",'Combined scenario - input'!$D97=\"\"),\"\",Q112/'Combined scenario - input'!$D97),\"\")","v":""},{"$f":"IFERROR(IF(OR(R112=\"\",'Combined scenario - input'!$D97=\"\"),\"\",R112/'Combined scenario - input'!$D97),\"\")","v":""},{"$f":"IFERROR(IF(OR(S112=\"\",'Combined scenario - input'!$D97=\"\"),\"\",S112/'Combined scenario - input'!$D97),\"\")","v":""},{"$f":"IFERROR(IF(OR(T112=\"\",'Combined scenario - input'!$D97=\"\"),\"\",T112/'Combined scenario - input'!$D97),\"\")","v":""},{"$f":"IFERROR(IF(OR(U112=\"\",'Combined scenario - input'!$D97=\"\"),\"\",U112/'Combined scenario - input'!$D97),\"\")","v":""},{"$f":"IFERROR(IF(OR(V112=\"\",'Combined scenario - input'!$D97=\"\"),\"\",V112/'Combined scenario - input'!$D97),\"\")","v":""},{"$f":"IFERROR(IF(OR(W112=\"\",'Combined scenario - input'!$D97=\"\"),\"\",W112/'Combined scenario - input'!$D97),\"\")","v":""}]
[{"$f":"IFERROR('Combined scenario - input'!A98,\"\")","v":""},{"$f":"IFERROR('Combined scenario - input'!B98,\"\")","v":""},{"$f":"IFERROR('Combined scenario - input'!C98,\"\")","v":""},{"$f":"IFERROR(repcalc('Combined scenario - input'!$CV98:$GH98,'Combined scenario - input'!$G98,'Combined scenario - input'!$E98,'Combined scenario - input'!$F98,20,TRUE,TRUE),\"\")","v":""},"","","","","","","","","","","","","","","","","","","",{"$f":"IFERROR(IF(OR(D113=\"\",'Combined scenario - input'!$D98=\"\"),\"\",D113/'Combined scenario - input'!$D98),\"\")","v":""},{"$f":"IFERROR(IF(OR(E113=\"\",'Combined scenario - input'!$D98=\"\"),\"\",E113/'Combined scenario - input'!$D98),\"\")","v":""},{"$f":"IFERROR(IF(OR(F113=\"\",'Combined scenario - input'!$D98=\"\"),\"\",F113/'Combined scenario - input'!$D98),\"\")","v":""},{"$f":"IFERROR(IF(OR(G113=\"\",'Combined scenario - input'!$D98=\"\"),\"\",G113/'Combined scenario - input'!$D98),\"\")","v":""},{"$f":"IFERROR(IF(OR(H113=\"\",'Combined scenario - input'!$D98=\"\"),\"\",H113/'Combined scenario - input'!$D98),\"\")","v":""},{"$f":"IFERROR(IF(OR(I113=\"\",'Combined scenario - input'!$D98=\"\"),\"\",I113/'Combined scenario - input'!$D98),\"\")","v":""},{"$f":"IFERROR(IF(OR(J113=\"\",'Combined scenario - input'!$D98=\"\"),\"\",J113/'Combined scenario - input'!$D98),\"\")","v":""},{"$f":"IFERROR(IF(OR(K113=\"\",'Combined scenario - input'!$D98=\"\"),\"\",K113/'Combined scenario - input'!$D98),\"\")","v":""},{"$f":"IFERROR(IF(OR(L113=\"\",'Combined scenario - input'!$D98=\"\"),\"\",L113/'Combined scenario - input'!$D98),\"\")","v":""},{"$f":"IFERROR(IF(OR(M113=\"\",'Combined scenario - input'!$D98=\"\"),\"\",M113/'Combined scenario - input'!$D98),\"\")","v":""},{"$f":"IFERROR(IF(OR(N113=\"\",'Combined scenario - input'!$D98=\"\"),\"\",N113/'Combined scenario - input'!$D98),\"\")","v":""},{"$f":"IFERROR(IF(OR(O113=\"\",'Combined scenario - input'!$D98=\"\"),\"\",O113/'Combined scenario - input'!$D98),\"\")","v":""},{"$f":"IFERROR(IF(OR(P113=\"\",'Combined scenario - input'!$D98=\"\"),\"\",P113/'Combined scenario - input'!$D98),\"\")","v":""},{"$f":"IFERROR(IF(OR(Q113=\"\",'Combined scenario - input'!$D98=\"\"),\"\",Q113/'Combined scenario - input'!$D98),\"\")","v":""},{"$f":"IFERROR(IF(OR(R113=\"\",'Combined scenario - input'!$D98=\"\"),\"\",R113/'Combined scenario - input'!$D98),\"\")","v":""},{"$f":"IFERROR(IF(OR(S113=\"\",'Combined scenario - input'!$D98=\"\"),\"\",S113/'Combined scenario - input'!$D98),\"\")","v":""},{"$f":"IFERROR(IF(OR(T113=\"\",'Combined scenario - input'!$D98=\"\"),\"\",T113/'Combined scenario - input'!$D98),\"\")","v":""},{"$f":"IFERROR(IF(OR(U113=\"\",'Combined scenario - input'!$D98=\"\"),\"\",U113/'Combined scenario - input'!$D98),\"\")","v":""},{"$f":"IFERROR(IF(OR(V113=\"\",'Combined scenario - input'!$D98=\"\"),\"\",V113/'Combined scenario - input'!$D98),\"\")","v":""},{"$f":"IFERROR(IF(OR(W113=\"\",'Combined scenario - input'!$D98=\"\"),\"\",W113/'Combined scenario - input'!$D98),\"\")","v":""}]
[{"$f":"IFERROR('Combined scenario - input'!A99,\"\")","v":""},{"$f":"IFERROR('Combined scenario - input'!B99,\"\")","v":""},{"$f":"IFERROR('Combined scenario - input'!C99,\"\")","v":""},{"$f":"IFERROR(repcalc('Combined scenario - input'!$CV99:$GH99,'Combined scenario - input'!$G99,'Combined scenario - input'!$E99,'Combined scenario - input'!$F99,20,TRUE,TRUE),\"\")","v":""},"","","","","","","","","","","","","","","","","","","",{"$f":"IFERROR(IF(OR(D114=\"\",'Combined scenario - input'!$D99=\"\"),\"\",D114/'Combined scenario - input'!$D99),\"\")","v":""},{"$f":"IFERROR(IF(OR(E114=\"\",'Combined scenario - input'!$D99=\"\"),\"\",E114/'Combined scenario - input'!$D99),\"\")","v":""},{"$f":"IFERROR(IF(OR(F114=\"\",'Combined scenario - input'!$D99=\"\"),\"\",F114/'Combined scenario - input'!$D99),\"\")","v":""},{"$f":"IFERROR(IF(OR(G114=\"\",'Combined scenario - input'!$D99=\"\"),\"\",G114/'Combined scenario - input'!$D99),\"\")","v":""},{"$f":"IFERROR(IF(OR(H114=\"\",'Combined scenario - input'!$D99=\"\"),\"\",H114/'Combined scenario - input'!$D99),\"\")","v":""},{"$f":"IFERROR(IF(OR(I114=\"\",'Combined scenario - input'!$D99=\"\"),\"\",I114/'Combined scenario - input'!$D99),\"\")","v":""},{"$f":"IFERROR(IF(OR(J114=\"\",'Combined scenario - input'!$D99=\"\"),\"\",J114/'Combined scenario - input'!$D99),\"\")","v":""},{"$f":"IFERROR(IF(OR(K114=\"\",'Combined scenario - input'!$D99=\"\"),\"\",K114/'Combined scenario - input'!$D99),\"\")","v":""},{"$f":"IFERROR(IF(OR(L114=\"\",'Combined scenario - input'!$D99=\"\"),\"\",L114/'Combined scenario - input'!$D99),\"\")","v":""},{"$f":"IFERROR(IF(OR(M114=\"\",'Combined scenario - input'!$D99=\"\"),\"\",M114/'Combined scenario - input'!$D99),\"\")","v":""},{"$f":"IFERROR(IF(OR(N114=\"\",'Combined scenario - input'!$D99=\"\"),\"\",N114/'Combined scenario - input'!$D99),\"\")","v":""},{"$f":"IFERROR(IF(OR(O114=\"\",'Combined scenario - input'!$D99=\"\"),\"\",O114/'Combined scenario - input'!$D99),\"\")","v":""},{"$f":"IFERROR(IF(OR(P114=\"\",'Combined scenario - input'!$D99=\"\"),\"\",P114/'Combined scenario - input'!$D99),\"\")","v":""},{"$f":"IFERROR(IF(OR(Q114=\"\",'Combined scenario - input'!$D99=\"\"),\"\",Q114/'Combined scenario - input'!$D99),\"\")","v":""},{"$f":"IFERROR(IF(OR(R114=\"\",'Combined scenario - input'!$D99=\"\"),\"\",R114/'Combined scenario - input'!$D99),\"\")","v":""},{"$f":"IFERROR(IF(OR(S114=\"\",'Combined scenario - input'!$D99=\"\"),\"\",S114/'Combined scenario - input'!$D99),\"\")","v":""},{"$f":"IFERROR(IF(OR(T114=\"\",'Combined scenario - input'!$D99=\"\"),\"\",T114/'Combined scenario - input'!$D99),\"\")","v":""},{"$f":"IFERROR(IF(OR(U114=\"\",'Combined scenario - input'!$D99=\"\"),\"\",U114/'Combined scenario - input'!$D99),\"\")","v":""},{"$f":"IFERROR(IF(OR(V114=\"\",'Combined scenario - input'!$D99=\"\"),\"\",V114/'Combined scenario - input'!$D99),\"\")","v":""},{"$f":"IFERROR(IF(OR(W114=\"\",'Combined scenario - input'!$D99=\"\"),\"\",W114/'Combined scenario - input'!$D99),\"\")","v":""}]
[{"$f":"IFERROR('Combined scenario - input'!A100,\"\")","v":""},{"$f":"IFERROR('Combined scenario - input'!B100,\"\")","v":""},{"$f":"IFERROR('Combined scenario - input'!C100,\"\")","v":""},{"$f":"IFERROR(repcalc('Combined scenario - input'!$CV100:$GH100,'Combined scenario - input'!$G100,'Combined scenario - input'!$E100,'Combined scenario - input'!$F100,20,TRUE,TRUE),\"\")","v":""},"","","","","","","","","","","","","","","","","","","",{"$f":"IFERROR(IF(OR(D115=\"\",'Combined scenario - input'!$D100=\"\"),\"\",D115/'Combined scenario - input'!$D100),\"\")","v":""},{"$f":"IFERROR(IF(OR(E115=\"\",'Combined scenario - input'!$D100=\"\"),\"\",E115/'Combined scenario - input'!$D100),\"\")","v":""},{"$f":"IFERROR(IF(OR(F115=\"\",'Combined scenario - input'!$D100=\"\"),\"\",F115/'Combined scenario - input'!$D100),\"\")","v":""},{"$f":"IFERROR(IF(OR(G115=\"\",'Combined scenario - input'!$D100=\"\"),\"\",G115/'Combined scenario - input'!$D100),\"\")","v":""},{"$f":"IFERROR(IF(OR(H115=\"\",'Combined scenario - input'!$D100=\"\"),\"\",H115/'Combined scenario - input'!$D100),\"\")","v":""},{"$f":"IFERROR(IF(OR(I115=\"\",'Combined scenario - input'!$D100=\"\"),\"\",I115/'Combined scenario - input'!$D100),\"\")","v":""},{"$f":"IFERROR(IF(OR(J115=\"\",'Combined scenario - input'!$D100=\"\"),\"\",J115/'Combined scenario - input'!$D100),\"\")","v":""},{"$f":"IFERROR(IF(OR(K115=\"\",'Combined scenario - input'!$D100=\"\"),\"\",K115/'Combined scenario - input'!$D100),\"\")","v":""},{"$f":"IFERROR(IF(OR(L115=\"\",'Combined scenario - input'!$D100=\"\"),\"\",L115/'Combined scenario - input'!$D100),\"\")","v":""},{"$f":"IFERROR(IF(OR(M115=\"\",'Combined scenario - input'!$D100=\"\"),\"\",M115/'Combined scenario - input'!$D100),\"\")","v":""},{"$f":"IFERROR(IF(OR(N115=\"\",'Combined scenario - input'!$D100=\"\"),\"\",N115/'Combined scenario - input'!$D100),\"\")","v":""},{"$f":"IFERROR(IF(OR(O115=\"\",'Combined scenario - input'!$D100=\"\"),\"\",O115/'Combined scenario - input'!$D100),\"\")","v":""},{"$f":"IFERROR(IF(OR(P115=\"\",'Combined scenario - input'!$D100=\"\"),\"\",P115/'Combined scenario - input'!$D100),\"\")","v":""},{"$f":"IFERROR(IF(OR(Q115=\"\",'Combined scenario - input'!$D100=\"\"),\"\",Q115/'Combined scenario - input'!$D100),\"\")","v":""},{"$f":"IFERROR(IF(OR(R115=\"\",'Combined scenario - input'!$D100=\"\"),\"\",R115/'Combined scenario - input'!$D100),\"\")","v":""},{"$f":"IFERROR(IF(OR(S115=\"\",'Combined scenario - input'!$D100=\"\"),\"\",S115/'Combined scenario - input'!$D100),\"\")","v":""},{"$f":"IFERROR(IF(OR(T115=\"\",'Combined scenario - input'!$D100=\"\"),\"\",T115/'Combined scenario - input'!$D100),\"\")","v":""},{"$f":"IFERROR(IF(OR(U115=\"\",'Combined scenario - input'!$D100=\"\"),\"\",U115/'Combined scenario - input'!$D100),\"\")","v":""},{"$f":"IFERROR(IF(OR(V115=\"\",'Combined scenario - input'!$D100=\"\"),\"\",V115/'Combined scenario - input'!$D100),\"\")","v":""},{"$f":"IFERROR(IF(OR(W115=\"\",'Combined scenario - input'!$D100=\"\"),\"\",W115/'Combined scenario - input'!$D100),\"\")","v":""}]
[{"$f":"IFERROR('Combined scenario - input'!A101,\"\")","v":""},{"$f":"IFERROR('Combined scenario - input'!B101,\"\")","v":""},{"$f":"IFERROR('Combined scenario - input'!C101,\"\")","v":""},{"$f":"IFERROR(repcalc('Combined scenario - input'!$CV101:$GH101,'Combined scenario - input'!$G101,'Combined scenario - input'!$E101,'Combined scenario - input'!$F101,20,TRUE,TRUE),\"\")","v":""},"","","","","","","","","","","","","","","","","","","",{"$f":"IFERROR(IF(OR(D116=\"\",'Combined scenario - input'!$D101=\"\"),\"\",D116/'Combined scenario - input'!$D101),\"\")","v":""},{"$f":"IFERROR(IF(OR(E116=\"\",'Combined scenario - input'!$D101=\"\"),\"\",E116/'Combined scenario - input'!$D101),\"\")","v":""},{"$f":"IFERROR(IF(OR(F116=\"\",'Combined scenario - input'!$D101=\"\"),\"\",F116/'Combined scenario - input'!$D101),\"\")","v":""},{"$f":"IFERROR(IF(OR(G116=\"\",'Combined scenario - input'!$D101=\"\"),\"\",G116/'Combined scenario - input'!$D101),\"\")","v":""},{"$f":"IFERROR(IF(OR(H116=\"\",'Combined scenario - input'!$D101=\"\"),\"\",H116/'Combined scenario - input'!$D101),\"\")","v":""},{"$f":"IFERROR(IF(OR(I116=\"\",'Combined scenario - input'!$D101=\"\"),\"\",I116/'Combined scenario - input'!$D101),\"\")","v":""},{"$f":"IFERROR(IF(OR(J116=\"\",'Combined scenario - input'!$D101=\"\"),\"\",J116/'Combined scenario - input'!$D101),\"\")","v":""},{"$f":"IFERROR(IF(OR(K116=\"\",'Combined scenario - input'!$D101=\"\"),\"\",K116/'Combined scenario - input'!$D101),\"\")","v":""},{"$f":"IFERROR(IF(OR(L116=\"\",'Combined scenario - input'!$D101=\"\"),\"\",L116/'Combined scenario - input'!$D101),\"\")","v":""},{"$f":"IFERROR(IF(OR(M116=\"\",'Combined scenario - input'!$D101=\"\"),\"\",M116/'Combined scenario - input'!$D101),\"\")","v":""},{"$f":"IFERROR(IF(OR(N116=\"\",'Combined scenario - input'!$D101=\"\"),\"\",N116/'Combined scenario - input'!$D101),\"\")","v":""},{"$f":"IFERROR(IF(OR(O116=\"\",'Combined scenario - input'!$D101=\"\"),\"\",O116/'Combined scenario - input'!$D101),\"\")","v":""},{"$f":"IFERROR(IF(OR(P116=\"\",'Combined scenario - input'!$D101=\"\"),\"\",P116/'Combined scenario - input'!$D101),\"\")","v":""},{"$f":"IFERROR(IF(OR(Q116=\"\",'Combined scenario - input'!$D101=\"\"),\"\",Q116/'Combined scenario - input'!$D101),\"\")","v":""},{"$f":"IFERROR(IF(OR(R116=\"\",'Combined scenario - input'!$D101=\"\"),\"\",R116/'Combined scenario - input'!$D101),\"\")","v":""},{"$f":"IFERROR(IF(OR(S116=\"\",'Combined scenario - input'!$D101=\"\"),\"\",S116/'Combined scenario - input'!$D101),\"\")","v":""},{"$f":"IFERROR(IF(OR(T116=\"\",'Combined scenario - input'!$D101=\"\"),\"\",T116/'Combined scenario - input'!$D101),\"\")","v":""},{"$f":"IFERROR(IF(OR(U116=\"\",'Combined scenario - input'!$D101=\"\"),\"\",U116/'Combined scenario - input'!$D101),\"\")","v":""},{"$f":"IFERROR(IF(OR(V116=\"\",'Combined scenario - input'!$D101=\"\"),\"\",V116/'Combined scenario - input'!$D101),\"\")","v":""},{"$f":"IFERROR(IF(OR(W116=\"\",'Combined scenario - input'!$D101=\"\"),\"\",W116/'Combined scenario - input'!$D101),\"\")","v":""}]
[{"$f":"IFERROR('Combined scenario - input'!A102,\"\")","v":""},{"$f":"IFERROR('Combined scenario - input'!B102,\"\")","v":""},{"$f":"IFERROR('Combined scenario - input'!C102,\"\")","v":""},{"$f":"IFERROR(repcalc('Combined scenario - input'!$CV102:$GH102,'Combined scenario - input'!$G102,'Combined scenario - input'!$E102,'Combined scenario - input'!$F102,20,TRUE,TRUE),\"\")","v":""},"","","","","","","","","","","","","","","","","","","",{"$f":"IFERROR(IF(OR(D117=\"\",'Combined scenario - input'!$D102=\"\"),\"\",D117/'Combined scenario - input'!$D102),\"\")","v":""},{"$f":"IFERROR(IF(OR(E117=\"\",'Combined scenario - input'!$D102=\"\"),\"\",E117/'Combined scenario - input'!$D102),\"\")","v":""},{"$f":"IFERROR(IF(OR(F117=\"\",'Combined scenario - input'!$D102=\"\"),\"\",F117/'Combined scenario - input'!$D102),\"\")","v":""},{"$f":"IFERROR(IF(OR(G117=\"\",'Combined scenario - input'!$D102=\"\"),\"\",G117/'Combined scenario - input'!$D102),\"\")","v":""},{"$f":"IFERROR(IF(OR(H117=\"\",'Combined scenario - input'!$D102=\"\"),\"\",H117/'Combined scenario - input'!$D102),\"\")","v":""},{"$f":"IFERROR(IF(OR(I117=\"\",'Combined scenario - input'!$D102=\"\"),\"\",I117/'Combined scenario - input'!$D102),\"\")","v":""},{"$f":"IFERROR(IF(OR(J117=\"\",'Combined scenario - input'!$D102=\"\"),\"\",J117/'Combined scenario - input'!$D102),\"\")","v":""},{"$f":"IFERROR(IF(OR(K117=\"\",'Combined scenario - input'!$D102=\"\"),\"\",K117/'Combined scenario - input'!$D102),\"\")","v":""},{"$f":"IFERROR(IF(OR(L117=\"\",'Combined scenario - input'!$D102=\"\"),\"\",L117/'Combined scenario - input'!$D102),\"\")","v":""},{"$f":"IFERROR(IF(OR(M117=\"\",'Combined scenario - input'!$D102=\"\"),\"\",M117/'Combined scenario - input'!$D102),\"\")","v":""},{"$f":"IFERROR(IF(OR(N117=\"\",'Combined scenario - input'!$D102=\"\"),\"\",N117/'Combined scenario - input'!$D102),\"\")","v":""},{"$f":"IFERROR(IF(OR(O117=\"\",'Combined scenario - input'!$D102=\"\"),\"\",O117/'Combined scenario - input'!$D102),\"\")","v":""},{"$f":"IFERROR(IF(OR(P117=\"\",'Combined scenario - input'!$D102=\"\"),\"\",P117/'Combined scenario - input'!$D102),\"\")","v":""},{"$f":"IFERROR(IF(OR(Q117=\"\",'Combined scenario - input'!$D102=\"\"),\"\",Q117/'Combined scenario - input'!$D102),\"\")","v":""},{"$f":"IFERROR(IF(OR(R117=\"\",'Combined scenario - input'!$D102=\"\"),\"\",R117/'Combined scenario - input'!$D102),\"\")","v":""},{"$f":"IFERROR(IF(OR(S117=\"\",'Combined scenario - input'!$D102=\"\"),\"\",S117/'Combined scenario - input'!$D102),\"\")","v":""},{"$f":"IFERROR(IF(OR(T117=\"\",'Combined scenario - input'!$D102=\"\"),\"\",T117/'Combined scenario - input'!$D102),\"\")","v":""},{"$f":"IFERROR(IF(OR(U117=\"\",'Combined scenario - input'!$D102=\"\"),\"\",U117/'Combined scenario - input'!$D102),\"\")","v":""},{"$f":"IFERROR(IF(OR(V117=\"\",'Combined scenario - input'!$D102=\"\"),\"\",V117/'Combined scenario - input'!$D102),\"\")","v":""},{"$f":"IFERROR(IF(OR(W117=\"\",'Combined scenario - input'!$D102=\"\"),\"\",W117/'Combined scenario - input'!$D102),\"\")","v":""}]
[{"$f":"IFERROR('Combined scenario - input'!A103,\"\")","v":""},{"$f":"IFERROR('Combined scenario - input'!B103,\"\")","v":""},{"$f":"IFERROR('Combined scenario - input'!C103,\"\")","v":""},{"$f":"IFERROR(repcalc('Combined scenario - input'!$CV103:$GH103,'Combined scenario - input'!$G103,'Combined scenario - input'!$E103,'Combined scenario - input'!$F103,20,TRUE,TRUE),\"\")","v":""},"","","","","","","","","","","","","","","","","","","",{"$f":"IFERROR(IF(OR(D118=\"\",'Combined scenario - input'!$D103=\"\"),\"\",D118/'Combined scenario - input'!$D103),\"\")","v":""},{"$f":"IFERROR(IF(OR(E118=\"\",'Combined scenario - input'!$D103=\"\"),\"\",E118/'Combined scenario - input'!$D103),\"\")","v":""},{"$f":"IFERROR(IF(OR(F118=\"\",'Combined scenario - input'!$D103=\"\"),\"\",F118/'Combined scenario - input'!$D103),\"\")","v":""},{"$f":"IFERROR(IF(OR(G118=\"\",'Combined scenario - input'!$D103=\"\"),\"\",G118/'Combined scenario - input'!$D103),\"\")","v":""},{"$f":"IFERROR(IF(OR(H118=\"\",'Combined scenario - input'!$D103=\"\"),\"\",H118/'Combined scenario - input'!$D103),\"\")","v":""},{"$f":"IFERROR(IF(OR(I118=\"\",'Combined scenario - input'!$D103=\"\"),\"\",I118/'Combined scenario - input'!$D103),\"\")","v":""},{"$f":"IFERROR(IF(OR(J118=\"\",'Combined scenario - input'!$D103=\"\"),\"\",J118/'Combined scenario - input'!$D103),\"\")","v":""},{"$f":"IFERROR(IF(OR(K118=\"\",'Combined scenario - input'!$D103=\"\"),\"\",K118/'Combined scenario - input'!$D103),\"\")","v":""},{"$f":"IFERROR(IF(OR(L118=\"\",'Combined scenario - input'!$D103=\"\"),\"\",L118/'Combined scenario - input'!$D103),\"\")","v":""},{"$f":"IFERROR(IF(OR(M118=\"\",'Combined scenario - input'!$D103=\"\"),\"\",M118/'Combined scenario - input'!$D103),\"\")","v":""},{"$f":"IFERROR(IF(OR(N118=\"\",'Combined scenario - input'!$D103=\"\"),\"\",N118/'Combined scenario - input'!$D103),\"\")","v":""},{"$f":"IFERROR(IF(OR(O118=\"\",'Combined scenario - input'!$D103=\"\"),\"\",O118/'Combined scenario - input'!$D103),\"\")","v":""},{"$f":"IFERROR(IF(OR(P118=\"\",'Combined scenario - input'!$D103=\"\"),\"\",P118/'Combined scenario - input'!$D103),\"\")","v":""},{"$f":"IFERROR(IF(OR(Q118=\"\",'Combined scenario - input'!$D103=\"\"),\"\",Q118/'Combined scenario - input'!$D103),\"\")","v":""},{"$f":"IFERROR(IF(OR(R118=\"\",'Combined scenario - input'!$D103=\"\"),\"\",R118/'Combined scenario - input'!$D103),\"\")","v":""},{"$f":"IFERROR(IF(OR(S118=\"\",'Combined scenario - input'!$D103=\"\"),\"\",S118/'Combined scenario - input'!$D103),\"\")","v":""},{"$f":"IFERROR(IF(OR(T118=\"\",'Combined scenario - input'!$D103=\"\"),\"\",T118/'Combined scenario - input'!$D103),\"\")","v":""},{"$f":"IFERROR(IF(OR(U118=\"\",'Combined scenario - input'!$D103=\"\"),\"\",U118/'Combined scenario - input'!$D103),\"\")","v":""},{"$f":"IFERROR(IF(OR(V118=\"\",'Combined scenario - input'!$D103=\"\"),\"\",V118/'Combined scenario - input'!$D103),\"\")","v":""},{"$f":"IFERROR(IF(OR(W118=\"\",'Combined scenario - input'!$D103=\"\"),\"\",W118/'Combined scenario - input'!$D103),\"\")","v":""}]
[{"$f":"IFERROR('Combined scenario - input'!A104,\"\")","v":""},{"$f":"IFERROR('Combined scenario - input'!B104,\"\")","v":""},{"$f":"IFERROR('Combined scenario - input'!C104,\"\")","v":""},{"$f":"IFERROR(repcalc('Combined scenario - input'!$CV104:$GH104,'Combined scenario - input'!$G104,'Combined scenario - input'!$E104,'Combined scenario - input'!$F104,20,TRUE,TRUE),\"\")","v":""},"","","","","","","","","","","","","","","","","","","",{"$f":"IFERROR(IF(OR(D119=\"\",'Combined scenario - input'!$D104=\"\"),\"\",D119/'Combined scenario - input'!$D104),\"\")","v":""},{"$f":"IFERROR(IF(OR(E119=\"\",'Combined scenario - input'!$D104=\"\"),\"\",E119/'Combined scenario - input'!$D104),\"\")","v":""},{"$f":"IFERROR(IF(OR(F119=\"\",'Combined scenario - input'!$D104=\"\"),\"\",F119/'Combined scenario - input'!$D104),\"\")","v":""},{"$f":"IFERROR(IF(OR(G119=\"\",'Combined scenario - input'!$D104=\"\"),\"\",G119/'Combined scenario - input'!$D104),\"\")","v":""},{"$f":"IFERROR(IF(OR(H119=\"\",'Combined scenario - input'!$D104=\"\"),\"\",H119/'Combined scenario - input'!$D104),\"\")","v":""},{"$f":"IFERROR(IF(OR(I119=\"\",'Combined scenario - input'!$D104=\"\"),\"\",I119/'Combined scenario - input'!$D104),\"\")","v":""},{"$f":"IFERROR(IF(OR(J119=\"\",'Combined scenario - input'!$D104=\"\"),\"\",J119/'Combined scenario - input'!$D104),\"\")","v":""},{"$f":"IFERROR(IF(OR(K119=\"\",'Combined scenario - input'!$D104=\"\"),\"\",K119/'Combined scenario - input'!$D104),\"\")","v":""},{"$f":"IFERROR(IF(OR(L119=\"\",'Combined scenario - input'!$D104=\"\"),\"\",L119/'Combined scenario - input'!$D104),\"\")","v":""},{"$f":"IFERROR(IF(OR(M119=\"\",'Combined scenario - input'!$D104=\"\"),\"\",M119/'Combined scenario - input'!$D104),\"\")","v":""},{"$f":"IFERROR(IF(OR(N119=\"\",'Combined scenario - input'!$D104=\"\"),\"\",N119/'Combined scenario - input'!$D104),\"\")","v":""},{"$f":"IFERROR(IF(OR(O119=\"\",'Combined scenario - input'!$D104=\"\"),\"\",O119/'Combined scenario - input'!$D104),\"\")","v":""},{"$f":"IFERROR(IF(OR(P119=\"\",'Combined scenario - input'!$D104=\"\"),\"\",P119/'Combined scenario - input'!$D104),\"\")","v":""},{"$f":"IFERROR(IF(OR(Q119=\"\",'Combined scenario - input'!$D104=\"\"),\"\",Q119/'Combined scenario - input'!$D104),\"\")","v":""},{"$f":"IFERROR(IF(OR(R119=\"\",'Combined scenario - input'!$D104=\"\"),\"\",R119/'Combined scenario - input'!$D104),\"\")","v":""},{"$f":"IFERROR(IF(OR(S119=\"\",'Combined scenario - input'!$D104=\"\"),\"\",S119/'Combined scenario - input'!$D104),\"\")","v":""},{"$f":"IFERROR(IF(OR(T119=\"\",'Combined scenario - input'!$D104=\"\"),\"\",T119/'Combined scenario - input'!$D104),\"\")","v":""},{"$f":"IFERROR(IF(OR(U119=\"\",'Combined scenario - input'!$D104=\"\"),\"\",U119/'Combined scenario - input'!$D104),\"\")","v":""},{"$f":"IFERROR(IF(OR(V119=\"\",'Combined scenario - input'!$D104=\"\"),\"\",V119/'Combined scenario - input'!$D104),\"\")","v":""},{"$f":"IFERROR(IF(OR(W119=\"\",'Combined scenario - input'!$D104=\"\"),\"\",W119/'Combined scenario - input'!$D104),\"\")","v":""}]
[{"$f":"IFERROR('Combined scenario - input'!A105,\"\")","v":""},{"$f":"IFERROR('Combined scenario - input'!B105,\"\")","v":""},{"$f":"IFERROR('Combined scenario - input'!C105,\"\")","v":""},{"$f":"IFERROR(repcalc('Combined scenario - input'!$CV105:$GH105,'Combined scenario - input'!$G105,'Combined scenario - input'!$E105,'Combined scenario - input'!$F105,20,TRUE,TRUE),\"\")","v":""},"","","","","","","","","","","","","","","","","","","",{"$f":"IFERROR(IF(OR(D120=\"\",'Combined scenario - input'!$D105=\"\"),\"\",D120/'Combined scenario - input'!$D105),\"\")","v":""},{"$f":"IFERROR(IF(OR(E120=\"\",'Combined scenario - input'!$D105=\"\"),\"\",E120/'Combined scenario - input'!$D105),\"\")","v":""},{"$f":"IFERROR(IF(OR(F120=\"\",'Combined scenario - input'!$D105=\"\"),\"\",F120/'Combined scenario - input'!$D105),\"\")","v":""},{"$f":"IFERROR(IF(OR(G120=\"\",'Combined scenario - input'!$D105=\"\"),\"\",G120/'Combined scenario - input'!$D105),\"\")","v":""},{"$f":"IFERROR(IF(OR(H120=\"\",'Combined scenario - input'!$D105=\"\"),\"\",H120/'Combined scenario - input'!$D105),\"\")","v":""},{"$f":"IFERROR(IF(OR(I120=\"\",'Combined scenario - input'!$D105=\"\"),\"\",I120/'Combined scenario - input'!$D105),\"\")","v":""},{"$f":"IFERROR(IF(OR(J120=\"\",'Combined scenario - input'!$D105=\"\"),\"\",J120/'Combined scenario - input'!$D105),\"\")","v":""},{"$f":"IFERROR(IF(OR(K120=\"\",'Combined scenario - input'!$D105=\"\"),\"\",K120/'Combined scenario - input'!$D105),\"\")","v":""},{"$f":"IFERROR(IF(OR(L120=\"\",'Combined scenario - input'!$D105=\"\"),\"\",L120/'Combined scenario - input'!$D105),\"\")","v":""},{"$f":"IFERROR(IF(OR(M120=\"\",'Combined scenario - input'!$D105=\"\"),\"\",M120/'Combined scenario - input'!$D105),\"\")","v":""},{"$f":"IFERROR(IF(OR(N120=\"\",'Combined scenario - input'!$D105=\"\"),\"\",N120/'Combined scenario - input'!$D105),\"\")","v":""},{"$f":"IFERROR(IF(OR(O120=\"\",'Combined scenario - input'!$D105=\"\"),\"\",O120/'Combined scenario - input'!$D105),\"\")","v":""},{"$f":"IFERROR(IF(OR(P120=\"\",'Combined scenario - input'!$D105=\"\"),\"\",P120/'Combined scenario - input'!$D105),\"\")","v":""},{"$f":"IFERROR(IF(OR(Q120=\"\",'Combined scenario - input'!$D105=\"\"),\"\",Q120/'Combined scenario - input'!$D105),\"\")","v":""},{"$f":"IFERROR(IF(OR(R120=\"\",'Combined scenario - input'!$D105=\"\"),\"\",R120/'Combined scenario - input'!$D105),\"\")","v":""},{"$f":"IFERROR(IF(OR(S120=\"\",'Combined scenario - input'!$D105=\"\"),\"\",S120/'Combined scenario - input'!$D105),\"\")","v":""},{"$f":"IFERROR(IF(OR(T120=\"\",'Combined scenario - input'!$D105=\"\"),\"\",T120/'Combined scenario - input'!$D105),\"\")","v":""},{"$f":"IFERROR(IF(OR(U120=\"\",'Combined scenario - input'!$D105=\"\"),\"\",U120/'Combined scenario - input'!$D105),\"\")","v":""},{"$f":"IFERROR(IF(OR(V120=\"\",'Combined scenario - input'!$D105=\"\"),\"\",V120/'Combined scenario - input'!$D105),\"\")","v":""},{"$f":"IFERROR(IF(OR(W120=\"\",'Combined scenario - input'!$D105=\"\"),\"\",W120/'Combined scenario - input'!$D105),\"\")","v":""}]
[{"$f":"IFERROR('Combined scenario - input'!A106,\"\")","v":""},{"$f":"IFERROR('Combined scenario - input'!B106,\"\")","v":""},{"$f":"IFERROR('Combined scenario - input'!C106,\"\")","v":""},{"$f":"IFERROR(repcalc('Combined scenario - input'!$CV106:$GH106,'Combined scenario - input'!$G106,'Combined scenario - input'!$E106,'Combined scenario - input'!$F106,20,TRUE,TRUE),\"\")","v":""},"","","","","","","","","","","","","","","","","","","",{"$f":"IFERROR(IF(OR(D121=\"\",'Combined scenario - input'!$D106=\"\"),\"\",D121/'Combined scenario - input'!$D106),\"\")","v":""},{"$f":"IFERROR(IF(OR(E121=\"\",'Combined scenario - input'!$D106=\"\"),\"\",E121/'Combined scenario - input'!$D106),\"\")","v":""},{"$f":"IFERROR(IF(OR(F121=\"\",'Combined scenario - input'!$D106=\"\"),\"\",F121/'Combined scenario - input'!$D106),\"\")","v":""},{"$f":"IFERROR(IF(OR(G121=\"\",'Combined scenario - input'!$D106=\"\"),\"\",G121/'Combined scenario - input'!$D106),\"\")","v":""},{"$f":"IFERROR(IF(OR(H121=\"\",'Combined scenario - input'!$D106=\"\"),\"\",H121/'Combined scenario - input'!$D106),\"\")","v":""},{"$f":"IFERROR(IF(OR(I121=\"\",'Combined scenario - input'!$D106=\"\"),\"\",I121/'Combined scenario - input'!$D106),\"\")","v":""},{"$f":"IFERROR(IF(OR(J121=\"\",'Combined scenario - input'!$D106=\"\"),\"\",J121/'Combined scenario - input'!$D106),\"\")","v":""},{"$f":"IFERROR(IF(OR(K121=\"\",'Combined scenario - input'!$D106=\"\"),\"\",K121/'Combined scenario - input'!$D106),\"\")","v":""},{"$f":"IFERROR(IF(OR(L121=\"\",'Combined scenario - input'!$D106=\"\"),\"\",L121/'Combined scenario - input'!$D106),\"\")","v":""},{"$f":"IFERROR(IF(OR(M121=\"\",'Combined scenario - input'!$D106=\"\"),\"\",M121/'Combined scenario - input'!$D106),\"\")","v":""},{"$f":"IFERROR(IF(OR(N121=\"\",'Combined scenario - input'!$D106=\"\"),\"\",N121/'Combined scenario - input'!$D106),\"\")","v":""},{"$f":"IFERROR(IF(OR(O121=\"\",'Combined scenario - input'!$D106=\"\"),\"\",O121/'Combined scenario - input'!$D106),\"\")","v":""},{"$f":"IFERROR(IF(OR(P121=\"\",'Combined scenario - input'!$D106=\"\"),\"\",P121/'Combined scenario - input'!$D106),\"\")","v":""},{"$f":"IFERROR(IF(OR(Q121=\"\",'Combined scenario - input'!$D106=\"\"),\"\",Q121/'Combined scenario - input'!$D106),\"\")","v":""},{"$f":"IFERROR(IF(OR(R121=\"\",'Combined scenario - input'!$D106=\"\"),\"\",R121/'Combined scenario - input'!$D106),\"\")","v":""},{"$f":"IFERROR(IF(OR(S121=\"\",'Combined scenario - input'!$D106=\"\"),\"\",S121/'Combined scenario - input'!$D106),\"\")","v":""},{"$f":"IFERROR(IF(OR(T121=\"\",'Combined scenario - input'!$D106=\"\"),\"\",T121/'Combined scenario - input'!$D106),\"\")","v":""},{"$f":"IFERROR(IF(OR(U121=\"\",'Combined scenario - input'!$D106=\"\"),\"\",U121/'Combined scenario - input'!$D106),\"\")","v":""},{"$f":"IFERROR(IF(OR(V121=\"\",'Combined scenario - input'!$D106=\"\"),\"\",V121/'Combined scenario - input'!$D106),\"\")","v":""},{"$f":"IFERROR(IF(OR(W121=\"\",'Combined scenario - input'!$D106=\"\"),\"\",W121/'Combined scenario - input'!$D106),\"\")","v":""}]
[{"$f":"IFERROR('Combined scenario - input'!A107,\"\")","v":""},{"$f":"IFERROR('Combined scenario - input'!B107,\"\")","v":""},{"$f":"IFERROR('Combined scenario - input'!C107,\"\")","v":""},{"$f":"IFERROR(repcalc('Combined scenario - input'!$CV107:$GH107,'Combined scenario - input'!$G107,'Combined scenario - input'!$E107,'Combined scenario - input'!$F107,20,TRUE,TRUE),\"\")","v":""},"","","","","","","","","","","","","","","","","","","",{"$f":"IFERROR(IF(OR(D122=\"\",'Combined scenario - input'!$D107=\"\"),\"\",D122/'Combined scenario - input'!$D107),\"\")","v":""},{"$f":"IFERROR(IF(OR(E122=\"\",'Combined scenario - input'!$D107=\"\"),\"\",E122/'Combined scenario - input'!$D107),\"\")","v":""},{"$f":"IFERROR(IF(OR(F122=\"\",'Combined scenario - input'!$D107=\"\"),\"\",F122/'Combined scenario - input'!$D107),\"\")","v":""},{"$f":"IFERROR(IF(OR(G122=\"\",'Combined scenario - input'!$D107=\"\"),\"\",G122/'Combined scenario - input'!$D107),\"\")","v":""},{"$f":"IFERROR(IF(OR(H122=\"\",'Combined scenario - input'!$D107=\"\"),\"\",H122/'Combined scenario - input'!$D107),\"\")","v":""},{"$f":"IFERROR(IF(OR(I122=\"\",'Combined scenario - input'!$D107=\"\"),\"\",I122/'Combined scenario - input'!$D107),\"\")","v":""},{"$f":"IFERROR(IF(OR(J122=\"\",'Combined scenario - input'!$D107=\"\"),\"\",J122/'Combined scenario - input'!$D107),\"\")","v":""},{"$f":"IFERROR(IF(OR(K122=\"\",'Combined scenario - input'!$D107=\"\"),\"\",K122/'Combined scenario - input'!$D107),\"\")","v":""},{"$f":"IFERROR(IF(OR(L122=\"\",'Combined scenario - input'!$D107=\"\"),\"\",L122/'Combined scenario - input'!$D107),\"\")","v":""},{"$f":"IFERROR(IF(OR(M122=\"\",'Combined scenario - input'!$D107=\"\"),\"\",M122/'Combined scenario - input'!$D107),\"\")","v":""},{"$f":"IFERROR(IF(OR(N122=\"\",'Combined scenario - input'!$D107=\"\"),\"\",N122/'Combined scenario - input'!$D107),\"\")","v":""},{"$f":"IFERROR(IF(OR(O122=\"\",'Combined scenario - input'!$D107=\"\"),\"\",O122/'Combined scenario - input'!$D107),\"\")","v":""},{"$f":"IFERROR(IF(OR(P122=\"\",'Combined scenario - input'!$D107=\"\"),\"\",P122/'Combined scenario - input'!$D107),\"\")","v":""},{"$f":"IFERROR(IF(OR(Q122=\"\",'Combined scenario - input'!$D107=\"\"),\"\",Q122/'Combined scenario - input'!$D107),\"\")","v":""},{"$f":"IFERROR(IF(OR(R122=\"\",'Combined scenario - input'!$D107=\"\"),\"\",R122/'Combined scenario - input'!$D107),\"\")","v":""},{"$f":"IFERROR(IF(OR(S122=\"\",'Combined scenario - input'!$D107=\"\"),\"\",S122/'Combined scenario - input'!$D107),\"\")","v":""},{"$f":"IFERROR(IF(OR(T122=\"\",'Combined scenario - input'!$D107=\"\"),\"\",T122/'Combined scenario - input'!$D107),\"\")","v":""},{"$f":"IFERROR(IF(OR(U122=\"\",'Combined scenario - input'!$D107=\"\"),\"\",U122/'Combined scenario - input'!$D107),\"\")","v":""},{"$f":"IFERROR(IF(OR(V122=\"\",'Combined scenario - input'!$D107=\"\"),\"\",V122/'Combined scenario - input'!$D107),\"\")","v":""},{"$f":"IFERROR(IF(OR(W122=\"\",'Combined scenario - input'!$D107=\"\"),\"\",W122/'Combined scenario - input'!$D107),\"\")","v":""}]
[{"$f":"IFERROR('Combined scenario - input'!A108,\"\")","v":""},{"$f":"IFERROR('Combined scenario - input'!B108,\"\")","v":""},{"$f":"IFERROR('Combined scenario - input'!C108,\"\")","v":""},{"$f":"IFERROR(repcalc('Combined scenario - input'!$CV108:$GH108,'Combined scenario - input'!$G108,'Combined scenario - input'!$E108,'Combined scenario - input'!$F108,20,TRUE,TRUE),\"\")","v":""},"","","","","","","","","","","","","","","","","","","",{"$f":"IFERROR(IF(OR(D123=\"\",'Combined scenario - input'!$D108=\"\"),\"\",D123/'Combined scenario - input'!$D108),\"\")","v":""},{"$f":"IFERROR(IF(OR(E123=\"\",'Combined scenario - input'!$D108=\"\"),\"\",E123/'Combined scenario - input'!$D108),\"\")","v":""},{"$f":"IFERROR(IF(OR(F123=\"\",'Combined scenario - input'!$D108=\"\"),\"\",F123/'Combined scenario - input'!$D108),\"\")","v":""},{"$f":"IFERROR(IF(OR(G123=\"\",'Combined scenario - input'!$D108=\"\"),\"\",G123/'Combined scenario - input'!$D108),\"\")","v":""},{"$f":"IFERROR(IF(OR(H123=\"\",'Combined scenario - input'!$D108=\"\"),\"\",H123/'Combined scenario - input'!$D108),\"\")","v":""},{"$f":"IFERROR(IF(OR(I123=\"\",'Combined scenario - input'!$D108=\"\"),\"\",I123/'Combined scenario - input'!$D108),\"\")","v":""},{"$f":"IFERROR(IF(OR(J123=\"\",'Combined scenario - input'!$D108=\"\"),\"\",J123/'Combined scenario - input'!$D108),\"\")","v":""},{"$f":"IFERROR(IF(OR(K123=\"\",'Combined scenario - input'!$D108=\"\"),\"\",K123/'Combined scenario - input'!$D108),\"\")","v":""},{"$f":"IFERROR(IF(OR(L123=\"\",'Combined scenario - input'!$D108=\"\"),\"\",L123/'Combined scenario - input'!$D108),\"\")","v":""},{"$f":"IFERROR(IF(OR(M123=\"\",'Combined scenario - input'!$D108=\"\"),\"\",M123/'Combined scenario - input'!$D108),\"\")","v":""},{"$f":"IFERROR(IF(OR(N123=\"\",'Combined scenario - input'!$D108=\"\"),\"\",N123/'Combined scenario - input'!$D108),\"\")","v":""},{"$f":"IFERROR(IF(OR(O123=\"\",'Combined scenario - input'!$D108=\"\"),\"\",O123/'Combined scenario - input'!$D108),\"\")","v":""},{"$f":"IFERROR(IF(OR(P123=\"\",'Combined scenario - input'!$D108=\"\"),\"\",P123/'Combined scenario - input'!$D108),\"\")","v":""},{"$f":"IFERROR(IF(OR(Q123=\"\",'Combined scenario - input'!$D108=\"\"),\"\",Q123/'Combined scenario - input'!$D108),\"\")","v":""},{"$f":"IFERROR(IF(OR(R123=\"\",'Combined scenario - input'!$D108=\"\"),\"\",R123/'Combined scenario - input'!$D108),\"\")","v":""},{"$f":"IFERROR(IF(OR(S123=\"\",'Combined scenario - input'!$D108=\"\"),\"\",S123/'Combined scenario - input'!$D108),\"\")","v":""},{"$f":"IFERROR(IF(OR(T123=\"\",'Combined scenario - input'!$D108=\"\"),\"\",T123/'Combined scenario - input'!$D108),\"\")","v":""},{"$f":"IFERROR(IF(OR(U123=\"\",'Combined scenario - input'!$D108=\"\"),\"\",U123/'Combined scenario - input'!$D108),\"\")","v":""},{"$f":"IFERROR(IF(OR(V123=\"\",'Combined scenario - input'!$D108=\"\"),\"\",V123/'Combined scenario - input'!$D108),\"\")","v":""},{"$f":"IFERROR(IF(OR(W123=\"\",'Combined scenario - input'!$D108=\"\"),\"\",W123/'Combined scenario - input'!$D108),\"\")","v":""}]
[{"$f":"IFERROR('Combined scenario - input'!A109,\"\")","v":""},{"$f":"IFERROR('Combined scenario - input'!B109,\"\")","v":""},{"$f":"IFERROR('Combined scenario - input'!C109,\"\")","v":""},{"$f":"IFERROR(repcalc('Combined scenario - input'!$CV109:$GH109,'Combined scenario - input'!$G109,'Combined scenario - input'!$E109,'Combined scenario - input'!$F109,20,TRUE,TRUE),\"\")","v":""},"","","","","","","","","","","","","","","","","","","",{"$f":"IFERROR(IF(OR(D124=\"\",'Combined scenario - input'!$D109=\"\"),\"\",D124/'Combined scenario - input'!$D109),\"\")","v":""},{"$f":"IFERROR(IF(OR(E124=\"\",'Combined scenario - input'!$D109=\"\"),\"\",E124/'Combined scenario - input'!$D109),\"\")","v":""},{"$f":"IFERROR(IF(OR(F124=\"\",'Combined scenario - input'!$D109=\"\"),\"\",F124/'Combined scenario - input'!$D109),\"\")","v":""},{"$f":"IFERROR(IF(OR(G124=\"\",'Combined scenario - input'!$D109=\"\"),\"\",G124/'Combined scenario - input'!$D109),\"\")","v":""},{"$f":"IFERROR(IF(OR(H124=\"\",'Combined scenario - input'!$D109=\"\"),\"\",H124/'Combined scenario - input'!$D109),\"\")","v":""},{"$f":"IFERROR(IF(OR(I124=\"\",'Combined scenario - input'!$D109=\"\"),\"\",I124/'Combined scenario - input'!$D109),\"\")","v":""},{"$f":"IFERROR(IF(OR(J124=\"\",'Combined scenario - input'!$D109=\"\"),\"\",J124/'Combined scenario - input'!$D109),\"\")","v":""},{"$f":"IFERROR(IF(OR(K124=\"\",'Combined scenario - input'!$D109=\"\"),\"\",K124/'Combined scenario - input'!$D109),\"\")","v":""},{"$f":"IFERROR(IF(OR(L124=\"\",'Combined scenario - input'!$D109=\"\"),\"\",L124/'Combined scenario - input'!$D109),\"\")","v":""},{"$f":"IFERROR(IF(OR(M124=\"\",'Combined scenario - input'!$D109=\"\"),\"\",M124/'Combined scenario - input'!$D109),\"\")","v":""},{"$f":"IFERROR(IF(OR(N124=\"\",'Combined scenario - input'!$D109=\"\"),\"\",N124/'Combined scenario - input'!$D109),\"\")","v":""},{"$f":"IFERROR(IF(OR(O124=\"\",'Combined scenario - input'!$D109=\"\"),\"\",O124/'Combined scenario - input'!$D109),\"\")","v":""},{"$f":"IFERROR(IF(OR(P124=\"\",'Combined scenario - input'!$D109=\"\"),\"\",P124/'Combined scenario - input'!$D109),\"\")","v":""},{"$f":"IFERROR(IF(OR(Q124=\"\",'Combined scenario - input'!$D109=\"\"),\"\",Q124/'Combined scenario - input'!$D109),\"\")","v":""},{"$f":"IFERROR(IF(OR(R124=\"\",'Combined scenario - input'!$D109=\"\"),\"\",R124/'Combined scenario - input'!$D109),\"\")","v":""},{"$f":"IFERROR(IF(OR(S124=\"\",'Combined scenario - input'!$D109=\"\"),\"\",S124/'Combined scenario - input'!$D109),\"\")","v":""},{"$f":"IFERROR(IF(OR(T124=\"\",'Combined scenario - input'!$D109=\"\"),\"\",T124/'Combined scenario - input'!$D109),\"\")","v":""},{"$f":"IFERROR(IF(OR(U124=\"\",'Combined scenario - input'!$D109=\"\"),\"\",U124/'Combined scenario - input'!$D109),\"\")","v":""},{"$f":"IFERROR(IF(OR(V124=\"\",'Combined scenario - input'!$D109=\"\"),\"\",V124/'Combined scenario - input'!$D109),\"\")","v":""},{"$f":"IFERROR(IF(OR(W124=\"\",'Combined scenario - input'!$D109=\"\"),\"\",W124/'Combined scenario - input'!$D109),\"\")","v":""}]
[{"$f":"IFERROR('Combined scenario - input'!A110,\"\")","v":""},{"$f":"IFERROR('Combined scenario - input'!B110,\"\")","v":""},{"$f":"IFERROR('Combined scenario - input'!C110,\"\")","v":""},{"$f":"IFERROR(repcalc('Combined scenario - input'!$CV110:$GH110,'Combined scenario - input'!$G110,'Combined scenario - input'!$E110,'Combined scenario - input'!$F110,20,TRUE,TRUE),\"\")","v":""},"","","","","","","","","","","","","","","","","","","",{"$f":"IFERROR(IF(OR(D125=\"\",'Combined scenario - input'!$D110=\"\"),\"\",D125/'Combined scenario - input'!$D110),\"\")","v":""},{"$f":"IFERROR(IF(OR(E125=\"\",'Combined scenario - input'!$D110=\"\"),\"\",E125/'Combined scenario - input'!$D110),\"\")","v":""},{"$f":"IFERROR(IF(OR(F125=\"\",'Combined scenario - input'!$D110=\"\"),\"\",F125/'Combined scenario - input'!$D110),\"\")","v":""},{"$f":"IFERROR(IF(OR(G125=\"\",'Combined scenario - input'!$D110=\"\"),\"\",G125/'Combined scenario - input'!$D110),\"\")","v":""},{"$f":"IFERROR(IF(OR(H125=\"\",'Combined scenario - input'!$D110=\"\"),\"\",H125/'Combined scenario - input'!$D110),\"\")","v":""},{"$f":"IFERROR(IF(OR(I125=\"\",'Combined scenario - input'!$D110=\"\"),\"\",I125/'Combined scenario - input'!$D110),\"\")","v":""},{"$f":"IFERROR(IF(OR(J125=\"\",'Combined scenario - input'!$D110=\"\"),\"\",J125/'Combined scenario - input'!$D110),\"\")","v":""},{"$f":"IFERROR(IF(OR(K125=\"\",'Combined scenario - input'!$D110=\"\"),\"\",K125/'Combined scenario - input'!$D110),\"\")","v":""},{"$f":"IFERROR(IF(OR(L125=\"\",'Combined scenario - input'!$D110=\"\"),\"\",L125/'Combined scenario - input'!$D110),\"\")","v":""},{"$f":"IFERROR(IF(OR(M125=\"\",'Combined scenario - input'!$D110=\"\"),\"\",M125/'Combined scenario - input'!$D110),\"\")","v":""},{"$f":"IFERROR(IF(OR(N125=\"\",'Combined scenario - input'!$D110=\"\"),\"\",N125/'Combined scenario - input'!$D110),\"\")","v":""},{"$f":"IFERROR(IF(OR(O125=\"\",'Combined scenario - input'!$D110=\"\"),\"\",O125/'Combined scenario - input'!$D110),\"\")","v":""},{"$f":"IFERROR(IF(OR(P125=\"\",'Combined scenario - input'!$D110=\"\"),\"\",P125/'Combined scenario - input'!$D110),\"\")","v":""},{"$f":"IFERROR(IF(OR(Q125=\"\",'Combined scenario - input'!$D110=\"\"),\"\",Q125/'Combined scenario - input'!$D110),\"\")","v":""},{"$f":"IFERROR(IF(OR(R125=\"\",'Combined scenario - input'!$D110=\"\"),\"\",R125/'Combined scenario - input'!$D110),\"\")","v":""},{"$f":"IFERROR(IF(OR(S125=\"\",'Combined scenario - input'!$D110=\"\"),\"\",S125/'Combined scenario - input'!$D110),\"\")","v":""},{"$f":"IFERROR(IF(OR(T125=\"\",'Combined scenario - input'!$D110=\"\"),\"\",T125/'Combined scenario - input'!$D110),\"\")","v":""},{"$f":"IFERROR(IF(OR(U125=\"\",'Combined scenario - input'!$D110=\"\"),\"\",U125/'Combined scenario - input'!$D110),\"\")","v":""},{"$f":"IFERROR(IF(OR(V125=\"\",'Combined scenario - input'!$D110=\"\"),\"\",V125/'Combined scenario - input'!$D110),\"\")","v":""},{"$f":"IFERROR(IF(OR(W125=\"\",'Combined scenario - input'!$D110=\"\"),\"\",W125/'Combined scenario - input'!$D110),\"\")","v":""}]
[{"$f":"IFERROR('Combined scenario - input'!A111,\"\")","v":""},{"$f":"IFERROR('Combined scenario - input'!B111,\"\")","v":""},{"$f":"IFERROR('Combined scenario - input'!C111,\"\")","v":""},{"$f":"IFERROR(repcalc('Combined scenario - input'!$CV111:$GH111,'Combined scenario - input'!$G111,'Combined scenario - input'!$E111,'Combined scenario - input'!$F111,20,TRUE,TRUE),\"\")","v":""},"","","","","","","","","","","","","","","","","","","",{"$f":"IFERROR(IF(OR(D126=\"\",'Combined scenario - input'!$D111=\"\"),\"\",D126/'Combined scenario - input'!$D111),\"\")","v":""},{"$f":"IFERROR(IF(OR(E126=\"\",'Combined scenario - input'!$D111=\"\"),\"\",E126/'Combined scenario - input'!$D111),\"\")","v":""},{"$f":"IFERROR(IF(OR(F126=\"\",'Combined scenario - input'!$D111=\"\"),\"\",F126/'Combined scenario - input'!$D111),\"\")","v":""},{"$f":"IFERROR(IF(OR(G126=\"\",'Combined scenario - input'!$D111=\"\"),\"\",G126/'Combined scenario - input'!$D111),\"\")","v":""},{"$f":"IFERROR(IF(OR(H126=\"\",'Combined scenario - input'!$D111=\"\"),\"\",H126/'Combined scenario - input'!$D111),\"\")","v":""},{"$f":"IFERROR(IF(OR(I126=\"\",'Combined scenario - input'!$D111=\"\"),\"\",I126/'Combined scenario - input'!$D111),\"\")","v":""},{"$f":"IFERROR(IF(OR(J126=\"\",'Combined scenario - input'!$D111=\"\"),\"\",J126/'Combined scenario - input'!$D111),\"\")","v":""},{"$f":"IFERROR(IF(OR(K126=\"\",'Combined scenario - input'!$D111=\"\"),\"\",K126/'Combined scenario - input'!$D111),\"\")","v":""},{"$f":"IFERROR(IF(OR(L126=\"\",'Combined scenario - input'!$D111=\"\"),\"\",L126/'Combined scenario - input'!$D111),\"\")","v":""},{"$f":"IFERROR(IF(OR(M126=\"\",'Combined scenario - input'!$D111=\"\"),\"\",M126/'Combined scenario - input'!$D111),\"\")","v":""},{"$f":"IFERROR(IF(OR(N126=\"\",'Combined scenario - input'!$D111=\"\"),\"\",N126/'Combined scenario - input'!$D111),\"\")","v":""},{"$f":"IFERROR(IF(OR(O126=\"\",'Combined scenario - input'!$D111=\"\"),\"\",O126/'Combined scenario - input'!$D111),\"\")","v":""},{"$f":"IFERROR(IF(OR(P126=\"\",'Combined scenario - input'!$D111=\"\"),\"\",P126/'Combined scenario - input'!$D111),\"\")","v":""},{"$f":"IFERROR(IF(OR(Q126=\"\",'Combined scenario - input'!$D111=\"\"),\"\",Q126/'Combined scenario - input'!$D111),\"\")","v":""},{"$f":"IFERROR(IF(OR(R126=\"\",'Combined scenario - input'!$D111=\"\"),\"\",R126/'Combined scenario - input'!$D111),\"\")","v":""},{"$f":"IFERROR(IF(OR(S126=\"\",'Combined scenario - input'!$D111=\"\"),\"\",S126/'Combined scenario - input'!$D111),\"\")","v":""},{"$f":"IFERROR(IF(OR(T126=\"\",'Combined scenario - input'!$D111=\"\"),\"\",T126/'Combined scenario - input'!$D111),\"\")","v":""},{"$f":"IFERROR(IF(OR(U126=\"\",'Combined scenario - input'!$D111=\"\"),\"\",U126/'Combined scenario - input'!$D111),\"\")","v":""},{"$f":"IFERROR(IF(OR(V126=\"\",'Combined scenario - input'!$D111=\"\"),\"\",V126/'Combined scenario - input'!$D111),\"\")","v":""},{"$f":"IFERROR(IF(OR(W126=\"\",'Combined scenario - input'!$D111=\"\"),\"\",W126/'Combined scenario - input'!$D111),\"\")","v":""}]
[{"$f":"IFERROR('Combined scenario - input'!A112,\"\")","v":""},{"$f":"IFERROR('Combined scenario - input'!B112,\"\")","v":""},{"$f":"IFERROR('Combined scenario - input'!C112,\"\")","v":""},{"$f":"IFERROR(repcalc('Combined scenario - input'!$CV112:$GH112,'Combined scenario - input'!$G112,'Combined scenario - input'!$E112,'Combined scenario - input'!$F112,20,TRUE,TRUE),\"\")","v":""},"","","","","","","","","","","","","","","","","","","",{"$f":"IFERROR(IF(OR(D127=\"\",'Combined scenario - input'!$D112=\"\"),\"\",D127/'Combined scenario - input'!$D112),\"\")","v":""},{"$f":"IFERROR(IF(OR(E127=\"\",'Combined scenario - input'!$D112=\"\"),\"\",E127/'Combined scenario - input'!$D112),\"\")","v":""},{"$f":"IFERROR(IF(OR(F127=\"\",'Combined scenario - input'!$D112=\"\"),\"\",F127/'Combined scenario - input'!$D112),\"\")","v":""},{"$f":"IFERROR(IF(OR(G127=\"\",'Combined scenario - input'!$D112=\"\"),\"\",G127/'Combined scenario - input'!$D112),\"\")","v":""},{"$f":"IFERROR(IF(OR(H127=\"\",'Combined scenario - input'!$D112=\"\"),\"\",H127/'Combined scenario - input'!$D112),\"\")","v":""},{"$f":"IFERROR(IF(OR(I127=\"\",'Combined scenario - input'!$D112=\"\"),\"\",I127/'Combined scenario - input'!$D112),\"\")","v":""},{"$f":"IFERROR(IF(OR(J127=\"\",'Combined scenario - input'!$D112=\"\"),\"\",J127/'Combined scenario - input'!$D112),\"\")","v":""},{"$f":"IFERROR(IF(OR(K127=\"\",'Combined scenario - input'!$D112=\"\"),\"\",K127/'Combined scenario - input'!$D112),\"\")","v":""},{"$f":"IFERROR(IF(OR(L127=\"\",'Combined scenario - input'!$D112=\"\"),\"\",L127/'Combined scenario - input'!$D112),\"\")","v":""},{"$f":"IFERROR(IF(OR(M127=\"\",'Combined scenario - input'!$D112=\"\"),\"\",M127/'Combined scenario - input'!$D112),\"\")","v":""},{"$f":"IFERROR(IF(OR(N127=\"\",'Combined scenario - input'!$D112=\"\"),\"\",N127/'Combined scenario - input'!$D112),\"\")","v":""},{"$f":"IFERROR(IF(OR(O127=\"\",'Combined scenario - input'!$D112=\"\"),\"\",O127/'Combined scenario - input'!$D112),\"\")","v":""},{"$f":"IFERROR(IF(OR(P127=\"\",'Combined scenario - input'!$D112=\"\"),\"\",P127/'Combined scenario - input'!$D112),\"\")","v":""},{"$f":"IFERROR(IF(OR(Q127=\"\",'Combined scenario - input'!$D112=\"\"),\"\",Q127/'Combined scenario - input'!$D112),\"\")","v":""},{"$f":"IFERROR(IF(OR(R127=\"\",'Combined scenario - input'!$D112=\"\"),\"\",R127/'Combined scenario - input'!$D112),\"\")","v":""},{"$f":"IFERROR(IF(OR(S127=\"\",'Combined scenario - input'!$D112=\"\"),\"\",S127/'Combined scenario - input'!$D112),\"\")","v":""},{"$f":"IFERROR(IF(OR(T127=\"\",'Combined scenario - input'!$D112=\"\"),\"\",T127/'Combined scenario - input'!$D112),\"\")","v":""},{"$f":"IFERROR(IF(OR(U127=\"\",'Combined scenario - input'!$D112=\"\"),\"\",U127/'Combined scenario - input'!$D112),\"\")","v":""},{"$f":"IFERROR(IF(OR(V127=\"\",'Combined scenario - input'!$D112=\"\"),\"\",V127/'Combined scenario - input'!$D112),\"\")","v":""},{"$f":"IFERROR(IF(OR(W127=\"\",'Combined scenario - input'!$D112=\"\"),\"\",W127/'Combined scenario - input'!$D112),\"\")","v":""}]
[{"$f":"IFERROR('Combined scenario - input'!A113,\"\")","v":""},{"$f":"IFERROR('Combined scenario - input'!B113,\"\")","v":""},{"$f":"IFERROR('Combined scenario - input'!C113,\"\")","v":""},{"$f":"IFERROR(repcalc('Combined scenario - input'!$CV113:$GH113,'Combined scenario - input'!$G113,'Combined scenario - input'!$E113,'Combined scenario - input'!$F113,20,TRUE,TRUE),\"\")","v":""},"","","","","","","","","","","","","","","","","","","",{"$f":"IFERROR(IF(OR(D128=\"\",'Combined scenario - input'!$D113=\"\"),\"\",D128/'Combined scenario - input'!$D113),\"\")","v":""},{"$f":"IFERROR(IF(OR(E128=\"\",'Combined scenario - input'!$D113=\"\"),\"\",E128/'Combined scenario - input'!$D113),\"\")","v":""},{"$f":"IFERROR(IF(OR(F128=\"\",'Combined scenario - input'!$D113=\"\"),\"\",F128/'Combined scenario - input'!$D113),\"\")","v":""},{"$f":"IFERROR(IF(OR(G128=\"\",'Combined scenario - input'!$D113=\"\"),\"\",G128/'Combined scenario - input'!$D113),\"\")","v":""},{"$f":"IFERROR(IF(OR(H128=\"\",'Combined scenario - input'!$D113=\"\"),\"\",H128/'Combined scenario - input'!$D113),\"\")","v":""},{"$f":"IFERROR(IF(OR(I128=\"\",'Combined scenario - input'!$D113=\"\"),\"\",I128/'Combined scenario - input'!$D113),\"\")","v":""},{"$f":"IFERROR(IF(OR(J128=\"\",'Combined scenario - input'!$D113=\"\"),\"\",J128/'Combined scenario - input'!$D113),\"\")","v":""},{"$f":"IFERROR(IF(OR(K128=\"\",'Combined scenario - input'!$D113=\"\"),\"\",K128/'Combined scenario - input'!$D113),\"\")","v":""},{"$f":"IFERROR(IF(OR(L128=\"\",'Combined scenario - input'!$D113=\"\"),\"\",L128/'Combined scenario - input'!$D113),\"\")","v":""},{"$f":"IFERROR(IF(OR(M128=\"\",'Combined scenario - input'!$D113=\"\"),\"\",M128/'Combined scenario - input'!$D113),\"\")","v":""},{"$f":"IFERROR(IF(OR(N128=\"\",'Combined scenario - input'!$D113=\"\"),\"\",N128/'Combined scenario - input'!$D113),\"\")","v":""},{"$f":"IFERROR(IF(OR(O128=\"\",'Combined scenario - input'!$D113=\"\"),\"\",O128/'Combined scenario - input'!$D113),\"\")","v":""},{"$f":"IFERROR(IF(OR(P128=\"\",'Combined scenario - input'!$D113=\"\"),\"\",P128/'Combined scenario - input'!$D113),\"\")","v":""},{"$f":"IFERROR(IF(OR(Q128=\"\",'Combined scenario - input'!$D113=\"\"),\"\",Q128/'Combined scenario - input'!$D113),\"\")","v":""},{"$f":"IFERROR(IF(OR(R128=\"\",'Combined scenario - input'!$D113=\"\"),\"\",R128/'Combined scenario - input'!$D113),\"\")","v":""},{"$f":"IFERROR(IF(OR(S128=\"\",'Combined scenario - input'!$D113=\"\"),\"\",S128/'Combined scenario - input'!$D113),\"\")","v":""},{"$f":"IFERROR(IF(OR(T128=\"\",'Combined scenario - input'!$D113=\"\"),\"\",T128/'Combined scenario - input'!$D113),\"\")","v":""},{"$f":"IFERROR(IF(OR(U128=\"\",'Combined scenario - input'!$D113=\"\"),\"\",U128/'Combined scenario - input'!$D113),\"\")","v":""},{"$f":"IFERROR(IF(OR(V128=\"\",'Combined scenario - input'!$D113=\"\"),\"\",V128/'Combined scenario - input'!$D113),\"\")","v":""},{"$f":"IFERROR(IF(OR(W128=\"\",'Combined scenario - input'!$D113=\"\"),\"\",W128/'Combined scenario - input'!$D113),\"\")","v":""}]
[{"$f":"IFERROR('Combined scenario - input'!A114,\"\")","v":""},{"$f":"IFERROR('Combined scenario - input'!B114,\"\")","v":""},{"$f":"IFERROR('Combined scenario - input'!C114,\"\")","v":""},{"$f":"IFERROR(repcalc('Combined scenario - input'!$CV114:$GH114,'Combined scenario - input'!$G114,'Combined scenario - input'!$E114,'Combined scenario - input'!$F114,20,TRUE,TRUE),\"\")","v":""},"","","","","","","","","","","","","","","","","","","",{"$f":"IFERROR(IF(OR(D129=\"\",'Combined scenario - input'!$D114=\"\"),\"\",D129/'Combined scenario - input'!$D114),\"\")","v":""},{"$f":"IFERROR(IF(OR(E129=\"\",'Combined scenario - input'!$D114=\"\"),\"\",E129/'Combined scenario - input'!$D114),\"\")","v":""},{"$f":"IFERROR(IF(OR(F129=\"\",'Combined scenario - input'!$D114=\"\"),\"\",F129/'Combined scenario - input'!$D114),\"\")","v":""},{"$f":"IFERROR(IF(OR(G129=\"\",'Combined scenario - input'!$D114=\"\"),\"\",G129/'Combined scenario - input'!$D114),\"\")","v":""},{"$f":"IFERROR(IF(OR(H129=\"\",'Combined scenario - input'!$D114=\"\"),\"\",H129/'Combined scenario - input'!$D114),\"\")","v":""},{"$f":"IFERROR(IF(OR(I129=\"\",'Combined scenario - input'!$D114=\"\"),\"\",I129/'Combined scenario - input'!$D114),\"\")","v":""},{"$f":"IFERROR(IF(OR(J129=\"\",'Combined scenario - input'!$D114=\"\"),\"\",J129/'Combined scenario - input'!$D114),\"\")","v":""},{"$f":"IFERROR(IF(OR(K129=\"\",'Combined scenario - input'!$D114=\"\"),\"\",K129/'Combined scenario - input'!$D114),\"\")","v":""},{"$f":"IFERROR(IF(OR(L129=\"\",'Combined scenario - input'!$D114=\"\"),\"\",L129/'Combined scenario - input'!$D114),\"\")","v":""},{"$f":"IFERROR(IF(OR(M129=\"\",'Combined scenario - input'!$D114=\"\"),\"\",M129/'Combined scenario - input'!$D114),\"\")","v":""},{"$f":"IFERROR(IF(OR(N129=\"\",'Combined scenario - input'!$D114=\"\"),\"\",N129/'Combined scenario - input'!$D114),\"\")","v":""},{"$f":"IFERROR(IF(OR(O129=\"\",'Combined scenario - input'!$D114=\"\"),\"\",O129/'Combined scenario - input'!$D114),\"\")","v":""},{"$f":"IFERROR(IF(OR(P129=\"\",'Combined scenario - input'!$D114=\"\"),\"\",P129/'Combined scenario - input'!$D114),\"\")","v":""},{"$f":"IFERROR(IF(OR(Q129=\"\",'Combined scenario - input'!$D114=\"\"),\"\",Q129/'Combined scenario - input'!$D114),\"\")","v":""},{"$f":"IFERROR(IF(OR(R129=\"\",'Combined scenario - input'!$D114=\"\"),\"\",R129/'Combined scenario - input'!$D114),\"\")","v":""},{"$f":"IFERROR(IF(OR(S129=\"\",'Combined scenario - input'!$D114=\"\"),\"\",S129/'Combined scenario - input'!$D114),\"\")","v":""},{"$f":"IFERROR(IF(OR(T129=\"\",'Combined scenario - input'!$D114=\"\"),\"\",T129/'Combined scenario - input'!$D114),\"\")","v":""},{"$f":"IFERROR(IF(OR(U129=\"\",'Combined scenario - input'!$D114=\"\"),\"\",U129/'Combined scenario - input'!$D114),\"\")","v":""},{"$f":"IFERROR(IF(OR(V129=\"\",'Combined scenario - input'!$D114=\"\"),\"\",V129/'Combined scenario - input'!$D114),\"\")","v":""},{"$f":"IFERROR(IF(OR(W129=\"\",'Combined scenario - input'!$D114=\"\"),\"\",W129/'Combined scenario - input'!$D114),\"\")","v":""}]
[{"$f":"IFERROR('Combined scenario - input'!A115,\"\")","v":""},{"$f":"IFERROR('Combined scenario - input'!B115,\"\")","v":""},{"$f":"IFERROR('Combined scenario - input'!C115,\"\")","v":""},{"$f":"IFERROR(repcalc('Combined scenario - input'!$CV115:$GH115,'Combined scenario - input'!$G115,'Combined scenario - input'!$E115,'Combined scenario - input'!$F115,20,TRUE,TRUE),\"\")","v":""},"","","","","","","","","","","","","","","","","","","",{"$f":"IFERROR(IF(OR(D130=\"\",'Combined scenario - input'!$D115=\"\"),\"\",D130/'Combined scenario - input'!$D115),\"\")","v":""},{"$f":"IFERROR(IF(OR(E130=\"\",'Combined scenario - input'!$D115=\"\"),\"\",E130/'Combined scenario - input'!$D115),\"\")","v":""},{"$f":"IFERROR(IF(OR(F130=\"\",'Combined scenario - input'!$D115=\"\"),\"\",F130/'Combined scenario - input'!$D115),\"\")","v":""},{"$f":"IFERROR(IF(OR(G130=\"\",'Combined scenario - input'!$D115=\"\"),\"\",G130/'Combined scenario - input'!$D115),\"\")","v":""},{"$f":"IFERROR(IF(OR(H130=\"\",'Combined scenario - input'!$D115=\"\"),\"\",H130/'Combined scenario - input'!$D115),\"\")","v":""},{"$f":"IFERROR(IF(OR(I130=\"\",'Combined scenario - input'!$D115=\"\"),\"\",I130/'Combined scenario - input'!$D115),\"\")","v":""},{"$f":"IFERROR(IF(OR(J130=\"\",'Combined scenario - input'!$D115=\"\"),\"\",J130/'Combined scenario - input'!$D115),\"\")","v":""},{"$f":"IFERROR(IF(OR(K130=\"\",'Combined scenario - input'!$D115=\"\"),\"\",K130/'Combined scenario - input'!$D115),\"\")","v":""},{"$f":"IFERROR(IF(OR(L130=\"\",'Combined scenario - input'!$D115=\"\"),\"\",L130/'Combined scenario - input'!$D115),\"\")","v":""},{"$f":"IFERROR(IF(OR(M130=\"\",'Combined scenario - input'!$D115=\"\"),\"\",M130/'Combined scenario - input'!$D115),\"\")","v":""},{"$f":"IFERROR(IF(OR(N130=\"\",'Combined scenario - input'!$D115=\"\"),\"\",N130/'Combined scenario - input'!$D115),\"\")","v":""},{"$f":"IFERROR(IF(OR(O130=\"\",'Combined scenario - input'!$D115=\"\"),\"\",O130/'Combined scenario - input'!$D115),\"\")","v":""},{"$f":"IFERROR(IF(OR(P130=\"\",'Combined scenario - input'!$D115=\"\"),\"\",P130/'Combined scenario - input'!$D115),\"\")","v":""},{"$f":"IFERROR(IF(OR(Q130=\"\",'Combined scenario - input'!$D115=\"\"),\"\",Q130/'Combined scenario - input'!$D115),\"\")","v":""},{"$f":"IFERROR(IF(OR(R130=\"\",'Combined scenario - input'!$D115=\"\"),\"\",R130/'Combined scenario - input'!$D115),\"\")","v":""},{"$f":"IFERROR(IF(OR(S130=\"\",'Combined scenario - input'!$D115=\"\"),\"\",S130/'Combined scenario - input'!$D115),\"\")","v":""},{"$f":"IFERROR(IF(OR(T130=\"\",'Combined scenario - input'!$D115=\"\"),\"\",T130/'Combined scenario - input'!$D115),\"\")","v":""},{"$f":"IFERROR(IF(OR(U130=\"\",'Combined scenario - input'!$D115=\"\"),\"\",U130/'Combined scenario - input'!$D115),\"\")","v":""},{"$f":"IFERROR(IF(OR(V130=\"\",'Combined scenario - input'!$D115=\"\"),\"\",V130/'Combined scenario - input'!$D115),\"\")","v":""},{"$f":"IFERROR(IF(OR(W130=\"\",'Combined scenario - input'!$D115=\"\"),\"\",W130/'Combined scenario - input'!$D115),\"\")","v":""}]
[{"$f":"IFERROR('Combined scenario - input'!A116,\"\")","v":""},{"$f":"IFERROR('Combined scenario - input'!B116,\"\")","v":""},{"$f":"IFERROR('Combined scenario - input'!C116,\"\")","v":""},{"$f":"IFERROR(repcalc('Combined scenario - input'!$CV116:$GH116,'Combined scenario - input'!$G116,'Combined scenario - input'!$E116,'Combined scenario - input'!$F116,20,TRUE,TRUE),\"\")","v":""},"","","","","","","","","","","","","","","","","","","",{"$f":"IFERROR(IF(OR(D131=\"\",'Combined scenario - input'!$D116=\"\"),\"\",D131/'Combined scenario - input'!$D116),\"\")","v":""},{"$f":"IFERROR(IF(OR(E131=\"\",'Combined scenario - input'!$D116=\"\"),\"\",E131/'Combined scenario - input'!$D116),\"\")","v":""},{"$f":"IFERROR(IF(OR(F131=\"\",'Combined scenario - input'!$D116=\"\"),\"\",F131/'Combined scenario - input'!$D116),\"\")","v":""},{"$f":"IFERROR(IF(OR(G131=\"\",'Combined scenario - input'!$D116=\"\"),\"\",G131/'Combined scenario - input'!$D116),\"\")","v":""},{"$f":"IFERROR(IF(OR(H131=\"\",'Combined scenario - input'!$D116=\"\"),\"\",H131/'Combined scenario - input'!$D116),\"\")","v":""},{"$f":"IFERROR(IF(OR(I131=\"\",'Combined scenario - input'!$D116=\"\"),\"\",I131/'Combined scenario - input'!$D116),\"\")","v":""},{"$f":"IFERROR(IF(OR(J131=\"\",'Combined scenario - input'!$D116=\"\"),\"\",J131/'Combined scenario - input'!$D116),\"\")","v":""},{"$f":"IFERROR(IF(OR(K131=\"\",'Combined scenario - input'!$D116=\"\"),\"\",K131/'Combined scenario - input'!$D116),\"\")","v":""},{"$f":"IFERROR(IF(OR(L131=\"\",'Combined scenario - input'!$D116=\"\"),\"\",L131/'Combined scenario - input'!$D116),\"\")","v":""},{"$f":"IFERROR(IF(OR(M131=\"\",'Combined scenario - input'!$D116=\"\"),\"\",M131/'Combined scenario - input'!$D116),\"\")","v":""},{"$f":"IFERROR(IF(OR(N131=\"\",'Combined scenario - input'!$D116=\"\"),\"\",N131/'Combined scenario - input'!$D116),\"\")","v":""},{"$f":"IFERROR(IF(OR(O131=\"\",'Combined scenario - input'!$D116=\"\"),\"\",O131/'Combined scenario - input'!$D116),\"\")","v":""},{"$f":"IFERROR(IF(OR(P131=\"\",'Combined scenario - input'!$D116=\"\"),\"\",P131/'Combined scenario - input'!$D116),\"\")","v":""},{"$f":"IFERROR(IF(OR(Q131=\"\",'Combined scenario - input'!$D116=\"\"),\"\",Q131/'Combined scenario - input'!$D116),\"\")","v":""},{"$f":"IFERROR(IF(OR(R131=\"\",'Combined scenario - input'!$D116=\"\"),\"\",R131/'Combined scenario - input'!$D116),\"\")","v":""},{"$f":"IFERROR(IF(OR(S131=\"\",'Combined scenario - input'!$D116=\"\"),\"\",S131/'Combined scenario - input'!$D116),\"\")","v":""},{"$f":"IFERROR(IF(OR(T131=\"\",'Combined scenario - input'!$D116=\"\"),\"\",T131/'Combined scenario - input'!$D116),\"\")","v":""},{"$f":"IFERROR(IF(OR(U131=\"\",'Combined scenario - input'!$D116=\"\"),\"\",U131/'Combined scenario - input'!$D116),\"\")","v":""},{"$f":"IFERROR(IF(OR(V131=\"\",'Combined scenario - input'!$D116=\"\"),\"\",V131/'Combined scenario - input'!$D116),\"\")","v":""},{"$f":"IFERROR(IF(OR(W131=\"\",'Combined scenario - input'!$D116=\"\"),\"\",W131/'Combined scenario - input'!$D116),\"\")","v":""}]
[{"$f":"IFERROR('Combined scenario - input'!A117,\"\")","v":""},{"$f":"IFERROR('Combined scenario - input'!B117,\"\")","v":""},{"$f":"IFERROR('Combined scenario - input'!C117,\"\")","v":""},{"$f":"IFERROR(repcalc('Combined scenario - input'!$CV117:$GH117,'Combined scenario - input'!$G117,'Combined scenario - input'!$E117,'Combined scenario - input'!$F117,20,TRUE,TRUE),\"\")","v":""},"","","","","","","","","","","","","","","","","","","",{"$f":"IFERROR(IF(OR(D132=\"\",'Combined scenario - input'!$D117=\"\"),\"\",D132/'Combined scenario - input'!$D117),\"\")","v":""},{"$f":"IFERROR(IF(OR(E132=\"\",'Combined scenario - input'!$D117=\"\"),\"\",E132/'Combined scenario - input'!$D117),\"\")","v":""},{"$f":"IFERROR(IF(OR(F132=\"\",'Combined scenario - input'!$D117=\"\"),\"\",F132/'Combined scenario - input'!$D117),\"\")","v":""},{"$f":"IFERROR(IF(OR(G132=\"\",'Combined scenario - input'!$D117=\"\"),\"\",G132/'Combined scenario - input'!$D117),\"\")","v":""},{"$f":"IFERROR(IF(OR(H132=\"\",'Combined scenario - input'!$D117=\"\"),\"\",H132/'Combined scenario - input'!$D117),\"\")","v":""},{"$f":"IFERROR(IF(OR(I132=\"\",'Combined scenario - input'!$D117=\"\"),\"\",I132/'Combined scenario - input'!$D117),\"\")","v":""},{"$f":"IFERROR(IF(OR(J132=\"\",'Combined scenario - input'!$D117=\"\"),\"\",J132/'Combined scenario - input'!$D117),\"\")","v":""},{"$f":"IFERROR(IF(OR(K132=\"\",'Combined scenario - input'!$D117=\"\"),\"\",K132/'Combined scenario - input'!$D117),\"\")","v":""},{"$f":"IFERROR(IF(OR(L132=\"\",'Combined scenario - input'!$D117=\"\"),\"\",L132/'Combined scenario - input'!$D117),\"\")","v":""},{"$f":"IFERROR(IF(OR(M132=\"\",'Combined scenario - input'!$D117=\"\"),\"\",M132/'Combined scenario - input'!$D117),\"\")","v":""},{"$f":"IFERROR(IF(OR(N132=\"\",'Combined scenario - input'!$D117=\"\"),\"\",N132/'Combined scenario - input'!$D117),\"\")","v":""},{"$f":"IFERROR(IF(OR(O132=\"\",'Combined scenario - input'!$D117=\"\"),\"\",O132/'Combined scenario - input'!$D117),\"\")","v":""},{"$f":"IFERROR(IF(OR(P132=\"\",'Combined scenario - input'!$D117=\"\"),\"\",P132/'Combined scenario - input'!$D117),\"\")","v":""},{"$f":"IFERROR(IF(OR(Q132=\"\",'Combined scenario - input'!$D117=\"\"),\"\",Q132/'Combined scenario - input'!$D117),\"\")","v":""},{"$f":"IFERROR(IF(OR(R132=\"\",'Combined scenario - input'!$D117=\"\"),\"\",R132/'Combined scenario - input'!$D117),\"\")","v":""},{"$f":"IFERROR(IF(OR(S132=\"\",'Combined scenario - input'!$D117=\"\"),\"\",S132/'Combined scenario - input'!$D117),\"\")","v":""},{"$f":"IFERROR(IF(OR(T132=\"\",'Combined scenario - input'!$D117=\"\"),\"\",T132/'Combined scenario - input'!$D117),\"\")","v":""},{"$f":"IFERROR(IF(OR(U132=\"\",'Combined scenario - input'!$D117=\"\"),\"\",U132/'Combined scenario - input'!$D117),\"\")","v":""},{"$f":"IFERROR(IF(OR(V132=\"\",'Combined scenario - input'!$D117=\"\"),\"\",V132/'Combined scenario - input'!$D117),\"\")","v":""},{"$f":"IFERROR(IF(OR(W132=\"\",'Combined scenario - input'!$D117=\"\"),\"\",W132/'Combined scenario - input'!$D117),\"\")","v":""}]
[{"$f":"IFERROR('Combined scenario - input'!A118,\"\")","v":""},{"$f":"IFERROR('Combined scenario - input'!B118,\"\")","v":""},{"$f":"IFERROR('Combined scenario - input'!C118,\"\")","v":""},{"$f":"IFERROR(repcalc('Combined scenario - input'!$CV118:$GH118,'Combined scenario - input'!$G118,'Combined scenario - input'!$E118,'Combined scenario - input'!$F118,20,TRUE,TRUE),\"\")","v":""},"","","","","","","","","","","","","","","","","","","",{"$f":"IFERROR(IF(OR(D133=\"\",'Combined scenario - input'!$D118=\"\"),\"\",D133/'Combined scenario - input'!$D118),\"\")","v":""},{"$f":"IFERROR(IF(OR(E133=\"\",'Combined scenario - input'!$D118=\"\"),\"\",E133/'Combined scenario - input'!$D118),\"\")","v":""},{"$f":"IFERROR(IF(OR(F133=\"\",'Combined scenario - input'!$D118=\"\"),\"\",F133/'Combined scenario - input'!$D118),\"\")","v":""},{"$f":"IFERROR(IF(OR(G133=\"\",'Combined scenario - input'!$D118=\"\"),\"\",G133/'Combined scenario - input'!$D118),\"\")","v":""},{"$f":"IFERROR(IF(OR(H133=\"\",'Combined scenario - input'!$D118=\"\"),\"\",H133/'Combined scenario - input'!$D118),\"\")","v":""},{"$f":"IFERROR(IF(OR(I133=\"\",'Combined scenario - input'!$D118=\"\"),\"\",I133/'Combined scenario - input'!$D118),\"\")","v":""},{"$f":"IFERROR(IF(OR(J133=\"\",'Combined scenario - input'!$D118=\"\"),\"\",J133/'Combined scenario - input'!$D118),\"\")","v":""},{"$f":"IFERROR(IF(OR(K133=\"\",'Combined scenario - input'!$D118=\"\"),\"\",K133/'Combined scenario - input'!$D118),\"\")","v":""},{"$f":"IFERROR(IF(OR(L133=\"\",'Combined scenario - input'!$D118=\"\"),\"\",L133/'Combined scenario - input'!$D118),\"\")","v":""},{"$f":"IFERROR(IF(OR(M133=\"\",'Combined scenario - input'!$D118=\"\"),\"\",M133/'Combined scenario - input'!$D118),\"\")","v":""},{"$f":"IFERROR(IF(OR(N133=\"\",'Combined scenario - input'!$D118=\"\"),\"\",N133/'Combined scenario - input'!$D118),\"\")","v":""},{"$f":"IFERROR(IF(OR(O133=\"\",'Combined scenario - input'!$D118=\"\"),\"\",O133/'Combined scenario - input'!$D118),\"\")","v":""},{"$f":"IFERROR(IF(OR(P133=\"\",'Combined scenario - input'!$D118=\"\"),\"\",P133/'Combined scenario - input'!$D118),\"\")","v":""},{"$f":"IFERROR(IF(OR(Q133=\"\",'Combined scenario - input'!$D118=\"\"),\"\",Q133/'Combined scenario - input'!$D118),\"\")","v":""},{"$f":"IFERROR(IF(OR(R133=\"\",'Combined scenario - input'!$D118=\"\"),\"\",R133/'Combined scenario - input'!$D118),\"\")","v":""},{"$f":"IFERROR(IF(OR(S133=\"\",'Combined scenario - input'!$D118=\"\"),\"\",S133/'Combined scenario - input'!$D118),\"\")","v":""},{"$f":"IFERROR(IF(OR(T133=\"\",'Combined scenario - input'!$D118=\"\"),\"\",T133/'Combined scenario - input'!$D118),\"\")","v":""},{"$f":"IFERROR(IF(OR(U133=\"\",'Combined scenario - input'!$D118=\"\"),\"\",U133/'Combined scenario - input'!$D118),\"\")","v":""},{"$f":"IFERROR(IF(OR(V133=\"\",'Combined scenario - input'!$D118=\"\"),\"\",V133/'Combined scenario - input'!$D118),\"\")","v":""},{"$f":"IFERROR(IF(OR(W133=\"\",'Combined scenario - input'!$D118=\"\"),\"\",W133/'Combined scenario - input'!$D118),\"\")","v":""}]
[{"$f":"IFERROR('Combined scenario - input'!A119,\"\")","v":""},{"$f":"IFERROR('Combined scenario - input'!B119,\"\")","v":""},{"$f":"IFERROR('Combined scenario - input'!C119,\"\")","v":""},{"$f":"IFERROR(repcalc('Combined scenario - input'!$CV119:$GH119,'Combined scenario - input'!$G119,'Combined scenario - input'!$E119,'Combined scenario - input'!$F119,20,TRUE,TRUE),\"\")","v":""},"","","","","","","","","","","","","","","","","","","",{"$f":"IFERROR(IF(OR(D134=\"\",'Combined scenario - input'!$D119=\"\"),\"\",D134/'Combined scenario - input'!$D119),\"\")","v":""},{"$f":"IFERROR(IF(OR(E134=\"\",'Combined scenario - input'!$D119=\"\"),\"\",E134/'Combined scenario - input'!$D119),\"\")","v":""},{"$f":"IFERROR(IF(OR(F134=\"\",'Combined scenario - input'!$D119=\"\"),\"\",F134/'Combined scenario - input'!$D119),\"\")","v":""},{"$f":"IFERROR(IF(OR(G134=\"\",'Combined scenario - input'!$D119=\"\"),\"\",G134/'Combined scenario - input'!$D119),\"\")","v":""},{"$f":"IFERROR(IF(OR(H134=\"\",'Combined scenario - input'!$D119=\"\"),\"\",H134/'Combined scenario - input'!$D119),\"\")","v":""},{"$f":"IFERROR(IF(OR(I134=\"\",'Combined scenario - input'!$D119=\"\"),\"\",I134/'Combined scenario - input'!$D119),\"\")","v":""},{"$f":"IFERROR(IF(OR(J134=\"\",'Combined scenario - input'!$D119=\"\"),\"\",J134/'Combined scenario - input'!$D119),\"\")","v":""},{"$f":"IFERROR(IF(OR(K134=\"\",'Combined scenario - input'!$D119=\"\"),\"\",K134/'Combined scenario - input'!$D119),\"\")","v":""},{"$f":"IFERROR(IF(OR(L134=\"\",'Combined scenario - input'!$D119=\"\"),\"\",L134/'Combined scenario - input'!$D119),\"\")","v":""},{"$f":"IFERROR(IF(OR(M134=\"\",'Combined scenario - input'!$D119=\"\"),\"\",M134/'Combined scenario - input'!$D119),\"\")","v":""},{"$f":"IFERROR(IF(OR(N134=\"\",'Combined scenario - input'!$D119=\"\"),\"\",N134/'Combined scenario - input'!$D119),\"\")","v":""},{"$f":"IFERROR(IF(OR(O134=\"\",'Combined scenario - input'!$D119=\"\"),\"\",O134/'Combined scenario - input'!$D119),\"\")","v":""},{"$f":"IFERROR(IF(OR(P134=\"\",'Combined scenario - input'!$D119=\"\"),\"\",P134/'Combined scenario - input'!$D119),\"\")","v":""},{"$f":"IFERROR(IF(OR(Q134=\"\",'Combined scenario - input'!$D119=\"\"),\"\",Q134/'Combined scenario - input'!$D119),\"\")","v":""},{"$f":"IFERROR(IF(OR(R134=\"\",'Combined scenario - input'!$D119=\"\"),\"\",R134/'Combined scenario - input'!$D119),\"\")","v":""},{"$f":"IFERROR(IF(OR(S134=\"\",'Combined scenario - input'!$D119=\"\"),\"\",S134/'Combined scenario - input'!$D119),\"\")","v":""},{"$f":"IFERROR(IF(OR(T134=\"\",'Combined scenario - input'!$D119=\"\"),\"\",T134/'Combined scenario - input'!$D119),\"\")","v":""},{"$f":"IFERROR(IF(OR(U134=\"\",'Combined scenario - input'!$D119=\"\"),\"\",U134/'Combined scenario - input'!$D119),\"\")","v":""},{"$f":"IFERROR(IF(OR(V134=\"\",'Combined scenario - input'!$D119=\"\"),\"\",V134/'Combined scenario - input'!$D119),\"\")","v":""},{"$f":"IFERROR(IF(OR(W134=\"\",'Combined scenario - input'!$D119=\"\"),\"\",W134/'Combined scenario - input'!$D119),\"\")","v":""}]
[{"$f":"IFERROR('Combined scenario - input'!A120,\"\")","v":""},{"$f":"IFERROR('Combined scenario - input'!B120,\"\")","v":""},{"$f":"IFERROR('Combined scenario - input'!C120,\"\")","v":""},{"$f":"IFERROR(repcalc('Combined scenario - input'!$CV120:$GH120,'Combined scenario - input'!$G120,'Combined scenario - input'!$E120,'Combined scenario - input'!$F120,20,TRUE,TRUE),\"\")","v":""},"","","","","","","","","","","","","","","","","","","",{"$f":"IFERROR(IF(OR(D135=\"\",'Combined scenario - input'!$D120=\"\"),\"\",D135/'Combined scenario - input'!$D120),\"\")","v":""},{"$f":"IFERROR(IF(OR(E135=\"\",'Combined scenario - input'!$D120=\"\"),\"\",E135/'Combined scenario - input'!$D120),\"\")","v":""},{"$f":"IFERROR(IF(OR(F135=\"\",'Combined scenario - input'!$D120=\"\"),\"\",F135/'Combined scenario - input'!$D120),\"\")","v":""},{"$f":"IFERROR(IF(OR(G135=\"\",'Combined scenario - input'!$D120=\"\"),\"\",G135/'Combined scenario - input'!$D120),\"\")","v":""},{"$f":"IFERROR(IF(OR(H135=\"\",'Combined scenario - input'!$D120=\"\"),\"\",H135/'Combined scenario - input'!$D120),\"\")","v":""},{"$f":"IFERROR(IF(OR(I135=\"\",'Combined scenario - input'!$D120=\"\"),\"\",I135/'Combined scenario - input'!$D120),\"\")","v":""},{"$f":"IFERROR(IF(OR(J135=\"\",'Combined scenario - input'!$D120=\"\"),\"\",J135/'Combined scenario - input'!$D120),\"\")","v":""},{"$f":"IFERROR(IF(OR(K135=\"\",'Combined scenario - input'!$D120=\"\"),\"\",K135/'Combined scenario - input'!$D120),\"\")","v":""},{"$f":"IFERROR(IF(OR(L135=\"\",'Combined scenario - input'!$D120=\"\"),\"\",L135/'Combined scenario - input'!$D120),\"\")","v":""},{"$f":"IFERROR(IF(OR(M135=\"\",'Combined scenario - input'!$D120=\"\"),\"\",M135/'Combined scenario - input'!$D120),\"\")","v":""},{"$f":"IFERROR(IF(OR(N135=\"\",'Combined scenario - input'!$D120=\"\"),\"\",N135/'Combined scenario - input'!$D120),\"\")","v":""},{"$f":"IFERROR(IF(OR(O135=\"\",'Combined scenario - input'!$D120=\"\"),\"\",O135/'Combined scenario - input'!$D120),\"\")","v":""},{"$f":"IFERROR(IF(OR(P135=\"\",'Combined scenario - input'!$D120=\"\"),\"\",P135/'Combined scenario - input'!$D120),\"\")","v":""},{"$f":"IFERROR(IF(OR(Q135=\"\",'Combined scenario - input'!$D120=\"\"),\"\",Q135/'Combined scenario - input'!$D120),\"\")","v":""},{"$f":"IFERROR(IF(OR(R135=\"\",'Combined scenario - input'!$D120=\"\"),\"\",R135/'Combined scenario - input'!$D120),\"\")","v":""},{"$f":"IFERROR(IF(OR(S135=\"\",'Combined scenario - input'!$D120=\"\"),\"\",S135/'Combined scenario - input'!$D120),\"\")","v":""},{"$f":"IFERROR(IF(OR(T135=\"\",'Combined scenario - input'!$D120=\"\"),\"\",T135/'Combined scenario - input'!$D120),\"\")","v":""},{"$f":"IFERROR(IF(OR(U135=\"\",'Combined scenario - input'!$D120=\"\"),\"\",U135/'Combined scenario - input'!$D120),\"\")","v":""},{"$f":"IFERROR(IF(OR(V135=\"\",'Combined scenario - input'!$D120=\"\"),\"\",V135/'Combined scenario - input'!$D120),\"\")","v":""},{"$f":"IFERROR(IF(OR(W135=\"\",'Combined scenario - input'!$D120=\"\"),\"\",W135/'Combined scenario - input'!$D120),\"\")","v":""}]
[{"$f":"IFERROR('Combined scenario - input'!A121,\"\")","v":""},{"$f":"IFERROR('Combined scenario - input'!B121,\"\")","v":""},{"$f":"IFERROR('Combined scenario - input'!C121,\"\")","v":""},{"$f":"IFERROR(repcalc('Combined scenario - input'!$CV121:$GH121,'Combined scenario - input'!$G121,'Combined scenario - input'!$E121,'Combined scenario - input'!$F121,20,TRUE,TRUE),\"\")","v":""},"","","","","","","","","","","","","","","","","","","",{"$f":"IFERROR(IF(OR(D136=\"\",'Combined scenario - input'!$D121=\"\"),\"\",D136/'Combined scenario - input'!$D121),\"\")","v":""},{"$f":"IFERROR(IF(OR(E136=\"\",'Combined scenario - input'!$D121=\"\"),\"\",E136/'Combined scenario - input'!$D121),\"\")","v":""},{"$f":"IFERROR(IF(OR(F136=\"\",'Combined scenario - input'!$D121=\"\"),\"\",F136/'Combined scenario - input'!$D121),\"\")","v":""},{"$f":"IFERROR(IF(OR(G136=\"\",'Combined scenario - input'!$D121=\"\"),\"\",G136/'Combined scenario - input'!$D121),\"\")","v":""},{"$f":"IFERROR(IF(OR(H136=\"\",'Combined scenario - input'!$D121=\"\"),\"\",H136/'Combined scenario - input'!$D121),\"\")","v":""},{"$f":"IFERROR(IF(OR(I136=\"\",'Combined scenario - input'!$D121=\"\"),\"\",I136/'Combined scenario - input'!$D121),\"\")","v":""},{"$f":"IFERROR(IF(OR(J136=\"\",'Combined scenario - input'!$D121=\"\"),\"\",J136/'Combined scenario - input'!$D121),\"\")","v":""},{"$f":"IFERROR(IF(OR(K136=\"\",'Combined scenario - input'!$D121=\"\"),\"\",K136/'Combined scenario - input'!$D121),\"\")","v":""},{"$f":"IFERROR(IF(OR(L136=\"\",'Combined scenario - input'!$D121=\"\"),\"\",L136/'Combined scenario - input'!$D121),\"\")","v":""},{"$f":"IFERROR(IF(OR(M136=\"\",'Combined scenario - input'!$D121=\"\"),\"\",M136/'Combined scenario - input'!$D121),\"\")","v":""},{"$f":"IFERROR(IF(OR(N136=\"\",'Combined scenario - input'!$D121=\"\"),\"\",N136/'Combined scenario - input'!$D121),\"\")","v":""},{"$f":"IFERROR(IF(OR(O136=\"\",'Combined scenario - input'!$D121=\"\"),\"\",O136/'Combined scenario - input'!$D121),\"\")","v":""},{"$f":"IFERROR(IF(OR(P136=\"\",'Combined scenario - input'!$D121=\"\"),\"\",P136/'Combined scenario - input'!$D121),\"\")","v":""},{"$f":"IFERROR(IF(OR(Q136=\"\",'Combined scenario - input'!$D121=\"\"),\"\",Q136/'Combined scenario - input'!$D121),\"\")","v":""},{"$f":"IFERROR(IF(OR(R136=\"\",'Combined scenario - input'!$D121=\"\"),\"\",R136/'Combined scenario - input'!$D121),\"\")","v":""},{"$f":"IFERROR(IF(OR(S136=\"\",'Combined scenario - input'!$D121=\"\"),\"\",S136/'Combined scenario - input'!$D121),\"\")","v":""},{"$f":"IFERROR(IF(OR(T136=\"\",'Combined scenario - input'!$D121=\"\"),\"\",T136/'Combined scenario - input'!$D121),\"\")","v":""},{"$f":"IFERROR(IF(OR(U136=\"\",'Combined scenario - input'!$D121=\"\"),\"\",U136/'Combined scenario - input'!$D121),\"\")","v":""},{"$f":"IFERROR(IF(OR(V136=\"\",'Combined scenario - input'!$D121=\"\"),\"\",V136/'Combined scenario - input'!$D121),\"\")","v":""},{"$f":"IFERROR(IF(OR(W136=\"\",'Combined scenario - input'!$D121=\"\"),\"\",W136/'Combined scenario - input'!$D121),\"\")","v":""}]
[{"$f":"IFERROR('Combined scenario - input'!A122,\"\")","v":""},{"$f":"IFERROR('Combined scenario - input'!B122,\"\")","v":""},{"$f":"IFERROR('Combined scenario - input'!C122,\"\")","v":""},{"$f":"IFERROR(repcalc('Combined scenario - input'!$CV122:$GH122,'Combined scenario - input'!$G122,'Combined scenario - input'!$E122,'Combined scenario - input'!$F122,20,TRUE,TRUE),\"\")","v":""},"","","","","","","","","","","","","","","","","","","",{"$f":"IFERROR(IF(OR(D137=\"\",'Combined scenario - input'!$D122=\"\"),\"\",D137/'Combined scenario - input'!$D122),\"\")","v":""},{"$f":"IFERROR(IF(OR(E137=\"\",'Combined scenario - input'!$D122=\"\"),\"\",E137/'Combined scenario - input'!$D122),\"\")","v":""},{"$f":"IFERROR(IF(OR(F137=\"\",'Combined scenario - input'!$D122=\"\"),\"\",F137/'Combined scenario - input'!$D122),\"\")","v":""},{"$f":"IFERROR(IF(OR(G137=\"\",'Combined scenario - input'!$D122=\"\"),\"\",G137/'Combined scenario - input'!$D122),\"\")","v":""},{"$f":"IFERROR(IF(OR(H137=\"\",'Combined scenario - input'!$D122=\"\"),\"\",H137/'Combined scenario - input'!$D122),\"\")","v":""},{"$f":"IFERROR(IF(OR(I137=\"\",'Combined scenario - input'!$D122=\"\"),\"\",I137/'Combined scenario - input'!$D122),\"\")","v":""},{"$f":"IFERROR(IF(OR(J137=\"\",'Combined scenario - input'!$D122=\"\"),\"\",J137/'Combined scenario - input'!$D122),\"\")","v":""},{"$f":"IFERROR(IF(OR(K137=\"\",'Combined scenario - input'!$D122=\"\"),\"\",K137/'Combined scenario - input'!$D122),\"\")","v":""},{"$f":"IFERROR(IF(OR(L137=\"\",'Combined scenario - input'!$D122=\"\"),\"\",L137/'Combined scenario - input'!$D122),\"\")","v":""},{"$f":"IFERROR(IF(OR(M137=\"\",'Combined scenario - input'!$D122=\"\"),\"\",M137/'Combined scenario - input'!$D122),\"\")","v":""},{"$f":"IFERROR(IF(OR(N137=\"\",'Combined scenario - input'!$D122=\"\"),\"\",N137/'Combined scenario - input'!$D122),\"\")","v":""},{"$f":"IFERROR(IF(OR(O137=\"\",'Combined scenario - input'!$D122=\"\"),\"\",O137/'Combined scenario - input'!$D122),\"\")","v":""},{"$f":"IFERROR(IF(OR(P137=\"\",'Combined scenario - input'!$D122=\"\"),\"\",P137/'Combined scenario - input'!$D122),\"\")","v":""},{"$f":"IFERROR(IF(OR(Q137=\"\",'Combined scenario - input'!$D122=\"\"),\"\",Q137/'Combined scenario - input'!$D122),\"\")","v":""},{"$f":"IFERROR(IF(OR(R137=\"\",'Combined scenario - input'!$D122=\"\"),\"\",R137/'Combined scenario - input'!$D122),\"\")","v":""},{"$f":"IFERROR(IF(OR(S137=\"\",'Combined scenario - input'!$D122=\"\"),\"\",S137/'Combined scenario - input'!$D122),\"\")","v":""},{"$f":"IFERROR(IF(OR(T137=\"\",'Combined scenario - input'!$D122=\"\"),\"\",T137/'Combined scenario - input'!$D122),\"\")","v":""},{"$f":"IFERROR(IF(OR(U137=\"\",'Combined scenario - input'!$D122=\"\"),\"\",U137/'Combined scenario - input'!$D122),\"\")","v":""},{"$f":"IFERROR(IF(OR(V137=\"\",'Combined scenario - input'!$D122=\"\"),\"\",V137/'Combined scenario - input'!$D122),\"\")","v":""},{"$f":"IFERROR(IF(OR(W137=\"\",'Combined scenario - input'!$D122=\"\"),\"\",W137/'Combined scenario - input'!$D122),\"\")","v":""}]
[{"$f":"IFERROR('Combined scenario - input'!A123,\"\")","v":""},{"$f":"IFERROR('Combined scenario - input'!B123,\"\")","v":""},{"$f":"IFERROR('Combined scenario - input'!C123,\"\")","v":""},{"$f":"IFERROR(repcalc('Combined scenario - input'!$CV123:$GH123,'Combined scenario - input'!$G123,'Combined scenario - input'!$E123,'Combined scenario - input'!$F123,20,TRUE,TRUE),\"\")","v":""},"","","","","","","","","","","","","","","","","","","",{"$f":"IFERROR(IF(OR(D138=\"\",'Combined scenario - input'!$D123=\"\"),\"\",D138/'Combined scenario - input'!$D123),\"\")","v":""},{"$f":"IFERROR(IF(OR(E138=\"\",'Combined scenario - input'!$D123=\"\"),\"\",E138/'Combined scenario - input'!$D123),\"\")","v":""},{"$f":"IFERROR(IF(OR(F138=\"\",'Combined scenario - input'!$D123=\"\"),\"\",F138/'Combined scenario - input'!$D123),\"\")","v":""},{"$f":"IFERROR(IF(OR(G138=\"\",'Combined scenario - input'!$D123=\"\"),\"\",G138/'Combined scenario - input'!$D123),\"\")","v":""},{"$f":"IFERROR(IF(OR(H138=\"\",'Combined scenario - input'!$D123=\"\"),\"\",H138/'Combined scenario - input'!$D123),\"\")","v":""},{"$f":"IFERROR(IF(OR(I138=\"\",'Combined scenario - input'!$D123=\"\"),\"\",I138/'Combined scenario - input'!$D123),\"\")","v":""},{"$f":"IFERROR(IF(OR(J138=\"\",'Combined scenario - input'!$D123=\"\"),\"\",J138/'Combined scenario - input'!$D123),\"\")","v":""},{"$f":"IFERROR(IF(OR(K138=\"\",'Combined scenario - input'!$D123=\"\"),\"\",K138/'Combined scenario - input'!$D123),\"\")","v":""},{"$f":"IFERROR(IF(OR(L138=\"\",'Combined scenario - input'!$D123=\"\"),\"\",L138/'Combined scenario - input'!$D123),\"\")","v":""},{"$f":"IFERROR(IF(OR(M138=\"\",'Combined scenario - input'!$D123=\"\"),\"\",M138/'Combined scenario - input'!$D123),\"\")","v":""},{"$f":"IFERROR(IF(OR(N138=\"\",'Combined scenario - input'!$D123=\"\"),\"\",N138/'Combined scenario - input'!$D123),\"\")","v":""},{"$f":"IFERROR(IF(OR(O138=\"\",'Combined scenario - input'!$D123=\"\"),\"\",O138/'Combined scenario - input'!$D123),\"\")","v":""},{"$f":"IFERROR(IF(OR(P138=\"\",'Combined scenario - input'!$D123=\"\"),\"\",P138/'Combined scenario - input'!$D123),\"\")","v":""},{"$f":"IFERROR(IF(OR(Q138=\"\",'Combined scenario - input'!$D123=\"\"),\"\",Q138/'Combined scenario - input'!$D123),\"\")","v":""},{"$f":"IFERROR(IF(OR(R138=\"\",'Combined scenario - input'!$D123=\"\"),\"\",R138/'Combined scenario - input'!$D123),\"\")","v":""},{"$f":"IFERROR(IF(OR(S138=\"\",'Combined scenario - input'!$D123=\"\"),\"\",S138/'Combined scenario - input'!$D123),\"\")","v":""},{"$f":"IFERROR(IF(OR(T138=\"\",'Combined scenario - input'!$D123=\"\"),\"\",T138/'Combined scenario - input'!$D123),\"\")","v":""},{"$f":"IFERROR(IF(OR(U138=\"\",'Combined scenario - input'!$D123=\"\"),\"\",U138/'Combined scenario - input'!$D123),\"\")","v":""},{"$f":"IFERROR(IF(OR(V138=\"\",'Combined scenario - input'!$D123=\"\"),\"\",V138/'Combined scenario - input'!$D123),\"\")","v":""},{"$f":"IFERROR(IF(OR(W138=\"\",'Combined scenario - input'!$D123=\"\"),\"\",W138/'Combined scenario - input'!$D123),\"\")","v":""}]
[{"$f":"IFERROR('Combined scenario - input'!A124,\"\")","v":""},{"$f":"IFERROR('Combined scenario - input'!B124,\"\")","v":""},{"$f":"IFERROR('Combined scenario - input'!C124,\"\")","v":""},{"$f":"IFERROR(repcalc('Combined scenario - input'!$CV124:$GH124,'Combined scenario - input'!$G124,'Combined scenario - input'!$E124,'Combined scenario - input'!$F124,20,TRUE,TRUE),\"\")","v":""},"","","","","","","","","","","","","","","","","","","",{"$f":"IFERROR(IF(OR(D139=\"\",'Combined scenario - input'!$D124=\"\"),\"\",D139/'Combined scenario - input'!$D124),\"\")","v":""},{"$f":"IFERROR(IF(OR(E139=\"\",'Combined scenario - input'!$D124=\"\"),\"\",E139/'Combined scenario - input'!$D124),\"\")","v":""},{"$f":"IFERROR(IF(OR(F139=\"\",'Combined scenario - input'!$D124=\"\"),\"\",F139/'Combined scenario - input'!$D124),\"\")","v":""},{"$f":"IFERROR(IF(OR(G139=\"\",'Combined scenario - input'!$D124=\"\"),\"\",G139/'Combined scenario - input'!$D124),\"\")","v":""},{"$f":"IFERROR(IF(OR(H139=\"\",'Combined scenario - input'!$D124=\"\"),\"\",H139/'Combined scenario - input'!$D124),\"\")","v":""},{"$f":"IFERROR(IF(OR(I139=\"\",'Combined scenario - input'!$D124=\"\"),\"\",I139/'Combined scenario - input'!$D124),\"\")","v":""},{"$f":"IFERROR(IF(OR(J139=\"\",'Combined scenario - input'!$D124=\"\"),\"\",J139/'Combined scenario - input'!$D124),\"\")","v":""},{"$f":"IFERROR(IF(OR(K139=\"\",'Combined scenario - input'!$D124=\"\"),\"\",K139/'Combined scenario - input'!$D124),\"\")","v":""},{"$f":"IFERROR(IF(OR(L139=\"\",'Combined scenario - input'!$D124=\"\"),\"\",L139/'Combined scenario - input'!$D124),\"\")","v":""},{"$f":"IFERROR(IF(OR(M139=\"\",'Combined scenario - input'!$D124=\"\"),\"\",M139/'Combined scenario - input'!$D124),\"\")","v":""},{"$f":"IFERROR(IF(OR(N139=\"\",'Combined scenario - input'!$D124=\"\"),\"\",N139/'Combined scenario - input'!$D124),\"\")","v":""},{"$f":"IFERROR(IF(OR(O139=\"\",'Combined scenario - input'!$D124=\"\"),\"\",O139/'Combined scenario - input'!$D124),\"\")","v":""},{"$f":"IFERROR(IF(OR(P139=\"\",'Combined scenario - input'!$D124=\"\"),\"\",P139/'Combined scenario - input'!$D124),\"\")","v":""},{"$f":"IFERROR(IF(OR(Q139=\"\",'Combined scenario - input'!$D124=\"\"),\"\",Q139/'Combined scenario - input'!$D124),\"\")","v":""},{"$f":"IFERROR(IF(OR(R139=\"\",'Combined scenario - input'!$D124=\"\"),\"\",R139/'Combined scenario - input'!$D124),\"\")","v":""},{"$f":"IFERROR(IF(OR(S139=\"\",'Combined scenario - input'!$D124=\"\"),\"\",S139/'Combined scenario - input'!$D124),\"\")","v":""},{"$f":"IFERROR(IF(OR(T139=\"\",'Combined scenario - input'!$D124=\"\"),\"\",T139/'Combined scenario - input'!$D124),\"\")","v":""},{"$f":"IFERROR(IF(OR(U139=\"\",'Combined scenario - input'!$D124=\"\"),\"\",U139/'Combined scenario - input'!$D124),\"\")","v":""},{"$f":"IFERROR(IF(OR(V139=\"\",'Combined scenario - input'!$D124=\"\"),\"\",V139/'Combined scenario - input'!$D124),\"\")","v":""},{"$f":"IFERROR(IF(OR(W139=\"\",'Combined scenario - input'!$D124=\"\"),\"\",W139/'Combined scenario - input'!$D124),\"\")","v":""}]
[{"$f":"IFERROR('Combined scenario - input'!A125,\"\")","v":""},{"$f":"IFERROR('Combined scenario - input'!B125,\"\")","v":""},{"$f":"IFERROR('Combined scenario - input'!C125,\"\")","v":""},{"$f":"IFERROR(repcalc('Combined scenario - input'!$CV125:$GH125,'Combined scenario - input'!$G125,'Combined scenario - input'!$E125,'Combined scenario - input'!$F125,20,TRUE,TRUE),\"\")","v":""},"","","","","","","","","","","","","","","","","","","",{"$f":"IFERROR(IF(OR(D140=\"\",'Combined scenario - input'!$D125=\"\"),\"\",D140/'Combined scenario - input'!$D125),\"\")","v":""},{"$f":"IFERROR(IF(OR(E140=\"\",'Combined scenario - input'!$D125=\"\"),\"\",E140/'Combined scenario - input'!$D125),\"\")","v":""},{"$f":"IFERROR(IF(OR(F140=\"\",'Combined scenario - input'!$D125=\"\"),\"\",F140/'Combined scenario - input'!$D125),\"\")","v":""},{"$f":"IFERROR(IF(OR(G140=\"\",'Combined scenario - input'!$D125=\"\"),\"\",G140/'Combined scenario - input'!$D125),\"\")","v":""},{"$f":"IFERROR(IF(OR(H140=\"\",'Combined scenario - input'!$D125=\"\"),\"\",H140/'Combined scenario - input'!$D125),\"\")","v":""},{"$f":"IFERROR(IF(OR(I140=\"\",'Combined scenario - input'!$D125=\"\"),\"\",I140/'Combined scenario - input'!$D125),\"\")","v":""},{"$f":"IFERROR(IF(OR(J140=\"\",'Combined scenario - input'!$D125=\"\"),\"\",J140/'Combined scenario - input'!$D125),\"\")","v":""},{"$f":"IFERROR(IF(OR(K140=\"\",'Combined scenario - input'!$D125=\"\"),\"\",K140/'Combined scenario - input'!$D125),\"\")","v":""},{"$f":"IFERROR(IF(OR(L140=\"\",'Combined scenario - input'!$D125=\"\"),\"\",L140/'Combined scenario - input'!$D125),\"\")","v":""},{"$f":"IFERROR(IF(OR(M140=\"\",'Combined scenario - input'!$D125=\"\"),\"\",M140/'Combined scenario - input'!$D125),\"\")","v":""},{"$f":"IFERROR(IF(OR(N140=\"\",'Combined scenario - input'!$D125=\"\"),\"\",N140/'Combined scenario - input'!$D125),\"\")","v":""},{"$f":"IFERROR(IF(OR(O140=\"\",'Combined scenario - input'!$D125=\"\"),\"\",O140/'Combined scenario - input'!$D125),\"\")","v":""},{"$f":"IFERROR(IF(OR(P140=\"\",'Combined scenario - input'!$D125=\"\"),\"\",P140/'Combined scenario - input'!$D125),\"\")","v":""},{"$f":"IFERROR(IF(OR(Q140=\"\",'Combined scenario - input'!$D125=\"\"),\"\",Q140/'Combined scenario - input'!$D125),\"\")","v":""},{"$f":"IFERROR(IF(OR(R140=\"\",'Combined scenario - input'!$D125=\"\"),\"\",R140/'Combined scenario - input'!$D125),\"\")","v":""},{"$f":"IFERROR(IF(OR(S140=\"\",'Combined scenario - input'!$D125=\"\"),\"\",S140/'Combined scenario - input'!$D125),\"\")","v":""},{"$f":"IFERROR(IF(OR(T140=\"\",'Combined scenario - input'!$D125=\"\"),\"\",T140/'Combined scenario - input'!$D125),\"\")","v":""},{"$f":"IFERROR(IF(OR(U140=\"\",'Combined scenario - input'!$D125=\"\"),\"\",U140/'Combined scenario - input'!$D125),\"\")","v":""},{"$f":"IFERROR(IF(OR(V140=\"\",'Combined scenario - input'!$D125=\"\"),\"\",V140/'Combined scenario - input'!$D125),\"\")","v":""},{"$f":"IFERROR(IF(OR(W140=\"\",'Combined scenario - input'!$D125=\"\"),\"\",W140/'Combined scenario - input'!$D125),\"\")","v":""}]
[{"$f":"IFERROR('Combined scenario - input'!A126,\"\")","v":""},{"$f":"IFERROR('Combined scenario - input'!B126,\"\")","v":""},{"$f":"IFERROR('Combined scenario - input'!C126,\"\")","v":""},{"$f":"IFERROR(repcalc('Combined scenario - input'!$CV126:$GH126,'Combined scenario - input'!$G126,'Combined scenario - input'!$E126,'Combined scenario - input'!$F126,20,TRUE,TRUE),\"\")","v":""},"","","","","","","","","","","","","","","","","","","",{"$f":"IFERROR(IF(OR(D141=\"\",'Combined scenario - input'!$D126=\"\"),\"\",D141/'Combined scenario - input'!$D126),\"\")","v":""},{"$f":"IFERROR(IF(OR(E141=\"\",'Combined scenario - input'!$D126=\"\"),\"\",E141/'Combined scenario - input'!$D126),\"\")","v":""},{"$f":"IFERROR(IF(OR(F141=\"\",'Combined scenario - input'!$D126=\"\"),\"\",F141/'Combined scenario - input'!$D126),\"\")","v":""},{"$f":"IFERROR(IF(OR(G141=\"\",'Combined scenario - input'!$D126=\"\"),\"\",G141/'Combined scenario - input'!$D126),\"\")","v":""},{"$f":"IFERROR(IF(OR(H141=\"\",'Combined scenario - input'!$D126=\"\"),\"\",H141/'Combined scenario - input'!$D126),\"\")","v":""},{"$f":"IFERROR(IF(OR(I141=\"\",'Combined scenario - input'!$D126=\"\"),\"\",I141/'Combined scenario - input'!$D126),\"\")","v":""},{"$f":"IFERROR(IF(OR(J141=\"\",'Combined scenario - input'!$D126=\"\"),\"\",J141/'Combined scenario - input'!$D126),\"\")","v":""},{"$f":"IFERROR(IF(OR(K141=\"\",'Combined scenario - input'!$D126=\"\"),\"\",K141/'Combined scenario - input'!$D126),\"\")","v":""},{"$f":"IFERROR(IF(OR(L141=\"\",'Combined scenario - input'!$D126=\"\"),\"\",L141/'Combined scenario - input'!$D126),\"\")","v":""},{"$f":"IFERROR(IF(OR(M141=\"\",'Combined scenario - input'!$D126=\"\"),\"\",M141/'Combined scenario - input'!$D126),\"\")","v":""},{"$f":"IFERROR(IF(OR(N141=\"\",'Combined scenario - input'!$D126=\"\"),\"\",N141/'Combined scenario - input'!$D126),\"\")","v":""},{"$f":"IFERROR(IF(OR(O141=\"\",'Combined scenario - input'!$D126=\"\"),\"\",O141/'Combined scenario - input'!$D126),\"\")","v":""},{"$f":"IFERROR(IF(OR(P141=\"\",'Combined scenario - input'!$D126=\"\"),\"\",P141/'Combined scenario - input'!$D126),\"\")","v":""},{"$f":"IFERROR(IF(OR(Q141=\"\",'Combined scenario - input'!$D126=\"\"),\"\",Q141/'Combined scenario - input'!$D126),\"\")","v":""},{"$f":"IFERROR(IF(OR(R141=\"\",'Combined scenario - input'!$D126=\"\"),\"\",R141/'Combined scenario - input'!$D126),\"\")","v":""},{"$f":"IFERROR(IF(OR(S141=\"\",'Combined scenario - input'!$D126=\"\"),\"\",S141/'Combined scenario - input'!$D126),\"\")","v":""},{"$f":"IFERROR(IF(OR(T141=\"\",'Combined scenario - input'!$D126=\"\"),\"\",T141/'Combined scenario - input'!$D126),\"\")","v":""},{"$f":"IFERROR(IF(OR(U141=\"\",'Combined scenario - input'!$D126=\"\"),\"\",U141/'Combined scenario - input'!$D126),\"\")","v":""},{"$f":"IFERROR(IF(OR(V141=\"\",'Combined scenario - input'!$D126=\"\"),\"\",V141/'Combined scenario - input'!$D126),\"\")","v":""},{"$f":"IFERROR(IF(OR(W141=\"\",'Combined scenario - input'!$D126=\"\"),\"\",W141/'Combined scenario - input'!$D126),\"\")","v":""}]
[{"$f":"IFERROR('Combined scenario - input'!A127,\"\")","v":""},{"$f":"IFERROR('Combined scenario - input'!B127,\"\")","v":""},{"$f":"IFERROR('Combined scenario - input'!C127,\"\")","v":""},{"$f":"IFERROR(repcalc('Combined scenario - input'!$CV127:$GH127,'Combined scenario - input'!$G127,'Combined scenario - input'!$E127,'Combined scenario - input'!$F127,20,TRUE,TRUE),\"\")","v":""},"","","","","","","","","","","","","","","","","","","",{"$f":"IFERROR(IF(OR(D142=\"\",'Combined scenario - input'!$D127=\"\"),\"\",D142/'Combined scenario - input'!$D127),\"\")","v":""},{"$f":"IFERROR(IF(OR(E142=\"\",'Combined scenario - input'!$D127=\"\"),\"\",E142/'Combined scenario - input'!$D127),\"\")","v":""},{"$f":"IFERROR(IF(OR(F142=\"\",'Combined scenario - input'!$D127=\"\"),\"\",F142/'Combined scenario - input'!$D127),\"\")","v":""},{"$f":"IFERROR(IF(OR(G142=\"\",'Combined scenario - input'!$D127=\"\"),\"\",G142/'Combined scenario - input'!$D127),\"\")","v":""},{"$f":"IFERROR(IF(OR(H142=\"\",'Combined scenario - input'!$D127=\"\"),\"\",H142/'Combined scenario - input'!$D127),\"\")","v":""},{"$f":"IFERROR(IF(OR(I142=\"\",'Combined scenario - input'!$D127=\"\"),\"\",I142/'Combined scenario - input'!$D127),\"\")","v":""},{"$f":"IFERROR(IF(OR(J142=\"\",'Combined scenario - input'!$D127=\"\"),\"\",J142/'Combined scenario - input'!$D127),\"\")","v":""},{"$f":"IFERROR(IF(OR(K142=\"\",'Combined scenario - input'!$D127=\"\"),\"\",K142/'Combined scenario - input'!$D127),\"\")","v":""},{"$f":"IFERROR(IF(OR(L142=\"\",'Combined scenario - input'!$D127=\"\"),\"\",L142/'Combined scenario - input'!$D127),\"\")","v":""},{"$f":"IFERROR(IF(OR(M142=\"\",'Combined scenario - input'!$D127=\"\"),\"\",M142/'Combined scenario - input'!$D127),\"\")","v":""},{"$f":"IFERROR(IF(OR(N142=\"\",'Combined scenario - input'!$D127=\"\"),\"\",N142/'Combined scenario - input'!$D127),\"\")","v":""},{"$f":"IFERROR(IF(OR(O142=\"\",'Combined scenario - input'!$D127=\"\"),\"\",O142/'Combined scenario - input'!$D127),\"\")","v":""},{"$f":"IFERROR(IF(OR(P142=\"\",'Combined scenario - input'!$D127=\"\"),\"\",P142/'Combined scenario - input'!$D127),\"\")","v":""},{"$f":"IFERROR(IF(OR(Q142=\"\",'Combined scenario - input'!$D127=\"\"),\"\",Q142/'Combined scenario - input'!$D127),\"\")","v":""},{"$f":"IFERROR(IF(OR(R142=\"\",'Combined scenario - input'!$D127=\"\"),\"\",R142/'Combined scenario - input'!$D127),\"\")","v":""},{"$f":"IFERROR(IF(OR(S142=\"\",'Combined scenario - input'!$D127=\"\"),\"\",S142/'Combined scenario - input'!$D127),\"\")","v":""},{"$f":"IFERROR(IF(OR(T142=\"\",'Combined scenario - input'!$D127=\"\"),\"\",T142/'Combined scenario - input'!$D127),\"\")","v":""},{"$f":"IFERROR(IF(OR(U142=\"\",'Combined scenario - input'!$D127=\"\"),\"\",U142/'Combined scenario - input'!$D127),\"\")","v":""},{"$f":"IFERROR(IF(OR(V142=\"\",'Combined scenario - input'!$D127=\"\"),\"\",V142/'Combined scenario - input'!$D127),\"\")","v":""},{"$f":"IFERROR(IF(OR(W142=\"\",'Combined scenario - input'!$D127=\"\"),\"\",W142/'Combined scenario - input'!$D127),\"\")","v":""}]
[{"$f":"IFERROR('Combined scenario - input'!A128,\"\")","v":""},{"$f":"IFERROR('Combined scenario - input'!B128,\"\")","v":""},{"$f":"IFERROR('Combined scenario - input'!C128,\"\")","v":""},{"$f":"IFERROR(repcalc('Combined scenario - input'!$CV128:$GH128,'Combined scenario - input'!$G128,'Combined scenario - input'!$E128,'Combined scenario - input'!$F128,20,TRUE,TRUE),\"\")","v":""},"","","","","","","","","","","","","","","","","","","",{"$f":"IFERROR(IF(OR(D143=\"\",'Combined scenario - input'!$D128=\"\"),\"\",D143/'Combined scenario - input'!$D128),\"\")","v":""},{"$f":"IFERROR(IF(OR(E143=\"\",'Combined scenario - input'!$D128=\"\"),\"\",E143/'Combined scenario - input'!$D128),\"\")","v":""},{"$f":"IFERROR(IF(OR(F143=\"\",'Combined scenario - input'!$D128=\"\"),\"\",F143/'Combined scenario - input'!$D128),\"\")","v":""},{"$f":"IFERROR(IF(OR(G143=\"\",'Combined scenario - input'!$D128=\"\"),\"\",G143/'Combined scenario - input'!$D128),\"\")","v":""},{"$f":"IFERROR(IF(OR(H143=\"\",'Combined scenario - input'!$D128=\"\"),\"\",H143/'Combined scenario - input'!$D128),\"\")","v":""},{"$f":"IFERROR(IF(OR(I143=\"\",'Combined scenario - input'!$D128=\"\"),\"\",I143/'Combined scenario - input'!$D128),\"\")","v":""},{"$f":"IFERROR(IF(OR(J143=\"\",'Combined scenario - input'!$D128=\"\"),\"\",J143/'Combined scenario - input'!$D128),\"\")","v":""},{"$f":"IFERROR(IF(OR(K143=\"\",'Combined scenario - input'!$D128=\"\"),\"\",K143/'Combined scenario - input'!$D128),\"\")","v":""},{"$f":"IFERROR(IF(OR(L143=\"\",'Combined scenario - input'!$D128=\"\"),\"\",L143/'Combined scenario - input'!$D128),\"\")","v":""},{"$f":"IFERROR(IF(OR(M143=\"\",'Combined scenario - input'!$D128=\"\"),\"\",M143/'Combined scenario - input'!$D128),\"\")","v":""},{"$f":"IFERROR(IF(OR(N143=\"\",'Combined scenario - input'!$D128=\"\"),\"\",N143/'Combined scenario - input'!$D128),\"\")","v":""},{"$f":"IFERROR(IF(OR(O143=\"\",'Combined scenario - input'!$D128=\"\"),\"\",O143/'Combined scenario - input'!$D128),\"\")","v":""},{"$f":"IFERROR(IF(OR(P143=\"\",'Combined scenario - input'!$D128=\"\"),\"\",P143/'Combined scenario - input'!$D128),\"\")","v":""},{"$f":"IFERROR(IF(OR(Q143=\"\",'Combined scenario - input'!$D128=\"\"),\"\",Q143/'Combined scenario - input'!$D128),\"\")","v":""},{"$f":"IFERROR(IF(OR(R143=\"\",'Combined scenario - input'!$D128=\"\"),\"\",R143/'Combined scenario - input'!$D128),\"\")","v":""},{"$f":"IFERROR(IF(OR(S143=\"\",'Combined scenario - input'!$D128=\"\"),\"\",S143/'Combined scenario - input'!$D128),\"\")","v":""},{"$f":"IFERROR(IF(OR(T143=\"\",'Combined scenario - input'!$D128=\"\"),\"\",T143/'Combined scenario - input'!$D128),\"\")","v":""},{"$f":"IFERROR(IF(OR(U143=\"\",'Combined scenario - input'!$D128=\"\"),\"\",U143/'Combined scenario - input'!$D128),\"\")","v":""},{"$f":"IFERROR(IF(OR(V143=\"\",'Combined scenario - input'!$D128=\"\"),\"\",V143/'Combined scenario - input'!$D128),\"\")","v":""},{"$f":"IFERROR(IF(OR(W143=\"\",'Combined scenario - input'!$D128=\"\"),\"\",W143/'Combined scenario - input'!$D128),\"\")","v":""}]
[{"$f":"IFERROR('Combined scenario - input'!A129,\"\")","v":""},{"$f":"IFERROR('Combined scenario - input'!B129,\"\")","v":""},{"$f":"IFERROR('Combined scenario - input'!C129,\"\")","v":""},{"$f":"IFERROR(repcalc('Combined scenario - input'!$CV129:$GH129,'Combined scenario - input'!$G129,'Combined scenario - input'!$E129,'Combined scenario - input'!$F129,20,TRUE,TRUE),\"\")","v":""},"","","","","","","","","","","","","","","","","","","",{"$f":"IFERROR(IF(OR(D144=\"\",'Combined scenario - input'!$D129=\"\"),\"\",D144/'Combined scenario - input'!$D129),\"\")","v":""},{"$f":"IFERROR(IF(OR(E144=\"\",'Combined scenario - input'!$D129=\"\"),\"\",E144/'Combined scenario - input'!$D129),\"\")","v":""},{"$f":"IFERROR(IF(OR(F144=\"\",'Combined scenario - input'!$D129=\"\"),\"\",F144/'Combined scenario - input'!$D129),\"\")","v":""},{"$f":"IFERROR(IF(OR(G144=\"\",'Combined scenario - input'!$D129=\"\"),\"\",G144/'Combined scenario - input'!$D129),\"\")","v":""},{"$f":"IFERROR(IF(OR(H144=\"\",'Combined scenario - input'!$D129=\"\"),\"\",H144/'Combined scenario - input'!$D129),\"\")","v":""},{"$f":"IFERROR(IF(OR(I144=\"\",'Combined scenario - input'!$D129=\"\"),\"\",I144/'Combined scenario - input'!$D129),\"\")","v":""},{"$f":"IFERROR(IF(OR(J144=\"\",'Combined scenario - input'!$D129=\"\"),\"\",J144/'Combined scenario - input'!$D129),\"\")","v":""},{"$f":"IFERROR(IF(OR(K144=\"\",'Combined scenario - input'!$D129=\"\"),\"\",K144/'Combined scenario - input'!$D129),\"\")","v":""},{"$f":"IFERROR(IF(OR(L144=\"\",'Combined scenario - input'!$D129=\"\"),\"\",L144/'Combined scenario - input'!$D129),\"\")","v":""},{"$f":"IFERROR(IF(OR(M144=\"\",'Combined scenario - input'!$D129=\"\"),\"\",M144/'Combined scenario - input'!$D129),\"\")","v":""},{"$f":"IFERROR(IF(OR(N144=\"\",'Combined scenario - input'!$D129=\"\"),\"\",N144/'Combined scenario - input'!$D129),\"\")","v":""},{"$f":"IFERROR(IF(OR(O144=\"\",'Combined scenario - input'!$D129=\"\"),\"\",O144/'Combined scenario - input'!$D129),\"\")","v":""},{"$f":"IFERROR(IF(OR(P144=\"\",'Combined scenario - input'!$D129=\"\"),\"\",P144/'Combined scenario - input'!$D129),\"\")","v":""},{"$f":"IFERROR(IF(OR(Q144=\"\",'Combined scenario - input'!$D129=\"\"),\"\",Q144/'Combined scenario - input'!$D129),\"\")","v":""},{"$f":"IFERROR(IF(OR(R144=\"\",'Combined scenario - input'!$D129=\"\"),\"\",R144/'Combined scenario - input'!$D129),\"\")","v":""},{"$f":"IFERROR(IF(OR(S144=\"\",'Combined scenario - input'!$D129=\"\"),\"\",S144/'Combined scenario - input'!$D129),\"\")","v":""},{"$f":"IFERROR(IF(OR(T144=\"\",'Combined scenario - input'!$D129=\"\"),\"\",T144/'Combined scenario - input'!$D129),\"\")","v":""},{"$f":"IFERROR(IF(OR(U144=\"\",'Combined scenario - input'!$D129=\"\"),\"\",U144/'Combined scenario - input'!$D129),\"\")","v":""},{"$f":"IFERROR(IF(OR(V144=\"\",'Combined scenario - input'!$D129=\"\"),\"\",V144/'Combined scenario - input'!$D129),\"\")","v":""},{"$f":"IFERROR(IF(OR(W144=\"\",'Combined scenario - input'!$D129=\"\"),\"\",W144/'Combined scenario - input'!$D129),\"\")","v":""}]
[{"$f":"IFERROR('Combined scenario - input'!A130,\"\")","v":""},{"$f":"IFERROR('Combined scenario - input'!B130,\"\")","v":""},{"$f":"IFERROR('Combined scenario - input'!C130,\"\")","v":""},{"$f":"IFERROR(repcalc('Combined scenario - input'!$CV130:$GH130,'Combined scenario - input'!$G130,'Combined scenario - input'!$E130,'Combined scenario - input'!$F130,20,TRUE,TRUE),\"\")","v":""},"","","","","","","","","","","","","","","","","","","",{"$f":"IFERROR(IF(OR(D145=\"\",'Combined scenario - input'!$D130=\"\"),\"\",D145/'Combined scenario - input'!$D130),\"\")","v":""},{"$f":"IFERROR(IF(OR(E145=\"\",'Combined scenario - input'!$D130=\"\"),\"\",E145/'Combined scenario - input'!$D130),\"\")","v":""},{"$f":"IFERROR(IF(OR(F145=\"\",'Combined scenario - input'!$D130=\"\"),\"\",F145/'Combined scenario - input'!$D130),\"\")","v":""},{"$f":"IFERROR(IF(OR(G145=\"\",'Combined scenario - input'!$D130=\"\"),\"\",G145/'Combined scenario - input'!$D130),\"\")","v":""},{"$f":"IFERROR(IF(OR(H145=\"\",'Combined scenario - input'!$D130=\"\"),\"\",H145/'Combined scenario - input'!$D130),\"\")","v":""},{"$f":"IFERROR(IF(OR(I145=\"\",'Combined scenario - input'!$D130=\"\"),\"\",I145/'Combined scenario - input'!$D130),\"\")","v":""},{"$f":"IFERROR(IF(OR(J145=\"\",'Combined scenario - input'!$D130=\"\"),\"\",J145/'Combined scenario - input'!$D130),\"\")","v":""},{"$f":"IFERROR(IF(OR(K145=\"\",'Combined scenario - input'!$D130=\"\"),\"\",K145/'Combined scenario - input'!$D130),\"\")","v":""},{"$f":"IFERROR(IF(OR(L145=\"\",'Combined scenario - input'!$D130=\"\"),\"\",L145/'Combined scenario - input'!$D130),\"\")","v":""},{"$f":"IFERROR(IF(OR(M145=\"\",'Combined scenario - input'!$D130=\"\"),\"\",M145/'Combined scenario - input'!$D130),\"\")","v":""},{"$f":"IFERROR(IF(OR(N145=\"\",'Combined scenario - input'!$D130=\"\"),\"\",N145/'Combined scenario - input'!$D130),\"\")","v":""},{"$f":"IFERROR(IF(OR(O145=\"\",'Combined scenario - input'!$D130=\"\"),\"\",O145/'Combined scenario - input'!$D130),\"\")","v":""},{"$f":"IFERROR(IF(OR(P145=\"\",'Combined scenario - input'!$D130=\"\"),\"\",P145/'Combined scenario - input'!$D130),\"\")","v":""},{"$f":"IFERROR(IF(OR(Q145=\"\",'Combined scenario - input'!$D130=\"\"),\"\",Q145/'Combined scenario - input'!$D130),\"\")","v":""},{"$f":"IFERROR(IF(OR(R145=\"\",'Combined scenario - input'!$D130=\"\"),\"\",R145/'Combined scenario - input'!$D130),\"\")","v":""},{"$f":"IFERROR(IF(OR(S145=\"\",'Combined scenario - input'!$D130=\"\"),\"\",S145/'Combined scenario - input'!$D130),\"\")","v":""},{"$f":"IFERROR(IF(OR(T145=\"\",'Combined scenario - input'!$D130=\"\"),\"\",T145/'Combined scenario - input'!$D130),\"\")","v":""},{"$f":"IFERROR(IF(OR(U145=\"\",'Combined scenario - input'!$D130=\"\"),\"\",U145/'Combined scenario - input'!$D130),\"\")","v":""},{"$f":"IFERROR(IF(OR(V145=\"\",'Combined scenario - input'!$D130=\"\"),\"\",V145/'Combined scenario - input'!$D130),\"\")","v":""},{"$f":"IFERROR(IF(OR(W145=\"\",'Combined scenario - input'!$D130=\"\"),\"\",W145/'Combined scenario - input'!$D130),\"\")","v":""}]
[{"$f":"IFERROR('Combined scenario - input'!A131,\"\")","v":""},{"$f":"IFERROR('Combined scenario - input'!B131,\"\")","v":""},{"$f":"IFERROR('Combined scenario - input'!C131,\"\")","v":""},{"$f":"IFERROR(repcalc('Combined scenario - input'!$CV131:$GH131,'Combined scenario - input'!$G131,'Combined scenario - input'!$E131,'Combined scenario - input'!$F131,20,TRUE,TRUE),\"\")","v":""},"","","","","","","","","","","","","","","","","","","",{"$f":"IFERROR(IF(OR(D146=\"\",'Combined scenario - input'!$D131=\"\"),\"\",D146/'Combined scenario - input'!$D131),\"\")","v":""},{"$f":"IFERROR(IF(OR(E146=\"\",'Combined scenario - input'!$D131=\"\"),\"\",E146/'Combined scenario - input'!$D131),\"\")","v":""},{"$f":"IFERROR(IF(OR(F146=\"\",'Combined scenario - input'!$D131=\"\"),\"\",F146/'Combined scenario - input'!$D131),\"\")","v":""},{"$f":"IFERROR(IF(OR(G146=\"\",'Combined scenario - input'!$D131=\"\"),\"\",G146/'Combined scenario - input'!$D131),\"\")","v":""},{"$f":"IFERROR(IF(OR(H146=\"\",'Combined scenario - input'!$D131=\"\"),\"\",H146/'Combined scenario - input'!$D131),\"\")","v":""},{"$f":"IFERROR(IF(OR(I146=\"\",'Combined scenario - input'!$D131=\"\"),\"\",I146/'Combined scenario - input'!$D131),\"\")","v":""},{"$f":"IFERROR(IF(OR(J146=\"\",'Combined scenario - input'!$D131=\"\"),\"\",J146/'Combined scenario - input'!$D131),\"\")","v":""},{"$f":"IFERROR(IF(OR(K146=\"\",'Combined scenario - input'!$D131=\"\"),\"\",K146/'Combined scenario - input'!$D131),\"\")","v":""},{"$f":"IFERROR(IF(OR(L146=\"\",'Combined scenario - input'!$D131=\"\"),\"\",L146/'Combined scenario - input'!$D131),\"\")","v":""},{"$f":"IFERROR(IF(OR(M146=\"\",'Combined scenario - input'!$D131=\"\"),\"\",M146/'Combined scenario - input'!$D131),\"\")","v":""},{"$f":"IFERROR(IF(OR(N146=\"\",'Combined scenario - input'!$D131=\"\"),\"\",N146/'Combined scenario - input'!$D131),\"\")","v":""},{"$f":"IFERROR(IF(OR(O146=\"\",'Combined scenario - input'!$D131=\"\"),\"\",O146/'Combined scenario - input'!$D131),\"\")","v":""},{"$f":"IFERROR(IF(OR(P146=\"\",'Combined scenario - input'!$D131=\"\"),\"\",P146/'Combined scenario - input'!$D131),\"\")","v":""},{"$f":"IFERROR(IF(OR(Q146=\"\",'Combined scenario - input'!$D131=\"\"),\"\",Q146/'Combined scenario - input'!$D131),\"\")","v":""},{"$f":"IFERROR(IF(OR(R146=\"\",'Combined scenario - input'!$D131=\"\"),\"\",R146/'Combined scenario - input'!$D131),\"\")","v":""},{"$f":"IFERROR(IF(OR(S146=\"\",'Combined scenario - input'!$D131=\"\"),\"\",S146/'Combined scenario - input'!$D131),\"\")","v":""},{"$f":"IFERROR(IF(OR(T146=\"\",'Combined scenario - input'!$D131=\"\"),\"\",T146/'Combined scenario - input'!$D131),\"\")","v":""},{"$f":"IFERROR(IF(OR(U146=\"\",'Combined scenario - input'!$D131=\"\"),\"\",U146/'Combined scenario - input'!$D131),\"\")","v":""},{"$f":"IFERROR(IF(OR(V146=\"\",'Combined scenario - input'!$D131=\"\"),\"\",V146/'Combined scenario - input'!$D131),\"\")","v":""},{"$f":"IFERROR(IF(OR(W146=\"\",'Combined scenario - input'!$D131=\"\"),\"\",W146/'Combined scenario - input'!$D131),\"\")","v":""}]
[{"$f":"IFERROR('Combined scenario - input'!A132,\"\")","v":""},{"$f":"IFERROR('Combined scenario - input'!B132,\"\")","v":""},{"$f":"IFERROR('Combined scenario - input'!C132,\"\")","v":""},{"$f":"IFERROR(repcalc('Combined scenario - input'!$CV132:$GH132,'Combined scenario - input'!$G132,'Combined scenario - input'!$E132,'Combined scenario - input'!$F132,20,TRUE,TRUE),\"\")","v":""},"","","","","","","","","","","","","","","","","","","",{"$f":"IFERROR(IF(OR(D147=\"\",'Combined scenario - input'!$D132=\"\"),\"\",D147/'Combined scenario - input'!$D132),\"\")","v":""},{"$f":"IFERROR(IF(OR(E147=\"\",'Combined scenario - input'!$D132=\"\"),\"\",E147/'Combined scenario - input'!$D132),\"\")","v":""},{"$f":"IFERROR(IF(OR(F147=\"\",'Combined scenario - input'!$D132=\"\"),\"\",F147/'Combined scenario - input'!$D132),\"\")","v":""},{"$f":"IFERROR(IF(OR(G147=\"\",'Combined scenario - input'!$D132=\"\"),\"\",G147/'Combined scenario - input'!$D132),\"\")","v":""},{"$f":"IFERROR(IF(OR(H147=\"\",'Combined scenario - input'!$D132=\"\"),\"\",H147/'Combined scenario - input'!$D132),\"\")","v":""},{"$f":"IFERROR(IF(OR(I147=\"\",'Combined scenario - input'!$D132=\"\"),\"\",I147/'Combined scenario - input'!$D132),\"\")","v":""},{"$f":"IFERROR(IF(OR(J147=\"\",'Combined scenario - input'!$D132=\"\"),\"\",J147/'Combined scenario - input'!$D132),\"\")","v":""},{"$f":"IFERROR(IF(OR(K147=\"\",'Combined scenario - input'!$D132=\"\"),\"\",K147/'Combined scenario - input'!$D132),\"\")","v":""},{"$f":"IFERROR(IF(OR(L147=\"\",'Combined scenario - input'!$D132=\"\"),\"\",L147/'Combined scenario - input'!$D132),\"\")","v":""},{"$f":"IFERROR(IF(OR(M147=\"\",'Combined scenario - input'!$D132=\"\"),\"\",M147/'Combined scenario - input'!$D132),\"\")","v":""},{"$f":"IFERROR(IF(OR(N147=\"\",'Combined scenario - input'!$D132=\"\"),\"\",N147/'Combined scenario - input'!$D132),\"\")","v":""},{"$f":"IFERROR(IF(OR(O147=\"\",'Combined scenario - input'!$D132=\"\"),\"\",O147/'Combined scenario - input'!$D132),\"\")","v":""},{"$f":"IFERROR(IF(OR(P147=\"\",'Combined scenario - input'!$D132=\"\"),\"\",P147/'Combined scenario - input'!$D132),\"\")","v":""},{"$f":"IFERROR(IF(OR(Q147=\"\",'Combined scenario - input'!$D132=\"\"),\"\",Q147/'Combined scenario - input'!$D132),\"\")","v":""},{"$f":"IFERROR(IF(OR(R147=\"\",'Combined scenario - input'!$D132=\"\"),\"\",R147/'Combined scenario - input'!$D132),\"\")","v":""},{"$f":"IFERROR(IF(OR(S147=\"\",'Combined scenario - input'!$D132=\"\"),\"\",S147/'Combined scenario - input'!$D132),\"\")","v":""},{"$f":"IFERROR(IF(OR(T147=\"\",'Combined scenario - input'!$D132=\"\"),\"\",T147/'Combined scenario - input'!$D132),\"\")","v":""},{"$f":"IFERROR(IF(OR(U147=\"\",'Combined scenario - input'!$D132=\"\"),\"\",U147/'Combined scenario - input'!$D132),\"\")","v":""},{"$f":"IFERROR(IF(OR(V147=\"\",'Combined scenario - input'!$D132=\"\"),\"\",V147/'Combined scenario - input'!$D132),\"\")","v":""},{"$f":"IFERROR(IF(OR(W147=\"\",'Combined scenario - input'!$D132=\"\"),\"\",W147/'Combined scenario - input'!$D132),\"\")","v":""}]
[{"$f":"IFERROR('Combined scenario - input'!A133,\"\")","v":""},{"$f":"IFERROR('Combined scenario - input'!B133,\"\")","v":""},{"$f":"IFERROR('Combined scenario - input'!C133,\"\")","v":""},{"$f":"IFERROR(repcalc('Combined scenario - input'!$CV133:$GH133,'Combined scenario - input'!$G133,'Combined scenario - input'!$E133,'Combined scenario - input'!$F133,20,TRUE,TRUE),\"\")","v":""},"","","","","","","","","","","","","","","","","","","",{"$f":"IFERROR(IF(OR(D148=\"\",'Combined scenario - input'!$D133=\"\"),\"\",D148/'Combined scenario - input'!$D133),\"\")","v":""},{"$f":"IFERROR(IF(OR(E148=\"\",'Combined scenario - input'!$D133=\"\"),\"\",E148/'Combined scenario - input'!$D133),\"\")","v":""},{"$f":"IFERROR(IF(OR(F148=\"\",'Combined scenario - input'!$D133=\"\"),\"\",F148/'Combined scenario - input'!$D133),\"\")","v":""},{"$f":"IFERROR(IF(OR(G148=\"\",'Combined scenario - input'!$D133=\"\"),\"\",G148/'Combined scenario - input'!$D133),\"\")","v":""},{"$f":"IFERROR(IF(OR(H148=\"\",'Combined scenario - input'!$D133=\"\"),\"\",H148/'Combined scenario - input'!$D133),\"\")","v":""},{"$f":"IFERROR(IF(OR(I148=\"\",'Combined scenario - input'!$D133=\"\"),\"\",I148/'Combined scenario - input'!$D133),\"\")","v":""},{"$f":"IFERROR(IF(OR(J148=\"\",'Combined scenario - input'!$D133=\"\"),\"\",J148/'Combined scenario - input'!$D133),\"\")","v":""},{"$f":"IFERROR(IF(OR(K148=\"\",'Combined scenario - input'!$D133=\"\"),\"\",K148/'Combined scenario - input'!$D133),\"\")","v":""},{"$f":"IFERROR(IF(OR(L148=\"\",'Combined scenario - input'!$D133=\"\"),\"\",L148/'Combined scenario - input'!$D133),\"\")","v":""},{"$f":"IFERROR(IF(OR(M148=\"\",'Combined scenario - input'!$D133=\"\"),\"\",M148/'Combined scenario - input'!$D133),\"\")","v":""},{"$f":"IFERROR(IF(OR(N148=\"\",'Combined scenario - input'!$D133=\"\"),\"\",N148/'Combined scenario - input'!$D133),\"\")","v":""},{"$f":"IFERROR(IF(OR(O148=\"\",'Combined scenario - input'!$D133=\"\"),\"\",O148/'Combined scenario - input'!$D133),\"\")","v":""},{"$f":"IFERROR(IF(OR(P148=\"\",'Combined scenario - input'!$D133=\"\"),\"\",P148/'Combined scenario - input'!$D133),\"\")","v":""},{"$f":"IFERROR(IF(OR(Q148=\"\",'Combined scenario - input'!$D133=\"\"),\"\",Q148/'Combined scenario - input'!$D133),\"\")","v":""},{"$f":"IFERROR(IF(OR(R148=\"\",'Combined scenario - input'!$D133=\"\"),\"\",R148/'Combined scenario - input'!$D133),\"\")","v":""},{"$f":"IFERROR(IF(OR(S148=\"\",'Combined scenario - input'!$D133=\"\"),\"\",S148/'Combined scenario - input'!$D133),\"\")","v":""},{"$f":"IFERROR(IF(OR(T148=\"\",'Combined scenario - input'!$D133=\"\"),\"\",T148/'Combined scenario - input'!$D133),\"\")","v":""},{"$f":"IFERROR(IF(OR(U148=\"\",'Combined scenario - input'!$D133=\"\"),\"\",U148/'Combined scenario - input'!$D133),\"\")","v":""},{"$f":"IFERROR(IF(OR(V148=\"\",'Combined scenario - input'!$D133=\"\"),\"\",V148/'Combined scenario - input'!$D133),\"\")","v":""},{"$f":"IFERROR(IF(OR(W148=\"\",'Combined scenario - input'!$D133=\"\"),\"\",W148/'Combined scenario - input'!$D133),\"\")","v":""}]
[{"$f":"IFERROR('Combined scenario - input'!A134,\"\")","v":""},{"$f":"IFERROR('Combined scenario - input'!B134,\"\")","v":""},{"$f":"IFERROR('Combined scenario - input'!C134,\"\")","v":""},{"$f":"IFERROR(repcalc('Combined scenario - input'!$CV134:$GH134,'Combined scenario - input'!$G134,'Combined scenario - input'!$E134,'Combined scenario - input'!$F134,20,TRUE,TRUE),\"\")","v":""},"","","","","","","","","","","","","","","","","","","",{"$f":"IFERROR(IF(OR(D149=\"\",'Combined scenario - input'!$D134=\"\"),\"\",D149/'Combined scenario - input'!$D134),\"\")","v":""},{"$f":"IFERROR(IF(OR(E149=\"\",'Combined scenario - input'!$D134=\"\"),\"\",E149/'Combined scenario - input'!$D134),\"\")","v":""},{"$f":"IFERROR(IF(OR(F149=\"\",'Combined scenario - input'!$D134=\"\"),\"\",F149/'Combined scenario - input'!$D134),\"\")","v":""},{"$f":"IFERROR(IF(OR(G149=\"\",'Combined scenario - input'!$D134=\"\"),\"\",G149/'Combined scenario - input'!$D134),\"\")","v":""},{"$f":"IFERROR(IF(OR(H149=\"\",'Combined scenario - input'!$D134=\"\"),\"\",H149/'Combined scenario - input'!$D134),\"\")","v":""},{"$f":"IFERROR(IF(OR(I149=\"\",'Combined scenario - input'!$D134=\"\"),\"\",I149/'Combined scenario - input'!$D134),\"\")","v":""},{"$f":"IFERROR(IF(OR(J149=\"\",'Combined scenario - input'!$D134=\"\"),\"\",J149/'Combined scenario - input'!$D134),\"\")","v":""},{"$f":"IFERROR(IF(OR(K149=\"\",'Combined scenario - input'!$D134=\"\"),\"\",K149/'Combined scenario - input'!$D134),\"\")","v":""},{"$f":"IFERROR(IF(OR(L149=\"\",'Combined scenario - input'!$D134=\"\"),\"\",L149/'Combined scenario - input'!$D134),\"\")","v":""},{"$f":"IFERROR(IF(OR(M149=\"\",'Combined scenario - input'!$D134=\"\"),\"\",M149/'Combined scenario - input'!$D134),\"\")","v":""},{"$f":"IFERROR(IF(OR(N149=\"\",'Combined scenario - input'!$D134=\"\"),\"\",N149/'Combined scenario - input'!$D134),\"\")","v":""},{"$f":"IFERROR(IF(OR(O149=\"\",'Combined scenario - input'!$D134=\"\"),\"\",O149/'Combined scenario - input'!$D134),\"\")","v":""},{"$f":"IFERROR(IF(OR(P149=\"\",'Combined scenario - input'!$D134=\"\"),\"\",P149/'Combined scenario - input'!$D134),\"\")","v":""},{"$f":"IFERROR(IF(OR(Q149=\"\",'Combined scenario - input'!$D134=\"\"),\"\",Q149/'Combined scenario - input'!$D134),\"\")","v":""},{"$f":"IFERROR(IF(OR(R149=\"\",'Combined scenario - input'!$D134=\"\"),\"\",R149/'Combined scenario - input'!$D134),\"\")","v":""},{"$f":"IFERROR(IF(OR(S149=\"\",'Combined scenario - input'!$D134=\"\"),\"\",S149/'Combined scenario - input'!$D134),\"\")","v":""},{"$f":"IFERROR(IF(OR(T149=\"\",'Combined scenario - input'!$D134=\"\"),\"\",T149/'Combined scenario - input'!$D134),\"\")","v":""},{"$f":"IFERROR(IF(OR(U149=\"\",'Combined scenario - input'!$D134=\"\"),\"\",U149/'Combined scenario - input'!$D134),\"\")","v":""},{"$f":"IFERROR(IF(OR(V149=\"\",'Combined scenario - input'!$D134=\"\"),\"\",V149/'Combined scenario - input'!$D134),\"\")","v":""},{"$f":"IFERROR(IF(OR(W149=\"\",'Combined scenario - input'!$D134=\"\"),\"\",W149/'Combined scenario - input'!$D134),\"\")","v":""}]
[{"$f":"IFERROR('Combined scenario - input'!A135,\"\")","v":""},{"$f":"IFERROR('Combined scenario - input'!B135,\"\")","v":""},{"$f":"IFERROR('Combined scenario - input'!C135,\"\")","v":""},{"$f":"IFERROR(repcalc('Combined scenario - input'!$CV135:$GH135,'Combined scenario - input'!$G135,'Combined scenario - input'!$E135,'Combined scenario - input'!$F135,20,TRUE,TRUE),\"\")","v":""},"","","","","","","","","","","","","","","","","","","",{"$f":"IFERROR(IF(OR(D150=\"\",'Combined scenario - input'!$D135=\"\"),\"\",D150/'Combined scenario - input'!$D135),\"\")","v":""},{"$f":"IFERROR(IF(OR(E150=\"\",'Combined scenario - input'!$D135=\"\"),\"\",E150/'Combined scenario - input'!$D135),\"\")","v":""},{"$f":"IFERROR(IF(OR(F150=\"\",'Combined scenario - input'!$D135=\"\"),\"\",F150/'Combined scenario - input'!$D135),\"\")","v":""},{"$f":"IFERROR(IF(OR(G150=\"\",'Combined scenario - input'!$D135=\"\"),\"\",G150/'Combined scenario - input'!$D135),\"\")","v":""},{"$f":"IFERROR(IF(OR(H150=\"\",'Combined scenario - input'!$D135=\"\"),\"\",H150/'Combined scenario - input'!$D135),\"\")","v":""},{"$f":"IFERROR(IF(OR(I150=\"\",'Combined scenario - input'!$D135=\"\"),\"\",I150/'Combined scenario - input'!$D135),\"\")","v":""},{"$f":"IFERROR(IF(OR(J150=\"\",'Combined scenario - input'!$D135=\"\"),\"\",J150/'Combined scenario - input'!$D135),\"\")","v":""},{"$f":"IFERROR(IF(OR(K150=\"\",'Combined scenario - input'!$D135=\"\"),\"\",K150/'Combined scenario - input'!$D135),\"\")","v":""},{"$f":"IFERROR(IF(OR(L150=\"\",'Combined scenario - input'!$D135=\"\"),\"\",L150/'Combined scenario - input'!$D135),\"\")","v":""},{"$f":"IFERROR(IF(OR(M150=\"\",'Combined scenario - input'!$D135=\"\"),\"\",M150/'Combined scenario - input'!$D135),\"\")","v":""},{"$f":"IFERROR(IF(OR(N150=\"\",'Combined scenario - input'!$D135=\"\"),\"\",N150/'Combined scenario - input'!$D135),\"\")","v":""},{"$f":"IFERROR(IF(OR(O150=\"\",'Combined scenario - input'!$D135=\"\"),\"\",O150/'Combined scenario - input'!$D135),\"\")","v":""},{"$f":"IFERROR(IF(OR(P150=\"\",'Combined scenario - input'!$D135=\"\"),\"\",P150/'Combined scenario - input'!$D135),\"\")","v":""},{"$f":"IFERROR(IF(OR(Q150=\"\",'Combined scenario - input'!$D135=\"\"),\"\",Q150/'Combined scenario - input'!$D135),\"\")","v":""},{"$f":"IFERROR(IF(OR(R150=\"\",'Combined scenario - input'!$D135=\"\"),\"\",R150/'Combined scenario - input'!$D135),\"\")","v":""},{"$f":"IFERROR(IF(OR(S150=\"\",'Combined scenario - input'!$D135=\"\"),\"\",S150/'Combined scenario - input'!$D135),\"\")","v":""},{"$f":"IFERROR(IF(OR(T150=\"\",'Combined scenario - input'!$D135=\"\"),\"\",T150/'Combined scenario - input'!$D135),\"\")","v":""},{"$f":"IFERROR(IF(OR(U150=\"\",'Combined scenario - input'!$D135=\"\"),\"\",U150/'Combined scenario - input'!$D135),\"\")","v":""},{"$f":"IFERROR(IF(OR(V150=\"\",'Combined scenario - input'!$D135=\"\"),\"\",V150/'Combined scenario - input'!$D135),\"\")","v":""},{"$f":"IFERROR(IF(OR(W150=\"\",'Combined scenario - input'!$D135=\"\"),\"\",W150/'Combined scenario - input'!$D135),\"\")","v":""}]
[{"$f":"IFERROR('Combined scenario - input'!A136,\"\")","v":""},{"$f":"IFERROR('Combined scenario - input'!B136,\"\")","v":""},{"$f":"IFERROR('Combined scenario - input'!C136,\"\")","v":""},{"$f":"IFERROR(repcalc('Combined scenario - input'!$CV136:$GH136,'Combined scenario - input'!$G136,'Combined scenario - input'!$E136,'Combined scenario - input'!$F136,20,TRUE,TRUE),\"\")","v":""},"","","","","","","","","","","","","","","","","","","",{"$f":"IFERROR(IF(OR(D151=\"\",'Combined scenario - input'!$D136=\"\"),\"\",D151/'Combined scenario - input'!$D136),\"\")","v":""},{"$f":"IFERROR(IF(OR(E151=\"\",'Combined scenario - input'!$D136=\"\"),\"\",E151/'Combined scenario - input'!$D136),\"\")","v":""},{"$f":"IFERROR(IF(OR(F151=\"\",'Combined scenario - input'!$D136=\"\"),\"\",F151/'Combined scenario - input'!$D136),\"\")","v":""},{"$f":"IFERROR(IF(OR(G151=\"\",'Combined scenario - input'!$D136=\"\"),\"\",G151/'Combined scenario - input'!$D136),\"\")","v":""},{"$f":"IFERROR(IF(OR(H151=\"\",'Combined scenario - input'!$D136=\"\"),\"\",H151/'Combined scenario - input'!$D136),\"\")","v":""},{"$f":"IFERROR(IF(OR(I151=\"\",'Combined scenario - input'!$D136=\"\"),\"\",I151/'Combined scenario - input'!$D136),\"\")","v":""},{"$f":"IFERROR(IF(OR(J151=\"\",'Combined scenario - input'!$D136=\"\"),\"\",J151/'Combined scenario - input'!$D136),\"\")","v":""},{"$f":"IFERROR(IF(OR(K151=\"\",'Combined scenario - input'!$D136=\"\"),\"\",K151/'Combined scenario - input'!$D136),\"\")","v":""},{"$f":"IFERROR(IF(OR(L151=\"\",'Combined scenario - input'!$D136=\"\"),\"\",L151/'Combined scenario - input'!$D136),\"\")","v":""},{"$f":"IFERROR(IF(OR(M151=\"\",'Combined scenario - input'!$D136=\"\"),\"\",M151/'Combined scenario - input'!$D136),\"\")","v":""},{"$f":"IFERROR(IF(OR(N151=\"\",'Combined scenario - input'!$D136=\"\"),\"\",N151/'Combined scenario - input'!$D136),\"\")","v":""},{"$f":"IFERROR(IF(OR(O151=\"\",'Combined scenario - input'!$D136=\"\"),\"\",O151/'Combined scenario - input'!$D136),\"\")","v":""},{"$f":"IFERROR(IF(OR(P151=\"\",'Combined scenario - input'!$D136=\"\"),\"\",P151/'Combined scenario - input'!$D136),\"\")","v":""},{"$f":"IFERROR(IF(OR(Q151=\"\",'Combined scenario - input'!$D136=\"\"),\"\",Q151/'Combined scenario - input'!$D136),\"\")","v":""},{"$f":"IFERROR(IF(OR(R151=\"\",'Combined scenario - input'!$D136=\"\"),\"\",R151/'Combined scenario - input'!$D136),\"\")","v":""},{"$f":"IFERROR(IF(OR(S151=\"\",'Combined scenario - input'!$D136=\"\"),\"\",S151/'Combined scenario - input'!$D136),\"\")","v":""},{"$f":"IFERROR(IF(OR(T151=\"\",'Combined scenario - input'!$D136=\"\"),\"\",T151/'Combined scenario - input'!$D136),\"\")","v":""},{"$f":"IFERROR(IF(OR(U151=\"\",'Combined scenario - input'!$D136=\"\"),\"\",U151/'Combined scenario - input'!$D136),\"\")","v":""},{"$f":"IFERROR(IF(OR(V151=\"\",'Combined scenario - input'!$D136=\"\"),\"\",V151/'Combined scenario - input'!$D136),\"\")","v":""},{"$f":"IFERROR(IF(OR(W151=\"\",'Combined scenario - input'!$D136=\"\"),\"\",W151/'Combined scenario - input'!$D136),\"\")","v":""}]
[{"$f":"IFERROR('Combined scenario - input'!A137,\"\")","v":""},{"$f":"IFERROR('Combined scenario - input'!B137,\"\")","v":""},{"$f":"IFERROR('Combined scenario - input'!C137,\"\")","v":""},{"$f":"IFERROR(repcalc('Combined scenario - input'!$CV137:$GH137,'Combined scenario - input'!$G137,'Combined scenario - input'!$E137,'Combined scenario - input'!$F137,20,TRUE,TRUE),\"\")","v":""},"","","","","","","","","","","","","","","","","","","",{"$f":"IFERROR(IF(OR(D152=\"\",'Combined scenario - input'!$D137=\"\"),\"\",D152/'Combined scenario - input'!$D137),\"\")","v":""},{"$f":"IFERROR(IF(OR(E152=\"\",'Combined scenario - input'!$D137=\"\"),\"\",E152/'Combined scenario - input'!$D137),\"\")","v":""},{"$f":"IFERROR(IF(OR(F152=\"\",'Combined scenario - input'!$D137=\"\"),\"\",F152/'Combined scenario - input'!$D137),\"\")","v":""},{"$f":"IFERROR(IF(OR(G152=\"\",'Combined scenario - input'!$D137=\"\"),\"\",G152/'Combined scenario - input'!$D137),\"\")","v":""},{"$f":"IFERROR(IF(OR(H152=\"\",'Combined scenario - input'!$D137=\"\"),\"\",H152/'Combined scenario - input'!$D137),\"\")","v":""},{"$f":"IFERROR(IF(OR(I152=\"\",'Combined scenario - input'!$D137=\"\"),\"\",I152/'Combined scenario - input'!$D137),\"\")","v":""},{"$f":"IFERROR(IF(OR(J152=\"\",'Combined scenario - input'!$D137=\"\"),\"\",J152/'Combined scenario - input'!$D137),\"\")","v":""},{"$f":"IFERROR(IF(OR(K152=\"\",'Combined scenario - input'!$D137=\"\"),\"\",K152/'Combined scenario - input'!$D137),\"\")","v":""},{"$f":"IFERROR(IF(OR(L152=\"\",'Combined scenario - input'!$D137=\"\"),\"\",L152/'Combined scenario - input'!$D137),\"\")","v":""},{"$f":"IFERROR(IF(OR(M152=\"\",'Combined scenario - input'!$D137=\"\"),\"\",M152/'Combined scenario - input'!$D137),\"\")","v":""},{"$f":"IFERROR(IF(OR(N152=\"\",'Combined scenario - input'!$D137=\"\"),\"\",N152/'Combined scenario - input'!$D137),\"\")","v":""},{"$f":"IFERROR(IF(OR(O152=\"\",'Combined scenario - input'!$D137=\"\"),\"\",O152/'Combined scenario - input'!$D137),\"\")","v":""},{"$f":"IFERROR(IF(OR(P152=\"\",'Combined scenario - input'!$D137=\"\"),\"\",P152/'Combined scenario - input'!$D137),\"\")","v":""},{"$f":"IFERROR(IF(OR(Q152=\"\",'Combined scenario - input'!$D137=\"\"),\"\",Q152/'Combined scenario - input'!$D137),\"\")","v":""},{"$f":"IFERROR(IF(OR(R152=\"\",'Combined scenario - input'!$D137=\"\"),\"\",R152/'Combined scenario - input'!$D137),\"\")","v":""},{"$f":"IFERROR(IF(OR(S152=\"\",'Combined scenario - input'!$D137=\"\"),\"\",S152/'Combined scenario - input'!$D137),\"\")","v":""},{"$f":"IFERROR(IF(OR(T152=\"\",'Combined scenario - input'!$D137=\"\"),\"\",T152/'Combined scenario - input'!$D137),\"\")","v":""},{"$f":"IFERROR(IF(OR(U152=\"\",'Combined scenario - input'!$D137=\"\"),\"\",U152/'Combined scenario - input'!$D137),\"\")","v":""},{"$f":"IFERROR(IF(OR(V152=\"\",'Combined scenario - input'!$D137=\"\"),\"\",V152/'Combined scenario - input'!$D137),\"\")","v":""},{"$f":"IFERROR(IF(OR(W152=\"\",'Combined scenario - input'!$D137=\"\"),\"\",W152/'Combined scenario - input'!$D137),\"\")","v":""}]
[{"$f":"IFERROR('Combined scenario - input'!A138,\"\")","v":""},{"$f":"IFERROR('Combined scenario - input'!B138,\"\")","v":""},{"$f":"IFERROR('Combined scenario - input'!C138,\"\")","v":""},{"$f":"IFERROR(repcalc('Combined scenario - input'!$CV138:$GH138,'Combined scenario - input'!$G138,'Combined scenario - input'!$E138,'Combined scenario - input'!$F138,20,TRUE,TRUE),\"\")","v":""},"","","","","","","","","","","","","","","","","","","",{"$f":"IFERROR(IF(OR(D153=\"\",'Combined scenario - input'!$D138=\"\"),\"\",D153/'Combined scenario - input'!$D138),\"\")","v":""},{"$f":"IFERROR(IF(OR(E153=\"\",'Combined scenario - input'!$D138=\"\"),\"\",E153/'Combined scenario - input'!$D138),\"\")","v":""},{"$f":"IFERROR(IF(OR(F153=\"\",'Combined scenario - input'!$D138=\"\"),\"\",F153/'Combined scenario - input'!$D138),\"\")","v":""},{"$f":"IFERROR(IF(OR(G153=\"\",'Combined scenario - input'!$D138=\"\"),\"\",G153/'Combined scenario - input'!$D138),\"\")","v":""},{"$f":"IFERROR(IF(OR(H153=\"\",'Combined scenario - input'!$D138=\"\"),\"\",H153/'Combined scenario - input'!$D138),\"\")","v":""},{"$f":"IFERROR(IF(OR(I153=\"\",'Combined scenario - input'!$D138=\"\"),\"\",I153/'Combined scenario - input'!$D138),\"\")","v":""},{"$f":"IFERROR(IF(OR(J153=\"\",'Combined scenario - input'!$D138=\"\"),\"\",J153/'Combined scenario - input'!$D138),\"\")","v":""},{"$f":"IFERROR(IF(OR(K153=\"\",'Combined scenario - input'!$D138=\"\"),\"\",K153/'Combined scenario - input'!$D138),\"\")","v":""},{"$f":"IFERROR(IF(OR(L153=\"\",'Combined scenario - input'!$D138=\"\"),\"\",L153/'Combined scenario - input'!$D138),\"\")","v":""},{"$f":"IFERROR(IF(OR(M153=\"\",'Combined scenario - input'!$D138=\"\"),\"\",M153/'Combined scenario - input'!$D138),\"\")","v":""},{"$f":"IFERROR(IF(OR(N153=\"\",'Combined scenario - input'!$D138=\"\"),\"\",N153/'Combined scenario - input'!$D138),\"\")","v":""},{"$f":"IFERROR(IF(OR(O153=\"\",'Combined scenario - input'!$D138=\"\"),\"\",O153/'Combined scenario - input'!$D138),\"\")","v":""},{"$f":"IFERROR(IF(OR(P153=\"\",'Combined scenario - input'!$D138=\"\"),\"\",P153/'Combined scenario - input'!$D138),\"\")","v":""},{"$f":"IFERROR(IF(OR(Q153=\"\",'Combined scenario - input'!$D138=\"\"),\"\",Q153/'Combined scenario - input'!$D138),\"\")","v":""},{"$f":"IFERROR(IF(OR(R153=\"\",'Combined scenario - input'!$D138=\"\"),\"\",R153/'Combined scenario - input'!$D138),\"\")","v":""},{"$f":"IFERROR(IF(OR(S153=\"\",'Combined scenario - input'!$D138=\"\"),\"\",S153/'Combined scenario - input'!$D138),\"\")","v":""},{"$f":"IFERROR(IF(OR(T153=\"\",'Combined scenario - input'!$D138=\"\"),\"\",T153/'Combined scenario - input'!$D138),\"\")","v":""},{"$f":"IFERROR(IF(OR(U153=\"\",'Combined scenario - input'!$D138=\"\"),\"\",U153/'Combined scenario - input'!$D138),\"\")","v":""},{"$f":"IFERROR(IF(OR(V153=\"\",'Combined scenario - input'!$D138=\"\"),\"\",V153/'Combined scenario - input'!$D138),\"\")","v":""},{"$f":"IFERROR(IF(OR(W153=\"\",'Combined scenario - input'!$D138=\"\"),\"\",W153/'Combined scenario - input'!$D138),\"\")","v":""}]
[{"$f":"IFERROR('Combined scenario - input'!A139,\"\")","v":""},{"$f":"IFERROR('Combined scenario - input'!B139,\"\")","v":""},{"$f":"IFERROR('Combined scenario - input'!C139,\"\")","v":""},{"$f":"IFERROR(repcalc('Combined scenario - input'!$CV139:$GH139,'Combined scenario - input'!$G139,'Combined scenario - input'!$E139,'Combined scenario - input'!$F139,20,TRUE,TRUE),\"\")","v":""},"","","","","","","","","","","","","","","","","","","",{"$f":"IFERROR(IF(OR(D154=\"\",'Combined scenario - input'!$D139=\"\"),\"\",D154/'Combined scenario - input'!$D139),\"\")","v":""},{"$f":"IFERROR(IF(OR(E154=\"\",'Combined scenario - input'!$D139=\"\"),\"\",E154/'Combined scenario - input'!$D139),\"\")","v":""},{"$f":"IFERROR(IF(OR(F154=\"\",'Combined scenario - input'!$D139=\"\"),\"\",F154/'Combined scenario - input'!$D139),\"\")","v":""},{"$f":"IFERROR(IF(OR(G154=\"\",'Combined scenario - input'!$D139=\"\"),\"\",G154/'Combined scenario - input'!$D139),\"\")","v":""},{"$f":"IFERROR(IF(OR(H154=\"\",'Combined scenario - input'!$D139=\"\"),\"\",H154/'Combined scenario - input'!$D139),\"\")","v":""},{"$f":"IFERROR(IF(OR(I154=\"\",'Combined scenario - input'!$D139=\"\"),\"\",I154/'Combined scenario - input'!$D139),\"\")","v":""},{"$f":"IFERROR(IF(OR(J154=\"\",'Combined scenario - input'!$D139=\"\"),\"\",J154/'Combined scenario - input'!$D139),\"\")","v":""},{"$f":"IFERROR(IF(OR(K154=\"\",'Combined scenario - input'!$D139=\"\"),\"\",K154/'Combined scenario - input'!$D139),\"\")","v":""},{"$f":"IFERROR(IF(OR(L154=\"\",'Combined scenario - input'!$D139=\"\"),\"\",L154/'Combined scenario - input'!$D139),\"\")","v":""},{"$f":"IFERROR(IF(OR(M154=\"\",'Combined scenario - input'!$D139=\"\"),\"\",M154/'Combined scenario - input'!$D139),\"\")","v":""},{"$f":"IFERROR(IF(OR(N154=\"\",'Combined scenario - input'!$D139=\"\"),\"\",N154/'Combined scenario - input'!$D139),\"\")","v":""},{"$f":"IFERROR(IF(OR(O154=\"\",'Combined scenario - input'!$D139=\"\"),\"\",O154/'Combined scenario - input'!$D139),\"\")","v":""},{"$f":"IFERROR(IF(OR(P154=\"\",'Combined scenario - input'!$D139=\"\"),\"\",P154/'Combined scenario - input'!$D139),\"\")","v":""},{"$f":"IFERROR(IF(OR(Q154=\"\",'Combined scenario - input'!$D139=\"\"),\"\",Q154/'Combined scenario - input'!$D139),\"\")","v":""},{"$f":"IFERROR(IF(OR(R154=\"\",'Combined scenario - input'!$D139=\"\"),\"\",R154/'Combined scenario - input'!$D139),\"\")","v":""},{"$f":"IFERROR(IF(OR(S154=\"\",'Combined scenario - input'!$D139=\"\"),\"\",S154/'Combined scenario - input'!$D139),\"\")","v":""},{"$f":"IFERROR(IF(OR(T154=\"\",'Combined scenario - input'!$D139=\"\"),\"\",T154/'Combined scenario - input'!$D139),\"\")","v":""},{"$f":"IFERROR(IF(OR(U154=\"\",'Combined scenario - input'!$D139=\"\"),\"\",U154/'Combined scenario - input'!$D139),\"\")","v":""},{"$f":"IFERROR(IF(OR(V154=\"\",'Combined scenario - input'!$D139=\"\"),\"\",V154/'Combined scenario - input'!$D139),\"\")","v":""},{"$f":"IFERROR(IF(OR(W154=\"\",'Combined scenario - input'!$D139=\"\"),\"\",W154/'Combined scenario - input'!$D139),\"\")","v":""}]
[{"$f":"IFERROR('Combined scenario - input'!A140,\"\")","v":""},{"$f":"IFERROR('Combined scenario - input'!B140,\"\")","v":""},{"$f":"IFERROR('Combined scenario - input'!C140,\"\")","v":""},{"$f":"IFERROR(repcalc('Combined scenario - input'!$CV140:$GH140,'Combined scenario - input'!$G140,'Combined scenario - input'!$E140,'Combined scenario - input'!$F140,20,TRUE,TRUE),\"\")","v":""},"","","","","","","","","","","","","","","","","","","",{"$f":"IFERROR(IF(OR(D155=\"\",'Combined scenario - input'!$D140=\"\"),\"\",D155/'Combined scenario - input'!$D140),\"\")","v":""},{"$f":"IFERROR(IF(OR(E155=\"\",'Combined scenario - input'!$D140=\"\"),\"\",E155/'Combined scenario - input'!$D140),\"\")","v":""},{"$f":"IFERROR(IF(OR(F155=\"\",'Combined scenario - input'!$D140=\"\"),\"\",F155/'Combined scenario - input'!$D140),\"\")","v":""},{"$f":"IFERROR(IF(OR(G155=\"\",'Combined scenario - input'!$D140=\"\"),\"\",G155/'Combined scenario - input'!$D140),\"\")","v":""},{"$f":"IFERROR(IF(OR(H155=\"\",'Combined scenario - input'!$D140=\"\"),\"\",H155/'Combined scenario - input'!$D140),\"\")","v":""},{"$f":"IFERROR(IF(OR(I155=\"\",'Combined scenario - input'!$D140=\"\"),\"\",I155/'Combined scenario - input'!$D140),\"\")","v":""},{"$f":"IFERROR(IF(OR(J155=\"\",'Combined scenario - input'!$D140=\"\"),\"\",J155/'Combined scenario - input'!$D140),\"\")","v":""},{"$f":"IFERROR(IF(OR(K155=\"\",'Combined scenario - input'!$D140=\"\"),\"\",K155/'Combined scenario - input'!$D140),\"\")","v":""},{"$f":"IFERROR(IF(OR(L155=\"\",'Combined scenario - input'!$D140=\"\"),\"\",L155/'Combined scenario - input'!$D140),\"\")","v":""},{"$f":"IFERROR(IF(OR(M155=\"\",'Combined scenario - input'!$D140=\"\"),\"\",M155/'Combined scenario - input'!$D140),\"\")","v":""},{"$f":"IFERROR(IF(OR(N155=\"\",'Combined scenario - input'!$D140=\"\"),\"\",N155/'Combined scenario - input'!$D140),\"\")","v":""},{"$f":"IFERROR(IF(OR(O155=\"\",'Combined scenario - input'!$D140=\"\"),\"\",O155/'Combined scenario - input'!$D140),\"\")","v":""},{"$f":"IFERROR(IF(OR(P155=\"\",'Combined scenario - input'!$D140=\"\"),\"\",P155/'Combined scenario - input'!$D140),\"\")","v":""},{"$f":"IFERROR(IF(OR(Q155=\"\",'Combined scenario - input'!$D140=\"\"),\"\",Q155/'Combined scenario - input'!$D140),\"\")","v":""},{"$f":"IFERROR(IF(OR(R155=\"\",'Combined scenario - input'!$D140=\"\"),\"\",R155/'Combined scenario - input'!$D140),\"\")","v":""},{"$f":"IFERROR(IF(OR(S155=\"\",'Combined scenario - input'!$D140=\"\"),\"\",S155/'Combined scenario - input'!$D140),\"\")","v":""},{"$f":"IFERROR(IF(OR(T155=\"\",'Combined scenario - input'!$D140=\"\"),\"\",T155/'Combined scenario - input'!$D140),\"\")","v":""},{"$f":"IFERROR(IF(OR(U155=\"\",'Combined scenario - input'!$D140=\"\"),\"\",U155/'Combined scenario - input'!$D140),\"\")","v":""},{"$f":"IFERROR(IF(OR(V155=\"\",'Combined scenario - input'!$D140=\"\"),\"\",V155/'Combined scenario - input'!$D140),\"\")","v":""},{"$f":"IFERROR(IF(OR(W155=\"\",'Combined scenario - input'!$D140=\"\"),\"\",W155/'Combined scenario - input'!$D140),\"\")","v":""}]
[{"$f":"IFERROR('Combined scenario - input'!A141,\"\")","v":""},{"$f":"IFERROR('Combined scenario - input'!B141,\"\")","v":""},{"$f":"IFERROR('Combined scenario - input'!C141,\"\")","v":""},{"$f":"IFERROR(repcalc('Combined scenario - input'!$CV141:$GH141,'Combined scenario - input'!$G141,'Combined scenario - input'!$E141,'Combined scenario - input'!$F141,20,TRUE,TRUE),\"\")","v":""},"","","","","","","","","","","","","","","","","","","",{"$f":"IFERROR(IF(OR(D156=\"\",'Combined scenario - input'!$D141=\"\"),\"\",D156/'Combined scenario - input'!$D141),\"\")","v":""},{"$f":"IFERROR(IF(OR(E156=\"\",'Combined scenario - input'!$D141=\"\"),\"\",E156/'Combined scenario - input'!$D141),\"\")","v":""},{"$f":"IFERROR(IF(OR(F156=\"\",'Combined scenario - input'!$D141=\"\"),\"\",F156/'Combined scenario - input'!$D141),\"\")","v":""},{"$f":"IFERROR(IF(OR(G156=\"\",'Combined scenario - input'!$D141=\"\"),\"\",G156/'Combined scenario - input'!$D141),\"\")","v":""},{"$f":"IFERROR(IF(OR(H156=\"\",'Combined scenario - input'!$D141=\"\"),\"\",H156/'Combined scenario - input'!$D141),\"\")","v":""},{"$f":"IFERROR(IF(OR(I156=\"\",'Combined scenario - input'!$D141=\"\"),\"\",I156/'Combined scenario - input'!$D141),\"\")","v":""},{"$f":"IFERROR(IF(OR(J156=\"\",'Combined scenario - input'!$D141=\"\"),\"\",J156/'Combined scenario - input'!$D141),\"\")","v":""},{"$f":"IFERROR(IF(OR(K156=\"\",'Combined scenario - input'!$D141=\"\"),\"\",K156/'Combined scenario - input'!$D141),\"\")","v":""},{"$f":"IFERROR(IF(OR(L156=\"\",'Combined scenario - input'!$D141=\"\"),\"\",L156/'Combined scenario - input'!$D141),\"\")","v":""},{"$f":"IFERROR(IF(OR(M156=\"\",'Combined scenario - input'!$D141=\"\"),\"\",M156/'Combined scenario - input'!$D141),\"\")","v":""},{"$f":"IFERROR(IF(OR(N156=\"\",'Combined scenario - input'!$D141=\"\"),\"\",N156/'Combined scenario - input'!$D141),\"\")","v":""},{"$f":"IFERROR(IF(OR(O156=\"\",'Combined scenario - input'!$D141=\"\"),\"\",O156/'Combined scenario - input'!$D141),\"\")","v":""},{"$f":"IFERROR(IF(OR(P156=\"\",'Combined scenario - input'!$D141=\"\"),\"\",P156/'Combined scenario - input'!$D141),\"\")","v":""},{"$f":"IFERROR(IF(OR(Q156=\"\",'Combined scenario - input'!$D141=\"\"),\"\",Q156/'Combined scenario - input'!$D141),\"\")","v":""},{"$f":"IFERROR(IF(OR(R156=\"\",'Combined scenario - input'!$D141=\"\"),\"\",R156/'Combined scenario - input'!$D141),\"\")","v":""},{"$f":"IFERROR(IF(OR(S156=\"\",'Combined scenario - input'!$D141=\"\"),\"\",S156/'Combined scenario - input'!$D141),\"\")","v":""},{"$f":"IFERROR(IF(OR(T156=\"\",'Combined scenario - input'!$D141=\"\"),\"\",T156/'Combined scenario - input'!$D141),\"\")","v":""},{"$f":"IFERROR(IF(OR(U156=\"\",'Combined scenario - input'!$D141=\"\"),\"\",U156/'Combined scenario - input'!$D141),\"\")","v":""},{"$f":"IFERROR(IF(OR(V156=\"\",'Combined scenario - input'!$D141=\"\"),\"\",V156/'Combined scenario - input'!$D141),\"\")","v":""},{"$f":"IFERROR(IF(OR(W156=\"\",'Combined scenario - input'!$D141=\"\"),\"\",W156/'Combined scenario - input'!$D141),\"\")","v":""}]
[{"$f":"IFERROR('Combined scenario - input'!A142,\"\")","v":""},{"$f":"IFERROR('Combined scenario - input'!B142,\"\")","v":""},{"$f":"IFERROR('Combined scenario - input'!C142,\"\")","v":""},{"$f":"IFERROR(repcalc('Combined scenario - input'!$CV142:$GH142,'Combined scenario - input'!$G142,'Combined scenario - input'!$E142,'Combined scenario - input'!$F142,20,TRUE,TRUE),\"\")","v":""},"","","","","","","","","","","","","","","","","","","",{"$f":"IFERROR(IF(OR(D157=\"\",'Combined scenario - input'!$D142=\"\"),\"\",D157/'Combined scenario - input'!$D142),\"\")","v":""},{"$f":"IFERROR(IF(OR(E157=\"\",'Combined scenario - input'!$D142=\"\"),\"\",E157/'Combined scenario - input'!$D142),\"\")","v":""},{"$f":"IFERROR(IF(OR(F157=\"\",'Combined scenario - input'!$D142=\"\"),\"\",F157/'Combined scenario - input'!$D142),\"\")","v":""},{"$f":"IFERROR(IF(OR(G157=\"\",'Combined scenario - input'!$D142=\"\"),\"\",G157/'Combined scenario - input'!$D142),\"\")","v":""},{"$f":"IFERROR(IF(OR(H157=\"\",'Combined scenario - input'!$D142=\"\"),\"\",H157/'Combined scenario - input'!$D142),\"\")","v":""},{"$f":"IFERROR(IF(OR(I157=\"\",'Combined scenario - input'!$D142=\"\"),\"\",I157/'Combined scenario - input'!$D142),\"\")","v":""},{"$f":"IFERROR(IF(OR(J157=\"\",'Combined scenario - input'!$D142=\"\"),\"\",J157/'Combined scenario - input'!$D142),\"\")","v":""},{"$f":"IFERROR(IF(OR(K157=\"\",'Combined scenario - input'!$D142=\"\"),\"\",K157/'Combined scenario - input'!$D142),\"\")","v":""},{"$f":"IFERROR(IF(OR(L157=\"\",'Combined scenario - input'!$D142=\"\"),\"\",L157/'Combined scenario - input'!$D142),\"\")","v":""},{"$f":"IFERROR(IF(OR(M157=\"\",'Combined scenario - input'!$D142=\"\"),\"\",M157/'Combined scenario - input'!$D142),\"\")","v":""},{"$f":"IFERROR(IF(OR(N157=\"\",'Combined scenario - input'!$D142=\"\"),\"\",N157/'Combined scenario - input'!$D142),\"\")","v":""},{"$f":"IFERROR(IF(OR(O157=\"\",'Combined scenario - input'!$D142=\"\"),\"\",O157/'Combined scenario - input'!$D142),\"\")","v":""},{"$f":"IFERROR(IF(OR(P157=\"\",'Combined scenario - input'!$D142=\"\"),\"\",P157/'Combined scenario - input'!$D142),\"\")","v":""},{"$f":"IFERROR(IF(OR(Q157=\"\",'Combined scenario - input'!$D142=\"\"),\"\",Q157/'Combined scenario - input'!$D142),\"\")","v":""},{"$f":"IFERROR(IF(OR(R157=\"\",'Combined scenario - input'!$D142=\"\"),\"\",R157/'Combined scenario - input'!$D142),\"\")","v":""},{"$f":"IFERROR(IF(OR(S157=\"\",'Combined scenario - input'!$D142=\"\"),\"\",S157/'Combined scenario - input'!$D142),\"\")","v":""},{"$f":"IFERROR(IF(OR(T157=\"\",'Combined scenario - input'!$D142=\"\"),\"\",T157/'Combined scenario - input'!$D142),\"\")","v":""},{"$f":"IFERROR(IF(OR(U157=\"\",'Combined scenario - input'!$D142=\"\"),\"\",U157/'Combined scenario - input'!$D142),\"\")","v":""},{"$f":"IFERROR(IF(OR(V157=\"\",'Combined scenario - input'!$D142=\"\"),\"\",V157/'Combined scenario - input'!$D142),\"\")","v":""},{"$f":"IFERROR(IF(OR(W157=\"\",'Combined scenario - input'!$D142=\"\"),\"\",W157/'Combined scenario - input'!$D142),\"\")","v":""}]
[{"$f":"IFERROR('Combined scenario - input'!A143,\"\")","v":""},{"$f":"IFERROR('Combined scenario - input'!B143,\"\")","v":""},{"$f":"IFERROR('Combined scenario - input'!C143,\"\")","v":""},{"$f":"IFERROR(repcalc('Combined scenario - input'!$CV143:$GH143,'Combined scenario - input'!$G143,'Combined scenario - input'!$E143,'Combined scenario - input'!$F143,20,TRUE,TRUE),\"\")","v":""},"","","","","","","","","","","","","","","","","","","",{"$f":"IFERROR(IF(OR(D158=\"\",'Combined scenario - input'!$D143=\"\"),\"\",D158/'Combined scenario - input'!$D143),\"\")","v":""},{"$f":"IFERROR(IF(OR(E158=\"\",'Combined scenario - input'!$D143=\"\"),\"\",E158/'Combined scenario - input'!$D143),\"\")","v":""},{"$f":"IFERROR(IF(OR(F158=\"\",'Combined scenario - input'!$D143=\"\"),\"\",F158/'Combined scenario - input'!$D143),\"\")","v":""},{"$f":"IFERROR(IF(OR(G158=\"\",'Combined scenario - input'!$D143=\"\"),\"\",G158/'Combined scenario - input'!$D143),\"\")","v":""},{"$f":"IFERROR(IF(OR(H158=\"\",'Combined scenario - input'!$D143=\"\"),\"\",H158/'Combined scenario - input'!$D143),\"\")","v":""},{"$f":"IFERROR(IF(OR(I158=\"\",'Combined scenario - input'!$D143=\"\"),\"\",I158/'Combined scenario - input'!$D143),\"\")","v":""},{"$f":"IFERROR(IF(OR(J158=\"\",'Combined scenario - input'!$D143=\"\"),\"\",J158/'Combined scenario - input'!$D143),\"\")","v":""},{"$f":"IFERROR(IF(OR(K158=\"\",'Combined scenario - input'!$D143=\"\"),\"\",K158/'Combined scenario - input'!$D143),\"\")","v":""},{"$f":"IFERROR(IF(OR(L158=\"\",'Combined scenario - input'!$D143=\"\"),\"\",L158/'Combined scenario - input'!$D143),\"\")","v":""},{"$f":"IFERROR(IF(OR(M158=\"\",'Combined scenario - input'!$D143=\"\"),\"\",M158/'Combined scenario - input'!$D143),\"\")","v":""},{"$f":"IFERROR(IF(OR(N158=\"\",'Combined scenario - input'!$D143=\"\"),\"\",N158/'Combined scenario - input'!$D143),\"\")","v":""},{"$f":"IFERROR(IF(OR(O158=\"\",'Combined scenario - input'!$D143=\"\"),\"\",O158/'Combined scenario - input'!$D143),\"\")","v":""},{"$f":"IFERROR(IF(OR(P158=\"\",'Combined scenario - input'!$D143=\"\"),\"\",P158/'Combined scenario - input'!$D143),\"\")","v":""},{"$f":"IFERROR(IF(OR(Q158=\"\",'Combined scenario - input'!$D143=\"\"),\"\",Q158/'Combined scenario - input'!$D143),\"\")","v":""},{"$f":"IFERROR(IF(OR(R158=\"\",'Combined scenario - input'!$D143=\"\"),\"\",R158/'Combined scenario - input'!$D143),\"\")","v":""},{"$f":"IFERROR(IF(OR(S158=\"\",'Combined scenario - input'!$D143=\"\"),\"\",S158/'Combined scenario - input'!$D143),\"\")","v":""},{"$f":"IFERROR(IF(OR(T158=\"\",'Combined scenario - input'!$D143=\"\"),\"\",T158/'Combined scenario - input'!$D143),\"\")","v":""},{"$f":"IFERROR(IF(OR(U158=\"\",'Combined scenario - input'!$D143=\"\"),\"\",U158/'Combined scenario - input'!$D143),\"\")","v":""},{"$f":"IFERROR(IF(OR(V158=\"\",'Combined scenario - input'!$D143=\"\"),\"\",V158/'Combined scenario - input'!$D143),\"\")","v":""},{"$f":"IFERROR(IF(OR(W158=\"\",'Combined scenario - input'!$D143=\"\"),\"\",W158/'Combined scenario - input'!$D143),\"\")","v":""}]
[{"$f":"IFERROR('Combined scenario - input'!A144,\"\")","v":""},{"$f":"IFERROR('Combined scenario - input'!B144,\"\")","v":""},{"$f":"IFERROR('Combined scenario - input'!C144,\"\")","v":""},{"$f":"IFERROR(repcalc('Combined scenario - input'!$CV144:$GH144,'Combined scenario - input'!$G144,'Combined scenario - input'!$E144,'Combined scenario - input'!$F144,20,TRUE,TRUE),\"\")","v":""},"","","","","","","","","","","","","","","","","","","",{"$f":"IFERROR(IF(OR(D159=\"\",'Combined scenario - input'!$D144=\"\"),\"\",D159/'Combined scenario - input'!$D144),\"\")","v":""},{"$f":"IFERROR(IF(OR(E159=\"\",'Combined scenario - input'!$D144=\"\"),\"\",E159/'Combined scenario - input'!$D144),\"\")","v":""},{"$f":"IFERROR(IF(OR(F159=\"\",'Combined scenario - input'!$D144=\"\"),\"\",F159/'Combined scenario - input'!$D144),\"\")","v":""},{"$f":"IFERROR(IF(OR(G159=\"\",'Combined scenario - input'!$D144=\"\"),\"\",G159/'Combined scenario - input'!$D144),\"\")","v":""},{"$f":"IFERROR(IF(OR(H159=\"\",'Combined scenario - input'!$D144=\"\"),\"\",H159/'Combined scenario - input'!$D144),\"\")","v":""},{"$f":"IFERROR(IF(OR(I159=\"\",'Combined scenario - input'!$D144=\"\"),\"\",I159/'Combined scenario - input'!$D144),\"\")","v":""},{"$f":"IFERROR(IF(OR(J159=\"\",'Combined scenario - input'!$D144=\"\"),\"\",J159/'Combined scenario - input'!$D144),\"\")","v":""},{"$f":"IFERROR(IF(OR(K159=\"\",'Combined scenario - input'!$D144=\"\"),\"\",K159/'Combined scenario - input'!$D144),\"\")","v":""},{"$f":"IFERROR(IF(OR(L159=\"\",'Combined scenario - input'!$D144=\"\"),\"\",L159/'Combined scenario - input'!$D144),\"\")","v":""},{"$f":"IFERROR(IF(OR(M159=\"\",'Combined scenario - input'!$D144=\"\"),\"\",M159/'Combined scenario - input'!$D144),\"\")","v":""},{"$f":"IFERROR(IF(OR(N159=\"\",'Combined scenario - input'!$D144=\"\"),\"\",N159/'Combined scenario - input'!$D144),\"\")","v":""},{"$f":"IFERROR(IF(OR(O159=\"\",'Combined scenario - input'!$D144=\"\"),\"\",O159/'Combined scenario - input'!$D144),\"\")","v":""},{"$f":"IFERROR(IF(OR(P159=\"\",'Combined scenario - input'!$D144=\"\"),\"\",P159/'Combined scenario - input'!$D144),\"\")","v":""},{"$f":"IFERROR(IF(OR(Q159=\"\",'Combined scenario - input'!$D144=\"\"),\"\",Q159/'Combined scenario - input'!$D144),\"\")","v":""},{"$f":"IFERROR(IF(OR(R159=\"\",'Combined scenario - input'!$D144=\"\"),\"\",R159/'Combined scenario - input'!$D144),\"\")","v":""},{"$f":"IFERROR(IF(OR(S159=\"\",'Combined scenario - input'!$D144=\"\"),\"\",S159/'Combined scenario - input'!$D144),\"\")","v":""},{"$f":"IFERROR(IF(OR(T159=\"\",'Combined scenario - input'!$D144=\"\"),\"\",T159/'Combined scenario - input'!$D144),\"\")","v":""},{"$f":"IFERROR(IF(OR(U159=\"\",'Combined scenario - input'!$D144=\"\"),\"\",U159/'Combined scenario - input'!$D144),\"\")","v":""},{"$f":"IFERROR(IF(OR(V159=\"\",'Combined scenario - input'!$D144=\"\"),\"\",V159/'Combined scenario - input'!$D144),\"\")","v":""},{"$f":"IFERROR(IF(OR(W159=\"\",'Combined scenario - input'!$D144=\"\"),\"\",W159/'Combined scenario - input'!$D144),\"\")","v":""}]
[{"$f":"IFERROR('Combined scenario - input'!A145,\"\")","v":""},{"$f":"IFERROR('Combined scenario - input'!B145,\"\")","v":""},{"$f":"IFERROR('Combined scenario - input'!C145,\"\")","v":""},{"$f":"IFERROR(repcalc('Combined scenario - input'!$CV145:$GH145,'Combined scenario - input'!$G145,'Combined scenario - input'!$E145,'Combined scenario - input'!$F145,20,TRUE,TRUE),\"\")","v":""},"","","","","","","","","","","","","","","","","","","",{"$f":"IFERROR(IF(OR(D160=\"\",'Combined scenario - input'!$D145=\"\"),\"\",D160/'Combined scenario - input'!$D145),\"\")","v":""},{"$f":"IFERROR(IF(OR(E160=\"\",'Combined scenario - input'!$D145=\"\"),\"\",E160/'Combined scenario - input'!$D145),\"\")","v":""},{"$f":"IFERROR(IF(OR(F160=\"\",'Combined scenario - input'!$D145=\"\"),\"\",F160/'Combined scenario - input'!$D145),\"\")","v":""},{"$f":"IFERROR(IF(OR(G160=\"\",'Combined scenario - input'!$D145=\"\"),\"\",G160/'Combined scenario - input'!$D145),\"\")","v":""},{"$f":"IFERROR(IF(OR(H160=\"\",'Combined scenario - input'!$D145=\"\"),\"\",H160/'Combined scenario - input'!$D145),\"\")","v":""},{"$f":"IFERROR(IF(OR(I160=\"\",'Combined scenario - input'!$D145=\"\"),\"\",I160/'Combined scenario - input'!$D145),\"\")","v":""},{"$f":"IFERROR(IF(OR(J160=\"\",'Combined scenario - input'!$D145=\"\"),\"\",J160/'Combined scenario - input'!$D145),\"\")","v":""},{"$f":"IFERROR(IF(OR(K160=\"\",'Combined scenario - input'!$D145=\"\"),\"\",K160/'Combined scenario - input'!$D145),\"\")","v":""},{"$f":"IFERROR(IF(OR(L160=\"\",'Combined scenario - input'!$D145=\"\"),\"\",L160/'Combined scenario - input'!$D145),\"\")","v":""},{"$f":"IFERROR(IF(OR(M160=\"\",'Combined scenario - input'!$D145=\"\"),\"\",M160/'Combined scenario - input'!$D145),\"\")","v":""},{"$f":"IFERROR(IF(OR(N160=\"\",'Combined scenario - input'!$D145=\"\"),\"\",N160/'Combined scenario - input'!$D145),\"\")","v":""},{"$f":"IFERROR(IF(OR(O160=\"\",'Combined scenario - input'!$D145=\"\"),\"\",O160/'Combined scenario - input'!$D145),\"\")","v":""},{"$f":"IFERROR(IF(OR(P160=\"\",'Combined scenario - input'!$D145=\"\"),\"\",P160/'Combined scenario - input'!$D145),\"\")","v":""},{"$f":"IFERROR(IF(OR(Q160=\"\",'Combined scenario - input'!$D145=\"\"),\"\",Q160/'Combined scenario - input'!$D145),\"\")","v":""},{"$f":"IFERROR(IF(OR(R160=\"\",'Combined scenario - input'!$D145=\"\"),\"\",R160/'Combined scenario - input'!$D145),\"\")","v":""},{"$f":"IFERROR(IF(OR(S160=\"\",'Combined scenario - input'!$D145=\"\"),\"\",S160/'Combined scenario - input'!$D145),\"\")","v":""},{"$f":"IFERROR(IF(OR(T160=\"\",'Combined scenario - input'!$D145=\"\"),\"\",T160/'Combined scenario - input'!$D145),\"\")","v":""},{"$f":"IFERROR(IF(OR(U160=\"\",'Combined scenario - input'!$D145=\"\"),\"\",U160/'Combined scenario - input'!$D145),\"\")","v":""},{"$f":"IFERROR(IF(OR(V160=\"\",'Combined scenario - input'!$D145=\"\"),\"\",V160/'Combined scenario - input'!$D145),\"\")","v":""},{"$f":"IFERROR(IF(OR(W160=\"\",'Combined scenario - input'!$D145=\"\"),\"\",W160/'Combined scenario - input'!$D145),\"\")","v":""}]
[{"$f":"IFERROR('Combined scenario - input'!A146,\"\")","v":""},{"$f":"IFERROR('Combined scenario - input'!B146,\"\")","v":""},{"$f":"IFERROR('Combined scenario - input'!C146,\"\")","v":""},{"$f":"IFERROR(repcalc('Combined scenario - input'!$CV146:$GH146,'Combined scenario - input'!$G146,'Combined scenario - input'!$E146,'Combined scenario - input'!$F146,20,TRUE,TRUE),\"\")","v":""},"","","","","","","","","","","","","","","","","","","",{"$f":"IFERROR(IF(OR(D161=\"\",'Combined scenario - input'!$D146=\"\"),\"\",D161/'Combined scenario - input'!$D146),\"\")","v":""},{"$f":"IFERROR(IF(OR(E161=\"\",'Combined scenario - input'!$D146=\"\"),\"\",E161/'Combined scenario - input'!$D146),\"\")","v":""},{"$f":"IFERROR(IF(OR(F161=\"\",'Combined scenario - input'!$D146=\"\"),\"\",F161/'Combined scenario - input'!$D146),\"\")","v":""},{"$f":"IFERROR(IF(OR(G161=\"\",'Combined scenario - input'!$D146=\"\"),\"\",G161/'Combined scenario - input'!$D146),\"\")","v":""},{"$f":"IFERROR(IF(OR(H161=\"\",'Combined scenario - input'!$D146=\"\"),\"\",H161/'Combined scenario - input'!$D146),\"\")","v":""},{"$f":"IFERROR(IF(OR(I161=\"\",'Combined scenario - input'!$D146=\"\"),\"\",I161/'Combined scenario - input'!$D146),\"\")","v":""},{"$f":"IFERROR(IF(OR(J161=\"\",'Combined scenario - input'!$D146=\"\"),\"\",J161/'Combined scenario - input'!$D146),\"\")","v":""},{"$f":"IFERROR(IF(OR(K161=\"\",'Combined scenario - input'!$D146=\"\"),\"\",K161/'Combined scenario - input'!$D146),\"\")","v":""},{"$f":"IFERROR(IF(OR(L161=\"\",'Combined scenario - input'!$D146=\"\"),\"\",L161/'Combined scenario - input'!$D146),\"\")","v":""},{"$f":"IFERROR(IF(OR(M161=\"\",'Combined scenario - input'!$D146=\"\"),\"\",M161/'Combined scenario - input'!$D146),\"\")","v":""},{"$f":"IFERROR(IF(OR(N161=\"\",'Combined scenario - input'!$D146=\"\"),\"\",N161/'Combined scenario - input'!$D146),\"\")","v":""},{"$f":"IFERROR(IF(OR(O161=\"\",'Combined scenario - input'!$D146=\"\"),\"\",O161/'Combined scenario - input'!$D146),\"\")","v":""},{"$f":"IFERROR(IF(OR(P161=\"\",'Combined scenario - input'!$D146=\"\"),\"\",P161/'Combined scenario - input'!$D146),\"\")","v":""},{"$f":"IFERROR(IF(OR(Q161=\"\",'Combined scenario - input'!$D146=\"\"),\"\",Q161/'Combined scenario - input'!$D146),\"\")","v":""},{"$f":"IFERROR(IF(OR(R161=\"\",'Combined scenario - input'!$D146=\"\"),\"\",R161/'Combined scenario - input'!$D146),\"\")","v":""},{"$f":"IFERROR(IF(OR(S161=\"\",'Combined scenario - input'!$D146=\"\"),\"\",S161/'Combined scenario - input'!$D146),\"\")","v":""},{"$f":"IFERROR(IF(OR(T161=\"\",'Combined scenario - input'!$D146=\"\"),\"\",T161/'Combined scenario - input'!$D146),\"\")","v":""},{"$f":"IFERROR(IF(OR(U161=\"\",'Combined scenario - input'!$D146=\"\"),\"\",U161/'Combined scenario - input'!$D146),\"\")","v":""},{"$f":"IFERROR(IF(OR(V161=\"\",'Combined scenario - input'!$D146=\"\"),\"\",V161/'Combined scenario - input'!$D146),\"\")","v":""},{"$f":"IFERROR(IF(OR(W161=\"\",'Combined scenario - input'!$D146=\"\"),\"\",W161/'Combined scenario - input'!$D146),\"\")","v":""}]
[{"$f":"IFERROR('Combined scenario - input'!A147,\"\")","v":""},{"$f":"IFERROR('Combined scenario - input'!B147,\"\")","v":""},{"$f":"IFERROR('Combined scenario - input'!C147,\"\")","v":""},{"$f":"IFERROR(repcalc('Combined scenario - input'!$CV147:$GH147,'Combined scenario - input'!$G147,'Combined scenario - input'!$E147,'Combined scenario - input'!$F147,20,TRUE,TRUE),\"\")","v":""},"","","","","","","","","","","","","","","","","","","",{"$f":"IFERROR(IF(OR(D162=\"\",'Combined scenario - input'!$D147=\"\"),\"\",D162/'Combined scenario - input'!$D147),\"\")","v":""},{"$f":"IFERROR(IF(OR(E162=\"\",'Combined scenario - input'!$D147=\"\"),\"\",E162/'Combined scenario - input'!$D147),\"\")","v":""},{"$f":"IFERROR(IF(OR(F162=\"\",'Combined scenario - input'!$D147=\"\"),\"\",F162/'Combined scenario - input'!$D147),\"\")","v":""},{"$f":"IFERROR(IF(OR(G162=\"\",'Combined scenario - input'!$D147=\"\"),\"\",G162/'Combined scenario - input'!$D147),\"\")","v":""},{"$f":"IFERROR(IF(OR(H162=\"\",'Combined scenario - input'!$D147=\"\"),\"\",H162/'Combined scenario - input'!$D147),\"\")","v":""},{"$f":"IFERROR(IF(OR(I162=\"\",'Combined scenario - input'!$D147=\"\"),\"\",I162/'Combined scenario - input'!$D147),\"\")","v":""},{"$f":"IFERROR(IF(OR(J162=\"\",'Combined scenario - input'!$D147=\"\"),\"\",J162/'Combined scenario - input'!$D147),\"\")","v":""},{"$f":"IFERROR(IF(OR(K162=\"\",'Combined scenario - input'!$D147=\"\"),\"\",K162/'Combined scenario - input'!$D147),\"\")","v":""},{"$f":"IFERROR(IF(OR(L162=\"\",'Combined scenario - input'!$D147=\"\"),\"\",L162/'Combined scenario - input'!$D147),\"\")","v":""},{"$f":"IFERROR(IF(OR(M162=\"\",'Combined scenario - input'!$D147=\"\"),\"\",M162/'Combined scenario - input'!$D147),\"\")","v":""},{"$f":"IFERROR(IF(OR(N162=\"\",'Combined scenario - input'!$D147=\"\"),\"\",N162/'Combined scenario - input'!$D147),\"\")","v":""},{"$f":"IFERROR(IF(OR(O162=\"\",'Combined scenario - input'!$D147=\"\"),\"\",O162/'Combined scenario - input'!$D147),\"\")","v":""},{"$f":"IFERROR(IF(OR(P162=\"\",'Combined scenario - input'!$D147=\"\"),\"\",P162/'Combined scenario - input'!$D147),\"\")","v":""},{"$f":"IFERROR(IF(OR(Q162=\"\",'Combined scenario - input'!$D147=\"\"),\"\",Q162/'Combined scenario - input'!$D147),\"\")","v":""},{"$f":"IFERROR(IF(OR(R162=\"\",'Combined scenario - input'!$D147=\"\"),\"\",R162/'Combined scenario - input'!$D147),\"\")","v":""},{"$f":"IFERROR(IF(OR(S162=\"\",'Combined scenario - input'!$D147=\"\"),\"\",S162/'Combined scenario - input'!$D147),\"\")","v":""},{"$f":"IFERROR(IF(OR(T162=\"\",'Combined scenario - input'!$D147=\"\"),\"\",T162/'Combined scenario - input'!$D147),\"\")","v":""},{"$f":"IFERROR(IF(OR(U162=\"\",'Combined scenario - input'!$D147=\"\"),\"\",U162/'Combined scenario - input'!$D147),\"\")","v":""},{"$f":"IFERROR(IF(OR(V162=\"\",'Combined scenario - input'!$D147=\"\"),\"\",V162/'Combined scenario - input'!$D147),\"\")","v":""},{"$f":"IFERROR(IF(OR(W162=\"\",'Combined scenario - input'!$D147=\"\"),\"\",W162/'Combined scenario - input'!$D147),\"\")","v":""}]
[{"$f":"IFERROR('Combined scenario - input'!A148,\"\")","v":""},{"$f":"IFERROR('Combined scenario - input'!B148,\"\")","v":""},{"$f":"IFERROR('Combined scenario - input'!C148,\"\")","v":""},{"$f":"IFERROR(repcalc('Combined scenario - input'!$CV148:$GH148,'Combined scenario - input'!$G148,'Combined scenario - input'!$E148,'Combined scenario - input'!$F148,20,TRUE,TRUE),\"\")","v":""},"","","","","","","","","","","","","","","","","","","",{"$f":"IFERROR(IF(OR(D163=\"\",'Combined scenario - input'!$D148=\"\"),\"\",D163/'Combined scenario - input'!$D148),\"\")","v":""},{"$f":"IFERROR(IF(OR(E163=\"\",'Combined scenario - input'!$D148=\"\"),\"\",E163/'Combined scenario - input'!$D148),\"\")","v":""},{"$f":"IFERROR(IF(OR(F163=\"\",'Combined scenario - input'!$D148=\"\"),\"\",F163/'Combined scenario - input'!$D148),\"\")","v":""},{"$f":"IFERROR(IF(OR(G163=\"\",'Combined scenario - input'!$D148=\"\"),\"\",G163/'Combined scenario - input'!$D148),\"\")","v":""},{"$f":"IFERROR(IF(OR(H163=\"\",'Combined scenario - input'!$D148=\"\"),\"\",H163/'Combined scenario - input'!$D148),\"\")","v":""},{"$f":"IFERROR(IF(OR(I163=\"\",'Combined scenario - input'!$D148=\"\"),\"\",I163/'Combined scenario - input'!$D148),\"\")","v":""},{"$f":"IFERROR(IF(OR(J163=\"\",'Combined scenario - input'!$D148=\"\"),\"\",J163/'Combined scenario - input'!$D148),\"\")","v":""},{"$f":"IFERROR(IF(OR(K163=\"\",'Combined scenario - input'!$D148=\"\"),\"\",K163/'Combined scenario - input'!$D148),\"\")","v":""},{"$f":"IFERROR(IF(OR(L163=\"\",'Combined scenario - input'!$D148=\"\"),\"\",L163/'Combined scenario - input'!$D148),\"\")","v":""},{"$f":"IFERROR(IF(OR(M163=\"\",'Combined scenario - input'!$D148=\"\"),\"\",M163/'Combined scenario - input'!$D148),\"\")","v":""},{"$f":"IFERROR(IF(OR(N163=\"\",'Combined scenario - input'!$D148=\"\"),\"\",N163/'Combined scenario - input'!$D148),\"\")","v":""},{"$f":"IFERROR(IF(OR(O163=\"\",'Combined scenario - input'!$D148=\"\"),\"\",O163/'Combined scenario - input'!$D148),\"\")","v":""},{"$f":"IFERROR(IF(OR(P163=\"\",'Combined scenario - input'!$D148=\"\"),\"\",P163/'Combined scenario - input'!$D148),\"\")","v":""},{"$f":"IFERROR(IF(OR(Q163=\"\",'Combined scenario - input'!$D148=\"\"),\"\",Q163/'Combined scenario - input'!$D148),\"\")","v":""},{"$f":"IFERROR(IF(OR(R163=\"\",'Combined scenario - input'!$D148=\"\"),\"\",R163/'Combined scenario - input'!$D148),\"\")","v":""},{"$f":"IFERROR(IF(OR(S163=\"\",'Combined scenario - input'!$D148=\"\"),\"\",S163/'Combined scenario - input'!$D148),\"\")","v":""},{"$f":"IFERROR(IF(OR(T163=\"\",'Combined scenario - input'!$D148=\"\"),\"\",T163/'Combined scenario - input'!$D148),\"\")","v":""},{"$f":"IFERROR(IF(OR(U163=\"\",'Combined scenario - input'!$D148=\"\"),\"\",U163/'Combined scenario - input'!$D148),\"\")","v":""},{"$f":"IFERROR(IF(OR(V163=\"\",'Combined scenario - input'!$D148=\"\"),\"\",V163/'Combined scenario - input'!$D148),\"\")","v":""},{"$f":"IFERROR(IF(OR(W163=\"\",'Combined scenario - input'!$D148=\"\"),\"\",W163/'Combined scenario - input'!$D148),\"\")","v":""}]
[{"$f":"IFERROR('Combined scenario - input'!A149,\"\")","v":""},{"$f":"IFERROR('Combined scenario - input'!B149,\"\")","v":""},{"$f":"IFERROR('Combined scenario - input'!C149,\"\")","v":""},{"$f":"IFERROR(repcalc('Combined scenario - input'!$CV149:$GH149,'Combined scenario - input'!$G149,'Combined scenario - input'!$E149,'Combined scenario - input'!$F149,20,TRUE,TRUE),\"\")","v":""},"","","","","","","","","","","","","","","","","","","",{"$f":"IFERROR(IF(OR(D164=\"\",'Combined scenario - input'!$D149=\"\"),\"\",D164/'Combined scenario - input'!$D149),\"\")","v":""},{"$f":"IFERROR(IF(OR(E164=\"\",'Combined scenario - input'!$D149=\"\"),\"\",E164/'Combined scenario - input'!$D149),\"\")","v":""},{"$f":"IFERROR(IF(OR(F164=\"\",'Combined scenario - input'!$D149=\"\"),\"\",F164/'Combined scenario - input'!$D149),\"\")","v":""},{"$f":"IFERROR(IF(OR(G164=\"\",'Combined scenario - input'!$D149=\"\"),\"\",G164/'Combined scenario - input'!$D149),\"\")","v":""},{"$f":"IFERROR(IF(OR(H164=\"\",'Combined scenario - input'!$D149=\"\"),\"\",H164/'Combined scenario - input'!$D149),\"\")","v":""},{"$f":"IFERROR(IF(OR(I164=\"\",'Combined scenario - input'!$D149=\"\"),\"\",I164/'Combined scenario - input'!$D149),\"\")","v":""},{"$f":"IFERROR(IF(OR(J164=\"\",'Combined scenario - input'!$D149=\"\"),\"\",J164/'Combined scenario - input'!$D149),\"\")","v":""},{"$f":"IFERROR(IF(OR(K164=\"\",'Combined scenario - input'!$D149=\"\"),\"\",K164/'Combined scenario - input'!$D149),\"\")","v":""},{"$f":"IFERROR(IF(OR(L164=\"\",'Combined scenario - input'!$D149=\"\"),\"\",L164/'Combined scenario - input'!$D149),\"\")","v":""},{"$f":"IFERROR(IF(OR(M164=\"\",'Combined scenario - input'!$D149=\"\"),\"\",M164/'Combined scenario - input'!$D149),\"\")","v":""},{"$f":"IFERROR(IF(OR(N164=\"\",'Combined scenario - input'!$D149=\"\"),\"\",N164/'Combined scenario - input'!$D149),\"\")","v":""},{"$f":"IFERROR(IF(OR(O164=\"\",'Combined scenario - input'!$D149=\"\"),\"\",O164/'Combined scenario - input'!$D149),\"\")","v":""},{"$f":"IFERROR(IF(OR(P164=\"\",'Combined scenario - input'!$D149=\"\"),\"\",P164/'Combined scenario - input'!$D149),\"\")","v":""},{"$f":"IFERROR(IF(OR(Q164=\"\",'Combined scenario - input'!$D149=\"\"),\"\",Q164/'Combined scenario - input'!$D149),\"\")","v":""},{"$f":"IFERROR(IF(OR(R164=\"\",'Combined scenario - input'!$D149=\"\"),\"\",R164/'Combined scenario - input'!$D149),\"\")","v":""},{"$f":"IFERROR(IF(OR(S164=\"\",'Combined scenario - input'!$D149=\"\"),\"\",S164/'Combined scenario - input'!$D149),\"\")","v":""},{"$f":"IFERROR(IF(OR(T164=\"\",'Combined scenario - input'!$D149=\"\"),\"\",T164/'Combined scenario - input'!$D149),\"\")","v":""},{"$f":"IFERROR(IF(OR(U164=\"\",'Combined scenario - input'!$D149=\"\"),\"\",U164/'Combined scenario - input'!$D149),\"\")","v":""},{"$f":"IFERROR(IF(OR(V164=\"\",'Combined scenario - input'!$D149=\"\"),\"\",V164/'Combined scenario - input'!$D149),\"\")","v":""},{"$f":"IFERROR(IF(OR(W164=\"\",'Combined scenario - input'!$D149=\"\"),\"\",W164/'Combined scenario - input'!$D149),\"\")","v":""}]
[{"$f":"IFERROR('Combined scenario - input'!A150,\"\")","v":""},{"$f":"IFERROR('Combined scenario - input'!B150,\"\")","v":""},{"$f":"IFERROR('Combined scenario - input'!C150,\"\")","v":""},{"$f":"IFERROR(repcalc('Combined scenario - input'!$CV150:$GH150,'Combined scenario - input'!$G150,'Combined scenario - input'!$E150,'Combined scenario - input'!$F150,20,TRUE,TRUE),\"\")","v":""},"","","","","","","","","","","","","","","","","","","",{"$f":"IFERROR(IF(OR(D165=\"\",'Combined scenario - input'!$D150=\"\"),\"\",D165/'Combined scenario - input'!$D150),\"\")","v":""},{"$f":"IFERROR(IF(OR(E165=\"\",'Combined scenario - input'!$D150=\"\"),\"\",E165/'Combined scenario - input'!$D150),\"\")","v":""},{"$f":"IFERROR(IF(OR(F165=\"\",'Combined scenario - input'!$D150=\"\"),\"\",F165/'Combined scenario - input'!$D150),\"\")","v":""},{"$f":"IFERROR(IF(OR(G165=\"\",'Combined scenario - input'!$D150=\"\"),\"\",G165/'Combined scenario - input'!$D150),\"\")","v":""},{"$f":"IFERROR(IF(OR(H165=\"\",'Combined scenario - input'!$D150=\"\"),\"\",H165/'Combined scenario - input'!$D150),\"\")","v":""},{"$f":"IFERROR(IF(OR(I165=\"\",'Combined scenario - input'!$D150=\"\"),\"\",I165/'Combined scenario - input'!$D150),\"\")","v":""},{"$f":"IFERROR(IF(OR(J165=\"\",'Combined scenario - input'!$D150=\"\"),\"\",J165/'Combined scenario - input'!$D150),\"\")","v":""},{"$f":"IFERROR(IF(OR(K165=\"\",'Combined scenario - input'!$D150=\"\"),\"\",K165/'Combined scenario - input'!$D150),\"\")","v":""},{"$f":"IFERROR(IF(OR(L165=\"\",'Combined scenario - input'!$D150=\"\"),\"\",L165/'Combined scenario - input'!$D150),\"\")","v":""},{"$f":"IFERROR(IF(OR(M165=\"\",'Combined scenario - input'!$D150=\"\"),\"\",M165/'Combined scenario - input'!$D150),\"\")","v":""},{"$f":"IFERROR(IF(OR(N165=\"\",'Combined scenario - input'!$D150=\"\"),\"\",N165/'Combined scenario - input'!$D150),\"\")","v":""},{"$f":"IFERROR(IF(OR(O165=\"\",'Combined scenario - input'!$D150=\"\"),\"\",O165/'Combined scenario - input'!$D150),\"\")","v":""},{"$f":"IFERROR(IF(OR(P165=\"\",'Combined scenario - input'!$D150=\"\"),\"\",P165/'Combined scenario - input'!$D150),\"\")","v":""},{"$f":"IFERROR(IF(OR(Q165=\"\",'Combined scenario - input'!$D150=\"\"),\"\",Q165/'Combined scenario - input'!$D150),\"\")","v":""},{"$f":"IFERROR(IF(OR(R165=\"\",'Combined scenario - input'!$D150=\"\"),\"\",R165/'Combined scenario - input'!$D150),\"\")","v":""},{"$f":"IFERROR(IF(OR(S165=\"\",'Combined scenario - input'!$D150=\"\"),\"\",S165/'Combined scenario - input'!$D150),\"\")","v":""},{"$f":"IFERROR(IF(OR(T165=\"\",'Combined scenario - input'!$D150=\"\"),\"\",T165/'Combined scenario - input'!$D150),\"\")","v":""},{"$f":"IFERROR(IF(OR(U165=\"\",'Combined scenario - input'!$D150=\"\"),\"\",U165/'Combined scenario - input'!$D150),\"\")","v":""},{"$f":"IFERROR(IF(OR(V165=\"\",'Combined scenario - input'!$D150=\"\"),\"\",V165/'Combined scenario - input'!$D150),\"\")","v":""},{"$f":"IFERROR(IF(OR(W165=\"\",'Combined scenario - input'!$D150=\"\"),\"\",W165/'Combined scenario - input'!$D150),\"\")","v":""}]
[{"$f":"IFERROR('Combined scenario - input'!A151,\"\")","v":""},{"$f":"IFERROR('Combined scenario - input'!B151,\"\")","v":""},{"$f":"IFERROR('Combined scenario - input'!C151,\"\")","v":""},{"$f":"IFERROR(repcalc('Combined scenario - input'!$CV151:$GH151,'Combined scenario - input'!$G151,'Combined scenario - input'!$E151,'Combined scenario - input'!$F151,20,TRUE,TRUE),\"\")","v":""},"","","","","","","","","","","","","","","","","","","",{"$f":"IFERROR(IF(OR(D166=\"\",'Combined scenario - input'!$D151=\"\"),\"\",D166/'Combined scenario - input'!$D151),\"\")","v":""},{"$f":"IFERROR(IF(OR(E166=\"\",'Combined scenario - input'!$D151=\"\"),\"\",E166/'Combined scenario - input'!$D151),\"\")","v":""},{"$f":"IFERROR(IF(OR(F166=\"\",'Combined scenario - input'!$D151=\"\"),\"\",F166/'Combined scenario - input'!$D151),\"\")","v":""},{"$f":"IFERROR(IF(OR(G166=\"\",'Combined scenario - input'!$D151=\"\"),\"\",G166/'Combined scenario - input'!$D151),\"\")","v":""},{"$f":"IFERROR(IF(OR(H166=\"\",'Combined scenario - input'!$D151=\"\"),\"\",H166/'Combined scenario - input'!$D151),\"\")","v":""},{"$f":"IFERROR(IF(OR(I166=\"\",'Combined scenario - input'!$D151=\"\"),\"\",I166/'Combined scenario - input'!$D151),\"\")","v":""},{"$f":"IFERROR(IF(OR(J166=\"\",'Combined scenario - input'!$D151=\"\"),\"\",J166/'Combined scenario - input'!$D151),\"\")","v":""},{"$f":"IFERROR(IF(OR(K166=\"\",'Combined scenario - input'!$D151=\"\"),\"\",K166/'Combined scenario - input'!$D151),\"\")","v":""},{"$f":"IFERROR(IF(OR(L166=\"\",'Combined scenario - input'!$D151=\"\"),\"\",L166/'Combined scenario - input'!$D151),\"\")","v":""},{"$f":"IFERROR(IF(OR(M166=\"\",'Combined scenario - input'!$D151=\"\"),\"\",M166/'Combined scenario - input'!$D151),\"\")","v":""},{"$f":"IFERROR(IF(OR(N166=\"\",'Combined scenario - input'!$D151=\"\"),\"\",N166/'Combined scenario - input'!$D151),\"\")","v":""},{"$f":"IFERROR(IF(OR(O166=\"\",'Combined scenario - input'!$D151=\"\"),\"\",O166/'Combined scenario - input'!$D151),\"\")","v":""},{"$f":"IFERROR(IF(OR(P166=\"\",'Combined scenario - input'!$D151=\"\"),\"\",P166/'Combined scenario - input'!$D151),\"\")","v":""},{"$f":"IFERROR(IF(OR(Q166=\"\",'Combined scenario - input'!$D151=\"\"),\"\",Q166/'Combined scenario - input'!$D151),\"\")","v":""},{"$f":"IFERROR(IF(OR(R166=\"\",'Combined scenario - input'!$D151=\"\"),\"\",R166/'Combined scenario - input'!$D151),\"\")","v":""},{"$f":"IFERROR(IF(OR(S166=\"\",'Combined scenario - input'!$D151=\"\"),\"\",S166/'Combined scenario - input'!$D151),\"\")","v":""},{"$f":"IFERROR(IF(OR(T166=\"\",'Combined scenario - input'!$D151=\"\"),\"\",T166/'Combined scenario - input'!$D151),\"\")","v":""},{"$f":"IFERROR(IF(OR(U166=\"\",'Combined scenario - input'!$D151=\"\"),\"\",U166/'Combined scenario - input'!$D151),\"\")","v":""},{"$f":"IFERROR(IF(OR(V166=\"\",'Combined scenario - input'!$D151=\"\"),\"\",V166/'Combined scenario - input'!$D151),\"\")","v":""},{"$f":"IFERROR(IF(OR(W166=\"\",'Combined scenario - input'!$D151=\"\"),\"\",W166/'Combined scenario - input'!$D151),\"\")","v":""}]
[{"$f":"IFERROR('Combined scenario - input'!A152,\"\")","v":""},{"$f":"IFERROR('Combined scenario - input'!B152,\"\")","v":""},{"$f":"IFERROR('Combined scenario - input'!C152,\"\")","v":""},{"$f":"IFERROR(repcalc('Combined scenario - input'!$CV152:$GH152,'Combined scenario - input'!$G152,'Combined scenario - input'!$E152,'Combined scenario - input'!$F152,20,TRUE,TRUE),\"\")","v":""},"","","","","","","","","","","","","","","","","","","",{"$f":"IFERROR(IF(OR(D167=\"\",'Combined scenario - input'!$D152=\"\"),\"\",D167/'Combined scenario - input'!$D152),\"\")","v":""},{"$f":"IFERROR(IF(OR(E167=\"\",'Combined scenario - input'!$D152=\"\"),\"\",E167/'Combined scenario - input'!$D152),\"\")","v":""},{"$f":"IFERROR(IF(OR(F167=\"\",'Combined scenario - input'!$D152=\"\"),\"\",F167/'Combined scenario - input'!$D152),\"\")","v":""},{"$f":"IFERROR(IF(OR(G167=\"\",'Combined scenario - input'!$D152=\"\"),\"\",G167/'Combined scenario - input'!$D152),\"\")","v":""},{"$f":"IFERROR(IF(OR(H167=\"\",'Combined scenario - input'!$D152=\"\"),\"\",H167/'Combined scenario - input'!$D152),\"\")","v":""},{"$f":"IFERROR(IF(OR(I167=\"\",'Combined scenario - input'!$D152=\"\"),\"\",I167/'Combined scenario - input'!$D152),\"\")","v":""},{"$f":"IFERROR(IF(OR(J167=\"\",'Combined scenario - input'!$D152=\"\"),\"\",J167/'Combined scenario - input'!$D152),\"\")","v":""},{"$f":"IFERROR(IF(OR(K167=\"\",'Combined scenario - input'!$D152=\"\"),\"\",K167/'Combined scenario - input'!$D152),\"\")","v":""},{"$f":"IFERROR(IF(OR(L167=\"\",'Combined scenario - input'!$D152=\"\"),\"\",L167/'Combined scenario - input'!$D152),\"\")","v":""},{"$f":"IFERROR(IF(OR(M167=\"\",'Combined scenario - input'!$D152=\"\"),\"\",M167/'Combined scenario - input'!$D152),\"\")","v":""},{"$f":"IFERROR(IF(OR(N167=\"\",'Combined scenario - input'!$D152=\"\"),\"\",N167/'Combined scenario - input'!$D152),\"\")","v":""},{"$f":"IFERROR(IF(OR(O167=\"\",'Combined scenario - input'!$D152=\"\"),\"\",O167/'Combined scenario - input'!$D152),\"\")","v":""},{"$f":"IFERROR(IF(OR(P167=\"\",'Combined scenario - input'!$D152=\"\"),\"\",P167/'Combined scenario - input'!$D152),\"\")","v":""},{"$f":"IFERROR(IF(OR(Q167=\"\",'Combined scenario - input'!$D152=\"\"),\"\",Q167/'Combined scenario - input'!$D152),\"\")","v":""},{"$f":"IFERROR(IF(OR(R167=\"\",'Combined scenario - input'!$D152=\"\"),\"\",R167/'Combined scenario - input'!$D152),\"\")","v":""},{"$f":"IFERROR(IF(OR(S167=\"\",'Combined scenario - input'!$D152=\"\"),\"\",S167/'Combined scenario - input'!$D152),\"\")","v":""},{"$f":"IFERROR(IF(OR(T167=\"\",'Combined scenario - input'!$D152=\"\"),\"\",T167/'Combined scenario - input'!$D152),\"\")","v":""},{"$f":"IFERROR(IF(OR(U167=\"\",'Combined scenario - input'!$D152=\"\"),\"\",U167/'Combined scenario - input'!$D152),\"\")","v":""},{"$f":"IFERROR(IF(OR(V167=\"\",'Combined scenario - input'!$D152=\"\"),\"\",V167/'Combined scenario - input'!$D152),\"\")","v":""},{"$f":"IFERROR(IF(OR(W167=\"\",'Combined scenario - input'!$D152=\"\"),\"\",W167/'Combined scenario - input'!$D152),\"\")","v":""}]
[{"$f":"IFERROR('Combined scenario - input'!A153,\"\")","v":""},{"$f":"IFERROR('Combined scenario - input'!B153,\"\")","v":""},{"$f":"IFERROR('Combined scenario - input'!C153,\"\")","v":""},{"$f":"IFERROR(repcalc('Combined scenario - input'!$CV153:$GH153,'Combined scenario - input'!$G153,'Combined scenario - input'!$E153,'Combined scenario - input'!$F153,20,TRUE,TRUE),\"\")","v":""},"","","","","","","","","","","","","","","","","","","",{"$f":"IFERROR(IF(OR(D168=\"\",'Combined scenario - input'!$D153=\"\"),\"\",D168/'Combined scenario - input'!$D153),\"\")","v":""},{"$f":"IFERROR(IF(OR(E168=\"\",'Combined scenario - input'!$D153=\"\"),\"\",E168/'Combined scenario - input'!$D153),\"\")","v":""},{"$f":"IFERROR(IF(OR(F168=\"\",'Combined scenario - input'!$D153=\"\"),\"\",F168/'Combined scenario - input'!$D153),\"\")","v":""},{"$f":"IFERROR(IF(OR(G168=\"\",'Combined scenario - input'!$D153=\"\"),\"\",G168/'Combined scenario - input'!$D153),\"\")","v":""},{"$f":"IFERROR(IF(OR(H168=\"\",'Combined scenario - input'!$D153=\"\"),\"\",H168/'Combined scenario - input'!$D153),\"\")","v":""},{"$f":"IFERROR(IF(OR(I168=\"\",'Combined scenario - input'!$D153=\"\"),\"\",I168/'Combined scenario - input'!$D153),\"\")","v":""},{"$f":"IFERROR(IF(OR(J168=\"\",'Combined scenario - input'!$D153=\"\"),\"\",J168/'Combined scenario - input'!$D153),\"\")","v":""},{"$f":"IFERROR(IF(OR(K168=\"\",'Combined scenario - input'!$D153=\"\"),\"\",K168/'Combined scenario - input'!$D153),\"\")","v":""},{"$f":"IFERROR(IF(OR(L168=\"\",'Combined scenario - input'!$D153=\"\"),\"\",L168/'Combined scenario - input'!$D153),\"\")","v":""},{"$f":"IFERROR(IF(OR(M168=\"\",'Combined scenario - input'!$D153=\"\"),\"\",M168/'Combined scenario - input'!$D153),\"\")","v":""},{"$f":"IFERROR(IF(OR(N168=\"\",'Combined scenario - input'!$D153=\"\"),\"\",N168/'Combined scenario - input'!$D153),\"\")","v":""},{"$f":"IFERROR(IF(OR(O168=\"\",'Combined scenario - input'!$D153=\"\"),\"\",O168/'Combined scenario - input'!$D153),\"\")","v":""},{"$f":"IFERROR(IF(OR(P168=\"\",'Combined scenario - input'!$D153=\"\"),\"\",P168/'Combined scenario - input'!$D153),\"\")","v":""},{"$f":"IFERROR(IF(OR(Q168=\"\",'Combined scenario - input'!$D153=\"\"),\"\",Q168/'Combined scenario - input'!$D153),\"\")","v":""},{"$f":"IFERROR(IF(OR(R168=\"\",'Combined scenario - input'!$D153=\"\"),\"\",R168/'Combined scenario - input'!$D153),\"\")","v":""},{"$f":"IFERROR(IF(OR(S168=\"\",'Combined scenario - input'!$D153=\"\"),\"\",S168/'Combined scenario - input'!$D153),\"\")","v":""},{"$f":"IFERROR(IF(OR(T168=\"\",'Combined scenario - input'!$D153=\"\"),\"\",T168/'Combined scenario - input'!$D153),\"\")","v":""},{"$f":"IFERROR(IF(OR(U168=\"\",'Combined scenario - input'!$D153=\"\"),\"\",U168/'Combined scenario - input'!$D153),\"\")","v":""},{"$f":"IFERROR(IF(OR(V168=\"\",'Combined scenario - input'!$D153=\"\"),\"\",V168/'Combined scenario - input'!$D153),\"\")","v":""},{"$f":"IFERROR(IF(OR(W168=\"\",'Combined scenario - input'!$D153=\"\"),\"\",W168/'Combined scenario - input'!$D153),\"\")","v":""}]
[{"$f":"IFERROR('Combined scenario - input'!A154,\"\")","v":""},{"$f":"IFERROR('Combined scenario - input'!B154,\"\")","v":""},{"$f":"IFERROR('Combined scenario - input'!C154,\"\")","v":""},{"$f":"IFERROR(repcalc('Combined scenario - input'!$CV154:$GH154,'Combined scenario - input'!$G154,'Combined scenario - input'!$E154,'Combined scenario - input'!$F154,20,TRUE,TRUE),\"\")","v":""},"","","","","","","","","","","","","","","","","","","",{"$f":"IFERROR(IF(OR(D169=\"\",'Combined scenario - input'!$D154=\"\"),\"\",D169/'Combined scenario - input'!$D154),\"\")","v":""},{"$f":"IFERROR(IF(OR(E169=\"\",'Combined scenario - input'!$D154=\"\"),\"\",E169/'Combined scenario - input'!$D154),\"\")","v":""},{"$f":"IFERROR(IF(OR(F169=\"\",'Combined scenario - input'!$D154=\"\"),\"\",F169/'Combined scenario - input'!$D154),\"\")","v":""},{"$f":"IFERROR(IF(OR(G169=\"\",'Combined scenario - input'!$D154=\"\"),\"\",G169/'Combined scenario - input'!$D154),\"\")","v":""},{"$f":"IFERROR(IF(OR(H169=\"\",'Combined scenario - input'!$D154=\"\"),\"\",H169/'Combined scenario - input'!$D154),\"\")","v":""},{"$f":"IFERROR(IF(OR(I169=\"\",'Combined scenario - input'!$D154=\"\"),\"\",I169/'Combined scenario - input'!$D154),\"\")","v":""},{"$f":"IFERROR(IF(OR(J169=\"\",'Combined scenario - input'!$D154=\"\"),\"\",J169/'Combined scenario - input'!$D154),\"\")","v":""},{"$f":"IFERROR(IF(OR(K169=\"\",'Combined scenario - input'!$D154=\"\"),\"\",K169/'Combined scenario - input'!$D154),\"\")","v":""},{"$f":"IFERROR(IF(OR(L169=\"\",'Combined scenario - input'!$D154=\"\"),\"\",L169/'Combined scenario - input'!$D154),\"\")","v":""},{"$f":"IFERROR(IF(OR(M169=\"\",'Combined scenario - input'!$D154=\"\"),\"\",M169/'Combined scenario - input'!$D154),\"\")","v":""},{"$f":"IFERROR(IF(OR(N169=\"\",'Combined scenario - input'!$D154=\"\"),\"\",N169/'Combined scenario - input'!$D154),\"\")","v":""},{"$f":"IFERROR(IF(OR(O169=\"\",'Combined scenario - input'!$D154=\"\"),\"\",O169/'Combined scenario - input'!$D154),\"\")","v":""},{"$f":"IFERROR(IF(OR(P169=\"\",'Combined scenario - input'!$D154=\"\"),\"\",P169/'Combined scenario - input'!$D154),\"\")","v":""},{"$f":"IFERROR(IF(OR(Q169=\"\",'Combined scenario - input'!$D154=\"\"),\"\",Q169/'Combined scenario - input'!$D154),\"\")","v":""},{"$f":"IFERROR(IF(OR(R169=\"\",'Combined scenario - input'!$D154=\"\"),\"\",R169/'Combined scenario - input'!$D154),\"\")","v":""},{"$f":"IFERROR(IF(OR(S169=\"\",'Combined scenario - input'!$D154=\"\"),\"\",S169/'Combined scenario - input'!$D154),\"\")","v":""},{"$f":"IFERROR(IF(OR(T169=\"\",'Combined scenario - input'!$D154=\"\"),\"\",T169/'Combined scenario - input'!$D154),\"\")","v":""},{"$f":"IFERROR(IF(OR(U169=\"\",'Combined scenario - input'!$D154=\"\"),\"\",U169/'Combined scenario - input'!$D154),\"\")","v":""},{"$f":"IFERROR(IF(OR(V169=\"\",'Combined scenario - input'!$D154=\"\"),\"\",V169/'Combined scenario - input'!$D154),\"\")","v":""},{"$f":"IFERROR(IF(OR(W169=\"\",'Combined scenario - input'!$D154=\"\"),\"\",W169/'Combined scenario - input'!$D154),\"\")","v":""}]
[{"$f":"IFERROR('Combined scenario - input'!A155,\"\")","v":""},{"$f":"IFERROR('Combined scenario - input'!B155,\"\")","v":""},{"$f":"IFERROR('Combined scenario - input'!C155,\"\")","v":""},{"$f":"IFERROR(repcalc('Combined scenario - input'!$CV155:$GH155,'Combined scenario - input'!$G155,'Combined scenario - input'!$E155,'Combined scenario - input'!$F155,20,TRUE,TRUE),\"\")","v":""},"","","","","","","","","","","","","","","","","","","",{"$f":"IFERROR(IF(OR(D170=\"\",'Combined scenario - input'!$D155=\"\"),\"\",D170/'Combined scenario - input'!$D155),\"\")","v":""},{"$f":"IFERROR(IF(OR(E170=\"\",'Combined scenario - input'!$D155=\"\"),\"\",E170/'Combined scenario - input'!$D155),\"\")","v":""},{"$f":"IFERROR(IF(OR(F170=\"\",'Combined scenario - input'!$D155=\"\"),\"\",F170/'Combined scenario - input'!$D155),\"\")","v":""},{"$f":"IFERROR(IF(OR(G170=\"\",'Combined scenario - input'!$D155=\"\"),\"\",G170/'Combined scenario - input'!$D155),\"\")","v":""},{"$f":"IFERROR(IF(OR(H170=\"\",'Combined scenario - input'!$D155=\"\"),\"\",H170/'Combined scenario - input'!$D155),\"\")","v":""},{"$f":"IFERROR(IF(OR(I170=\"\",'Combined scenario - input'!$D155=\"\"),\"\",I170/'Combined scenario - input'!$D155),\"\")","v":""},{"$f":"IFERROR(IF(OR(J170=\"\",'Combined scenario - input'!$D155=\"\"),\"\",J170/'Combined scenario - input'!$D155),\"\")","v":""},{"$f":"IFERROR(IF(OR(K170=\"\",'Combined scenario - input'!$D155=\"\"),\"\",K170/'Combined scenario - input'!$D155),\"\")","v":""},{"$f":"IFERROR(IF(OR(L170=\"\",'Combined scenario - input'!$D155=\"\"),\"\",L170/'Combined scenario - input'!$D155),\"\")","v":""},{"$f":"IFERROR(IF(OR(M170=\"\",'Combined scenario - input'!$D155=\"\"),\"\",M170/'Combined scenario - input'!$D155),\"\")","v":""},{"$f":"IFERROR(IF(OR(N170=\"\",'Combined scenario - input'!$D155=\"\"),\"\",N170/'Combined scenario - input'!$D155),\"\")","v":""},{"$f":"IFERROR(IF(OR(O170=\"\",'Combined scenario - input'!$D155=\"\"),\"\",O170/'Combined scenario - input'!$D155),\"\")","v":""},{"$f":"IFERROR(IF(OR(P170=\"\",'Combined scenario - input'!$D155=\"\"),\"\",P170/'Combined scenario - input'!$D155),\"\")","v":""},{"$f":"IFERROR(IF(OR(Q170=\"\",'Combined scenario - input'!$D155=\"\"),\"\",Q170/'Combined scenario - input'!$D155),\"\")","v":""},{"$f":"IFERROR(IF(OR(R170=\"\",'Combined scenario - input'!$D155=\"\"),\"\",R170/'Combined scenario - input'!$D155),\"\")","v":""},{"$f":"IFERROR(IF(OR(S170=\"\",'Combined scenario - input'!$D155=\"\"),\"\",S170/'Combined scenario - input'!$D155),\"\")","v":""},{"$f":"IFERROR(IF(OR(T170=\"\",'Combined scenario - input'!$D155=\"\"),\"\",T170/'Combined scenario - input'!$D155),\"\")","v":""},{"$f":"IFERROR(IF(OR(U170=\"\",'Combined scenario - input'!$D155=\"\"),\"\",U170/'Combined scenario - input'!$D155),\"\")","v":""},{"$f":"IFERROR(IF(OR(V170=\"\",'Combined scenario - input'!$D155=\"\"),\"\",V170/'Combined scenario - input'!$D155),\"\")","v":""},{"$f":"IFERROR(IF(OR(W170=\"\",'Combined scenario - input'!$D155=\"\"),\"\",W170/'Combined scenario - input'!$D155),\"\")","v":""}]
[{"$f":"IFERROR('Combined scenario - input'!A156,\"\")","v":""},{"$f":"IFERROR('Combined scenario - input'!B156,\"\")","v":""},{"$f":"IFERROR('Combined scenario - input'!C156,\"\")","v":""},{"$f":"IFERROR(repcalc('Combined scenario - input'!$CV156:$GH156,'Combined scenario - input'!$G156,'Combined scenario - input'!$E156,'Combined scenario - input'!$F156,20,TRUE,TRUE),\"\")","v":""},"","","","","","","","","","","","","","","","","","","",{"$f":"IFERROR(IF(OR(D171=\"\",'Combined scenario - input'!$D156=\"\"),\"\",D171/'Combined scenario - input'!$D156),\"\")","v":""},{"$f":"IFERROR(IF(OR(E171=\"\",'Combined scenario - input'!$D156=\"\"),\"\",E171/'Combined scenario - input'!$D156),\"\")","v":""},{"$f":"IFERROR(IF(OR(F171=\"\",'Combined scenario - input'!$D156=\"\"),\"\",F171/'Combined scenario - input'!$D156),\"\")","v":""},{"$f":"IFERROR(IF(OR(G171=\"\",'Combined scenario - input'!$D156=\"\"),\"\",G171/'Combined scenario - input'!$D156),\"\")","v":""},{"$f":"IFERROR(IF(OR(H171=\"\",'Combined scenario - input'!$D156=\"\"),\"\",H171/'Combined scenario - input'!$D156),\"\")","v":""},{"$f":"IFERROR(IF(OR(I171=\"\",'Combined scenario - input'!$D156=\"\"),\"\",I171/'Combined scenario - input'!$D156),\"\")","v":""},{"$f":"IFERROR(IF(OR(J171=\"\",'Combined scenario - input'!$D156=\"\"),\"\",J171/'Combined scenario - input'!$D156),\"\")","v":""},{"$f":"IFERROR(IF(OR(K171=\"\",'Combined scenario - input'!$D156=\"\"),\"\",K171/'Combined scenario - input'!$D156),\"\")","v":""},{"$f":"IFERROR(IF(OR(L171=\"\",'Combined scenario - input'!$D156=\"\"),\"\",L171/'Combined scenario - input'!$D156),\"\")","v":""},{"$f":"IFERROR(IF(OR(M171=\"\",'Combined scenario - input'!$D156=\"\"),\"\",M171/'Combined scenario - input'!$D156),\"\")","v":""},{"$f":"IFERROR(IF(OR(N171=\"\",'Combined scenario - input'!$D156=\"\"),\"\",N171/'Combined scenario - input'!$D156),\"\")","v":""},{"$f":"IFERROR(IF(OR(O171=\"\",'Combined scenario - input'!$D156=\"\"),\"\",O171/'Combined scenario - input'!$D156),\"\")","v":""},{"$f":"IFERROR(IF(OR(P171=\"\",'Combined scenario - input'!$D156=\"\"),\"\",P171/'Combined scenario - input'!$D156),\"\")","v":""},{"$f":"IFERROR(IF(OR(Q171=\"\",'Combined scenario - input'!$D156=\"\"),\"\",Q171/'Combined scenario - input'!$D156),\"\")","v":""},{"$f":"IFERROR(IF(OR(R171=\"\",'Combined scenario - input'!$D156=\"\"),\"\",R171/'Combined scenario - input'!$D156),\"\")","v":""},{"$f":"IFERROR(IF(OR(S171=\"\",'Combined scenario - input'!$D156=\"\"),\"\",S171/'Combined scenario - input'!$D156),\"\")","v":""},{"$f":"IFERROR(IF(OR(T171=\"\",'Combined scenario - input'!$D156=\"\"),\"\",T171/'Combined scenario - input'!$D156),\"\")","v":""},{"$f":"IFERROR(IF(OR(U171=\"\",'Combined scenario - input'!$D156=\"\"),\"\",U171/'Combined scenario - input'!$D156),\"\")","v":""},{"$f":"IFERROR(IF(OR(V171=\"\",'Combined scenario - input'!$D156=\"\"),\"\",V171/'Combined scenario - input'!$D156),\"\")","v":""},{"$f":"IFERROR(IF(OR(W171=\"\",'Combined scenario - input'!$D156=\"\"),\"\",W171/'Combined scenario - input'!$D156),\"\")","v":""}]
[{"$f":"IFERROR('Combined scenario - input'!A157,\"\")","v":""},{"$f":"IFERROR('Combined scenario - input'!B157,\"\")","v":""},{"$f":"IFERROR('Combined scenario - input'!C157,\"\")","v":""},{"$f":"IFERROR(repcalc('Combined scenario - input'!$CV157:$GH157,'Combined scenario - input'!$G157,'Combined scenario - input'!$E157,'Combined scenario - input'!$F157,20,TRUE,TRUE),\"\")","v":""},"","","","","","","","","","","","","","","","","","","",{"$f":"IFERROR(IF(OR(D172=\"\",'Combined scenario - input'!$D157=\"\"),\"\",D172/'Combined scenario - input'!$D157),\"\")","v":""},{"$f":"IFERROR(IF(OR(E172=\"\",'Combined scenario - input'!$D157=\"\"),\"\",E172/'Combined scenario - input'!$D157),\"\")","v":""},{"$f":"IFERROR(IF(OR(F172=\"\",'Combined scenario - input'!$D157=\"\"),\"\",F172/'Combined scenario - input'!$D157),\"\")","v":""},{"$f":"IFERROR(IF(OR(G172=\"\",'Combined scenario - input'!$D157=\"\"),\"\",G172/'Combined scenario - input'!$D157),\"\")","v":""},{"$f":"IFERROR(IF(OR(H172=\"\",'Combined scenario - input'!$D157=\"\"),\"\",H172/'Combined scenario - input'!$D157),\"\")","v":""},{"$f":"IFERROR(IF(OR(I172=\"\",'Combined scenario - input'!$D157=\"\"),\"\",I172/'Combined scenario - input'!$D157),\"\")","v":""},{"$f":"IFERROR(IF(OR(J172=\"\",'Combined scenario - input'!$D157=\"\"),\"\",J172/'Combined scenario - input'!$D157),\"\")","v":""},{"$f":"IFERROR(IF(OR(K172=\"\",'Combined scenario - input'!$D157=\"\"),\"\",K172/'Combined scenario - input'!$D157),\"\")","v":""},{"$f":"IFERROR(IF(OR(L172=\"\",'Combined scenario - input'!$D157=\"\"),\"\",L172/'Combined scenario - input'!$D157),\"\")","v":""},{"$f":"IFERROR(IF(OR(M172=\"\",'Combined scenario - input'!$D157=\"\"),\"\",M172/'Combined scenario - input'!$D157),\"\")","v":""},{"$f":"IFERROR(IF(OR(N172=\"\",'Combined scenario - input'!$D157=\"\"),\"\",N172/'Combined scenario - input'!$D157),\"\")","v":""},{"$f":"IFERROR(IF(OR(O172=\"\",'Combined scenario - input'!$D157=\"\"),\"\",O172/'Combined scenario - input'!$D157),\"\")","v":""},{"$f":"IFERROR(IF(OR(P172=\"\",'Combined scenario - input'!$D157=\"\"),\"\",P172/'Combined scenario - input'!$D157),\"\")","v":""},{"$f":"IFERROR(IF(OR(Q172=\"\",'Combined scenario - input'!$D157=\"\"),\"\",Q172/'Combined scenario - input'!$D157),\"\")","v":""},{"$f":"IFERROR(IF(OR(R172=\"\",'Combined scenario - input'!$D157=\"\"),\"\",R172/'Combined scenario - input'!$D157),\"\")","v":""},{"$f":"IFERROR(IF(OR(S172=\"\",'Combined scenario - input'!$D157=\"\"),\"\",S172/'Combined scenario - input'!$D157),\"\")","v":""},{"$f":"IFERROR(IF(OR(T172=\"\",'Combined scenario - input'!$D157=\"\"),\"\",T172/'Combined scenario - input'!$D157),\"\")","v":""},{"$f":"IFERROR(IF(OR(U172=\"\",'Combined scenario - input'!$D157=\"\"),\"\",U172/'Combined scenario - input'!$D157),\"\")","v":""},{"$f":"IFERROR(IF(OR(V172=\"\",'Combined scenario - input'!$D157=\"\"),\"\",V172/'Combined scenario - input'!$D157),\"\")","v":""},{"$f":"IFERROR(IF(OR(W172=\"\",'Combined scenario - input'!$D157=\"\"),\"\",W172/'Combined scenario - input'!$D157),\"\")","v":""}]
[{"$f":"IFERROR('Combined scenario - input'!A158,\"\")","v":""},{"$f":"IFERROR('Combined scenario - input'!B158,\"\")","v":""},{"$f":"IFERROR('Combined scenario - input'!C158,\"\")","v":""},{"$f":"IFERROR(repcalc('Combined scenario - input'!$CV158:$GH158,'Combined scenario - input'!$G158,'Combined scenario - input'!$E158,'Combined scenario - input'!$F158,20,TRUE,TRUE),\"\")","v":""},"","","","","","","","","","","","","","","","","","","",{"$f":"IFERROR(IF(OR(D173=\"\",'Combined scenario - input'!$D158=\"\"),\"\",D173/'Combined scenario - input'!$D158),\"\")","v":""},{"$f":"IFERROR(IF(OR(E173=\"\",'Combined scenario - input'!$D158=\"\"),\"\",E173/'Combined scenario - input'!$D158),\"\")","v":""},{"$f":"IFERROR(IF(OR(F173=\"\",'Combined scenario - input'!$D158=\"\"),\"\",F173/'Combined scenario - input'!$D158),\"\")","v":""},{"$f":"IFERROR(IF(OR(G173=\"\",'Combined scenario - input'!$D158=\"\"),\"\",G173/'Combined scenario - input'!$D158),\"\")","v":""},{"$f":"IFERROR(IF(OR(H173=\"\",'Combined scenario - input'!$D158=\"\"),\"\",H173/'Combined scenario - input'!$D158),\"\")","v":""},{"$f":"IFERROR(IF(OR(I173=\"\",'Combined scenario - input'!$D158=\"\"),\"\",I173/'Combined scenario - input'!$D158),\"\")","v":""},{"$f":"IFERROR(IF(OR(J173=\"\",'Combined scenario - input'!$D158=\"\"),\"\",J173/'Combined scenario - input'!$D158),\"\")","v":""},{"$f":"IFERROR(IF(OR(K173=\"\",'Combined scenario - input'!$D158=\"\"),\"\",K173/'Combined scenario - input'!$D158),\"\")","v":""},{"$f":"IFERROR(IF(OR(L173=\"\",'Combined scenario - input'!$D158=\"\"),\"\",L173/'Combined scenario - input'!$D158),\"\")","v":""},{"$f":"IFERROR(IF(OR(M173=\"\",'Combined scenario - input'!$D158=\"\"),\"\",M173/'Combined scenario - input'!$D158),\"\")","v":""},{"$f":"IFERROR(IF(OR(N173=\"\",'Combined scenario - input'!$D158=\"\"),\"\",N173/'Combined scenario - input'!$D158),\"\")","v":""},{"$f":"IFERROR(IF(OR(O173=\"\",'Combined scenario - input'!$D158=\"\"),\"\",O173/'Combined scenario - input'!$D158),\"\")","v":""},{"$f":"IFERROR(IF(OR(P173=\"\",'Combined scenario - input'!$D158=\"\"),\"\",P173/'Combined scenario - input'!$D158),\"\")","v":""},{"$f":"IFERROR(IF(OR(Q173=\"\",'Combined scenario - input'!$D158=\"\"),\"\",Q173/'Combined scenario - input'!$D158),\"\")","v":""},{"$f":"IFERROR(IF(OR(R173=\"\",'Combined scenario - input'!$D158=\"\"),\"\",R173/'Combined scenario - input'!$D158),\"\")","v":""},{"$f":"IFERROR(IF(OR(S173=\"\",'Combined scenario - input'!$D158=\"\"),\"\",S173/'Combined scenario - input'!$D158),\"\")","v":""},{"$f":"IFERROR(IF(OR(T173=\"\",'Combined scenario - input'!$D158=\"\"),\"\",T173/'Combined scenario - input'!$D158),\"\")","v":""},{"$f":"IFERROR(IF(OR(U173=\"\",'Combined scenario - input'!$D158=\"\"),\"\",U173/'Combined scenario - input'!$D158),\"\")","v":""},{"$f":"IFERROR(IF(OR(V173=\"\",'Combined scenario - input'!$D158=\"\"),\"\",V173/'Combined scenario - input'!$D158),\"\")","v":""},{"$f":"IFERROR(IF(OR(W173=\"\",'Combined scenario - input'!$D158=\"\"),\"\",W173/'Combined scenario - input'!$D158),\"\")","v":""}]
[{"$f":"IFERROR('Combined scenario - input'!A159,\"\")","v":""},{"$f":"IFERROR('Combined scenario - input'!B159,\"\")","v":""},{"$f":"IFERROR('Combined scenario - input'!C159,\"\")","v":""},{"$f":"IFERROR(repcalc('Combined scenario - input'!$CV159:$GH159,'Combined scenario - input'!$G159,'Combined scenario - input'!$E159,'Combined scenario - input'!$F159,20,TRUE,TRUE),\"\")","v":""},"","","","","","","","","","","","","","","","","","","",{"$f":"IFERROR(IF(OR(D174=\"\",'Combined scenario - input'!$D159=\"\"),\"\",D174/'Combined scenario - input'!$D159),\"\")","v":""},{"$f":"IFERROR(IF(OR(E174=\"\",'Combined scenario - input'!$D159=\"\"),\"\",E174/'Combined scenario - input'!$D159),\"\")","v":""},{"$f":"IFERROR(IF(OR(F174=\"\",'Combined scenario - input'!$D159=\"\"),\"\",F174/'Combined scenario - input'!$D159),\"\")","v":""},{"$f":"IFERROR(IF(OR(G174=\"\",'Combined scenario - input'!$D159=\"\"),\"\",G174/'Combined scenario - input'!$D159),\"\")","v":""},{"$f":"IFERROR(IF(OR(H174=\"\",'Combined scenario - input'!$D159=\"\"),\"\",H174/'Combined scenario - input'!$D159),\"\")","v":""},{"$f":"IFERROR(IF(OR(I174=\"\",'Combined scenario - input'!$D159=\"\"),\"\",I174/'Combined scenario - input'!$D159),\"\")","v":""},{"$f":"IFERROR(IF(OR(J174=\"\",'Combined scenario - input'!$D159=\"\"),\"\",J174/'Combined scenario - input'!$D159),\"\")","v":""},{"$f":"IFERROR(IF(OR(K174=\"\",'Combined scenario - input'!$D159=\"\"),\"\",K174/'Combined scenario - input'!$D159),\"\")","v":""},{"$f":"IFERROR(IF(OR(L174=\"\",'Combined scenario - input'!$D159=\"\"),\"\",L174/'Combined scenario - input'!$D159),\"\")","v":""},{"$f":"IFERROR(IF(OR(M174=\"\",'Combined scenario - input'!$D159=\"\"),\"\",M174/'Combined scenario - input'!$D159),\"\")","v":""},{"$f":"IFERROR(IF(OR(N174=\"\",'Combined scenario - input'!$D159=\"\"),\"\",N174/'Combined scenario - input'!$D159),\"\")","v":""},{"$f":"IFERROR(IF(OR(O174=\"\",'Combined scenario - input'!$D159=\"\"),\"\",O174/'Combined scenario - input'!$D159),\"\")","v":""},{"$f":"IFERROR(IF(OR(P174=\"\",'Combined scenario - input'!$D159=\"\"),\"\",P174/'Combined scenario - input'!$D159),\"\")","v":""},{"$f":"IFERROR(IF(OR(Q174=\"\",'Combined scenario - input'!$D159=\"\"),\"\",Q174/'Combined scenario - input'!$D159),\"\")","v":""},{"$f":"IFERROR(IF(OR(R174=\"\",'Combined scenario - input'!$D159=\"\"),\"\",R174/'Combined scenario - input'!$D159),\"\")","v":""},{"$f":"IFERROR(IF(OR(S174=\"\",'Combined scenario - input'!$D159=\"\"),\"\",S174/'Combined scenario - input'!$D159),\"\")","v":""},{"$f":"IFERROR(IF(OR(T174=\"\",'Combined scenario - input'!$D159=\"\"),\"\",T174/'Combined scenario - input'!$D159),\"\")","v":""},{"$f":"IFERROR(IF(OR(U174=\"\",'Combined scenario - input'!$D159=\"\"),\"\",U174/'Combined scenario - input'!$D159),\"\")","v":""},{"$f":"IFERROR(IF(OR(V174=\"\",'Combined scenario - input'!$D159=\"\"),\"\",V174/'Combined scenario - input'!$D159),\"\")","v":""},{"$f":"IFERROR(IF(OR(W174=\"\",'Combined scenario - input'!$D159=\"\"),\"\",W174/'Combined scenario - input'!$D159),\"\")","v":""}]
[{"$f":"IFERROR('Combined scenario - input'!A160,\"\")","v":""},{"$f":"IFERROR('Combined scenario - input'!B160,\"\")","v":""},{"$f":"IFERROR('Combined scenario - input'!C160,\"\")","v":""},{"$f":"IFERROR(repcalc('Combined scenario - input'!$CV160:$GH160,'Combined scenario - input'!$G160,'Combined scenario - input'!$E160,'Combined scenario - input'!$F160,20,TRUE,TRUE),\"\")","v":""},"","","","","","","","","","","","","","","","","","","",{"$f":"IFERROR(IF(OR(D175=\"\",'Combined scenario - input'!$D160=\"\"),\"\",D175/'Combined scenario - input'!$D160),\"\")","v":""},{"$f":"IFERROR(IF(OR(E175=\"\",'Combined scenario - input'!$D160=\"\"),\"\",E175/'Combined scenario - input'!$D160),\"\")","v":""},{"$f":"IFERROR(IF(OR(F175=\"\",'Combined scenario - input'!$D160=\"\"),\"\",F175/'Combined scenario - input'!$D160),\"\")","v":""},{"$f":"IFERROR(IF(OR(G175=\"\",'Combined scenario - input'!$D160=\"\"),\"\",G175/'Combined scenario - input'!$D160),\"\")","v":""},{"$f":"IFERROR(IF(OR(H175=\"\",'Combined scenario - input'!$D160=\"\"),\"\",H175/'Combined scenario - input'!$D160),\"\")","v":""},{"$f":"IFERROR(IF(OR(I175=\"\",'Combined scenario - input'!$D160=\"\"),\"\",I175/'Combined scenario - input'!$D160),\"\")","v":""},{"$f":"IFERROR(IF(OR(J175=\"\",'Combined scenario - input'!$D160=\"\"),\"\",J175/'Combined scenario - input'!$D160),\"\")","v":""},{"$f":"IFERROR(IF(OR(K175=\"\",'Combined scenario - input'!$D160=\"\"),\"\",K175/'Combined scenario - input'!$D160),\"\")","v":""},{"$f":"IFERROR(IF(OR(L175=\"\",'Combined scenario - input'!$D160=\"\"),\"\",L175/'Combined scenario - input'!$D160),\"\")","v":""},{"$f":"IFERROR(IF(OR(M175=\"\",'Combined scenario - input'!$D160=\"\"),\"\",M175/'Combined scenario - input'!$D160),\"\")","v":""},{"$f":"IFERROR(IF(OR(N175=\"\",'Combined scenario - input'!$D160=\"\"),\"\",N175/'Combined scenario - input'!$D160),\"\")","v":""},{"$f":"IFERROR(IF(OR(O175=\"\",'Combined scenario - input'!$D160=\"\"),\"\",O175/'Combined scenario - input'!$D160),\"\")","v":""},{"$f":"IFERROR(IF(OR(P175=\"\",'Combined scenario - input'!$D160=\"\"),\"\",P175/'Combined scenario - input'!$D160),\"\")","v":""},{"$f":"IFERROR(IF(OR(Q175=\"\",'Combined scenario - input'!$D160=\"\"),\"\",Q175/'Combined scenario - input'!$D160),\"\")","v":""},{"$f":"IFERROR(IF(OR(R175=\"\",'Combined scenario - input'!$D160=\"\"),\"\",R175/'Combined scenario - input'!$D160),\"\")","v":""},{"$f":"IFERROR(IF(OR(S175=\"\",'Combined scenario - input'!$D160=\"\"),\"\",S175/'Combined scenario - input'!$D160),\"\")","v":""},{"$f":"IFERROR(IF(OR(T175=\"\",'Combined scenario - input'!$D160=\"\"),\"\",T175/'Combined scenario - input'!$D160),\"\")","v":""},{"$f":"IFERROR(IF(OR(U175=\"\",'Combined scenario - input'!$D160=\"\"),\"\",U175/'Combined scenario - input'!$D160),\"\")","v":""},{"$f":"IFERROR(IF(OR(V175=\"\",'Combined scenario - input'!$D160=\"\"),\"\",V175/'Combined scenario - input'!$D160),\"\")","v":""},{"$f":"IFERROR(IF(OR(W175=\"\",'Combined scenario - input'!$D160=\"\"),\"\",W175/'Combined scenario - input'!$D160),\"\")","v":""}]