## Index
Opex / capital ratios model |  | Key: | Input cell | Calculated cell
Index
Summary
This spreadsheet contains the data and calculations used for calculating opex / capital ratios for the Australian DNSPs. Three forms of opex / capital ratios are shown:
- Opex / totex
- Opex / total cost
- Opex / total inputs
Sheets
Sheet name | Sheet description
Version history | Contains key historical changes and updates to opex / capital ratios model spreadsheet
Lookup tables | Contains lookup tables and lists used in calculations throughout the opex / capital ratios model
Data ¦ Benchmarking data
Data ¦ Capex
Data ¦ CIT ERG PCR recast
Data ¦ Productivity indexes
Data ¦ Comparators
Data ¦ Overheads
Input ¦ Parameters | Allows the user to select key parameters used to model a range of different scenarios
Calc ¦ Summary
Calc ¦ Ratio analysis
Output ¦ Ratio comparison
Output ¦ Charts
End

## Version history
Opex / capital ratios model
Index
Version history
Opex / capital ratios model version history
Version | Description of changes
1 | For public release with the Victorian EDPR 2021-26 resets
2 | Working version for the Capitalisation consultation - includes alternative opex series based on applying: i) comparator-average opex/capital ratios, and ii) current CAM-backcast
3 | Updated for 2020 data and made time period flexible
End

## Lookup tables
Opex / capital ratios model
Index
Lookup tables
Average line group
Average line group
All DNSPs
Benchmarking comparators
Average line type
Average line type
Simple
Customer-weighted
Opex series
Opex series
Opex - Benchmarking series
Opex - CAM at submission
Opex - Current CAM backcast
End

## Data¦Benchmarking data
Opex / capital ratios model
Index
Data ¦ Benchmarking data
DNSP benchmarking data
Measure | Units | Category | 2006EVO | 2007EVO | 2008EVO | 2009EVO | 2010EVO | 2011EVO | 2012EVO | 2013EVO | 2014EVO | 2015EVO | 2016EVO | 2017EVO | 2018EVO | 2019EVO | 2020EVO | 2021EVO | 2006AGD | 2007AGD | 2008AGD | 2009AGD | 2010AGD | 2011AGD | 2012AGD | 2013AGD | 2014AGD | 2015AGD | 2016AGD | 2017AGD | 2018AGD | 2019AGD | 2020AGD | 2021AGD | 2006CIT | 2007CIT | 2008CIT | 2009CIT | 2010CIT | 2011CIT | 2012CIT | 2013CIT | 2014CIT | 2015CIT | 2016CIT | 2017CIT | 2018CIT | 2019CIT | 2020CIT | 2021CIT | 2006END | 2007END | 2008END | 2009END | 2010END | 2011END | 2012END | 2013END | 2014END | 2015END | 2016END | 2017END | 2018END | 2019END | 2020END | 2021END | 2006ENX | 2007ENX | 2008ENX | 2009ENX | 2010ENX | 2011ENX | 2012ENX | 2013ENX | 2014ENX | 2015ENX | 2016ENX | 2017ENX | 2018ENX | 2019ENX | 2020ENX | 2021ENX | 2006ERG | 2007ERG | 2008ERG | 2009ERG | 2010ERG | 2011ERG | 2012ERG | 2013ERG | 2014ERG | 2015ERG | 2016ERG | 2017ERG | 2018ERG | 2019ERG | 2020ERG | 2021ERG | 2006ESS | 2007ESS | 2008ESS | 2009ESS | 2010ESS | 2011ESS | 2012ESS | 2013ESS | 2014ESS | 2015ESS | 2016ESS | 2017ESS | 2018ESS | 2019ESS | 2020ESS | 2021ESS | 2006JEN | 2007JEN | 2008JEN | 2009JEN | 2010JEN | 2011JEN | 2012JEN | 2013JEN | 2014JEN | 2015JEN | 2016JEN | 2017JEN | 2018JEN | 2019JEN | 2020JEN | 2021JEN | 2006PCR | 2007PCR | 2008PCR | 2009PCR | 2010PCR | 2011PCR | 2012PCR | 2013PCR | 2014PCR | 2015PCR | 2016PCR | 2017PCR | 2018PCR | 2019PCR | 2020PCR | 2021PCR | 2006SAP | 2007SAP | 2008SAP | 2009SAP | 2010SAP | 2011SAP | 2012SAP | 2013SAP | 2014SAP | 2015SAP | 2016SAP | 2017SAP | 2018SAP | 2019SAP | 2020SAP | 2021SAP | 2006AND | 2007AND | 2008AND | 2009AND | 2010AND | 2011AND | 2012AND | 2013AND | 2014AND | 2015AND | 2016AND | 2017AND | 2018AND | 2019AND | 2020AND | 2021AND | 2006TND | 2007TND | 2008TND | 2009TND | 2010TND | 2011TND | 2012TND | 2013TND | 2014TND | 2015TND | 2016TND | 2017TND | 2018TND | 2019TND | 2020TND | 2021TND | 2006UED | 2007UED | 2008UED | 2009UED | 2010UED | 2011UED | 2012UED | 2013UED | 2014UED | 2015UED | 2016UED | 2017UED | 2018UED | 2019UED | 2020UED | 2021UED
Total Revenue | $'000 | Outputs | 123812.9605 | 129893.0526 | 141828.8409 | 153911.1971 | 177165.8173 | 201540.4905 | 208839.7122 | 227101.2058 | 226457.702 | 186033.481 | 160131.306 | 168320.9733 | 156802.7162 | 160193.304 | 159118.9168 | 301450.37 | 931134.983 | 986177.037 | 1068611.592 | 1161223.024 | 1397318.351 | 1705464.006 | 2007552.999 | 2440566.811 | 2388579.743 | 2257099.8804 | 1690384.5129 | 1731583.8907 | 1686327.1977 | 1702683.7692 | 1494517.9201 | 1493567.4419 | 200073.0314 | 206555.9759 | 203856.1461 | 209688.4574 | 216323.1629 | 200440.9369 | 215841.7219 | 234920.7082 | 255238.195 | 287665.2322 | 279300.357 | 278537.163 | 290594.4694 | 299178.862 | 290406.805 | 265819.542 | 533636 | 562936.1121 | 637518 | 672639 | 777696 | 897763.785 | 991679.2919 | 1028796.6007 | 1009898.5404 | 984528.0181 | 844067.3043 | 875734.3466 | 841273.9071 | 871635.722 | 831927.6907 | 850469.1104 | 632714.9371 | 687490.903 | 754341.999 | 910554.749 | 992683.171 | 1029442.472 | 1182545.6609 | 1364438.8874 | 1608331.7 | 1906174.3997 | 1559679.6188 | 1542856.0841 | 1484134.034 | 1385341.1059 | 1362883.5627 | 1208193.5025 | 720365.0843 | 734849.8204 | 803915.4579 | 881017.6692 | 912581.2805 | 1086680.9601 | 1199985.9376 | 1400181.9794 | 1598898.2506 | 1822414.5129 | 1475878.0947 | 1513405.622 | 1371675.6055 | 1315809.9662 | 1323887.9465 | 1126617.7325 | 576733.2416 | 634922.1404 | 681455.9846 | 735766.81 | 875643.268 | 1000999.0981 | 1256803.3476 | 1495565.06 | 1392957.7576 | 1380238.2967 | 858797.7177 | 954630.1811 | 977173.6315 | 989542 | 978143.275 | 972528.046 | 152261.733 | 162280.796 | 167094.949 | 178881.4 | 173420.792 | 188226.924 | 199696.901 | 226279.415 | 245399.7778 | 259269.5525 | 255405.7986 | 271530.9836 | 251121.1502 | 258839.9478 | 272388.6364 | 253645.3861 | 391330.1878 | 401367.6436 | 409784.7606 | 432205.4887 | 424679.5816 | 427813.3949 | 466747.1504 | 533356.4461 | 589558.357 | 657071.1064 | 620603.676 | 628568.8817 | 631624.8434 | 656090.03 | 689625.0409 | 647118.253 | 457278 | 477674 | 498787 | 526557 | 553315 | 617017 | 773858 | 817055 | 849891 | 928118.152 | 679011.6815 | 755805.8707 | 788554.4212 | 804157.8666 | 837347.5391 | 812681.2424 | 303689.386 | 325573.572 | 336022.292 | 334758.119 | 384938.572 | 417259.061 | 449355.391 | 503966.858 | 581638.6379 | 653340.8257 | 587230.4099 | 641498.5371 | 615139.5411 | 664919.4526 | 679971.6901 | 649919.0423 | 133199.445 | 143591.4323 | 169895.2862 | 189948.7826 | 219922.7127 | 222788.6272 | 242386.2095 | 265295.273 | 272799.711 | 285233.9747 | 306171.7459 | 299387.5515 | 242840.3982 | 241349.379 | 243883.5729 | 239249.2751 | 283131 | 295134.1904 | 297723.0869 | 295080.5308 | 299854.1477 | 307260.6458 | 323956.4603 | 343019.4 | 353127.6988 | 401226.1559 | 374366.6139 | 402138.657 | 413537.1948 | 431637.568 | 469850.209 | 413974.7262
Energy | GWh | Outputs | 2758.26 | 2820.8384 | 2847.3027 | 2872.919 | 2896.443 | 2909.8907 | 2891.1396 | 2903.9245 | 2829.772 | 2856.06 | 2876.112 | 2914 | 2852 | 2886.2458 | 2854.9406 | 2851 | 30120.2533 | 30441.8373 | 30555.2785 | 30707.2538 | 30533.4147 | 30569.629 | 29344.7339 | 26338.0859 | 25523.4462 | 25630.0658 | 25617.6563 | 25668.7805 | 25387 | 25424 | 24934 | 24456 | 5974.9926 | 6079.2982 | 6099.5968 | 6096.472 | 6209.7111 | 6105.0506 | 6085.1301 | 5981.3549 | 5919.4005 | 5944.1731 | 5876 | 5917.32 | 5823.769 | 5813 | 5179 | 5124 | 17196 | 17482.5594 | 18111.697 | 17425.962 | 17410.773 | 17501.1863 | 16505.8002 | 16000.8074 | 15636.9511 | 16127.5007 | 16645.2969 | 16716.157 | 16639.3594 | 16758.8964 | 16511.3594 | 16716.8701 | 20618 | 20707 | 21155 | 21994 | 22193 | 21454 | 21210 | 21055 | 20838.0672 | 21154.471 | 21138.1283 | 21354.6284 | 21261.9573 | 21427 | 21141 | 21133 | 13486.171 | 13576.44 | 13813.451 | 14130.074 | 14256.528 | 13227.153 | 13691.726 | 13495.528 | 13716.2449 | 13656.1276 | 13747.3853 | 13331.9641 | 13243.176 | 13504 | 13567 | 13477 | 11964.84 | 11974.12 | 12036.9 | 12121.4303 | 12103.52 | 11943.293 | 11853.3048 | 12291.1406 | 12029.803 | 12270.6574 | 12313.2442 | 12388.5364 | 12532.744 | 12730.251 | 12450.35 | 12440 | 4278.87 | 4378.72 | 4489.68 | 4374.97 | 4450.31 | 4414.67 | 4364.37 | 4253.7161 | 4135.5219 | 4212.0178 | 4186.8923 | 4264.3874 | 4218.7104 | 4228.6505 | 4106.5999 | 4108.5249 | 10147.7996 | 10299.2012 | 10510.3274 | 10490.7171 | 10678.106 | 10470.6766 | 10743.8061 | 10555.8813 | 10332.9615 | 10712.6554 | 10657 | 10720.33 | 10752.7148 | 10882 | 10649 | 10776 | 10954.5 | 11258.6 | 11344.3 | 11266.7 | 11503.5 | 11258.9 | 11018.6 | 11008.1 | 10603.248 | 10342.4955 | 10355.1159 | 10214.6201 | 10153.8669 | 10050.9611 | 9849.6525 | 9726 | 7397.94 | 7500.023 | 7885.966 | 7750.028 | 7909.096 | 7629.531 | 7594.744 | 7501 | 7447.649 | 7686.1017 | 7559.8542 | 7673.2612 | 7570.2769 | 7658.2962 | 7460.3336 | 7465.3825 | 4448.672 | 4417.0736 | 4441.0496 | 4586.0503 | 4545.2267 | 4444.8158 | 4317.9943 | 4247.662 | 4111.7478 | 4185.7266 | 4243.3221 | 4192.745 | 4293.0444 | 4320.7733 | 4401.1363 | 4482.6356 | 7915.34 | 7972.7466 | 7895.8597 | 8013.4136 | 8163.2833 | 8022.5268 | 8120.6288 | 7856.2712 | 7696.3088 | 7604.0173 | 8067.9294 | 7844 | 7666.5935 | 7693 | 7502 | 7487
Customer Numbers | No | Outputs | 154510 | 156360 | 158455 | 161092 | 164900 | 168937 | 173186 | 177255 | 178710 | 181851 | 184961.5 | 191482 | 197537 | 203157 | 207237 | 212505 | 1546194.5 | 1561614 | 1574318 | 1586138 | 1596897.5 | 1608734.5 | 1621658.5 | 1635052.5 | 1651159.5 | 1669558.5 | 1688281.7207 | 1706913.5 | 1727294 | 1746274 | 1762079 | 1774204 | 294971.6582 | 299951.2942 | 303151.804 | 305984.9843 | 310174.9627 | 314439.6181 | 318643.22 | 322735.8158 | 325917.1518 | 327907.1747 | 336070 | 339400 | 342669 | 345009 | 346468 | 346855 | 849548.2933 | 859722.3053 | 869654.5368 | 878612.2078 | 886064.2927 | 895088.2698 | 903746.6884 | 919384.8239 | 940028.5 | 955832.5 | 968354.5 | 984229.5 | 1005562 | 1027585.5 | 1049164.5 | 1067349 | 1212063.5624 | 1236100.9767 | 1263762.9433 | 1287435.6833 | 1307554.3333 | 1326563.5 | 1343864.5 | 1359711.5 | 1376483 | 1397191 | 1421522 | 1448247 | 1473805 | 1496317 | 1516198 | 1535400 | 624130 | 635123 | 647729 | 663216 | 676960 | 688959 | 699264 | 710431 | 721930 | 728290.5 | 739353.5 | 745501 | 752141 | 757726 | 762303 | 767583 | 799028 | 805190 | 814865 | 821578 | 825215 | 834417 | 838385 | 844244 | 854231 | 867001 | 879064.5 | 891934.5 | 905970 | 916470.5 | 925966 | 935178.5 | 293175.5 | 299118.5 | 302627.5 | 305243 | 309598 | 307191 | 312839 | 319591 | 325927 | 332267 | 339467 | 346887 | 353729 | 360431 | 366841 | 369331.5 | 663966.3573 | 675821.5901 | 688356.4319 | 701004.5418 | 715219.6966 | 731281.5271 | 743561.5155 | 753913.4168 | 765240.739 | 777161.0087 | 799540 | 816349 | 835781 | 853771 | 863408 | 877935 | 778839 | 779426 | 781110 | 814467 | 826964 | 836055 | 844153 | 847766 | 851766.5 | 853939 | 858646.5 | 878299.5 | 894397 | 906197.5 | 914603 | 920841 | 605408 | 616585.5 | 627552.5 | 638613.5 | 645694.5 | 654641 | 668703 | 681299 | 685194 | 706424 | 712767 | 734644 | 741836 | 762382 | 776854 | 784245.5 | 250642.5242 | 255484.3855 | 260424.2595 | 265464.1302 | 270606.022 | 275852 | 278392 | 279868 | 280750 | 283059 | 285325 | 287651.5001 | 287936 | 290446 | 293949 | 297656 | 612728 | 618250 | 624094 | 628120 | 633823 | 641129.7742 | 647892 | 656516 | 658453 | 664549 | 669826 | 676807 | 685025 | 697594 | 703119 | 705367
Maximum Demand | MW | Outputs | 630.12 | 610.68 | 625.128 | 615.168 | 617.76 | 620.81 | 701.692 | 697.803 | 669.9 | 723.989 | 669.242 | 682 | 690.8768 | 691 | 684 | 0 | 6109.7636 | 6019.4088 | 6280.2569 | 6372.643 | 6305.1047 | 6555.2657 | 5958.1554 | 6004.7919 | 5165.4498 | 5367.3403 | 5798.3422 | 6226.4352 | 5767 | 5931 | 6011 | 5664 | 1311.96 | 1348.64 | 1410.96 | 1448.8 | 1389.2 | 1432.5 | 1358.8 | 1447.9 | 1439.32 | 1244.1674 | 1373 | 1478 | 1527.78 | 1484 | 1542 | 1276 | 3779.0287 | 3704.4117 | 3690.1265 | 4004.2594 | 3928.5644 | 4162.0593 | 3377.3132 | 3825.009 | 3361.1573 | 3592.9598 | 4096.7471 | 4344.0417 | 4007.2025 | 4159.4866 | 4260.7803 | 3830.1282 | 4225.3854 | 4618 | 4796.7614 | 5027.5095 | 5297.7098 | 5048.7679 | 4633.7388 | 4685.8868 | 4518.2368 | 4744.361 | 4807.4521 | 5047.22 | 5083.9193 | 5216.25 | 5336 | 4838 | 2804.212 | 2851.599 | 3078.596 | 3040.864 | 3238.046 | 3057.365 | 3212.589 | 3149.488 | 3083.367 | 3113.005 | 3060.093 | 3152.9 | 3091.36 | 3108.277 | 2976 | 2962 | 2473.7941 | 2586.2496 | 2558.212 | 2589.0928 | 2589.9728 | 2541.7861 | 2462.9662 | 2562.8679 | 2967.8845 | 2724.0675 | 2847.778 | 2964.678 | 2965 | 3031 | 2994 | 3011 | 836.985 | 901.7254 | 958.3443 | 1019.6651 | 993.456 | 1017.0411 | 892.4493 | 977 | 1013.293 | 876.4293 | 987.0058 | 956.5356 | 982.8073 | 1026.0432 | 1050.4284 | 947.8846 | 2069.7 | 2183.549 | 2313.63 | 2516.69 | 2446.64 | 2383.48 | 2267.03 | 2413.48 | 2571.31 | 2301.4387 | 2524 | 2505 | 2614.1702 | 2626 | 2679 | 2349 | 2765.2887 | 2746.0278 | 2959.9079 | 3192.792 | 3096.2725 | 3096.3392 | 2768.2162 | 2902.2357 | 3048.9763 | 2746.4358 | 2775.9618 | 2939.3385 | 2787.5684 | 3118 | 2947.1566 | 2673 | 1616.768 | 1689.197 | 1801.394 | 1930.9923 | 1937.7043 | 1838.4724 | 1793.2555 | 1881.4149 | 1942.9552 | 1816.759 | 1951.7955 | 1942.0717 | 1942.1036 | 2026.9371 | 2114.9358 | 1876.6215 | 1063 | 1148 | 1154 | 1134 | 1111 | 1082 | 1042 | 1022 | 1052.359 | 1044.2505 | 1075.0388 | 1064.2684 | 1064.7224 | 1026.4161 | 1079.3839 | 1096.5809 | 1724.02 | 1819.6448 | 1949.34 | 2136.7422 | 2038.7711 | 1975.2444 | 1814.8485 | 2037.0437 | 2142.6112 | 1823.9849 | 2008.7 | 1989.64 | 2060.1515 | 2103.748 | 2102.946 | 1797.973
Ratched Maximum Demand | MW | Outputs | 630.12 | 630.12 | 630.12 | 630.12 | 630.12 | 630.12 | 701.692 | 701.692 | 701.692 | 723.989 | 723.989 | 723.989 | 723.989 | 723.989 | 723.989 | 723.989 | 6109.7636 | 6109.7636 | 6280.2569 | 6372.643 | 6372.643 | 6555.2657 | 6555.2657 | 6555.2657 | 6555.2657 | 6555.2657 | 6555.2657 | 6555.2657 | 6555.2657 | 6555.2657 | 6555.2657 | 6555.2657 | 1311.96 | 1348.64 | 1410.96 | 1448.8 | 1448.8 | 1448.8 | 1448.8 | 1448.8 | 1448.8 | 1448.8 | 1448.8 | 1478 | 1527.78 | 1527.78 | 1542 | 1542 | 3779.0287 | 3779.0287 | 3779.0287 | 4004.2594 | 4004.2594 | 4162.0593 | 4162.0593 | 4162.0593 | 4162.0593 | 4162.0593 | 4162.0593 | 4344.0417 | 4344.0417 | 4344.0417 | 4344.0417 | 4344.0417 | 4225.3854 | 4618 | 4796.7614 | 5027.5095 | 5297.7098 | 5297.7098 | 5297.7098 | 5297.7098 | 5297.7098 | 5297.7098 | 5297.7098 | 5297.7098 | 5297.7098 | 5297.7098 | 5336 | 5336 | 2804.212 | 2851.599 | 3078.596 | 3078.596 | 3238.046 | 3238.046 | 3238.046 | 3238.046 | 3238.046 | 3238.046 | 3238.046 | 3238.046 | 3238.046 | 3238.046 | 3238.046 | 3238.046 | 2473.7941 | 2586.2496 | 2586.2496 | 2589.0928 | 2589.9728 | 2589.9728 | 2589.9728 | 2589.9728 | 2967.8845 | 2967.8845 | 2967.8845 | 2967.8845 | 2967.8845 | 3031 | 3031 | 3031 | 836.985 | 901.7254 | 958.3443 | 1019.6651 | 1019.6651 | 1019.6651 | 1019.6651 | 1019.6651 | 1019.6651 | 1019.6651 | 1019.6651 | 1019.6651 | 1019.6651 | 1026.0432 | 1050.4284 | 1050.4284 | 2069.7 | 2183.549 | 2313.63 | 2516.69 | 2516.69 | 2516.69 | 2516.69 | 2516.69 | 2571.31 | 2571.31 | 2571.31 | 2571.31 | 2614.1702 | 2626 | 2679 | 2679 | 2765.2887 | 2765.2887 | 2959.9079 | 3192.792 | 3192.792 | 3192.792 | 3192.792 | 3192.792 | 3192.792 | 3192.792 | 3192.792 | 3192.792 | 3192.792 | 3192.792 | 3192.792 | 3192.792 | 1616.768 | 1689.197 | 1801.394 | 1930.9923 | 1937.7043 | 1937.7043 | 1937.7043 | 1937.7043 | 1942.9552 | 1942.9552 | 1951.7955 | 1951.7955 | 1951.7955 | 2026.9371 | 2114.9358 | 2114.9358 | 1063 | 1148 | 1154 | 1154 | 1154 | 1154 | 1154 | 1154 | 1154 | 1154 | 1154 | 1154 | 1154 | 1154 | 1154 | 1154 | 1724.02 | 1819.6448 | 1949.34 | 2136.7422 | 2136.7422 | 2136.7422 | 2136.7422 | 2136.7422 | 2142.6112 | 2142.6112 | 2142.6112 | 2142.6112 | 2142.6112 | 2142.6112 | 2142.6112 | 2142.6112
Circuit Length | kms | Outputs | 4648.9299 | 4684.47 | 4740.2956 | 4813.326 | 4886.0807 | 4989.9215 | 5107.7929 | 5170.8114 | 5219.8147 | 5272.084 | 5311.5687 | 5333 | 5384.2019 | 5435.1529 | 5610.1767 | 4812.54 | 38742.395 | 38874.9402 | 39223.9062 | 39462.3062 | 39745.2755 | 40272.423 | 40626.293 | 40963.506 | 41271.488 | 41323.5839 | 41453.2107 | 41642.2755 | 41847 | 42007 | 42294.52 | 42484.79 | 3951.6254 | 4075.7738 | 4036.3645 | 4069.7537 | 4099.411 | 4284 | 4303 | 4347 | 4481.475 | 4505.4781 | 4541.2 | 4549.55 | 4535.9908 | 4557.52 | 4569.141 | 4702 | 32432 | 32832 | 33299 | 33579 | 33817 | 34172 | 34568 | 35029 | 35491.989 | 36005.1816 | 36467.861 | 36993.0394 | 37543.0748 | 38284.3008 | 38725.0058 | 39146.3279 | 46658 | 47645 | 48486 | 49427 | 50117 | 50771 | 51342 | 51781 | 52097.041 | 52564.71 | 53201.88 | 53757 | 54266 | 54777 | 55190 | 55530 | 148353.4389 | 150136.4984 | 150660.0393 | 151770.0553 | 152579.6555 | 152729.5325 | 153747.8514 | 150472.3773 | 151121.812 | 152459.5 | 152254.6389 | 152491.3741 | 151975.9735 | 152279.183 | 152896.21 | 153798.52 | 199551 | 189452 | 185829 | 187750 | 188634 | 190592 | 190819 | 191107 | 191156.072 | 191475.2925 | 191945.3242 | 192103.1244 | 192203.6 | 192537.9398 | 192685.01 | 192882.72 | 5718.7326 | 5769.8561 | 5868.0882 | 5926.7301 | 5970.972 | 6041.5939 | 6102.4391 | 6134.8448 | 6160.5729 | 6246.3147 | 6300.9203 | 6408.9908 | 6567.6 | 6627.9269 | 6698.6166 | 6755.8414 | 71676.8619 | 71930.5 | 72120.5 | 72939.2302 | 73498.5078 | 73133 | 73597 | 73889 | 74181.4391 | 74451.7695 | 74675.1 | 75120.61 | 75412.169 | 75815.15 | 76306.47 | 76723 | 84830.4057 | 85326.1206 | 85821.8355 | 86624.718 | 87208.5509 | 87193.6814 | 87647.697 | 87882.27 | 88082.643 | 88201 | 88808 | 88971 | 89311 | 89298 | 89416 | 89608 | 41507.07 | 41835.893 | 42110.843 | 42711.531 | 42968.715 | 43213.931 | 43702.131 | 43821.927 | 44255.0458 | 44349.204 | 44703.3061 | 44907.4443 | 45114.59 | 45494.43 | 45734.09 | 45878.7198 | 21209.9 | 21210.1 | 21210.1 | 21267.8 | 21631.7 | 22027.1 | 22222.1 | 22335.9 | 22495.9 | 22629.245 | 22681.083 | 22725.013 | 22767.252 | 22862.2944 | 22911.734 | 22657.2823 | 12384 | 12476.3 | 12582.7 | 12537.5 | 12644.4 | 12725.4 | 12817.6 | 12834.7 | 12823.415 | 12873.2218 | 12875.467 | 13342.25 | 13381.79 | 13407.81 | 13426.19 | 13452.5
Customer Minutes Off Supply | mins | Outputs | 5407850 | 6926748 | 4056448 | 4816650.8 | 4254420 | 8058294.9 | 5628545 | 5087218.5 | 4790500.26 | 5977442.37 | 6491438.7678 | 7563539 | 6202661.8 | 7098962.7929 | 7214141.0919 | 8030302.7814 | 134503459.555 | 133517997 | 152756075.54 | 168923697 | 126059088.65 | 143708252.885 | 128548869.295 | 110562250.05 | 126346724.94 | 119206476.9 | 128321001.7357 | 134783693.995 | 120202389.46 | 130359354.1 | 162417880.7844 | 125383147.7007 | 7293342.6063 | 6570798.3498 | 5032657.4451 | 9062886.0915 | 9311824.1756 | 7141087.2005 | 9286900.1328 | 8689276.3808 | 11246478.3058 | 8650433.0482 | 8233715 | 6924380.6472 | 8573281.1578 | 7463714.0106 | 9659171.1363 | 7644175.7685 | 84360145.5249 | 82533341.3087 | 88443866.3922 | 84610355.6108 | 70353504.8421 | 68832287.9476 | 84319566.0271 | 95891837.1327 | 77646354.1 | 87288448.049 | 83967105.6826 | 72276202.2558 | 70980698.1672 | 80209142.2098 | 91686898.0704 | 70320351.0989 | 155413748.349 | 109049908.4273 | 126812450.6203 | 116885067.6083 | 114640198.4619 | 104504882.903 | 86238363.8007 | 91512742.2197 | 96414375.252 | 118009546.242 | 105267968.666 | 90399577.74 | 99574687.215 | 103183027.686 | 111052406.312 | 114020185.86 | 237473975.44 | 167713754.995 | 205115046.972 | 233494477.824 | 238455775.2 | 223886183.517 | 206843689.728 | 187628379.255 | 164640034.922 | 204687647.2641 | 207382224.3746 | 162143485.496 | 176688450.874 | 209502828.2414 | 206596386.0783 | 203532231.5217 | 237311316 | 178993737 | 177966516 | 214431858 | 162154747.5 | 185657782.5 | 199116437.5 | 196286730 | 154786657.2 | 192100101.7569 | 188250162.9558 | 210416858.6857 | 192163221.5651 | 216653626.2 | 225143290.4531 | 201260566.6301 | 20235369.4888 | 20283591.0916 | 19028704.5581 | 21757584.9993 | 19302438.9982 | 16968817.2657 | 15717640.1635 | 19108873.4453 | 19106302.3797 | 15599341.0848 | 15478430.5938 | 14699143.9327 | 15278319.8273 | 17134132.6488 | 18235593.5839 | 17119693.2867 | 80443332.094 | 95025646.5265 | 81850127.7217 | 119358793.6294 | 107246504.7037 | 91494776.3232 | 96324336.4325 | 104908294.3398 | 127203679.7756 | 104448171.6413 | 103700338 | 81712865.8194 | 112549869.1625 | 111084379.7881 | 109693578.8036 | 89424654.5144 | 121810419.6 | 140452565.2 | 101231856 | 111093298.8 | 149349698.4 | 135190093.5 | 109824305.3 | 121484867.8 | 142756065.4 | 105632254.3 | 119326104.105 | 132983327.295 | 117774196.96 | 132631066.1 | 109660899.7 | 116431136.04 | 114752059.36 | 109259567.1855 | 82905960.775 | 113754945.528 | 83853116.2425 | 95229971.629 | 83990434.206 | 90696698.6833 | 107775984.1216 | 96612686.8248 | 122149257.4902 | 89098031.0483 | 124256145.1202 | 136680614.7593 | 134261565.7694 | 99280922.71 | 33084813.1946 | 44198798.684 | 45574245.404 | 53358290.1773 | 55474234.5145 | 38343428 | 44542720 | 38341916 | 51894387.5948 | 39984348.222 | 42914591.95 | 39294345.5197 | 45306264.0871 | 45975869.6968 | 44501080.556 | 48064141.3393 | 30973222.231 | 37497590.8356 | 39096276.5949 | 38623528.1766 | 35947861.1096 | 39092592.6322 | 50957447.902 | 48293316.96 | 51319924.699 | 44060927.798 | 36621453.7059 | 29060954.1906 | 31642756.4861 | 30244229.7256 | 23424353.2355 | 18426238.658
Price Customer Minutes Off Supply | $/min | Outputs | 0.92123 | 0.96039 | 0.98755 | 1.0235 | 1.0301 | 1.0531 | 1.0378 | 1.0416 | 1.0316 | 1.039 | 1.0495 | 1.0302 | 0.99036 | 0.99525 | 0.97903 | 0.95458 | 1.0887 | 1.1317 | 1.1619 | 1.1993 | 1.2261 | 1.2592 | 1.2401 | 1.124 | 1.115 | 1.1158 | 1.1406 | 1.1429 | 1.1451 | 1.1531 | 1.1455 | 1.1215 | 1.1974 | 1.2288 | 1.2716 | 1.2612 | 1.3054 | 1.3267 | 1.3192 | 1.3102 | 1.333 | 1.3477 | 1.3179 | 1.3377 | 1.334 | 1.3432 | 1.1662 | 1.2263 | 1.25 | 1.3076 | 1.3578 | 1.3303 | 1.3624 | 1.3979 | 1.3374 | 1.2934 | 1.2744 | 1.3047 | 1.3416 | 1.3456 | 1.3443 | 1.3469 | 1.3321 | 1.3446 | 0.95537 | 0.98 | 1.0039 | 1.0692 | 1.0866 | 1.0684 | 1.0816 | 1.093 | 1.1051 | 1.1227 | 1.1211 | 1.1241 | 1.1239 | 1.1296 | 1.1077 | 1.1003 | 1.3494 | 1.3821 | 1.4072 | 1.466 | 1.4637 | 1.3615 | 1.435 | 1.4242 | 1.4838 | 1.5079 | 1.5206 | 1.4552 | 1.4755 | 1.5328 | 1.5452 | 1.5259 | 0.83668 | 0.86881 | 0.89384 | 0.91929 | 0.9335 | 0.94689 | 0.9793 | 1.0492 | 1.0478 | 1.0739 | 1.076 | 1.079 | 1.1051 | 1.1374 | 1.1225 | 1.1159 | 0.88926 | 0.91514 | 0.96878 | 0.92997 | 0.95636 | 0.98817 | 0.96983 | 0.94645 | 0.92875 | 0.9369 | 0.91665 | 0.92348 | 0.91713 | 0.91241 | 0.84174 | 0.89409 | 0.91044 | 0.934 | 0.96981 | 0.94757 | 0.98684 | 0.98645 | 1.0124 | 1.0031 | 0.992 | 1.0304 | 1.0037 | 1.0014 | 1.0026 | 1.0069 | 0.9539 | 1.0118 | 0.837 | 0.8894 | 0.91613 | 0.90259 | 0.92056 | 0.91712 | 0.92365 | 0.94579 | 0.93319 | 0.90993 | 0.91348 | 0.89459 | 0.89433 | 0.89278 | 0.88483 | 0.86863 | 0.63642 | 0.64784 | 0.70294 | 0.67955 | 0.71312 | 0.70358 | 0.69375 | 0.69267 | 0.70081 | 0.71541 | 0.70864 | 0.7067 | 0.70536 | 0.6992 | 0.65239 | 0.68348 | 0.84623 | 0.85199 | 0.79766 | 0.91956 | 0.91509 | 0.89677 | 0.89705 | 0.90034 | 0.88242 | 0.92272 | 0.94433 | 0.93246 | 0.97536 | 0.99157 | 1.0083 | 1.0156 | 0.70147 | 0.71805 | 0.72009 | 0.74749 | 0.77875 | 0.7847 | 0.8004 | 0.78616 | 0.79232 | 0.79094 | 0.82737 | 0.81619 | 0.80232 | 0.80247 | 0.76044 | 0.8043
Opex | $'000 | Opex inputs | 32644.3725 | 33989.7837 | 37658.3771 | 39959.3786 | 46087.4631 | 53239.6364 | 58764.1159 | 66417.41 | 77223.5949 | 73579.8427 | 40562.1789 | 46909.596 | 55849.335 | 55021.766 | 53278.4164 | 54940.209 | 357834.4962 | 316522.9919 | 467809.1222 | 441027.3381 | 511184.2689 | 506684.854 | 577601.0955 | 471121.6833 | 539569.5918 | 647227.9758 | 588178.8665 | 529666.4609 | 463137.071 | 445750.647 | 403448.379 | 387112.453 | 26412.589 | 31329.7106 | 31120.5314 | 37629.5409 | 42279.508 | 40682.504 | 52808.9728 | 52531.2481 | 55150.626 | 54114.7997 | 55415.4623 | 54481.1329 | 48229.0382 | 55345.957 | 52908.6785 | 67493.261 | 156824.9179 | 176841.3944 | 224408.06 | 214131.3003 | 210431.138 | 229554.2907 | 240838.1272 | 222645.274 | 258321.993 | 270954.4352 | 295663.4981 | 276143.805 | 257322.8982 | 248955.6364 | 226772.7948 | 244843.3804 | 189286.7865 | 229999.825 | 249220.281 | 269392.6544 | 278759.4613 | 317627.737 | 350958.6649 | 387877.9989 | 365738.5577 | 381461.5461 | 344893.6384 | 353346.3103 | 362234.7884 | 350114.929 | 338318.7 | 384744.807 | 259957.891 | 241890.4806 | 269457.2365 | 270466.598 | 270621.2147 | 345122.0618 | 363976.4844 | 298481.0483 | 308046.3604 | 362830.1577 | 371607.978 | 341013.31 | 357962.681 | 368947.331 | 390182.7899 | 368645.446 | 198507.6194 | 249199.6341 | 304612.2863 | 296582.8498 | 324946.1177 | 336208.0054 | 429455.7127 | 401260.4295 | 390948.4965 | 391299.867 | 313936.8396 | 321942.6925 | 345390.714 | 401766.886 | 394653.59 | 401221.271 | 46756.0923 | 51252.3522 | 43220.3586 | 48349.7257 | 58605.5751 | 59886.8984 | 70098.0678 | 69150.3039 | 69918.5566 | 73079.7304 | 78683.549 | 84039.022 | 79198.772 | 84456.9827 | 73865.8198 | 68644.1 | 116861.4786 | 106359.5677 | 113514.7292 | 128379.612 | 127280.197 | 137174.0403 | 167745.9521 | 183726.3528 | 171080.1829 | 186774.2733 | 161157.5698 | 177216.0658 | 186388.8013 | 184353.7397 | 176109.7194 | 218274.83 | 112506.535 | 108991.583 | 126897.568 | 145514.894 | 147956.514 | 191519.795 | 203371.86 | 222412.643 | 233849.701 | 248377.4869 | 211867.1631 | 248667.399 | 249010.8313 | 261706.8167 | 237845.6739 | 245707.5765 | 81250.614 | 103209.3865 | 116017.5246 | 137883.2964 | 137860.3609 | 143839.8185 | 157205.9192 | 179574.5665 | 189806.6751 | 204651.5994 | 229428.0253 | 204947.9247 | 193557.9334 | 204177.4402 | 217757.1326 | 215584.4439 | 48648.8239 | 50748.1094 | 53289.023 | 61973.7059 | 75037.9781 | 74900.1797 | 84369.7778 | 70674.636 | 74075.8628 | 64088.13 | 69929.8108 | 93577.6836 | 86416.3469 | 78404.0011 | 82673.0577 | 90510.3948 | 83237 | 81473 | 85413.8863 | 89047.9225 | 96130.0666 | 121992.7555 | 126519.883 | 116175.4911 | 121867.709 | 117721.4946 | 138427.9433 | 132835.0931 | 108242.1419 | 110815.785 | 118042.307 | 118292.577
Price Opex | Index | Opex inputs | 1 | 1.0453 | 1.0869 | 1.1313 | 1.1568 | 1.1996 | 1.2385 | 1.2785 | 1.3134 | 1.3427 | 1.3657 | 1.3916 | 1.4221 | 1.4567 | 1.4854 | 1.5051 | 1 | 1.0453 | 1.0869 | 1.1313 | 1.1568 | 1.1996 | 1.2385 | 1.2785 | 1.3134 | 1.3427 | 1.3657 | 1.3916 | 1.4221 | 1.4567 | 1.4854 | 1.5051 | 1.0258 | 1.0651 | 1.1123 | 1.14 | 1.1785 | 1.2206 | 1.258 | 1.2966 | 1.33 | 1.3538 | 1.3779 | 1.4052 | 1.4414 | 1.4719 | 1.4955 | 1.5051 | 1 | 1.0453 | 1.0869 | 1.1313 | 1.1568 | 1.1996 | 1.2385 | 1.2785 | 1.3134 | 1.3427 | 1.3657 | 1.3916 | 1.4221 | 1.4567 | 1.4854 | 1.5051 | 1 | 1.0453 | 1.0869 | 1.1313 | 1.1568 | 1.1996 | 1.2385 | 1.2785 | 1.3134 | 1.3427 | 1.3657 | 1.3916 | 1.4221 | 1.4567 | 1.4854 | 1.5051 | 1 | 1.0453 | 1.0869 | 1.1313 | 1.1568 | 1.1996 | 1.2385 | 1.2785 | 1.3134 | 1.3427 | 1.3657 | 1.3916 | 1.4221 | 1.4567 | 1.4854 | 1.5051 | 1 | 1.0453 | 1.0869 | 1.1313 | 1.1568 | 1.1996 | 1.2385 | 1.2785 | 1.3134 | 1.3427 | 1.3657 | 1.3916 | 1.4221 | 1.4567 | 1.4854 | 1.5051 | 1.0258 | 1.0651 | 1.1123 | 1.14 | 1.1785 | 1.2206 | 1.258 | 1.2966 | 1.33 | 1.3538 | 1.3779 | 1.4052 | 1.4414 | 1.4719 | 1.4955 | 1.5051 | 1.0258 | 1.0651 | 1.1123 | 1.14 | 1.1785 | 1.2206 | 1.258 | 1.2966 | 1.33 | 1.3538 | 1.3779 | 1.4052 | 1.4414 | 1.4719 | 1.4955 | 1.5051 | 1 | 1.0453 | 1.0869 | 1.1313 | 1.1568 | 1.1996 | 1.2385 | 1.2785 | 1.3134 | 1.3427 | 1.3657 | 1.3916 | 1.4221 | 1.4567 | 1.4854 | 1.5051 | 1.0258 | 1.0651 | 1.1123 | 1.14 | 1.1785 | 1.2206 | 1.258 | 1.2966 | 1.33 | 1.3538 | 1.3779 | 1.4052 | 1.4414 | 1.4719 | 1.4955 | 1.5051 | 1 | 1.0453 | 1.0869 | 1.1313 | 1.1568 | 1.1996 | 1.2385 | 1.2785 | 1.3134 | 1.3427 | 1.3657 | 1.3916 | 1.4221 | 1.4567 | 1.4854 | 1.5051 | 1.0258 | 1.0651 | 1.1123 | 1.14 | 1.1785 | 1.2206 | 1.258 | 1.2966 | 1.33 | 1.3538 | 1.3779 | 1.4052 | 1.4414 | 1.4719 | 1.4955 | 1.5051
Overhead Lines | MVAkms | Capital inputs | 66641.9779 | 66616.3179 | 66578.6379 | 66558.9879 | 66563.4679 | 66578.6379 | 73215.7724 | 73172.5324 | 73111.1442 | 72942.2911 | 73021.8829 | 70861.449 | 70965.9791 | 70975.7325 | 70998.3874 | 69068.4385 | 369147.8584 | 352096.6928 | 352262.4285 | 356293.7383 | 360395.1286 | 367332.3414 | 369906.8251 | 373615.4583 | 360867.1313 | 374971.0049 | 370176.0487 | 378559.778 | 365305.664 | 367711.783 | 359650.8034 | 360345.6727 | 9444.0852 | 9574.8742 | 9160.6784 | 9156.3872 | 9128.3729 | 9296 | 9305 | 9305.6 | 9526.1403 | 9549.6081 | 9524.8 | 9529.568 | 9406.5041 | 9404.623 | 9361 | 14165.2 | 316950.1312 | 319459.114 | 324649.3153 | 325867.5391 | 326640.4904 | 326666.9562 | 330135.5067 | 335803.4936 | 329985.8974 | 335943.9371 | 334763.4734 | 334850.6524 | 323743.5459 | 324203.0118 | 322033.4893 | 312699.0333 | 265407.8085 | 273606.555 | 273689.0284 | 278522.4536 | 283738.5696 | 288283.4604 | 297246.9629 | 297933.157 | 302240.157 | 299412.8866 | 301747.1729 | 306432.8546 | 305665.236 | 304156.26 | 308833.935 | 258171.936 | 503554.0278 | 512796.4981 | 519453.9532 | 532211.1306 | 537644.6236 | 543146.7263 | 551441.8392 | 495895.4621 | 498372.9666 | 506773.1933 | 503400.2425 | 522393.2499 | 529124.6777 | 525061.4616 | 530108.9918 | 745358.1613 | 493276.9435 | 521433.5139 | 542124.736 | 576284.9464 | 613972.7005 | 644284.1599 | 656562.6425 | 705073.5133 | 718515.9062 | 743357.8675 | 773325.5859 | 773206.0395 | 770171.9296 | 771894.799 | 782935.9954 | 817268.5338 | 45656.5735 | 45783.6494 | 46117.229 | 47598.5013 | 47741.1132 | 47257.6093 | 47329.8017 | 47625.0661 | 46911.2352 | 47036.969 | 47278.8145 | 47115.3702 | 51339.5973 | 51505.9099 | 50972.7887 | 51082.5264 | 433040.9362 | 433401.8968 | 434638.8998 | 433216.2198 | 433313.3254 | 434042.16 | 435577.88 | 436396.04 | 434519.7382 | 434596.0256 | 438242.1 | 440290.0076 | 439513.8956 | 439863.942 | 439863.36 | 445249.84 | 199463.6208 | 200531.9427 | 201600.2645 | 203545.3461 | 205917.9083 | 202018.9315 | 203075.2584 | 203577.8829 | 202439.0294 | 202158.614 | 201652.28 | 203423.8365 | 205100.2603 | 205181.83 | 206711.5884 | 209638.82 | 194630.4911 | 195465.2407 | 196360.8879 | 198954.6636 | 201209.698 | 201330.5836 | 203680.319 | 202045.8428 | 208634.248 | 205431.8115 | 210327.7033 | 209653.865 | 204819.05 | 203524.1604 | 206415.9043 | 206396.5218 | 96997.59 | 96997.59 | 96997.59 | 96931.47 | 98747.398 | 99687.459 | 100341.167 | 100667.928 | 101187.4526 | 101667.8736 | 102302.2989 | 103415.8508 | 105173.4115 | 106049.3003 | 106292.9074 | 106510.7731 | 87030.67 | 88019.84 | 90153.05 | 88860.93 | 92814.62 | 93763.02 | 97849.73 | 95807.514 | 100519.0066 | 100627.4552 | 99486.8608 | 99066.9112 | 99663.0332 | 99740.5113 | 100463.5486 | 100571.933
Underground Cables | MVAkms | Capital inputs | 8639.0434 | 8783.5102 | 9005.875 | 9261.0386 | 9522.3733 | 9808.294 | 10242.2686 | 10545.2506 | 11593.3542 | 11770.591 | 11906.9691 | 12041.324 | 12171.7016 | 12338.88 | 12702.7884 | 9546.3261 | 160125.9935 | 161155.1811 | 161019.7095 | 159032.3804 | 163422.7531 | 166901.896 | 170513.3813 | 175190.0642 | 182680.5703 | 173152.9201 | 180033.0131 | 183648.6558 | 179711.661 | 177005.174 | 183843.0016 | 182835.9876 | 8302.5464 | 8751.9325 | 9045.6616 | 9217.7462 | 9408.9829 | 9831.2 | 10475.6 | 10642.4 | 11017.0043 | 11161.337 | 11555.64 | 11609.838 | 11478.0845 | 11485.364 | 11854.2504 | 12009.1 | 26643.4246 | 29099.2503 | 31123.6341 | 33141.0199 | 34114.6709 | 36190.0536 | 40953.3568 | 44585.2017 | 48331.0057 | 50116.2047 | 51266.4598 | 54072.915 | 55496.6635 | 58089.3543 | 59033.2153 | 60488.7006 | 43547.389 | 49295.3475 | 55841.2608 | 59556.3827 | 63144.4777 | 67820.1952 | 69346.5226 | 73299.841 | 75128.7841 | 77803.1421 | 78403.812 | 79667.3465 | 80401.7326 | 80688.876 | 83896.329 | 76644.22 | 9806.8052 | 10799.3593 | 12131.9693 | 13198.5096 | 14535.7974 | 15417.0697 | 16181.9724 | 16705.0401 | 17323.4176 | 18126.9678 | 18616.3163 | 19508.5824 | 19043.8735 | 19292.0583 | 19391.9766 | 19583.5604 | 12445.6552 | 14319.4727 | 9461.9517 | 11030.6088 | 12056.548 | 13939.591 | 15604.8539 | 17049.1095 | 18888.51 | 20060.9984 | 20402.4929 | 20958.4834 | 21386.1478 | 21762.057 | 22284.2189 | 24293.3113 | 7741.3367 | 7816.2118 | 8321.5205 | 8596.2709 | 8897.8704 | 9255.979 | 9745.9115 | 10045.0343 | 10510.063 | 11125.3975 | 11447.5348 | 11876.8429 | 13044.0778 | 13657.597 | 14452.5597 | 14837.999 | 8427.9443 | 8871.1845 | 8944.9107 | 11579.7789 | 12953.6705 | 12007.4 | 12032.6 | 12719.08 | 13265.8871 | 14339.9678 | 14933.872 | 15909.2364 | 16701.6104 | 17943.7804 | 19345.4488 | 19940.6 | 22392.3241 | 23163.0952 | 23933.8663 | 25238.3494 | 25798.4749 | 25373.0755 | 26710.9224 | 27019.0356 | 27511.1379 | 28099.8769 | 28556.18 | 28792.6992 | 29372.131 | 30034.069 | 30761.2057 | 34015.62 | 14064.1788 | 15149.1086 | 15594.763 | 16720.0062 | 17405.3002 | 18204.1895 | 19261.4839 | 20271.3012 | 21383.1321 | 22385.2249 | 23497.8719 | 24834.0905 | 26656.8649 | 27640.1571 | 29120.3932 | 29668.8176 | 9677.493 | 9679.753 | 9679.753 | 10122.813 | 10487.999 | 11084.818 | 11254.73 | 11310.74 | 11698.5616 | 11774.5449 | 11942.8524 | 12012.118 | 12154.3553 | 12296.3901 | 12460.9917 | 12410.3331 | 9129.973 | 9515.422 | 10058.645 | 10142.206 | 10604.732 | 11096.474 | 11332.956 | 11762.09 | 11915.106 | 12277.1688 | 12388.871 | 13059.9852 | 13174.4786 | 13454.5107 | 13717.6347 | 13806.0037
Transformers | MVA | Capital inputs | 3025 | 3095 | 3159 | 3245 | 3300 | 3389 | 3411 | 3478.4 | 3578.074 | 3629.015 | 3661.371 | 3680.217 | 3725 | 3848.765 | 3903.405 | 3949.751 | 31958.0943 | 33084.8751 | 34151.6934 | 35456.2147 | 36761.736 | 37517.3445 | 38597.7145 | 39695 | 40828.44 | 41252.409 | 41526.663 | 39727.641 | 40403 | 40380 | 40872 | 41114 | 5912.11 | 5992.46 | 6217.31 | 6295.44 | 6503.29 | 6604.49 | 6707.91 | 6820.51 | 6997.89 | 7029.6 | 7122 | 7150.04 | 7166.91 | 7265.46 | 7394 | 7293.96 | 19588.6017 | 21051.4693 | 21791.9565 | 22429.0658 | 23124.2522 | 23395.7027 | 24136.8262 | 24850.6185 | 25089.9447 | 25075.7297 | 25447.7866 | 25552.5699 | 25878.9498 | 26055.1871 | 26420.3545 | 26755 | 25804.4 | 27929 | 29027.8 | 30140.4 | 31001.8 | 32046.1 | 32813.7 | 33351.3 | 34058.281 | 35203.376 | 35649.192 | 36127.738 | 36361.4778 | 36727 | 37058 | 37349 | 13474.203 | 13884.903 | 13994.891 | 14130.691 | 14907.521 | 15363.471 | 16014.411 | 16553.133 | 17655.125 | 17751.261 | 18429.554 | 18811.401 | 18909.72 | 18969.221 | 18805.44 | 19086.68 | 16019.809 | 17194.629 | 18301.5375 | 18853.003 | 19846.777 | 20162.111 | 20508.111 | 20606.611 | 20583.061 | 20958.561 | 21212.8645 | 21342.279 | 21490.1445 | 22027.109 | 22211.743 | 22365.633 | 3299.61 | 3322.4365 | 3531.263 | 3679.286 | 3647.423 | 3969.46 | 4017.486 | 4096.349 | 4171.43 | 4403 | 4468.78 | 4490.399 | 4607 | 4710.795 | 4885.311 | 4881.581 | 7892.073 | 8166.0037 | 8513.232 | 8744.845 | 8973.514 | 9208.774 | 9464.172 | 9795.327 | 10106.59 | 10205.43 | 10416 | 10715.23 | 10964.749 | 11183.74 | 11557 | 11521.736 | 11112.16 | 11670.06 | 11918.555 | 12270.805 | 12839.705 | 13193.69 | 13742.99 | 14057.79 | 14342.679 | 14610.155 | 14736.8652 | 14799.0478 | 14934.8283 | 14982.477 | 15145.2774 | 15306.8867 | 6625.231 | 7046.08 | 7153.458 | 7938.769 | 7845.694 | 8211.047 | 8281.055 | 8474.735 | 8470.233 | 8698.984 | 8961.69 | 9057.723 | 9340.33 | 9369.08 | 9464.23 | 9557.388 | 3217.8 | 3337.5 | 3500.2 | 3644.6 | 3802.5 | 3988.6 | 4097.3 | 4129.6 | 4217.563 | 4277.969 | 4302.578 | 4390.417 | 4379.225 | 4470 | 4550.743 | 4611.904 | 6198 | 6385 | 6585 | 6912 | 7148 | 7264 | 7605 | 7877 | 7997.118 | 8044.896 | 8140.158 | 8308.96 | 8496.33 | 8610.952 | 8677.741 | 9040.779
Distribution transformers | MVA | Capital inputs | 1690.7 | 1760.7 | 1819.7 | 1890.7 | 1945.7 | 1979.7 | 2001.7 | 2081.1 | 2128.774 | 2179.715 | 2226.071 | 2229.917 | 2274.7 | 2398.465 | 2368.205 | 2417.051 | 14313.5973 | 14983.6975 | 15450.8857 | 15789.5748 | 16221.4295 | 16208.5503 | 16576.5219 | 16565.1066 | 16936.44 | 17201.409 | 17737.3436 | 17168.1833 | 17486 | 17818 | 17734 | 18013 | 3599.41 | 3644.6652 | 3891.01 | 3967.8889 | 4047.99 | 4088.39 | 4142.01 | 4250.71 | 4341.49 | 4429.3 | 4522 | 4617.73 | 4673.0428 | 4826.803 | 4786.083 | 4734.288 | 8353.245 | 8676.317 | 9014.877 | 9266.007 | 9496.559 | 9755.93 | 9973.059 | 10189.263 | 10428.803 | 10384.831 | 10876.156 | 11062.102 | 11377.253 | 11734.5419 | 11900.3545 | 12137 | 11494 | 12305 | 13120 | 14056 | 14664.5 | 15115 | 15550 | 15837.9 | 16084.081 | 16359.976 | 16662.8507 | 17161 | 17546 | 17851 | 18230.5 | 18527 | 7766.85 | 7953.149 | 8260.285 | 8488.055 | 8710.89 | 8738.204 | 8964.009 | 9340.079 | 9958.685 | 10156.6247 | 10542.1626 | 11227.281 | 11523.4116 | 11593.851 | 11616.4 | 11608.83 | 8211.043 | 8676.442 | 9125.6545 | 9514.876 | 9918.304 | 9942.695 | 9943.321 | 9943.584 | 10774.179 | 10390.044 | 10786.7245 | 10756.055 | 10862.2675 | 11166.906 | 11453.961 | 11661.001 | 1997.7426 | 2044.8407 | 2218.7506 | 2327.3675 | 2288.2424 | 2567.1729 | 2580.7886 | 2658.1013 | 2716.3913 | 2790.985 | 2851.7233 | 2897.737 | 2951.2949 | 3054.3317 | 3148.1403 | 3142.563 | 5639.273 | 5816.3037 | 6058.632 | 6332.645 | 6536.614 | 6639.374 | 6791.672 | 6992.427 | 7146.79 | 7301.03 | 7463 | 7912.52 | 8098.2552 | 8298.686 | 8591.929 | 8483.901 | 7197.8 | 7612.9 | 7878.8 | 8100.6 | 8434.8 | 8800.8 | 9088.6 | 9264.3 | 9440.389 | 9635.8075 | 9719.9234 | 9795.1778 | 9938.8475 | 9963.3224 | 10079.2601 | 10055.7667 | 4216.736 | 4593.869 | 4637.247 | 5266.674 | 5040.224 | 5371.576 | 5359.623 | 5467.781 | 5595.646 | 5627.51 | 5841.2133 | 5904.5313 | 6187.9299 | 6365.9394 | 6456.8191 | 6523.2312 | 2859.571 | 2979.271 | 3101.971 | 3251.503 | 3377.881 | 3432.939 | 3579.507 | 3604.915 | 3738.913 | 3789.745 | 3820.165 | 3912.609 | 3893.585 | 4140 | 4024.1889 | 4074.088 | 3686.848 | 3784.6771 | 3909.5011 | 4206.0726 | 4401.7518 | 4464.9516 | 4763.4828 | 4900.5441 | 4937.9704 | 4982.9197 | 5088.0608 | 5270.69 | 5412.8163 | 5484.006 | 5539.899 | 5890.117
AUC Overhead | $'000 | Capital inputs | 13662.3571 | 12529.0245 | 16367.8442 | 15237.4242 | 20491.5626 | 21302.4039 | 21703.397 | 24194.7329 | 20387.3482 | 22088.3553 | 24212.7386 | 25727.0661 | 23679.4709 | 24672.1145 | 23799.3362 | 23368.0181 | 79840.9887 | 76384.3276 | 103388.9508 | 102699.8719 | 132575.1987 | 147409.3279 | 159491.5867 | 181989.7719 | 150999.8853 | 180585.2711 | 184926.3448 | 192062.7328 | 171497.7145 | 174836.4048 | 161137.1637 | 153674.7152 | 8121.4768 | 7902.7318 | 11445.2392 | 9088.9373 | 14235.5455 | 13699.2856 | 12901.3207 | 13702.5853 | 13899.2784 | 13686.2172 | 14828.7143 | 16895.8843 | 14464.8435 | 14584.7051 | 13501.9201 | 11320.8541 | 49918.1385 | 49249.1824 | 64967.3654 | 64460.2282 | 89729.2877 | 86397.3808 | 78746.7605 | 91430.8381 | 81554.8235 | 78705.3154 | 86884.6711 | 101673.3171 | 93803.5698 | 99527.2817 | 102302.8743 | 0 | 82763.7786 | 93764.6231 | 83575.2428 | 120541.1579 | 118313.3738 | 139305.7637 | 181951.0281 | 155183.7135 | 139872.8827 | 173834.4368 | 146705.7851 | 164615.1491 | 157973.68 | 172080.7121 | 163905.1212 | 164324.8141 | 195915.1624 | 225633.0308 | 193566.4127 | 294377.6293 | 273731.012 | 283569.899 | 371470.8391 | 297349.6586 | 253843.233 | 303523.0864 | 287211.6923 | 312004.2855 | 289960.6645 | 307000.0875 | 287318.4711 | 300986.8192 | 115771.1557 | 109241.8047 | 151640.8503 | 144685.97 | 213058.7559 | 222196.4704 | 242953.9923 | 292412.0279 | 259326.7585 | 273042.3275 | 293739.1275 | 325606.9864 | 292178.9921 | 305827.3948 | 282105.1727 | 286505.7444 | 34659.6416 | 33160.2852 | 47348.3183 | 36941.3128 | 56134.3288 | 51917.4064 | 50671.7968 | 54747.7006 | 57557.8267 | 57207.3781 | 61497.8794 | 68405.5864 | 62922.8322 | 64447.8237 | 59366.4751 | 49122.7099 | 66980.5757 | 64631.3167 | 91721.0007 | 72995.8603 | 111082.7489 | 100280.1499 | 93950.9006 | 103086.0293 | 106972.2718 | 107358.5864 | 119936.438 | 135866.816 | 121190.7753 | 124362.8146 | 115342.4373 | 94923.3113 | 60891.0706 | 65126.1986 | 55281.9101 | 77651.2016 | 70789.1747 | 75127.719 | 91419.8806 | 74876.5103 | 64727.5252 | 80981.4172 | 66595.1766 | 61999.0697 | 63137.9276 | 66908.7009 | 68161.1322 | 63841.6791 | 48933.3182 | 47843.0279 | 74825.7242 | 59373.4563 | 101997.1186 | 102825.5248 | 97320.6083 | 106630.16 | 115710.3227 | 159279.929 | 213577.0434 | 196243.1396 | 175071.789 | 175965.0518 | 156262.0286 | 122091.877 | 33976.6138 | 39046.6995 | 39905.7442 | 44578.3634 | 55163.2019 | 61540.0854 | 60185.4401 | 68689.5214 | 57322.8837 | 58772.2506 | 67315.2565 | 68708.0597 | 64731.5503 | 69317.9474 | 68031.7944 | 67851.7477 | 47131.6887 | 45322.3693 | 69378.609 | 52523.3978 | 87605.1253 | 89159.1322 | 83595.454 | 90766.939 | 93476.9244 | 95059.8957 | 100231.933 | 110196.8541 | 99802.4807 | 100233.1226 | 92493.8727 | 78446.0536
AUC Underground | $'000 | Capital inputs | 18273.1202 | 16403.2807 | 21247.4445 | 19021.909 | 25994.4606 | 25798.6073 | 25262.633 | 27646.6053 | 22840.8916 | 24551.0049 | 27170.4104 | 28659.0748 | 25855.5344 | 27003.9497 | 26594.8744 | 26270.2733 | 140012.583 | 133668.689 | 179623.9527 | 177902.4086 | 241068.1064 | 261698.2922 | 294946.6269 | 344866.6208 | 295917.9484 | 341430.4346 | 349154.2189 | 379357.045 | 329775.8622 | 342158.9738 | 315975.0159 | 323260.0274 | 45439.8181 | 44215.9354 | 64036.3322 | 50852.7777 | 79648.149 | 76647.7647 | 72183.1358 | 76666.2268 | 77766.7284 | 76574.6467 | 82966.9387 | 94532.7981 | 80931.0758 | 81601.7017 | 75543.504 | 63340.3988 | 72641.1252 | 67258.3381 | 90326.6866 | 82445.8176 | 113955.572 | 112255.0772 | 118504.2574 | 125162.112 | 102269.2815 | 121769.636 | 129209.7632 | 140059.3501 | 119606.1233 | 122137.0603 | 114399.1083 | 0 | 83367.4017 | 98809.3058 | 88295.8155 | 142127.1862 | 136103.9056 | 160052.8644 | 214395.9017 | 170161.8755 | 149344.7647 | 199668.818 | 169733.4843 | 179310.7497 | 160467.5772 | 164817.3619 | 147606.0026 | 140055.0991 | 19576.528 | 20033.4568 | 18743.6122 | 33527.5324 | 31871.7864 | 40423.2803 | 54587.5917 | 43368.3428 | 36635.3811 | 45634.9577 | 38434.7654 | 41671.325 | 37352.0252 | 38506.1049 | 34389.408 | 34126.1362 | 19284.1516 | 17741.581 | 22684.9968 | 22053.8266 | 33234.3656 | 43813.2131 | 44322.3334 | 48063.8802 | 33131.7961 | 41690.937 | 43735.3658 | 45685.2056 | 39216.517 | 39656.0673 | 35661.0793 | 34994.9701 | 2366.7423 | 2257.599 | 3205.6438 | 2499.7429 | 3770.1236 | 3496.7505 | 3410.5089 | 3676.864 | 3857.0672 | 3827.8001 | 4100.206 | 4565.7136 | 4192.4624 | 4274.3585 | 3935.3374 | 3264.7834 | 29396.5438 | 28365.4972 | 40254.6618 | 32036.5417 | 48752.1773 | 44011.1151 | 41233.3239 | 45242.564 | 46948.1644 | 47117.7107 | 52637.8996 | 59629.4489 | 53188.4043 | 54580.5534 | 50621.6763 | 41660.097 | 89984.2164 | 95119.4038 | 82417.57 | 113498.7934 | 103452.2722 | 102711.1662 | 122114.2466 | 101923.3826 | 91445.1737 | 114402.874 | 100741.6754 | 102306.7459 | 97490.5622 | 103799.4178 | 99968.3491 | 97249.0858 | 28487.8032 | 27771.4503 | 43467.7318 | 34263.8664 | 58967.2667 | 60924.9191 | 57349.6692 | 62345.3441 | 62396.3516 | 38699.5148 | 53260.3221 | 55161.1305 | 53605.9472 | 58557.5206 | 56594.6785 | 46127.3064 | 16489.5169 | 18444.5805 | 18159.7929 | 21005.9649 | 26620.2854 | 29786.8213 | 28329.6732 | 32961.4166 | 25041.5077 | 24788.8029 | 28463.9928 | 28663.2567 | 25831.7553 | 26964.0174 | 24340.7468 | 23683.5493 | 19446.6832 | 18660.3051 | 28311.7316 | 21501.5794 | 35643.5714 | 35522.7171 | 33426.1102 | 36227.5713 | 37413.732 | 38181.1963 | 40288.5003 | 44413.0591 | 39695.2918 | 39866.5749 | 36788.3756 | 31201.0177
AUC Transformers | $'000 | Capital inputs | 20255.0553 | 18706.5551 | 23467.3999 | 22254.662 | 27668.1337 | 30861.5177 | 33531.5554 | 38613.5054 | 37093.7656 | 44772.8318 | 47656.3304 | 48583.4183 | 45514.1417 | 45493.8902 | 47550.6291 | 48301.8042 | 265106.2381 | 269929.7959 | 352970.3163 | 384287.3837 | 491431.1144 | 565453.6586 | 657527.0554 | 745790.3196 | 630852.5179 | 679842.8029 | 684512.1704 | 718240.5532 | 604857.0191 | 607649.4628 | 493944.321 | 516158.5668 | 35722.0992 | 32580.3061 | 39019.7924 | 33139.014 | 45616.5546 | 34715.3099 | 34236.6023 | 37651.0403 | 37956.9465 | 40047.8653 | 46311.3565 | 57691.4015 | 54315.2522 | 54621.6273 | 53701.4032 | 42908.3051 | 148005.3757 | 151686.2973 | 202273.1161 | 200042.8182 | 294906.6944 | 284502.4759 | 296944.5593 | 332757.3597 | 280176.3915 | 263005.0955 | 275978.8172 | 287141.2481 | 253604.7408 | 260840.1447 | 247776.2321 | 253558.5799 | 216587.4911 | 263416.6324 | 247445.5105 | 335138.6312 | 331601.0672 | 383071.6287 | 481761.0279 | 411483.2698 | 359664.0391 | 475380.0751 | 369780.9629 | 399171.8201 | 374659.8089 | 385414.5703 | 359354.3223 | 366340.2157 | 200722.6251 | 229860.3521 | 208698.9992 | 291733.7982 | 292538.2872 | 330926.4568 | 430328.1789 | 363279.3676 | 324814.862 | 363995.7002 | 397970.0495 | 358717.2977 | 326603.3185 | 336621.5486 | 312535.0032 | 330102.8188 | 153549.1973 | 159537.9996 | 217528.625 | 228265.3206 | 316755.051 | 345009.561 | 300385.1839 | 344038.1729 | 406854.4624 | 266475.0797 | 288494.1359 | 306841.184 | 267502.475 | 273406.0975 | 213918.9965 | 243854.8716 | 15924.2022 | 17130.7193 | 22279.9808 | 18420.7055 | 26284.2401 | 24889.4309 | 29065.5145 | 37680.8896 | 41403.2908 | 42656.5776 | 55673.3132 | 45440.651 | 47910.4692 | 51317.8497 | 52650.1223 | 40879.6402 | 46560.8489 | 46350.2401 | 62769.4268 | 54981.1773 | 80186.7123 | 78420.9646 | 81699.2859 | 89792.8292 | 87917.3918 | 93423.7775 | 100741.2163 | 113384.7961 | 113060.0056 | 127339.1577 | 123620.804 | 104203.6435 | 113331.1327 | 133930.9361 | 120770.3063 | 168003.8029 | 169954.473 | 160944.6792 | 210565.412 | 195405.3948 | 185332.9823 | 248627.4193 | 188830.3285 | 278250.1493 | 259628.118 | 268045.7608 | 259480.5201 | 263980.3968 | 44373.5195 | 48487.2697 | 65112.7154 | 58847.2579 | 83106.9592 | 114595.3313 | 84572.9489 | 101307.4821 | 96364.3302 | 76727.4806 | 71937.4079 | 98856.6683 | 98600.8147 | 100615.2804 | 105695.3401 | 95415.6546 | 36811.911 | 44746.2426 | 43025.004 | 35780.2855 | 46258.0097 | 53807.5997 | 54732.1196 | 58763.2918 | 51384.4565 | 54046.1364 | 57450.3508 | 54305.8304 | 39436.6436 | 60417.3114 | 53511.5008 | 50497.9803 | 56487.31 | 54241.6368 | 64790.3776 | 48708.3364 | 56132.3295 | 33325.9904 | 46953.3401 | 55247.7308 | 59600.5669 | 65736.4997 | 89467.9239 | 68836.2981 | 71765.6446 | 73982.3376 | 69730.7152 | 58864.3319
Transformers Excluding First Stage of Two Stage | MVA | Capital inputs | 3025 | 3095 | 3159 | 3245 | 3300 | 3389 | 3411 | 3478.4 | 3578.074 | 3629.015 | 3661.371 | 3680.217 | 3725 | 3848.765 | 3903.405 | 3949.751 | 24413.0943 | 25513.8751 | 26554.6934 | 27833.2147 | 29112.736 | 29613.3445 | 30884.7145 | 31967 | 32940.44 | 33394.409 | 33788.663 | 32329.641 | 32705 | 32678 | 33050 | 33222 | 5912.11 | 5992.46 | 6217.31 | 6295.44 | 6503.29 | 6604.49 | 6707.91 | 6820.51 | 6997.89 | 7029.6 | 7122 | 7150.04 | 7166.91 | 7265.46 | 7394 | 7293.96 | 13634.4796 | 14470.4682 | 14989.7039 | 15415.3952 | 15916.3719 | 16187.8225 | 16633.944 | 17347.7363 | 18280.3171 | 18376.7278 | 18785.6599 | 19074.8194 | 19474.9498 | 19724.9375 | 20016.3545 | 20351 | 19487.9 | 20936.7 | 21833.8 | 22946.4 | 23709.8 | 24426.5 | 25020.7 | 25558.3 | 26016.381 | 27151.876 | 27452.492 | 27944.738 | 28178.4778 | 28473 | 28804 | 29095 | 10851.623 | 11152.643 | 11280.491 | 11450.291 | 12163.121 | 12482.071 | 12909.011 | 13222.983 | 14388.975 | 14422.111 | 15082.804 | 15578.651 | 15676.97 | 15739.471 | 15592.69 | 15885.5 | 14478.809 | 15533.629 | 16465.5375 | 17017.003 | 17980.777 | 18191.111 | 18507.111 | 18575.611 | 18502.061 | 18827.561 | 19103.8645 | 19204.779 | 19331.6445 | 19911.609 | 20116.243 | 20253.133 | 3299.61 | 3322.4365 | 3531.263 | 3679.286 | 3647.423 | 3969.46 | 4017.486 | 4096.349 | 4171.43 | 4403 | 4468.78 | 4490.399 | 4607 | 4710.795 | 4885.311 | 4881.581 | 7892.073 | 8166.0037 | 8513.232 | 8744.845 | 8973.514 | 9208.774 | 9464.172 | 9795.327 | 10106.59 | 10205.43 | 10416 | 10715.23 | 10964.749 | 11183.74 | 11557 | 11521.736 | 10801.36 | 11359.26 | 11607.755 | 11942.005 | 12493.405 | 12842.39 | 13391.69 | 13706.49 | 14016.579 | 14309.055 | 14432.2652 | 14495.7478 | 14637.3283 | 14687.477 | 14847.2774 | 15008.8867 | 6625.231 | 7046.08 | 7153.458 | 7938.769 | 7845.694 | 8211.047 | 8281.055 | 8474.735 | 8470.233 | 8698.984 | 8961.69 | 9057.723 | 9340.33 | 9369.08 | 9464.23 | 9557.388 | 3217.8 | 3337.5 | 3500.2 | 3644.6 | 3802.5 | 3988.6 | 4097.3 | 4129.6 | 4217.563 | 4277.969 | 4302.578 | 4390.417 | 4379.225 | 4470 | 4550.743 | 4611.904 | 6198 | 6385 | 6585 | 6912 | 7148 | 7264 | 7605 | 7877 | 7997.118 | 8044.896 | 8140.158 | 8308.96 | 8496.33 | 8610.952 | 8677.741 | 9040.779
AUC Transformers Excluding First Stage of Two Stage | $'000 | Capital inputs | 20255.0553 | 18706.5551 | 23467.3999 | 22254.662 | 27668.1337 | 30861.5177 | 33531.5554 | 38613.5054 | 37093.7656 | 44772.8318 | 47656.3304 | 48583.4183 | 45514.1417 | 45493.8902 | 47550.6291 | 48301.8042 | 214359.0037 | 219747.3859 | 289004.1595 | 318196.8016 | 411123.53 | 474882.9898 | 559370.1722 | 638036.5001 | 537948.1884 | 579332.691 | 582349.9426 | 607959.2415 | 508282.3793 | 510320.9379 | 415254.8304 | 433834.8862 | 35722.0992 | 32580.3061 | 39019.7924 | 33139.014 | 45616.5546 | 34715.3099 | 34236.6023 | 37651.0403 | 37956.9465 | 40047.8653 | 46311.3565 | 57691.4015 | 54315.2522 | 54621.6273 | 53701.4032 | 42908.3051 | 111623.4119 | 111113.3245 | 144398.366 | 139003.5452 | 199824.7572 | 188556.8189 | 191610.7023 | 213430.1347 | 186638.5705 | 180882.3303 | 189767.0073 | 199149.7082 | 177333.9035 | 183393.1509 | 175095.7742 | 180646.8557 | 170999.4192 | 206450.9129 | 192298.0367 | 259498.1201 | 254479.2915 | 290924.7467 | 364573.8083 | 313117.2423 | 270256.2075 | 367082.1004 | 284892.3133 | 308758.8844 | 290049.069 | 297900.1092 | 278260.6228 | 287013.1983 | 167953.7625 | 192384.6981 | 172697.4436 | 237558.673 | 239785.6513 | 272054.0305 | 354939.2115 | 299198.4387 | 270873.8335 | 302023.6197 | 334224.6217 | 301526.6567 | 274493.0476 | 282679.292 | 262117.8371 | 281649.2208 | 144588.7176 | 149575.7023 | 201797.4169 | 211416.6015 | 293132.7801 | 317836.3666 | 276206.4494 | 314928.4739 | 369123.9804 | 241869.8061 | 261341.5459 | 276560.2163 | 240592.3631 | 247465.1873 | 194248.2825 | 221898.0256 | 15924.2022 | 17130.7193 | 22279.9808 | 18420.7055 | 26284.2401 | 24889.4309 | 29065.5145 | 37680.8896 | 41403.2908 | 42656.5776 | 55673.3132 | 45440.651 | 47910.4692 | 51317.8497 | 52650.1223 | 40879.6402 | 46560.8489 | 46350.2401 | 62769.4268 | 54981.1773 | 80186.7123 | 78420.9646 | 81699.2859 | 89792.8292 | 87917.3918 | 93423.7775 | 100741.2163 | 113384.7961 | 113060.0056 | 127339.1577 | 123620.804 | 104203.6435 | 111453.58 | 131801.4838 | 118806.3394 | 165194.3745 | 167067.2749 | 158139.9281 | 207048.5821 | 192223.813 | 182594.452 | 245294.3014 | 186515.3332 | 275105.312 | 256766.724 | 265174.5397 | 256751.1043 | 261305.2764 | 44373.5195 | 48487.2697 | 65112.7154 | 58847.2579 | 83106.9592 | 114595.3313 | 84572.9489 | 101307.4821 | 96364.3302 | 76727.4806 | 71937.4079 | 98856.6683 | 98600.8147 | 100615.2804 | 105695.3401 | 95415.6546 | 36811.911 | 44746.2426 | 43025.004 | 35780.2855 | 46258.0097 | 53807.5997 | 54732.1196 | 58763.2918 | 51384.4565 | 54046.1364 | 57450.3508 | 54305.8304 | 39436.6436 | 60417.3114 | 53511.5008 | 50497.9803 | 56487.31 | 54241.6368 | 64790.3776 | 48708.3364 | 56132.3295 | 33325.9904 | 46953.3401 | 55247.7308 | 59600.5669 | 65736.4997 | 89467.9239 | 68836.2981 | 71765.6446 | 73982.3376 | 69730.7152 | 58864.3319
Route length | km | Capital inputs | 3810.181 | 3809.554 | 3835.902 | 3868.932 | 3906.538 | 3955.876 | 4015.212 | 4087 | 4058 | 4074 | 4120.26 | 4143.41 | 4182.3 | 4212.31 | 4242.32 | 4313.53 | 34573.595 | 34930.4402 | 35177.8062 | 35468.3062 | 35718.5755 | 36202.723 | 36609.593 | 36951.606 | 37333.7664 | 38686.9923 | 38912.69 | 39038.4397 | 39250 | 39348.32 | 39515.29 | 39674.65 | 2845.6755 | 2932.7605 | 2899.042 | 2921.4818 | 2940.3416 | 3068.8208 | 3082.5603 | 3112.9464 | 3186 | 3202.6544 | 3226.6 | 3231.84 | 3214.0543 | 3238.5 | 0 | 3253.71 | 25674.3 | 25991 | 26360.6 | 26582.3 | 26770.7 | 27051.7 | 27350.2 | 27730.2 | 28090 | 28221 | 28346.85 | 27128.4936 | 27921.5018 | 28351.6147 | 29465.7444 | 29813.217 | 37863 | 38739 | 39599 | 40484 | 41131 | 41689 | 42178 | 42587 | 42833 | 43085.164 | 43798 | 44442 | 44917 | 45364 | 45831 | 46184 | 137464.938 | 139118.037 | 139627.552 | 140872.028 | 141675.837 | 141326.281 | 142404.592 | 141446.783 | 141844.5005 | 140013.028 | 140415.033 | 140566.5 | 140358.67 | 140837.942 | 141230 | 141894.425 | 189519.3001 | 179841.5427 | 176400.0058 | 178225.5571 | 180726.3879 | 180344 | 180416 | 180741 | 180741 | 181384.059 | 181699.784 | 181656.6676 | 181777.85 | 181954.39 | 181874.41 | 182064 | 4061.8365 | 4096.2417 | 4163.0765 | 4202.6756 | 4232.072 | 4279.6911 | 4319.8792 | 4340.3852 | 4475.5042 | 4485 | 4558.1907 | 4634.602 | 4651.36 | 4730.35 | 4762.66 | 4830.06 | 64783.8225 | 65013.4158 | 65186.3093 | 65985.5448 | 66521.5467 | 66216.546 | 66542.324 | 66836.1382 | 67006 | 67339.8565 | 67580.7 | 67928.85 | 68127.6329 | 68546.2 | 0 | 69240.19 | 81040.9144 | 80991.5444 | 80942.1744 | 81117.5626 | 81331.4457 | 81037.6445 | 81131.2895 | 81137 | 81203 | 81225.791 | 81790.1862 | 81998 | 82357 | 82097.6403 | 82210 | 82404 | 35053 | 35474 | 35808 | 36492 | 36814 | 37189 | 37740 | 37953 | 38460.334 | 38586.4748 | 38811.9591 | 38928.6116 | 39049.3709 | 39417.3587 | 39634.6162 | 39729.9711 | 20126 | 20126 | 20126 | 20126 | 20127 | 20189 | 20250 | 20301 | 20361 | 20427 | 20429.7704 | 20210.06 | 20684 | 20487 | 17244 | 17256 | 6754.2805 | 6804.6213 | 6862.6523 | 6838 | 6855 | 6872 | 6889 | 6906 | 6876 | 6777 | 6872 | 6973 | 6862 | 6856.44 | 6831 | 6829.48
Share of Underground Cables | Fraction | Operating environment | 0.47897 | 0.48477 | 0.49295 | 0.5023 | 0.51074 | 0.51831 | 0.52934 | 0.53682 | 0.54686 | 0.55075 | 0.55472 | 0.55728 | 0.56165 | 0.56645 | 0.57056 | 0.52128 | 0.32609 | 0.33416 | 0.33749 | 0.34282 | 0.34667 | 0.35095 | 0.35794 | 0.36353 | 0.36896 | 0.37068 | 0.37438 | 0.37827 | 0.38127 | 0.3842 | 0.3877 | 0.39001 | 0.42786 | 0.43761 | 0.45668 | 0.46139 | 0.46693 | 0.48109 | 0.48176 | 0.48631 | 0.49339 | 0.49567 | 0.49916 | 0.49993 | 0.50003 | 0.50245 | 0.5056 | 0.49426 | 0.27889 | 0.28701 | 0.29607 | 0.30186 | 0.30712 | 0.31491 | 0.32258 | 0.33164 | 0.34105 | 0.35095 | 0.36122 | 0.37214 | 0.38297 | 0.39796 | 0.40774 | 0.41579 | 0.2615 | 0.27331 | 0.28518 | 0.29733 | 0.30602 | 0.3126 | 0.31845 | 0.32344 | 0.32621 | 0.33183 | 0.3397 | 0.34671 | 0.35337 | 0.35968 | 0.3645 | 0.36856 | 0.026676 | 0.029856 | 0.035131 | 0.041813 | 0.045188 | 0.048054 | 0.050244 | 0.054358 | 0.05627 | 0.058463 | 0.060036 | 0.061087 | 0.05797 | 0.058965 | 0.059454 | 0.060065 | 0.025888 | 0.031876 | 0.03204 | 0.031899 | 0.032884 | 0.037074 | 0.038597 | 0.039805 | 0.040103 | 0.041496 | 0.043416 | 0.045379 | 0.0466 | 0.047856 | 0.049225 | 0.050726 | 0.22748 | 0.23299 | 0.24125 | 0.24689 | 0.25241 | 0.25914 | 0.26711 | 0.27373 | 0.28002 | 0.28744 | 0.29382 | 0.30522 | 0.31642 | 0.32443 | 0.33225 | 0.33294 | 0.046372 | 0.048832 | 0.049105 | 0.062857 | 0.069779 | 0.064102 | 0.065628 | 0.068549 | 0.070751 | 0.074904 | 0.078484 | 0.084205 | 0.088625 | 0.094079 | 0.10056 | 0.10327 | 0.16223 | 0.1676 | 0.17291 | 0.17881 | 0.18215 | 0.18497 | 0.18825 | 0.19036 | 0.19213 | 0.19241 | 0.1969 | 0.19955 | 0.20226 | 0.2023 | 0.20453 | 0.20784 | 0.093111 | 0.098274 | 0.10189 | 0.10799 | 0.11154 | 0.1173 | 0.12179 | 0.12556 | 0.12943 | 0.13452 | 0.14019 | 0.14641 | 0.15313 | 0.16058 | 0.16584 | 0.16853 | 0.089689 | 0.089698 | 0.089698 | 0.090776 | 0.096858 | 0.10328 | 0.10527 | 0.10627 | 0.10814 | 0.10894 | 0.11032 | 0.11109 | 0.11246 | 0.11406 | 0.11558 | 0.11829 | 0.18379 | 0.18582 | 0.18963 | 0.19336 | 0.19746 | 0.20395 | 0.20533 | 0.20965 | 0.21352 | 0.21697 | 0.22014 | 0.24709 | 0.24955 | 0.25162 | 0.25354 | 0.25485
Share of Single Stage Transformation | Fraction | Operating environment | 1 | 1 | 1 | 1 | 1 | 1 | 1 | 1 | 1 | 1 | 1 | 1 | 1 | 1 | 1 | 1 | 0.33755 | 0.34093 | 0.34489 | 0.3908 | 0.43059 | 0.43719 | 0.45654 | 0.47797 | 0.4851 | 0.50185 | 0.5208 | 0.53869 | 0.54925 | 0.55924 | 0.55802 | 0.56913 | 1 | 1 | 1 | 1 | 1 | 1 | 1 | 1 | 1 | 1 | 1 | 1 | 1 | 1 | 1 | 1 | 0.1712 | 0.18534 | 0.18618 | 0.18396 | 0.18808 | 0.19499 | 0.20404 | 0.21626 | 0.24883 | 0.25514 | 0.25766 | 0.26557 | 0.27201 | 0.27414 | 0.2795 | 0.28083 | 0.29333 | 0.3132 | 0.30964 | 0.30194 | 0.30435 | 0.30843 | 0.30397 | 0.30133 | 0.3137 | 0.32117 | 0.32364 | 0.31825 | 0.31793 | 0.3175 | 0.31594 | 0.31287 | 0.6414 | 0.6366 | 0.62462 | 0.6318 | 0.62532 | 0.62387 | 0.62628 | 0.62545 | 0.62332 | 0.61191 | 0.61479 | 0.61128 | 0.615 | 0.61616 | 0.61365 | 0.63007 | 0.76368 | 0.7511 | 0.75814 | 0.74902 | 0.76126 | 0.75983 | 0.76 | 0.76137 | 0.75391 | 0.75292 | 0.75405 | 0.75083 | 0.7528 | 0.7523 | 0.75126 | 0.75095 | 1 | 1 | 1 | 1 | 1 | 1 | 1 | 1 | 1 | 1 | 1 | 1 | 1 | 1 | 1 | 1 | 1 | 1 | 1 | 1 | 1 | 1 | 1 | 1 | 1 | 1 | 1 | 1 | 1 | 1 | 1 | 1 | 0.97616 | 0.97672 | 0.97702 | 0.97552 | 0.97492 | 0.97358 | 0.97423 | 0.97457 | 0.97316 | 0.97377 | 0.97432 | 0.97528 | 0.97653 | 0.97644 | 0.97699 | 0.9773 | 1 | 1 | 1 | 1 | 1 | 1 | 1 | 1 | 1 | 1 | 1 | 1 | 1 | 1 | 1 | 1 | 1 | 1 | 1 | 1 | 1 | 1 | 1 | 1 | 1 | 1 | 1 | 1 | 1 | 1 | 1 | 1 | 1 | 1 | 1 | 1 | 1 | 1 | 1 | 1 | 1 | 1 | 1 | 1 | 1 | 1 | 1 | 1
Customer density | Customer / km | Operating environment | 40.5519 | 41.0442 | 41.3084 | 41.6373 | 42.2113 | 42.7053 | 43.1325 | 43.3728 | 44.0389 | 44.606 | 45 | 46.4 | 48.0158 | 46.63 | 48.4595 | 49.2648 | 44.7218 | 44.7064 | 44.7532 | 44.7199 | 44.7078 | 44.4368 | 44.296 | 44.2485 | 44.23 | 43.156 | 43.3864 | 43.72 | 44 | 44.38 | 44.59 | 44.7188 | 103.6561 | 102.2761 | 104.5696 | 104.7362 | 105.4894 | 102.4627 | 103.3697 | 103.6754 | 102.2966 | 102.3861 | 104.2 | 105 | 106.616 | 106.5336 | 106.7504 | 106.6029 | 33.0894 | 33.0777 | 32.9907 | 33.0525 | 33.0983 | 33.0881 | 33.0435 | 33.1546 | 33.4649 | 33.8695 | 34.1609 | 36.281 | 36.0139 | 36.2443 | 35.6062 | 35.8012 | 32.0118 | 31.9084 | 31.914 | 31.8011 | 31.79 | 31.8205 | 31.8617 | 31.9279 | 32.13 | 32.4286 | 32.456 | 32.588 | 32.8117 | 32.9847 | 33.0824 | 33.2453 | 4.54 | 4.565 | 4.639 | 4.708 | 4.778 | 4.875 | 4.91 | 5.023 | 5.0896 | 5.202 | 5.2655 | 5.3035 | 5.4 | 5.4383 | 5.3976 | 5.41 | 4.2161 | 4.4772 | 4.6194 | 4.6098 | 4.5661 | 4.6268 | 4.647 | 4.671 | 4.9104 | 4.7799 | 4.838 | 4.91 | 4.98 | 5.04 | 5.0912 | 5.1365 | 72.1781 | 73.0227 | 72.6932 | 72.6306 | 73.1552 | 73.2207 | 73.3933 | 73.4566 | 71.1493 | 71.6649 | 71.82 | 72.2 | 73.8566 | 74.4431 | 77.0244 | 76.4652 | 10.249 | 10.3951 | 10.5598 | 10.6236 | 10.7517 | 11.0438 | 11.1743 | 11.28 | 11.4205 | 11.5409 | 11.8 | 12 | 12.2679 | 12.46 | 12.5043 | 12.6796 | 9.6104 | 9.6235 | 9.6502 | 10.0406 | 10.1678 | 10.3169 | 10.4048 | 10.4486 | 10.4893 | 10.5132 | 10.4982 | 10.7112 | 10.86 | 10.9859 | 11.0632 | 11.1747 | 17.271 | 17.381 | 17.525 | 17.5 | 17.54 | 17.603 | 17.719 | 17.951 | 17.816 | 18.3076 | 18.3646 | 18.8716 | 18.9974 | 19.3413 | 19.6004 | 19.7394 | 12.11 | 12.34 | 12.58 | 12.76 | 12.85 | 12.89 | 12.9 | 12.9 | 15.4543 | 16.1366 | 13.9661 | 14.23 | 13.9207 | 14.1771 | 17.0465 | 17.2494 | 90.717 | 90.8574 | 90.9406 | 91.8573 | 92.4614 | 93.296 | 94.0473 | 95.0646 | 95.7611 | 98.0595 | 97.4718 | 97.0611 | 99.8288 | 101.7429 | 102.9261 | 103.2827
Energy density | MWh/customer | Operating environment | 17.9471 | 17.901 | 17.8663 | 17.8718 | 17.6349 | 17.3437 | 16.924 | 16.5806 | 15.8344 | 15.716 | 15.5497 | 15.2 | 14.4378 | 14.54 | 13.7762 | 13.4162 | 19.4802 | 19.4938 | 19.4086 | 19.3598 | 19.1205 | 19.0023 | 18.0955 | 16.1084 | 15.4579 | 15.3514 | 15.1738 | 15.0381 | 14.7 | 14.6 | 14.15 | 13.8 | 20.2562 | 20.2676 | 20.1206 | 19.9241 | 20.02 | 19.4157 | 19.097 | 18.5333 | 18.1623 | 18.1276 | 17.5 | 17.4 | 16.996 | 16.85 | 14.948 | 14.7785 | 20.2413 | 20.3351 | 20.8263 | 19.8335 | 19.6496 | 19.5525 | 18.2637 | 17.4038 | 16.6346 | 16.8727 | 17.2 | 16.9838 | 16.5473 | 16.309 | 15.7376 | 15.662 | 17.0095 | 16.7507 | 16.7385 | 17.0822 | 16.9714 | 16.171 | 15.7807 | 15.4822 | 15.0608 | 15.1408 | 14.8701 | 14.7451 | 14.411 | 14.3196 | 13.9434 | 13.7632 | 21.608 | 21.376 | 21.326 | 21.305 | 21.06 | 19.199 | 19.58 | 18.996 | 18.9994 | 18.653 | 18.5938 | 17.8832 | 17.4 | 17.631 | 17.7974 | 17.5561 | 14.9742 | 14.8712 | 14.7716 | 14.7538 | 14.6671 | 14.3134 | 14.1383 | 14.5588 | 14.0826 | 14.153 | 14.0072 | 13.8895 | 13.83 | 13.89 | 13.4458 | 13.3023 | 14.5919 | 14.6397 | 14.8367 | 14.3361 | 14.3735 | 14.0891 | 13.7675 | 13.3425 | 12.9873 | 13.1045 | 12.67 | 12.7344 | 12.276 | 12.0084 | 11.1945 | 11.1242 | 15.2836 | 15.2395 | 15.2687 | 14.9653 | 14.9298 | 14.3183 | 14.4491 | 14.0015 | 13.5029 | 13.7843 | 13.3 | 13.1 | 12.8658 | 12.75 | 12.3337 | 12.2743 | 14.0652 | 14.4447 | 14.5233 | 13.8332 | 13.9105 | 13.4667 | 13.0528 | 12.9848 | 12.4485 | 12.1115 | 12.0598 | 11.63 | 11.35 | 11.144 | 10.8297 | 10.5621 | 12.22 | 12.164 | 12.566 | 12.136 | 12.249 | 11.655 | 11.357 | 11.01 | 10.8694 | 10.8805 | 10.6063 | 10.4444 | 10.2048 | 10.0452 | 9.6033 | 9.5192 | 17.75 | 17.29 | 17.05 | 17.28 | 16.8 | 16.11 | 15.51 | 15.18 | 14.6456 | 15.2413 | 14.8708 | 14.58 | 14.9097 | 14.8763 | 14.9239 | 15.0598 | 12.9182 | 12.8957 | 12.6517 | 12.7578 | 12.8794 | 12.5131 | 12.5339 | 11.9666 | 11.6475 | 11.4424 | 12.0448 | 11.591 | 11.1917 | 11.0279 | 10.6696 | 10.6143
Demand density | kVA / customer | Operating environment | 4.168 | 4.2978 | 4.2031 | 4.3826 | 4.0752 | 4.1199 | 3.7243 | 3.6727 | 3.7965 | 3.601 | 3.6927 | 3.6 | 3.4975 | 3.48 | 3.3006 | 3.134 | 4.0299 | 3.907 | 3.9817 | 4.0566 | 3.9159 | 4.0247 | 3.5328 | 3.6248 | 3.193 | 3.194 | 3.431 | 3.5758 | 3.32 | 3.32 | 3.3 | 3.0814 | 5.1916 | 5.2529 | 5.4228 | 5.5592 | 4.9681 | 5.222 | 4.6493 | 4.777 | 4.761 | 4.0199 | 4.1 | 4.2 | 3.998 | 4.19 | 4.2313 | 3.4078 | 5.0433 | 4.8261 | 4.4651 | 5.1049 | 4.9221 | 5.2454 | 4.0431 | 4.3596 | 4.3513 | 4.3103 | 4.3734 | 4.3344 | 4.2081 | 4.3598 | 4.1818 | 4.1101 | 4.1035 | 4.0877 | 4.0385 | 4.2463 | 4.2135 | 3.9922 | 3.8656 | 3.8173 | 3.8308 | 3.63 | 3.7316 | 3.8529 | 3.7062 | 3.7171 | 3.6849 | 3.4388 | 5.095 | 5.286 | 5.343 | 5.314 | 5.245 | 4.981 | 5.107 | 5.165 | 4.7469 | 4.731 | 4.5016 | 4.4668 | 4.5 | 4.5366 | 4.6018 | 4.5099 | 3.2448 | 3.1444 | 3.0315 | 3.1176 | 3.0885 | 2.9697 | 2.7497 | 2.8613 | 2.8662 | 2.7237 | 2.8008 | 2.9299 | 2.75 | 2.81 | 2.7701 | 2.6188 | 2.869 | 2.9998 | 3.2206 | 3.4575 | 3.2791 | 3.2232 | 2.9013 | 3.1399 | 3.2728 | 2.9285 | 3.1 | 3.0509 | 3.1363 | 2.977 | 3.0137 | 2.5882 | 3.3128 | 3.3188 | 3.4459 | 3.5935 | 3.3598 | 3.2409 | 3.065 | 3.2465 | 3.3214 | 3.0376 | 3.1 | 3.1 | 3.1515 | 3.18 | 3.06 | 2.9695 | 3.8603 | 3.8757 | 3.9915 | 4.1163 | 3.9977 | 3.9804 | 3.5224 | 3.6092 | 3.7448 | 3.3789 | 3.3709 | 3.5418 | 3.3 | 3.5924 | 3.3612 | 2.9842 | 2.862 | 2.897 | 3.005 | 3.0873 | 3.0289 | 2.8122 | 2.7508 | 2.7903 | 2.8991 | 2.6113 | 2.6533 | 2.3668 | 2.589 | 2.5687 | 2.6447 | 2.3351 | 0.85 | 1.08 | 1.07 | 0.98 | 0.96 | 0.88 | 0.85 | 0.88 | 0.88459 | 0.87986 | 0.82362 | 0.81 | 0.90919 | 0.83223 | 0.85742 | 0.90733 | 2.9176 | 3.0439 | 3.2463 | 3.4616 | 3.3382 | 3.181 | 2.9178 | 3.1813 | 3.3734 | 2.8841 | 3.1846 | 3.064 | 3.1832 | 3.2 | 3.1918 | 2.7148
Industry and State benchmarking data
Measure | Units | Category | 2006NEM | 2007NEM | 2008NEM | 2009NEM | 2010NEM | 2011NEM | 2012NEM | 2013NEM | 2014NEM | 2015NEM | 2016NEM | 2017NEM | 2018NEM | 2019NEM | 2020NEM | 2021NEM | 2006EVO | 2007EVO | 2008EVO | 2009EVO | 2010EVO | 2011EVO | 2012EVO | 2013EVO | 2014EVO | 2015EVO | 2016EVO | 2017EVO | 2018EVO | 2019EVO | 2020EVO | 2021EVO | 2006NSW | 2007NSW | 2008NSW | 2009NSW | 2010NSW | 2011NSW | 2012NSW | 2013NSW | 2014NSW | 2015NSW | 2016NSW | 2017NSW | 2018NSW | 2019NSW | 2020NSW | 2021NSW | 2006VIC | 2007VIC | 2008VIC | 2009VIC | 2010VIC | 2011VIC | 2012VIC | 2013VIC | 2014VIC | 2015VIC | 2016VIC | 2017VIC | 2018VIC | 2019VIC | 2020VIC | 2021VIC | 2006QLD | 2007QLD | 2008QLD | 2009QLD | 2010QLD | 2011QLD | 2012QLD | 2013QLD | 2014QLD | 2015QLD | 2016QLD | 2017QLD | 2018QLD | 2019QLD | 2020QLD | 2021QLD | 2006SA | 2007SA | 2008SA | 2009SA | 2010SA | 2011SA | 2012SA | 2013SA | 2014SA | 2015SA | 2016SA | 2017SA | 2018SA | 2019SA | 2020SA | 2021SA | 2006TAS | 2007TAS | 2008TAS | 2009TAS | 2010TAS | 2011TAS | 2012TAS | 2013TAS | 2014TAS | 2015TAS | 2016TAS | 2017TAS | 2018TAS | 2019TAS | 2020TAS | 2021TAS
Total Revenue | $'000 | Outputs | 5439359.9896 | 5748446.6757 | 6170835.3951 | 6682232.2278 | 7405541.8568 | 8302697.4015 | 9519248.7834 | 10880543.6446 | 11372777.0711 | 12008413.5881 | 9691028.837 | 10063998.7424 | 9750799.1102 | 9781378.9733 | 9633952.8051 | 9235233.6705 | 123812.9605 | 129893.0526 | 141828.8409 | 153911.1971 | 177165.8173 | 201540.4905 | 208839.7122 | 227101.2058 | 226457.702 | 186033.481 | 160131.306 | 168320.9733 | 156802.7162 | 160193.304 | 159118.9168 | 301450.37 | 2041504.2246 | 2184035.2895 | 2387585.5766 | 2569628.834 | 3050657.619 | 3604226.8891 | 4256035.6385 | 4964928.4717 | 4791436.041 | 4621866.1951 | 3393249.5349 | 3561948.4184 | 3504774.7363 | 3563861.4912 | 3304588.8858 | 3316564.5983 | 1330485.3382 | 1390912.1779 | 1414481.2346 | 1450613.9959 | 1499216.2562 | 1541000.9626 | 1655597.6247 | 1841542.8273 | 2024962.6665 | 2258572.8727 | 2116906.8553 | 2222274.2224 | 2202017.1989 | 2310665.8604 | 2402242.3814 | 2230476.9496 | 1353080.0214 | 1422340.7234 | 1558257.4568 | 1791572.4182 | 1905264.4516 | 2116123.4321 | 2382531.5985 | 2764620.8668 | 3207229.9506 | 3728588.9126 | 3035557.7135 | 3056261.7061 | 2855809.6394 | 2701151.0721 | 2686771.5092 | 2334811.2351 | 457278 | 477674 | 498787 | 526557 | 553315 | 617017 | 773858 | 817055 | 849891 | 928118.152 | 679011.6815 | 755805.8707 | 788554.4212 | 804157.8666 | 837347.5391 | 812681.2424 | 133199.445 | 143591.4323 | 169895.2862 | 189948.7826 | 219922.7127 | 222788.6272 | 242386.2095 | 265295.273 | 272799.711 | 285233.9747 | 306171.7459 | 299387.5515 | 242840.3982 | 241349.379 | 243883.5729 | 239249.2751
Energy | GWh | Outputs | 147261.6386 | 148908.4578 | 151186.4087 | 151829.99 | 152852.9116 | 149951.3228 | 147741.9779 | 143488.472 | 140821.1218 | 142382.07 | 143283.9369 | 143200.73 | 142395.2125 | 143377.0741 | 140606.3724 | 140243.4131 | 2758.26 | 2820.8384 | 2847.3027 | 2872.919 | 2896.443 | 2909.8907 | 2891.1396 | 2903.9245 | 2829.772 | 2856.06 | 2876.112 | 2914 | 2852 | 2886.2458 | 2854.9406 | 2851 | 59281.0933 | 59898.5167 | 60703.8755 | 60254.646 | 60047.7077 | 60014.1083 | 57703.8389 | 54630.0339 | 53190.2003 | 54028.2239 | 54576.1975 | 54773.4739 | 54559.1034 | 54913.1474 | 53895.7094 | 53612.8701 | 35714.9422 | 36229.9891 | 36881.4299 | 36725.6007 | 37410.5063 | 36642.455 | 36908.6791 | 36148.2236 | 35531.8416 | 36158.9653 | 36347.6759 | 36419.2986 | 36032.0645 | 36274.9466 | 34896.9336 | 34960.9074 | 34104.171 | 34283.44 | 34968.451 | 36124.074 | 36449.528 | 34681.153 | 34901.726 | 34550.528 | 34554.3121 | 34810.5986 | 34885.5136 | 34686.5925 | 34505.1332 | 34931 | 34708 | 34610 | 10954.5 | 11258.6 | 11344.3 | 11266.7 | 11503.5 | 11258.9 | 11018.6 | 11008.1 | 10603.248 | 10342.4955 | 10355.1159 | 10214.6201 | 10153.8669 | 10050.9611 | 9849.6525 | 9726 | 4448.672 | 4417.0736 | 4441.0496 | 4586.0503 | 4545.2267 | 4444.8158 | 4317.9943 | 4247.662 | 4111.7478 | 4185.7266 | 4243.3221 | 4192.745 | 4293.0444 | 4320.7733 | 4401.1363 | 4482.6356
Ratcheted Maximum Demand | MW | Outputs | 31410.0254 | 32430.8056 | 33698.5888 | 35101.9023 | 35539.1446 | 35879.5672 | 35951.1392 | 35951.1392 | 36394.7908 | 36417.0878 | 36425.9281 | 36637.1105 | 36729.7507 | 36886.2157 | 37104.1097 | 37104.1097 | 630.12 | 630.12 | 630.12 | 630.12 | 630.12 | 630.12 | 701.692 | 701.692 | 701.692 | 723.989 | 723.989 | 723.989 | 723.989 | 723.989 | 723.989 | 723.989 | 12362.5863 | 12475.0418 | 12645.5351 | 12965.9952 | 12966.8752 | 13307.2978 | 13307.2978 | 13307.2978 | 13685.2095 | 13685.2095 | 13685.2095 | 13867.1919 | 13867.1919 | 13930.3074 | 13930.3074 | 13930.3074 | 7559.433 | 7942.7561 | 8433.6683 | 9052.8896 | 9059.6016 | 9059.6016 | 9059.6016 | 9059.6016 | 9125.3415 | 9125.3415 | 9134.1818 | 9163.3818 | 9256.022 | 9349.3714 | 9528.9753 | 9528.9753 | 7029.5974 | 7469.599 | 7875.3574 | 8106.1055 | 8535.7558 | 8535.7558 | 8535.7558 | 8535.7558 | 8535.7558 | 8535.7558 | 8535.7558 | 8535.7558 | 8535.7558 | 8535.7558 | 8574.046 | 8574.046 | 2765.2887 | 2765.2887 | 2959.9079 | 3192.792 | 3192.792 | 3192.792 | 3192.792 | 3192.792 | 3192.792 | 3192.792 | 3192.792 | 3192.792 | 3192.792 | 3192.792 | 3192.792 | 3192.792 | 1063 | 1148 | 1154 | 1154 | 1154 | 1154 | 1154 | 1154 | 1154 | 1154 | 1154 | 1154 | 1154 | 1154 | 1154 | 1154
Customer Numbers | No | Outputs | 8685205.3954 | 8798747.5517 | 8916100.9755 | 9056969.0475 | 9169671.3074 | 9283289.1891 | 9394288.4239 | 9507768.0565 | 9615790.3908 | 9745030.6835 | 9883179.2207 | 10048345.5001 | 10203682 | 10363360.5 | 10488189.5 | 10594450.5 | 154510 | 156360 | 158455 | 161092 | 164900 | 168937 | 173186 | 177255 | 178710 | 181851 | 184961.5 | 191482 | 197537 | 203157 | 207237 | 212505 | 3194770.7933 | 3226526.3053 | 3258837.5368 | 3286328.2078 | 3308176.7927 | 3338239.7698 | 3363790.1884 | 3398681.3239 | 3445419 | 3492392 | 3535700.7207 | 3583077.5 | 3638826 | 3690330 | 3737209.5 | 3776731.5 | 2470249.5155 | 2509726.8843 | 2545782.2359 | 2578966.0261 | 2614510.1594 | 2648682.9193 | 2691638.7355 | 2734055.2326 | 2760731.8908 | 2808308.1835 | 2857670 | 2914087 | 2959040 | 3019187 | 3056690 | 3083734 | 1836193.5624 | 1871223.9767 | 1911491.9433 | 1950651.6833 | 1984514.3333 | 2015522.5 | 2043128.5 | 2070142.5 | 2098413 | 2125481.5 | 2160875.5 | 2193748 | 2225946 | 2254043 | 2278501 | 2302983 | 778839 | 779426 | 781110 | 814467 | 826964 | 836055 | 844153 | 847766 | 851766.5 | 853939 | 858646.5 | 878299.5 | 894397 | 906197.5 | 914603 | 920841 | 250642.5242 | 255484.3855 | 260424.2595 | 265464.1302 | 270606.022 | 275852 | 278392 | 279868 | 280750 | 283059 | 285325 | 287651.5001 | 287936 | 290446 | 293949 | 297656
Circuit Length | km | Outputs | 711664.3594 | 706249.4522 | 705988.6723 | 712878.9506 | 717801.2684 | 722145.5833 | 726602.9045 | 725769.3365 | 728838.7076 | 732356.5852 | 735219.5598 | 738344.6714 | 740310.242 | 743383.7078 | 746463.1642 | 748432.2414 | 4648.9299 | 4684.47 | 4740.2956 | 4813.326 | 4886.0807 | 4989.9215 | 5107.7929 | 5170.8114 | 5219.8147 | 5272.084 | 5311.5687 | 5333 | 5384.2019 | 5435.1529 | 5610.1767 | 4812.54 | 270725.395 | 261158.9402 | 258351.9062 | 260791.3062 | 262196.2755 | 265036.423 | 266013.293 | 267099.506 | 267919.549 | 268804.0581 | 269866.3959 | 270738.4393 | 271593.6748 | 272829.2406 | 273704.5358 | 274513.8379 | 135238.2898 | 136088.3229 | 136718.4957 | 138184.745 | 139182.0058 | 139397.9249 | 140522.1701 | 141027.4718 | 141901.9478 | 142425.9881 | 143095.9933 | 144328.845 | 145012.1398 | 145902.8369 | 146734.5076 | 147512.0612 | 195011.4389 | 197781.4984 | 199146.0393 | 201197.0553 | 202696.6555 | 203500.5325 | 205089.8514 | 202253.3773 | 203218.853 | 205024.21 | 205456.5189 | 206248.3741 | 206241.9735 | 207056.183 | 208086.21 | 209328.52 | 84830.4057 | 85326.1206 | 85821.8355 | 86624.718 | 87208.5509 | 87193.6814 | 87647.697 | 87882.27 | 88082.643 | 88201 | 88808 | 88971 | 89311 | 89298 | 89416 | 89608 | 21209.9 | 21210.1 | 21210.1 | 21267.8 | 21631.7 | 22027.1 | 22222.1 | 22335.9 | 22495.9 | 22629.245 | 22681.083 | 22725.013 | 22767.252 | 22862.2944 | 22911.734 | 22657.2823
Customer Minutes Off Supply | mins | Outputs | 1263063053.4436 | 1132024044.604 | 1129870232.0232 | 1290171434.2452 | 1176403412.7979 | 1158108451.2032 | 1121339255.4875 | 1118492400.7665 | 1135927468.9505 | 1142257825.5011 | 1168103793.0273 | 1071356405.6254 | 1121192941.8824 | 1228220947.9593 | 1253547245.5746 | 1118937747.9097 | 5407850 | 6926748 | 4056448 | 4816650.8 | 4254420 | 8058294.9 | 5628545 | 5087218.5 | 4790500.26 | 5977442.37 | 6491438.7678 | 7563539 | 6202661.8 | 7098962.7929 | 7214141.0919 | 8030302.7814 | 456174921.0799 | 395045075.3087 | 419166457.9322 | 467965910.6108 | 358567340.9921 | 398198323.3326 | 411984872.8221 | 402740817.1827 | 358779736.24 | 398595026.7059 | 400538270.3741 | 417476754.9365 | 383346309.1922 | 427222122.5098 | 479248069.3078 | 396964065.4297 | 253697325.7801 | 268637193.989 | 227913727.0948 | 302557738.4248 | 255661745.2294 | 249927245.0506 | 256276758.8367 | 271696459.8092 | 316652369.2817 | 269371560.3971 | 286183194.7899 | 221495375.6383 | 292300371.754 | 302607070.9324 | 295274262.5286 | 231895684.9377 | 392887723.789 | 276763663.4223 | 331927497.5923 | 350379545.4323 | 353095973.6619 | 328391066.42 | 293082053.5287 | 279141121.4747 | 261054410.174 | 322697193.5061 | 312650193.0405 | 252543063.236 | 276263138.089 | 312685855.9274 | 317648792.3903 | 317552417.3817 | 121810419.6 | 140452565.2 | 101231856 | 111093298.8 | 149349698.4 | 135190093.5 | 109824305.3 | 121484867.8 | 142756065.4 | 105632254.3 | 119326104.105 | 132983327.295 | 117774196.96 | 132631066.1 | 109660899.7 | 116431136.04 | 33084813.1946 | 44198798.684 | 45574245.404 | 53358290.1773 | 55474234.5145 | 38343428 | 44542720 | 38341916 | 51894387.5948 | 39984348.222 | 42914591.95 | 39294345.5197 | 45306264.0871 | 45975869.6968 | 44501080.556 | 48064141.3393
Price Customer Minutes Off Supply | $/min | Outputs | 0.98889 | 1.0031 | 1.0588 | 1.0733 | 1.0985 | 1.0798 | 1.0956 | 1.0833 | 1.0669 | 1.1131 | 1.1106 | 1.0927 | 1.0926 | 1.1161 | 1.1079 | 1.1182 | 0.92123 | 0.96039 | 0.98755 | 1.0235 | 1.0301 | 1.0531 | 1.0378 | 1.0416 | 1.0316 | 1.039 | 1.0495 | 1.0302 | 0.99036 | 0.99525 | 0.97903 | 0.95458 | 0.98743 | 1.0493 | 1.0894 | 1.0947 | 1.1205 | 1.1376 | 1.134 | 1.1279 | 1.1205 | 1.137 | 1.1524 | 1.1458 | 1.1619 | 1.1815 | 1.1704 | 1.1582 | 0.76755 | 0.79326 | 0.83647 | 0.82939 | 0.87711 | 0.85695 | 0.87431 | 0.86675 | 0.86882 | 0.88304 | 0.85953 | 0.8639 | 0.8598 | 0.85043 | 0.80148 | 0.85312 | 1.1935 | 1.2237 | 1.2531 | 1.3336 | 1.3412 | 1.2682 | 1.331 | 1.3156 | 1.344 | 1.3671 | 1.3861 | 1.3367 | 1.3487 | 1.3997 | 1.3922 | 1.3731 | 0.837 | 0.8894 | 0.91613 | 0.90259 | 0.92056 | 0.91712 | 0.92365 | 0.94579 | 0.93319 | 0.90993 | 0.91348 | 0.89459 | 0.89433 | 0.89278 | 0.88483 | 0.86863 | 0.84623 | 0.85199 | 0.79766 | 0.91956 | 0.91509 | 0.89677 | 0.89705 | 0.90034 | 0.88242 | 0.92272 | 0.94433 | 0.93246 | 0.97536 | 0.99157 | 1.0083 | 1.0156
Opex | $'000 | Inputs | 1710729.2163 | 1781807.8191 | 2122638.9843 | 2180338.8166 | 2327179.8634 | 2558432.5767 | 2883714.6334 | 2742049.0856 | 2855597.9077 | 3076161.3388 | 2899752.5229 | 2864786.4958 | 2792941.3526 | 2849817.9178 | 2765857.0589 | 2866014.7497 | 32644.3725 | 33989.7837 | 37658.3771 | 39959.3786 | 46087.4631 | 53239.6364 | 58764.1159 | 66417.41 | 77223.5949 | 73579.8427 | 40562.1789 | 46909.596 | 55849.335 | 55021.766 | 53278.4164 | 54940.209 | 713167.0335 | 742564.0204 | 996829.4685 | 951741.4882 | 1046561.5246 | 1072447.1501 | 1247894.9355 | 1095027.3868 | 1188840.0813 | 1309482.278 | 1197779.2042 | 1127752.9585 | 1065850.6832 | 1096473.1694 | 1024874.7638 | 1033177.1044 | 354517.7739 | 373624.017 | 389287.0301 | 441290.0975 | 462155.7076 | 503576.0167 | 574378.7948 | 601157.9625 | 607823.7497 | 636341.8974 | 663112.5496 | 653519.2385 | 615616.6868 | 639149.9046 | 638683.6572 | 688289.2119 | 449244.6775 | 471890.3055 | 518677.5175 | 539859.2524 | 549380.6761 | 662749.7988 | 714935.1493 | 686359.0472 | 673784.918 | 744291.7039 | 716501.6164 | 694359.6203 | 720197.4694 | 719062.26 | 728501.4899 | 753390.253 | 112506.535 | 108991.583 | 126897.568 | 145514.894 | 147956.514 | 191519.795 | 203371.86 | 222412.643 | 233849.701 | 248377.4869 | 211867.1631 | 248667.399 | 249010.8313 | 261706.8167 | 237845.6739 | 245707.5765 | 48648.8239 | 50748.1094 | 53289.023 | 61973.7059 | 75037.9781 | 74900.1797 | 84369.7778 | 70674.636 | 74075.8628 | 64088.13 | 69929.8108 | 93577.6836 | 86416.3469 | 78404.0011 | 82673.0577 | 90510.3948
Price Opex | Index | Inputs | 1.0052 | 1.0494 | 1.0914 | 1.1331 | 1.161 | 1.2036 | 1.2423 | 1.2824 | 1.3169 | 1.345 | 1.3685 | 1.3946 | 1.4263 | 1.4601 | 1.4877 | 1.5051 | 1 | 1.0453 | 1.0869 | 1.1313 | 1.1568 | 1.1996 | 1.2385 | 1.2785 | 1.3134 | 1.3427 | 1.3657 | 1.3916 | 1.4221 | 1.4567 | 1.4854 | 1.5051 | 1 | 1.0453 | 1.0869 | 1.1313 | 1.1568 | 1.1996 | 1.2385 | 1.2785 | 1.3134 | 1.3427 | 1.3657 | 1.3916 | 1.4221 | 1.4567 | 1.4854 | 1.5051 | 1.0258 | 1.0651 | 1.1123 | 1.14 | 1.1785 | 1.2206 | 1.258 | 1.2966 | 1.33 | 1.3538 | 1.3779 | 1.4052 | 1.4414 | 1.4719 | 1.4955 | 1.5051 | 1 | 1.0453 | 1.0869 | 1.1313 | 1.1568 | 1.1996 | 1.2385 | 1.2785 | 1.3134 | 1.3427 | 1.3657 | 1.3916 | 1.4221 | 1.4567 | 1.4854 | 1.5051 | 1 | 1.0453 | 1.0869 | 1.1313 | 1.1568 | 1.1996 | 1.2385 | 1.2785 | 1.3134 | 1.3427 | 1.3657 | 1.3916 | 1.4221 | 1.4567 | 1.4854 | 1.5051 | 1 | 1.0453 | 1.0869 | 1.1313 | 1.1568 | 1.1996 | 1.2385 | 1.2785 | 1.3134 | 1.3427 | 1.3657 | 1.3916 | 1.4221 | 1.4567 | 1.4854 | 1.5051
Overhead Subtransmission Lines (33kV and over) | MVAkms | Inputs | 1995847.5111 | 2012702.1799 | 2034606.236 | 2081524.7472 | 2131142.9296 | 2160746.335 | 2201659.977 | 2191939.3578 | 2200549.7394 | 2240625.9818 | 2266819.132 | 2301004.9359 | 2271479.6203 | 2271907.4384 | 2281774.6352 | 2229232.2186 | 59679.7679 | 59679.7679 | 59679.7679 | 59679.7679 | 59679.7679 | 59679.7679 | 66412.4524 | 66412.4524 | 66424.1627 | 66424.1055 | 66429.7319 | 64173.226 | 64233.5945 | 64233.4474 | 64232.8567 | 62416.8888 | 913442.592 | 912465.6473 | 925699.9195 | 952353.2081 | 984459.3346 | 1009406.7988 | 1020513.8049 | 1069929.8692 | 1067814.7569 | 1110629.1476 | 1130449.1503 | 1138071.8098 | 1106666.8018 | 1109356.4172 | 1106788.6411 | 828517.015 | 335912.8136 | 336858.9344 | 339322.1506 | 342027.1857 | 347694.5886 | 348466.885 | 354780.1291 | 351603.4476 | 358574.8937 | 355638.845 | 362793.3476 | 364062.7596 | 363367.6632 | 363206.3783 | 366490.0701 | 375907.3615 | 565431.5296 | 581253.0725 | 586395.6905 | 602063.3911 | 611552.8283 | 619403.1478 | 634695.4507 | 578272.411 | 582352.633 | 580472.7779 | 580658.2419 | 606431.9146 | 608070.2199 | 606493.5655 | 615176.0617 | 830237.5486 | 117989.5181 | 119053.4678 | 120117.4175 | 121987.1743 | 124342.3902 | 120375.7155 | 121844.1198 | 122307.1576 | 121970.457 | 124047.996 | 123082 | 124860.8506 | 125752.1639 | 125245.5 | 125709.5841 | 128839 | 3391.29 | 3391.29 | 3391.29 | 3414.02 | 3414.02 | 3414.02 | 3414.02 | 3414.02 | 3412.836 | 3413.1099 | 3406.6603 | 3404.3754 | 3389.177 | 3372.13 | 3377.4216 | 3314.4047
Overhead Distribution Lines (under 33kV) | MVAkms | Inputs | 1085395.203 | 1103081.5457 | 1119180.463 | 1132477.5668 | 1146684.4868 | 1162941.7104 | 1174008.728 | 1184980.1327 | 1186280.3136 | 1193843.5559 | 1198430.1319 | 1197794.4967 | 1208513.1639 | 1207365.8864 | 1212868.0646 | 1154596.138 | 6962.21 | 6936.55 | 6898.87 | 6879.22 | 6883.7 | 6898.87 | 6803.32 | 6760.08 | 6686.9814 | 6518.1856 | 6592.151 | 6688.223 | 6732.3846 | 6742.285 | 6765.5308 | 6651.5497 | 265932.3412 | 280523.6735 | 293336.5604 | 306093.0157 | 316548.9849 | 328876.6586 | 336091.1694 | 344562.596 | 341554.178 | 343643.662 | 347815.9578 | 348544.6601 | 352554.3377 | 354453.1767 | 357831.6471 | 349097.1914 | 433889.9423 | 435386.5667 | 437108.5946 | 435759.5161 | 436512.5409 | 437222.4879 | 438962.6016 | 439576.6153 | 441535.4746 | 441603.0244 | 442066.931 | 441592.9624 | 441374.417 | 440832.7682 | 440586.5316 | 441558.6597 | 203530.3067 | 205149.9806 | 206747.291 | 208670.1932 | 209830.3649 | 212027.0389 | 213993.3513 | 215556.2081 | 218260.4906 | 225713.3021 | 224489.1736 | 222394.1898 | 226719.6938 | 222724.1561 | 223766.8651 | 173292.5488 | 81474.1027 | 81478.4749 | 81482.847 | 81558.1718 | 81575.5181 | 81643.216 | 81231.1386 | 81270.7253 | 80468.5724 | 78110.618 | 78570.28 | 78562.986 | 79348.0963 | 79936.33 | 81002.0043 | 80799.82 | 93606.3 | 93606.3 | 93606.3 | 93517.45 | 95333.378 | 96273.439 | 96927.147 | 97253.908 | 97774.6166 | 98254.7638 | 98895.6386 | 100011.4754 | 101784.2345 | 102677.1704 | 102915.4858 | 103196.3683
Underground Subtransmission Lines (33kV and over) | MVAkms | Inputs | 178281.9378 | 183941.7005 | 187671.8081 | 189805.1626 | 196517.478 | 203389.0239 | 212389.8971 | 222489.1402 | 235038.9403 | 228796.6007 | 235420.5761 | 241569.9566 | 238069.5594 | 236598.9324 | 246652.9501 | 211395.0387 | 267.498 | 267.498 | 267.498 | 267.498 | 267.498 | 267.498 | 267.498 | 267.498 | 1031.828 | 1035.6163 | 1036.3291 | 1045.452 | 1049.6316 | 1049.6316 | 1063.0363 | 785.6212 | 134345.5616 | 135495.461 | 133583.2553 | 132261.0889 | 135877.7957 | 139345.1141 | 145688.096 | 152274.0383 | 162339.2475 | 153632.2993 | 160152.3483 | 164822.6123 | 160694.6518 | 158945.799 | 165211.9588 | 130228.7989 | 4908.5994 | 4906.1898 | 5095.0431 | 5175.4794 | 5267.8323 | 5255.8118 | 6071.3969 | 6430.8156 | 6580.9875 | 6604.3272 | 6745.517 | 7074.6476 | 7367.3862 | 7972.7247 | 8885.7232 | 9068.9466 | 30920.2483 | 35285.5503 | 40592.0394 | 43024.593 | 46046.1858 | 50047.6383 | 50892.1961 | 53998.3857 | 55205.9999 | 57326.4697 | 57231.0642 | 58352.002 | 58399.3886 | 58021.2545 | 60616.8139 | 60445.2585 | 6913.3805 | 7060.3514 | 7207.3223 | 7730.8233 | 7706.2562 | 6903.0017 | 7857.1401 | 7911.0626 | 8109.2775 | 8420.7151 | 8383 | 8377.7009 | 8697.7012 | 8746.11 | 8927.8876 | 8948 | 926.65 | 926.65 | 926.65 | 1345.68 | 1351.91 | 1569.96 | 1613.57 | 1607.34 | 1771.6 | 1777.1732 | 1872.3176 | 1897.5419 | 1860.8001 | 1863.4127 | 1947.5302 | 1918.4134
Underground Distribution Lines (under 33kV) | MVAkms | Inputs | 162662.1693 | 172457.1281 | 176491.7123 | 187031.9479 | 195836.1723 | 203541.2115 | 211266.6624 | 218655.0479 | 226207.5936 | 233397.7412 | 239531.3092 | 246422.1606 | 252723.8232 | 259089.3356 | 266211.0638 | 238196.8401 | 8371.5454 | 8516.0122 | 8738.377 | 8993.5406 | 9254.8753 | 9540.796 | 9974.7706 | 10277.7526 | 10561.5262 | 10734.9747 | 10870.64 | 10995.872 | 11122.07 | 11289.2484 | 11639.752 | 8760.7049 | 64869.5116 | 69078.4431 | 68022.0399 | 70942.9202 | 73716.1763 | 77686.4264 | 81383.4961 | 84550.3371 | 87560.8386 | 89697.8239 | 91549.6175 | 93857.4419 | 95899.8205 | 97910.7864 | 99948.4769 | 76900.5 | 42757.3797 | 45197.6696 | 46870.4577 | 51080.5288 | 54002.7237 | 55139.4306 | 56777.1546 | 59009.0898 | 61510.205 | 64684.7688 | 67078.2728 | 70215.3454 | 73687.7301 | 76208.6846 | 79604.5635 | 81193.5736 | 22433.9459 | 24809.1565 | 27381.1907 | 29730.2992 | 31634.0894 | 33189.6267 | 34636.2988 | 36006.4954 | 37246.2018 | 38603.6403 | 39789.0641 | 40823.9268 | 41046.2176 | 41959.6799 | 42671.4917 | 35782.5219 | 15478.9436 | 16102.7438 | 16726.5439 | 17507.5261 | 18092.2187 | 18470.0738 | 18853.7823 | 19107.973 | 19401.8604 | 19679.1619 | 20173.18 | 20414.9984 | 20674.4298 | 21287.959 | 21833.3181 | 25067.62 | 8750.843 | 8753.103 | 8753.103 | 8777.133 | 9136.089 | 9514.858 | 9641.16 | 9703.4 | 9926.9616 | 9997.3717 | 10070.5348 | 10114.5761 | 10293.5552 | 10432.9774 | 10513.4615 | 10491.9197
Transformers Excluding First Stage of Two Stage | MVA | Inputs | 129837.09 | 136311.0555 | 141391.4438 | 147064.2489 | 152596.6319 | 156378.61 | 160931.0936 | 165050.0413 | 169683.6511 | 172770.6338 | 175718.3256 | 176421.3622 | 178683.9144 | 180673.2865 | 182858.9949 | 184672.6187 | 3025 | 3095 | 3159 | 3245 | 3300 | 3389 | 3411 | 3478.4 | 3578.074 | 3629.015 | 3661.371 | 3680.217 | 3725 | 3848.765 | 3903.405 | 3949.751 | 52526.383 | 55517.9723 | 58009.9348 | 60265.6129 | 63009.8849 | 63992.278 | 66025.7696 | 67890.3473 | 69722.8181 | 70598.6978 | 71678.1874 | 70609.2394 | 71511.5943 | 72314.5465 | 73182.5975 | 73826.133 | 29927.024 | 30911.9802 | 32000.263 | 33570.34 | 34117.921 | 35257.771 | 36075.623 | 37063.921 | 37743.261 | 38381.91 | 39108.628 | 39722.352 | 40575.319 | 41140.027 | 41978.282 | 42295.444 | 30339.523 | 32089.343 | 33114.291 | 34396.691 | 35872.921 | 36908.571 | 37929.711 | 38781.283 | 40405.356 | 41573.987 | 42535.296 | 43523.389 | 43855.4478 | 44212.471 | 44396.69 | 44980.5 | 10801.36 | 11359.26 | 11607.755 | 11942.005 | 12493.405 | 12842.39 | 13391.69 | 13706.49 | 14016.579 | 14309.055 | 14432.2652 | 14495.7478 | 14637.3283 | 14687.477 | 14847.2774 | 15008.8867 | 3217.8 | 3337.5 | 3500.2 | 3644.6 | 3802.5 | 3988.6 | 4097.3 | 4129.6 | 4217.563 | 4277.969 | 4302.578 | 4390.417 | 4379.225 | 4470 | 4550.743 | 4611.904
AUC Overhead Subtransmission | $'000 | Inputs | 206163.3358 | 210864.1578 | 236373.5314 | 276317.6396 | 312098.077 | 339688.7814 | 391754.7173 | 371701.4452 | 324013.1282 | 379861.7364 | 374884.169 | 402385.9666 | 368815.291 | 376470.0555 | 352569.6328 | 302286.8725 | 3117.0301 | 2778.9802 | 3395.8177 | 2970.9753 | 3757.5613 | 4363.0123 | 4713.0611 | 5522.6537 | 4740.0992 | 5086.2038 | 5235.2579 | 5545.5429 | 5332.6073 | 5571.7344 | 5319.0854 | 5242.3668 | 85494.9428 | 81036.5846 | 105069.8533 | 105529.6707 | 124725.4409 | 133246.3256 | 143679.4545 | 159345.8227 | 135235.2374 | 157134.3396 | 163007.3197 | 175771.7139 | 161467.2532 | 164615.7436 | 158414.3582 | 119504.2953 | 27852.2347 | 27420.6402 | 42491.099 | 33123.4678 | 55086.6691 | 54827.1766 | 51637.6893 | 57601.7603 | 61553.1965 | 68295.3112 | 73739.405 | 80222.4673 | 75028.2491 | 75601.7851 | 68985.9855 | 56043.9686 | 80479.1977 | 89381.1041 | 76476.8121 | 121862.2217 | 116251.3122 | 133485.5294 | 174408.3339 | 134726.2719 | 110031.5926 | 133164.4363 | 122162.6022 | 129207.8659 | 116468.7278 | 119753.1524 | 109452.1699 | 110889.2789 | 8705.497 | 9553.7105 | 8204.2539 | 12043.8785 | 11363.0129 | 12828.3561 | 16464.7283 | 13480.9963 | 11577.7479 | 15278.631 | 9711.4924 | 10599.3608 | 9531.0717 | 9894.069 | 9444.0942 | 9675.9163 | 514.4334 | 693.1383 | 735.6954 | 787.4255 | 914.0807 | 938.3814 | 851.4502 | 1023.9403 | 875.2546 | 902.8145 | 1028.0918 | 1039.0157 | 987.382 | 1033.5709 | 953.9397 | 931.0467
AUC Overhead Distribution | $'000 | Inputs | 632402.6305 | 658970.4641 | 767039.6806 | 818837.1714 | 1032808.3574 | 1055041.7674 | 1154608.2875 | 1183358.7435 | 1091638.836 | 1224262.7302 | 1292778.6319 | 1377618.98 | 1261600.9992 | 1323294.1062 | 1241158.1669 | 1114171.4712 | 10545.3269 | 9750.0443 | 12972.0265 | 12266.4489 | 16734.0013 | 16939.3915 | 16990.3359 | 18672.0792 | 15647.249 | 17002.1515 | 18977.4808 | 20181.5232 | 18346.8636 | 19100.3801 | 18480.2508 | 18125.6513 | 160035.34 | 153838.7301 | 214927.3132 | 206316.3995 | 310637.8014 | 322756.8534 | 337512.8849 | 406486.8151 | 356646.2299 | 375198.5743 | 402542.8238 | 443571.3223 | 396013.0231 | 415575.3377 | 387130.8526 | 320676.1643 | 177974.4663 | 171439.0906 | 252227.7925 | 197799.4967 | 315968.198 | 303054.3223 | 286802.3911 | 311331.6538 | 326063.4276 | 364296.6952 | 436332.603 | 447385.813 | 398424.4717 | 403991.7327 | 367980.7483 | 299860.8374 | 198199.7433 | 230016.5498 | 200664.8434 | 293056.5655 | 275793.0737 | 289390.1332 | 379013.5332 | 317807.1001 | 283684.5231 | 344193.0869 | 311754.8753 | 347411.5686 | 331465.6166 | 359327.6473 | 341771.4225 | 354422.3544 | 52185.5736 | 55572.4882 | 47077.6562 | 65607.3231 | 59426.1618 | 62299.3629 | 74955.1523 | 61395.514 | 53149.7773 | 65702.7862 | 56883.6843 | 51399.709 | 53606.8559 | 57014.6319 | 58717.038 | 54165.7629 | 33462.1804 | 38353.5612 | 39170.0488 | 43790.9378 | 54249.1212 | 60601.704 | 59333.99 | 67665.5811 | 56447.6291 | 57869.4361 | 66287.1647 | 67669.0439 | 63744.1683 | 68284.3765 | 67077.8548 | 66920.701
AUC Underground Subtransmission | $'000 | Inputs | 84661.5094 | 89224.6771 | 101631.2986 | 117845.783 | 134473.68 | 157800.8128 | 190632.4328 | 191594.6432 | 170959.9137 | 209583.9787 | 197114.4357 | 210535.2465 | 198077.8855 | 203410.8793 | 183756.3969 | 162443.6604 | 66.2618 | 57.4928 | 72.4153 | 62.2903 | 81.6554 | 77.8276 | 72.9242 | 76.1513 | 61.3287 | 62.1768 | 67.4902 | 67.5212 | 62.7794 | 73.3893 | 92.5482 | 89.4159 | 48273.2885 | 48453.0977 | 56670.6127 | 60272.3415 | 68235.7672 | 80310.6627 | 96878.9176 | 108299.3096 | 95087.2694 | 123264.6908 | 119937.3652 | 127340.6119 | 122290.0508 | 126156.913 | 112637.1526 | 97382.3811 | 10817.5868 | 10546.9432 | 15823.4798 | 12214.9139 | 19696.809 | 20376.6467 | 18992.9222 | 21196.2096 | 21456.2723 | 21090.7 | 22644.9568 | 25387.8197 | 23069.0026 | 23276.0995 | 21827.0766 | 17665.352 | 23476.7127 | 27889.3502 | 27013.4623 | 42529.3796 | 43679.1199 | 53952.2752 | 71043.1559 | 58794.6022 | 51678.483 | 61886.5341 | 52144.6671 | 55495.1203 | 50624.3567 | 51832.0138 | 47353.8345 | 45485.0122 | 1505.4938 | 1652.1804 | 1418.8108 | 2082.8201 | 1965.074 | 2209.51 | 2831.2645 | 2301.0066 | 1974.3422 | 2589.9688 | 1544.7993 | 1471.0517 | 1343.0677 | 1377.1895 | 1229.427 | 1225.3361 | 522.1657 | 625.6127 | 632.5176 | 684.0375 | 815.2545 | 873.8906 | 813.2483 | 927.364 | 702.2181 | 689.9082 | 775.1571 | 773.1216 | 688.6283 | 695.2742 | 616.3579 | 596.163
AUC Underground Distribution | $'000 | Inputs | 500104.7243 | 499524.7456 | 599144.6738 | 634892.1639 | 804608.3622 | 839341.7755 | 919433.5791 | 926718.1627 | 814048.8747 | 908754.3552 | 922783.1072 | 993479.6565 | 869131.2529 | 900512.7828 | 838661.7594 | 702789.0843 | 18206.8583 | 16345.7879 | 21175.0292 | 18959.6187 | 25912.8052 | 25720.7797 | 25189.7088 | 27570.4541 | 22779.5629 | 24488.8281 | 27102.9202 | 28591.5535 | 25792.7549 | 26930.5604 | 26502.3262 | 26180.8574 | 183664.5714 | 170215.5104 | 235965.0235 | 222129.7114 | 320022.2768 | 337455.9198 | 360894.3002 | 409793.3034 | 336231.7565 | 381626.3168 | 402161.9827 | 437760.9888 | 366308.4517 | 377795.1885 | 353398.051 | 260872.6165 | 114320.0037 | 110723.8438 | 163452.6213 | 128939.5942 | 207084.4789 | 200226.6197 | 188609.8257 | 202962.3605 | 206925.7711 | 183310.1687 | 210608.9099 | 232914.3305 | 208544.179 | 215604.6096 | 201656.4952 | 167928.2513 | 79467.2171 | 90953.4123 | 80025.9654 | 133125.339 | 124296.5721 | 146523.8694 | 197940.3375 | 154735.6161 | 134301.6628 | 183417.2416 | 156023.5826 | 165486.9544 | 147195.2457 | 151491.453 | 134641.576 | 128696.2231 | 88478.7226 | 93467.2234 | 80998.7591 | 111415.9732 | 101487.1982 | 100501.6562 | 119282.9821 | 99622.376 | 89470.8315 | 111812.9052 | 99196.8762 | 100835.6942 | 96147.4945 | 102422.2283 | 98738.9221 | 96023.7497 | 15967.3512 | 17818.9678 | 17527.2753 | 20321.9273 | 25805.0309 | 28912.9307 | 27516.4249 | 32034.0527 | 24339.2897 | 24098.8948 | 27688.8357 | 27890.1351 | 25143.1271 | 26268.7432 | 23724.3889 | 23087.3863
AUC Transformers Excluding First Stage of Two Stage | $'000 | Inputs | 1177112.841 | 1273316.4771 | 1439466.4591 | 1602999.5546 | 1930666.224 | 2073011.0252 | 2318540.2925 | 2389991.3718 | 2229155.9807 | 2333896.0176 | 2308328.6631 | 2456159.083 | 2218120.4581 | 2300720.6713 | 2088188.966 | 2107418.8228 | 20255.0553 | 18706.5551 | 23467.3999 | 22254.662 | 27668.1337 | 30861.5177 | 33531.5554 | 38613.5054 | 37093.7656 | 44772.8318 | 47656.3304 | 48583.4183 | 45514.1417 | 45493.8902 | 47550.6291 | 48301.8042 | 470571.1332 | 480436.4126 | 635199.9424 | 668616.9483 | 904081.0673 | 981276.1754 | 1027187.3239 | 1166395.1087 | 1093710.7394 | 1002084.8273 | 1033458.4957 | 1083669.1661 | 926208.6459 | 941179.2761 | 784598.887 | 836379.7675 | 199067.9798 | 198790.172 | 253972.2929 | 214096.4911 | 291326.7956 | 285947.0272 | 276527.6917 | 321679.972 | 323242.5263 | 318592.2006 | 364131.2179 | 384209.8151 | 385652.1863 | 407876.2528 | 405398.3848 | 342271.5753 | 338953.1817 | 398835.611 | 364995.4804 | 497056.7931 | 494264.9428 | 562978.7772 | 719513.0198 | 612315.681 | 541130.041 | 669105.7201 | 619116.9351 | 610285.5411 | 564542.1166 | 580579.4012 | 540378.4599 | 568662.4191 | 111453.58 | 131801.4838 | 118806.3394 | 165194.3745 | 167067.2749 | 158139.9281 | 207048.5821 | 192223.813 | 182594.452 | 245294.3014 | 186515.3332 | 275105.312 | 256766.724 | 265174.5397 | 256751.1043 | 261305.2764 | 36811.911 | 44746.2426 | 43025.004 | 35780.2855 | 46258.0097 | 53807.5997 | 54732.1196 | 58763.2918 | 51384.4565 | 54046.1364 | 57450.3508 | 54305.8304 | 39436.6436 | 60417.3114 | 53511.5008 | 50497.9803
Maximum Demand | MW | Outputs | 31410.0254 | 32227.1331 | 33576.6571 | 35029.2183 | 34990.2016 | 34811.1311 | 32283.0541 | 33606.9209 | 32976.82 | 32119.1883 | 33975.1563 | 35292.1292 | 34584.662 | 35548.1579 | 35777.631 | 32322.1882 | 630.12 | 610.68 | 625.128 | 615.168 | 617.76 | 620.81 | 701.692 | 697.803 | 669.9 | 723.989 | 669.242 | 682 | 690.8768 | 691 | 684 | 0 | 12362.5863 | 12310.0702 | 12528.5954 | 12965.9952 | 12823.6418 | 13259.1111 | 11798.4348 | 12392.6688 | 11494.4916 | 11684.3676 | 12742.8672 | 13535.1549 | 12739.2025 | 13121.4866 | 13265.7803 | 12505.1282 | 7559.433 | 7942.7561 | 8433.6683 | 9052.8896 | 8805.7714 | 8646.7379 | 8126.3832 | 8756.8386 | 9109.4894 | 8062.7793 | 8844.5013 | 8871.2473 | 9127.0125 | 9266.7282 | 9489.3101 | 8247.4792 | 7029.5974 | 7469.599 | 7875.3574 | 8068.3735 | 8535.7558 | 8106.1329 | 7846.3278 | 7835.3748 | 7601.6038 | 7857.366 | 7867.5451 | 8200.12 | 8175.2793 | 8324.527 | 8312 | 7800 | 2765.2887 | 2746.0278 | 2959.9079 | 3192.792 | 3096.2725 | 3096.3392 | 2768.2162 | 2902.2357 | 3048.9763 | 2746.4358 | 2775.9618 | 2939.3385 | 2787.5684 | 3118 | 2947.1566 | 2673 | 1063 | 1148 | 1154 | 1134 | 1111 | 1082 | 1042 | 1022 | 1052.359 | 1044.2505 | 1075.0388 | 1064.2684 | 1064.7224 | 1026.4161 | 1079.3839 | 1096.5809
Redundancies | $'000 | Outputs | Confidential | Confidential | Confidential | Confidential | Confidential | Confidential | Confidential | Confidential | Confidential | Confidential | Confidential | Confidential | Confidential | Confidential | Confidential | Confidential | Confidential | Confidential | Confidential | Confidential | Confidential | Confidential | Confidential | Confidential | Confidential | Confidential | Confidential | Confidential | Confidential | Confidential | Confidential | Confidential | Confidential | Confidential | Confidential | Confidential | Confidential | Confidential | Confidential | Confidential | Confidential | Confidential | Confidential | Confidential | Confidential | Confidential | Confidential | Confidential | Confidential | Confidential | Confidential | Confidential | Confidential | Confidential | Confidential | Confidential | Confidential | Confidential | Confidential | Confidential | Confidential | Confidential | Confidential | Confidential | 4045.7435 | 7315.4947 | 5788.2346 | 7365.4071 | 3316.1571 | 2588.2688 | 19676.847 | 85608.8694 | 27847.5335 | 40102.429 | 52912.0854 | 0 | 0 | 0 | 0 | 0 | 396.607 | 71.936 | 211.691 | 30.3557 | 648.8612 | 516.0667 | 196.274 | 385.3455 | 403.7713 | 748.7822 | 1484.2233 | 0 | 0 | 0 | 0 | 0 | 0 | 1602.1668 | 1378.4128 | 1302.6264 | 104.9277 | 5257.9699 | 19455.0575 | 4556.5379 | 12422.038 | 43.8704 | 292.3374 | 0 | 0 | 0 | 0 | 0
Additional DNSP benchmarking data
Measure | Units | Category | 2006EVO | 2007EVO | 2008EVO | 2009EVO | 2010EVO | 2011EVO | 2012EVO | 2013EVO | 2014EVO | 2015EVO | 2016EVO | 2017EVO | 2018EVO | 2019EVO | 2020EVO | 2021EVO | 2006AGD | 2007AGD | 2008AGD | 2009AGD | 2010AGD | 2011AGD | 2012AGD | 2013AGD | 2014AGD | 2015AGD | 2016AGD | 2017AGD | 2018AGD | 2019AGD | 2020AGD | 2021AGD | 2006CIT | 2007CIT | 2008CIT | 2009CIT | 2010CIT | 2011CIT | 2012CIT | 2013CIT | 2014CIT | 2015CIT | 2016CIT | 2017CIT | 2018CIT | 2019CIT | 2020CIT | 2021CIT | 2006END | 2007END | 2008END | 2009END | 2010END | 2011END | 2012END | 2013END | 2014END | 2015END | 2016END | 2017END | 2018END | 2019END | 2020END | 2021END | 2006ENX | 2007ENX | 2008ENX | 2009ENX | 2010ENX | 2011ENX | 2012ENX | 2013ENX | 2014ENX | 2015ENX | 2016ENX | 2017ENX | 2018ENX | 2019ENX | 2020ENX | 2021ENX | 2006ERG | 2007ERG | 2008ERG | 2009ERG | 2010ERG | 2011ERG | 2012ERG | 2013ERG | 2014ERG | 2015ERG | 2016ERG | 2017ERG | 2018ERG | 2019ERG | 2020ERG | 2021ERG | 2006ESS | 2007ESS | 2008ESS | 2009ESS | 2010ESS | 2011ESS | 2012ESS | 2013ESS | 2014ESS | 2015ESS | 2016ESS | 2017ESS | 2018ESS | 2019ESS | 2020ESS | 2021ESS | 2006JEN | 2007JEN | 2008JEN | 2009JEN | 2010JEN | 2011JEN | 2012JEN | 2013JEN | 2014JEN | 2015JEN | 2016JEN | 2017JEN | 2018JEN | 2019JEN | 2020JEN | 2021JEN | 2006PCR | 2007PCR | 2008PCR | 2009PCR | 2010PCR | 2011PCR | 2012PCR | 2013PCR | 2014PCR | 2015PCR | 2016PCR | 2017PCR | 2018PCR | 2019PCR | 2020PCR | 2021PCR | 2006SAP | 2007SAP | 2008SAP | 2009SAP | 2010SAP | 2011SAP | 2012SAP | 2013SAP | 2014SAP | 2015SAP | 2016SAP | 2017SAP | 2018SAP | 2019SAP | 2020SAP | 2021SAP | 2006AND | 2007AND | 2008AND | 2009AND | 2010AND | 2011AND | 2012AND | 2013AND | 2014AND | 2015AND | 2016AND | 2017AND | 2018AND | 2019AND | 2020AND | 2021AND | 2006TND | 2007TND | 2008TND | 2009TND | 2010TND | 2011TND | 2012TND | 2013TND | 2014TND | 2015TND | 2016TND | 2017TND | 2018TND | 2019TND | 2020TND | 2021TND | 2006UED | 2007UED | 2008UED | 2009UED | 2010UED | 2011UED | 2012UED | 2013UED | 2014UED | 2015UED | 2016UED | 2017UED | 2018UED | 2019UED | 2020UED | 2021UED
Overhead Subtransmission Lines (33kV and over) | MVAkms | Capital inputs | 59679.7679 | 59679.7679 | 59679.7679 | 59679.7679 | 59679.7679 | 59679.7679 | 66412.4524 | 66412.4524 | 66424.1627 | 66424.1055 | 66429.7319 | 64173.226 | 64233.5945 | 64233.4474 | 64232.8567 | 62416.8888 | 329069.384 | 312100.918 | 312243.93 | 316248.914 | 320486.895 | 327504.562 | 330266.145 | 334116.241 | 320633.577 | 334275.0377 | 328826.7627 | 336629.5036 | 323578.549 | 323471.509 | 317992.6667 | 318278.8124 | 7006.5252 | 7103.557 | 6796.267 | 6793.0833 | 6772.2996 | 6900 | 6900 | 6900 | 7202.0065 | 7222.9395 | 7225 | 7204.5 | 7142.8055 | 7142.5 | 7150 | 11500 | 276054.6147 | 278514.1482 | 283614.8861 | 284852.2085 | 285650.4427 | 285686.4621 | 289173.6234 | 294960.5636 | 289406.4133 | 295952.784 | 295025.9092 | 295110.5123 | 283990.5663 | 284539.3259 | 282619.6481 |  | 195277.9054 | 203021.0704 | 202830.4549 | 207397.1459 | 212424.3188 | 216781.9559 | 225537.8934 | 226115.9511 | 230406.4497 | 227485.9462 | 229737.3597 | 234391.9846 | 233643.066 | 232147.98 | 236853.52 | 238980.4 | 370153.6242 | 378232.0021 | 383565.2356 | 394666.2451 | 399128.5094 | 402621.1919 | 409157.5573 | 352156.4599 | 351946.1833 | 352986.8316 | 350920.8822 | 372039.9301 | 374427.1539 | 374345.5855 | 378322.5417 | 591257.1486 | 308318.5932 | 321850.581 | 329841.1033 | 351252.0856 | 378321.9969 | 396215.7747 | 401074.0365 | 440853.0646 | 457774.7667 | 480401.3259 | 506596.4784 | 506331.7939 | 499097.6865 | 501345.5823 | 506176.3263 | 510238.2026 | 31223.0179 | 31272.4875 | 31425.2487 | 32934.9317 | 33107.5462 | 32789.8485 | 33060.5278 | 33458.5273 | 32569.6653 | 32726.7289 | 32837.1051 | 32597.061 | 36797.4873 | 36573.115 | 36394.692 | 36276.0124 | 157531.1584 | 157716.6239 | 158087.7598 | 157570.2997 | 157605.6192 | 157600 | 158700 | 158550 | 154731.079 | 154543.6535 | 157685 | 160195.5 | 159318.263 | 159515.5 | 159500 | 164450 | 117989.5181 | 119053.4678 | 120117.4175 | 121987.1743 | 124342.3902 | 120375.7155 | 121844.1198 | 122307.1576 | 121970.457 | 124047.996 | 123082 | 124860.8506 | 125752.1639 | 125245.5 | 125709.5841 | 128839 | 90803.3121 | 91329.7861 | 91876.8751 | 94071.471 | 96152.7236 | 96257.5366 | 97641.4313 | 96012.9203 | 102393.925 | 99400.0824 | 104464.1602 | 103966.6986 | 99508.96 | 99348.0425 | 102134.1029 | 102348.8552 | 3391.29 | 3391.29 | 3391.29 | 3414.02 | 3414.02 | 3414.02 | 3414.02 | 3414.02 | 3412.836 | 3413.1099 | 3406.6603 | 3404.3754 | 3389.177 | 3372.13 | 3377.4216 | 3314.4047 | 49348.8 | 49436.48 | 51136 | 50657.4 | 54056.4 | 54919.5 | 58478.17 | 56682 | 61678.2179 | 61745.4406 | 60582.0823 | 60099 | 60600.1475 | 60627.2208 | 61311.2752 | 61332.494
Overhead Distribution Lines (under 33kV) | MVAkms | Capital inputs | 6962.21 | 6936.55 | 6898.87 | 6879.22 | 6883.7 | 6898.87 | 6803.32 | 6760.08 | 6686.9814 | 6518.1856 | 6592.151 | 6688.223 | 6732.3846 | 6742.285 | 6765.5308 | 6651.5497 | 40078.4744 | 39995.7748 | 40018.4985 | 40044.8243 | 39908.2336 | 39827.7794 | 39640.6801 | 39499.2173 | 40233.5543 | 40695.9672 | 41349.286 | 41930.2744 | 41727.115 | 44240.274 | 41658.1368 | 42066.8603 | 2437.56 | 2471.3172 | 2364.4114 | 2363.3038 | 2356.0732 | 2396 | 2405 | 2405.6 | 2324.1338 | 2326.6686 | 2299.8 | 2325.068 | 2263.6986 | 2262.123 | 2211 | 2665.2 | 40895.5165 | 40944.9658 | 41034.4292 | 41015.3305 | 40990.0478 | 40980.4941 | 40961.8833 | 40842.93 | 40579.4841 | 39991.1532 | 39737.5642 | 39740.1401 | 39752.9796 | 39663.6859 | 39413.8412 |  | 70129.9031 | 70585.4847 | 70858.5734 | 71125.3077 | 71314.2508 | 71501.5045 | 71709.0695 | 71817.2058 | 71833.7073 | 71926.9404 | 72009.8132 | 72040.87 | 72022.17 | 72008.28 | 71980.415 | 19191.536 | 133400.4036 | 134564.496 | 135888.7176 | 137544.8855 | 138516.1141 | 140525.5344 | 142284.2819 | 143739.0022 | 146426.7833 | 153786.3617 | 152479.3604 | 150353.3198 | 154697.5238 | 150715.8761 | 151786.4501 | 154101.0128 | 184958.3503 | 199582.9329 | 212283.6327 | 225032.8609 | 235650.7035 | 248068.3852 | 255488.606 | 264220.4488 | 260741.1395 | 262956.5416 | 266729.1075 | 266874.2455 | 271074.2431 | 270549.2167 | 276759.6691 | 307030.3312 | 14433.5556 | 14511.1619 | 14691.9803 | 14663.5696 | 14633.567 | 14467.7609 | 14269.2739 | 14166.5388 | 14341.57 | 14310.2401 | 14441.7094 | 14518.3092 | 14542.1101 | 14932.7949 | 14578.0967 | 14806.514 | 275509.7778 | 275685.2729 | 276551.14 | 275645.9201 | 275707.7063 | 276442.16 | 276877.88 | 277846.04 | 279788.6592 | 280052.3721 | 280557.1 | 280094.5076 | 280195.6326 | 280348.442 | 280363.36 | 280799.84 | 81474.1027 | 81478.4749 | 81482.847 | 81558.1718 | 81575.5181 | 81643.216 | 81231.1386 | 81270.7253 | 80468.5724 | 78110.618 | 78570.28 | 78562.986 | 79348.0963 | 79936.33 | 81002.0043 | 80799.82 | 103827.179 | 104135.4546 | 104484.0128 | 104883.1926 | 105056.9744 | 105073.047 | 106038.8877 | 106032.9225 | 106240.3229 | 106031.7291 | 105863.543 | 105687.1664 | 105310.09 | 104176.1179 | 104281.8015 | 104047.6667 | 93606.3 | 93606.3 | 93606.3 | 93517.45 | 95333.378 | 96273.439 | 96927.147 | 97253.908 | 97774.6166 | 98254.7638 | 98895.6386 | 100011.4754 | 101784.2345 | 102677.1704 | 102915.4858 | 103196.3683 | 37681.87 | 38583.36 | 39017.05 | 38203.53 | 38758.22 | 38843.52 | 39371.56 | 39125.514 | 38840.7887 | 38882.0146 | 38904.7785 | 38967.9112 | 39062.8857 | 39113.2904 | 39152.2734 | 39239.439
Underground Subtransmission Lines (33kV and over) | MVAkms | Capital inputs | 267.498 | 267.498 | 267.498 | 267.498 | 267.498 | 267.498 | 267.498 | 267.498 | 1031.828 | 1035.6163 | 1036.3291 | 1045.452 | 1049.6316 | 1049.6316 | 1063.0363 | 785.6212 | 116387.3419 | 116076.8631 | 115014.9023 | 111870.2303 | 115315.3386 | 117376.24 | 119393.6691 | 122683.8268 | 128825.4834 | 118760.9711 | 125039.3096 | 127827.9353 | 123220.007 | 119816.779 | 125801.9313 | 124252.748 | 2527.9342 | 2667.705 | 2756.9867 | 2807.9882 | 2860.4801 | 2760 | 3420 | 3480 | 3740.4288 | 3810.4596 | 4152 | 4148.4 | 4221.6639 | 4221.6 | 4698.18 | 4740 | 14746.5549 | 16206.933 | 17168.8403 | 18445.4623 | 18569.0731 | 19590.632 | 23326.3237 | 25864.6984 | 28649.5359 | 29487.9081 | 29731.7553 | 31566.1456 | 31964.5692 | 33408.6198 | 33534.3335 |  | 28590.5258 | 32824.3602 | 38075.1617 | 40471.3917 | 42981.073 | 46753.921 | 47497.6323 | 50757.3463 | 51919.7799 | 54106.9805 | 53785.5911 | 54323.8985 | 54342.6836 | 53923.74 | 56530.29 | 56357.64 | 2329.7225 | 2461.1901 | 2516.8777 | 2553.2013 | 3065.1128 | 3293.7172 | 3394.5639 | 3241.0394 | 3286.22 | 3219.4891 | 3445.4731 | 4028.1036 | 4056.7049 | 4097.5144 | 4086.5239 | 4087.6185 | 3211.6649 | 3211.6649 | 1399.5127 | 1945.3963 | 1993.384 | 2378.2422 | 2968.1032 | 3725.5131 | 4864.2281 | 5383.4201 | 5381.2833 | 5428.5314 | 5510.0756 | 5720.4002 | 5875.694 | 5976.0509 | 1662.4082 | 1500.648 | 1500.1023 | 1500.1023 | 1500.648 | 1527.33 | 1622.315 | 1617.6481 | 1485.9351 | 1486.2762 | 1490.3025 | 1573.4851 | 1844.7057 | 2151.2209 | 2494.2888 | 2638.6819 | 126.2534 | 132.8535 | 133.9504 | 173.4077 | 193.9818 | 180 | 180 | 180 | 214.935 | 215.574 | 222 | 212.4 | 209.9101 | 477 | 501.6 | 540 | 6913.3805 | 7060.3514 | 7207.3223 | 7730.8233 | 7706.2562 | 6903.0017 | 7857.1401 | 7911.0626 | 8109.2775 | 8420.7151 | 8383 | 8377.7009 | 8697.7012 | 8746.11 | 8927.8876 | 8948 | 208.0037 | 214.5833 | 208.0037 | 210.3812 | 208.7225 | 238.0819 | 238.0819 | 568.1675 | 650.1636 | 602.6246 | 602.2729 | 601.4306 | 630.936 | 639.9277 | 724.7776 | 679.807 | 926.65 | 926.65 | 926.65 | 1345.68 | 1351.91 | 1569.96 | 1613.57 | 1607.34 | 1771.6 | 1777.1732 | 1872.3176 | 1897.5419 | 1860.8001 | 1863.4127 | 1947.5302 | 1918.4134 | 384 | 390.4 | 496 | 483.6 | 504 | 550.4 | 611 | 585 | 489.525 | 489.3927 | 278.9416 | 538.9319 | 460.1705 | 482.976 | 466.8768 | 470.4577
Underground Distribution Lines (under 33kV) | MVAkms | Capital inputs | 8371.5454 | 8516.0122 | 8738.377 | 8993.5406 | 9254.8753 | 9540.796 | 9974.7706 | 10277.7526 | 10561.5262 | 10734.9747 | 10870.64 | 10995.872 | 11122.07 | 11289.2484 | 11639.752 | 8760.7049 | 43738.6517 | 45078.318 | 46004.8071 | 47162.1501 | 48107.4145 | 49525.656 | 51119.7122 | 52506.2374 | 53855.0868 | 54391.949 | 54993.7034 | 55820.7205 | 56491.654 | 57188.395 | 58041.0703 | 58583.2396 | 5774.6122 | 6084.2275 | 6288.6749 | 6409.758 | 6548.5028 | 7071.2 | 7055.6 | 7162.4 | 7276.5755 | 7350.8774 | 7403.64 | 7461.438 | 7256.4206 | 7263.764 | 7156.0704 | 7269.1 | 11896.8696 | 12892.3173 | 13954.7938 | 14695.5576 | 15545.5978 | 16599.4216 | 17627.0332 | 18720.5033 | 19681.4698 | 20628.2966 | 21534.7045 | 22506.7694 | 23532.0943 | 24680.7346 | 25498.8818 |  | 14956.8631 | 16470.9873 | 17766.0992 | 19084.991 | 20163.4048 | 21066.2742 | 21848.8903 | 22542.4948 | 23209.0043 | 23696.1616 | 24618.2209 | 25343.448 | 26059.049 | 26765.136 | 27366.039 | 20286.58 | 7477.0827 | 8338.1692 | 9615.0916 | 10645.3083 | 11470.6846 | 12123.3525 | 12787.4086 | 13464.0007 | 14037.1976 | 14907.4787 | 15170.8432 | 15480.4788 | 14987.1686 | 15194.5439 | 15305.4527 | 15495.9419 | 9233.9904 | 11107.8078 | 8062.439 | 9085.2125 | 10063.164 | 11561.3488 | 12636.7507 | 13323.5964 | 14024.282 | 14677.5783 | 15021.2095 | 15529.952 | 15876.0722 | 16041.6568 | 16408.5249 | 18317.2604 | 6078.9285 | 6315.5638 | 6821.4182 | 7096.1686 | 7397.2224 | 7728.649 | 8123.5965 | 8427.3861 | 9024.1279 | 9639.1213 | 9957.2324 | 10303.3578 | 11199.3721 | 11506.3761 | 11958.2708 | 12199.3171 | 8301.6909 | 8738.3309 | 8810.9603 | 11406.3712 | 12759.6887 | 11827.4 | 11852.6 | 12539.08 | 13050.9521 | 14124.3938 | 14711.872 | 15696.8364 | 16491.7004 | 17466.7804 | 18843.8488 | 19400.6 | 15478.9436 | 16102.7438 | 16726.5439 | 17507.5261 | 18092.2187 | 18470.0738 | 18853.7823 | 19107.973 | 19401.8604 | 19679.1619 | 20173.18 | 20414.9984 | 20674.4298 | 21287.959 | 21833.3181 | 25067.62 | 13856.1751 | 14934.5253 | 15386.7593 | 16509.625 | 17196.5777 | 17966.1076 | 19023.4021 | 19703.1337 | 20732.9685 | 21782.6002 | 22895.599 | 24232.6599 | 26025.9289 | 27000.2294 | 28395.6156 | 28989.0106 | 8750.843 | 8753.103 | 8753.103 | 8777.133 | 9136.089 | 9514.858 | 9641.16 | 9703.4 | 9926.9616 | 9997.3717 | 10070.5348 | 10114.5761 | 10293.5552 | 10432.9774 | 10513.4615 | 10491.9197 | 8745.973 | 9125.022 | 9562.645 | 9658.606 | 10100.732 | 10546.074 | 10721.956 | 11177.09 | 11425.581 | 11787.7761 | 12109.9294 | 12521.0533 | 12714.3081 | 12971.5347 | 13250.7579 | 13335.5459
AUC Overhead Subtransmission | $'000 | Capital inputs | 3117.0301 | 2778.9802 | 3395.8177 | 2970.9753 | 3757.5613 | 4363.0123 | 4713.0611 | 5522.6537 | 4740.0992 | 5086.2038 | 5235.2579 | 5545.5429 | 5332.6073 | 5571.7344 | 5319.0854 | 5242.3668 | 33614.2722 | 33862.694 | 43476.8531 | 47060.4395 | 45270.2099 | 51468.8798 | 60156.7276 | 62892.7364 | 49711.0453 | 66677.2276 | 64754.5133 | 69127.7441 | 61247.0326 | 62604.8716 | 58862.2058 | 57869.861 | 609.247 | 592.8375 | 858.585 | 681.8228 | 1067.9048 | 1027.6763 | 967.8155 | 1027.9238 | 1042.6791 | 1026.6959 | 1112.4024 | 1267.4749 | 1085.106 | 1094.0979 | 1012.8704 | 849.2534 | 13275.6773 | 13162.9539 | 17409.6317 | 17791.6491 | 24156.2621 | 22528.7051 | 18714.2838 | 20708.154 | 19027.3487 | 21298.2694 | 24591.8365 | 27847.5603 | 31753.2486 | 32354.0561 | 37069.7689 |  | 16698.6425 | 20227.2799 | 17403.6887 | 27090.2389 | 27065.3437 | 34225.4575 | 48057.7855 | 39397.2813 | 32581.7702 | 39871.6639 | 36461.3326 | 39565.4474 | 35948.2426 | 37344.4495 | 34606.0286 | 35838.3148 | 63780.5553 | 69153.8242 | 59073.1234 | 94771.9829 | 89185.9684 | 99260.0719 | 126350.5484 | 95328.9907 | 77449.8224 | 93292.7724 | 85701.2697 | 89642.4186 | 80520.4852 | 82408.7029 | 74846.1413 | 75050.9641 | 38604.9933 | 34010.9367 | 44183.3685 | 40677.5821 | 55298.969 | 59248.7407 | 64808.4431 | 75744.9324 | 66496.8434 | 69158.8427 | 73660.9699 | 78796.4095 | 68466.972 | 69656.816 | 62482.3834 | 61634.4343 | 3791.266 | 3828.4136 | 5999.0375 | 4719.4776 | 8015.8163 | 7120.6404 | 7019.6497 | 7821.6838 | 8476.8693 | 8597.3498 | 9678.8812 | 10618.6029 | 9984.9406 | 10813.5515 | 10020.8391 | 8038.9608 | 9777.9197 | 9434.9716 | 13389.5622 | 10656.0395 | 16216.0177 | 14639.0389 | 13715.0861 | 15048.6452 | 15615.9644 | 15672.3592 | 17508.4914 | 19834.0311 | 17691.6018 | 18154.6604 | 16837.8531 | 13857.0397 | 8705.497 | 9553.7105 | 8204.2539 | 12043.8785 | 11363.0129 | 12828.3561 | 16464.7283 | 13480.9963 | 11577.7479 | 15278.631 | 9711.4924 | 10599.3608 | 9531.0717 | 9894.069 | 9444.0942 | 9675.9163 | 4273.5506 | 4306.2726 | 6682.2179 | 5658.6684 | 9555.297 | 7314.7301 | 7414.6624 | 8892.593 | 11432.4567 | 18325.5933 | 19588.2207 | 20734.8541 | 18216.974 | 17368.8161 | 15118.8902 | 11251.3413 | 514.4334 | 693.1383 | 735.6954 | 787.4255 | 914.0807 | 938.3814 | 851.4502 | 1023.9403 | 875.2546 | 902.8145 | 1028.0918 | 1039.0157 | 987.382 | 1033.5709 | 953.9397 | 931.0467 | 9400.2513 | 9258.1449 | 15561.6965 | 11407.4595 | 20231.6333 | 24725.0908 | 22520.4755 | 24810.9145 | 24985.227 | 24673.313 | 25851.4094 | 27767.5044 | 28049.6268 | 28170.6593 | 25995.5328 | 22047.3733
AUC Overhead Distribution | $'000 | Capital inputs | 10545.3269 | 9750.0443 | 12972.0265 | 12266.4489 | 16734.0013 | 16939.3915 | 16990.3359 | 18672.0792 | 15647.249 | 17002.1515 | 18977.4808 | 20181.5232 | 18346.8636 | 19100.3801 | 18480.2508 | 18125.6513 | 46226.7165 | 42521.6336 | 59912.0977 | 55639.4324 | 87304.9888 | 95940.4481 | 99334.8591 | 119097.0355 | 101288.8401 | 113908.0435 | 120171.8316 | 122934.9887 | 110250.6818 | 112231.5332 | 102274.9579 | 95804.8542 | 7512.2298 | 7309.8943 | 10586.6542 | 8407.1145 | 13167.6407 | 12671.6093 | 11933.5051 | 12674.6615 | 12856.5993 | 12659.5212 | 13716.3119 | 15628.4094 | 13379.7375 | 13490.6072 | 12489.0498 | 10471.6007 | 36642.4611 | 36086.2285 | 47557.7337 | 46668.5791 | 65573.0257 | 63868.6757 | 60032.4766 | 70722.6841 | 62527.4748 | 57407.046 | 62292.8346 | 73825.7567 | 62050.3212 | 67173.2256 | 65233.1054 |  | 66065.1362 | 73537.3432 | 66171.5541 | 93450.9191 | 91248.0301 | 105080.3062 | 133893.2425 | 115786.4322 | 107291.1125 | 133962.7729 | 110244.4526 | 125049.7017 | 122025.4374 | 134736.2627 | 129299.0926 | 128486.4993 | 132134.6071 | 156479.2066 | 134493.2893 | 199605.6464 | 184545.0436 | 184309.827 | 245120.2907 | 202020.668 | 176393.4106 | 210230.314 | 201510.4227 | 222361.8669 | 209440.1792 | 224591.3846 | 212472.3298 | 225935.855 | 77166.1624 | 75230.868 | 107457.4819 | 104008.3879 | 157759.7869 | 162947.7297 | 178145.5493 | 216667.0955 | 192829.9151 | 203883.4848 | 220078.1576 | 246810.5769 | 223712.0201 | 236170.5788 | 219622.7893 | 224871.3101 | 30868.3755 | 29331.8715 | 41349.2808 | 32221.8352 | 48118.5124 | 44796.766 | 43652.1471 | 46926.0168 | 49080.9575 | 48610.0283 | 51818.9982 | 57786.9834 | 52937.8917 | 53634.2722 | 49345.636 | 41083.7491 | 57202.6559 | 55196.3452 | 78331.4386 | 62339.8208 | 94866.7312 | 85641.111 | 80235.8145 | 88037.3841 | 91356.3074 | 91686.2272 | 102427.9467 | 116032.7849 | 103499.1736 | 106208.1543 | 98504.5841 | 81066.2716 | 52185.5736 | 55572.4882 | 47077.6562 | 65607.3231 | 59426.1618 | 62299.3629 | 74955.1523 | 61395.514 | 53149.7773 | 65702.7862 | 56883.6843 | 51399.709 | 53606.8559 | 57014.6319 | 58717.038 | 54165.7629 | 44659.7676 | 43536.7553 | 68143.5063 | 53714.7879 | 92441.8216 | 95510.7947 | 89905.9459 | 97737.567 | 104277.866 | 140954.3357 | 193988.8227 | 175508.2855 | 156854.815 | 158596.2357 | 141143.1384 | 110840.5357 | 33462.1804 | 38353.5612 | 39170.0488 | 43790.9378 | 54249.1212 | 60601.704 | 59333.99 | 67665.5811 | 56447.6291 | 57869.4361 | 66287.1647 | 67669.0439 | 63744.1683 | 68284.3765 | 67077.8548 | 66920.701 | 37731.4374 | 36064.2244 | 53816.9125 | 41115.9383 | 67373.4921 | 64434.0414 | 61074.9785 | 65956.0245 | 68491.6974 | 70386.5827 | 74380.5236 | 82429.3497 | 71752.8539 | 72062.4633 | 66498.34 | 56398.6803
AUC Underground Subtransmission | $'000 | Capital inputs | 66.2618 | 57.4928 | 72.4153 | 62.2903 | 81.6554 | 77.8276 | 72.9242 | 76.1513 | 61.3287 | 62.1768 | 67.4902 | 67.5212 | 62.7794 | 73.3893 | 92.5482 | 89.4159 | 40034.405 | 40729.168 | 46698.3828 | 51080.4847 | 56708.2526 | 69374.1435 | 87969.3768 | 99388.3454 | 88206.7145 | 112012.6791 | 108358.7557 | 115745.659 | 104393.1194 | 107989.8298 | 94895.3884 | 95468.2344 | 7465.3758 | 7264.3023 | 10520.625 | 8354.679 | 13085.5137 | 12592.5761 | 11859.0755 | 12595.6093 | 12776.4123 | 12580.5634 | 13630.7624 | 15530.935 | 13296.2877 | 13406.4654 | 12411.1554 | 10406.2894 | 6988.4676 | 6624.4857 | 8619.5565 | 7971.4086 | 9893.1902 | 8485.2284 | 6630.7912 | 6615.781 | 5635.2563 | 9633.8534 | 9926.358 | 9809.0347 | 16278.9864 | 16423.8864 | 15886.48 |  | 21820.636 | 26170.816 | 25273.2503 | 38432.0047 | 39511.1029 | 47959.1238 | 63533.3487 | 52774.8522 | 46582.1166 | 56045.5259 | 47863.0149 | 50913.5869 | 46398.2806 | 47567.7088 | 43479.5869 | 41123.2726 | 1656.0767 | 1718.5342 | 1740.212 | 4097.375 | 4168.017 | 5993.1514 | 7509.8072 | 6019.75 | 5096.3664 | 5841.0082 | 4281.6522 | 4581.5334 | 4226.0761 | 4264.305 | 3874.2476 | 4361.7397 | 1250.4159 | 1099.4441 | 1352.6733 | 1220.4482 | 1634.3244 | 2451.2908 | 2278.7496 | 2295.1832 | 1245.2987 | 1618.1583 | 1652.2515 | 1785.9182 | 1617.9449 | 1743.1968 | 1855.2842 | 1914.1467 | 145.4257 | 146.8506 | 230.1116 | 181.0301 | 307.4714 | 273.1341 | 269.2603 | 300.0248 | 325.1565 | 329.7779 | 371.2634 | 407.3093 | 383.0032 | 414.7872 | 384.3802 | 308.3592 | 263.067 | 253.8402 | 360.2353 | 286.6921 | 436.2788 | 393.8514 | 368.9932 | 404.8716 | 420.1348 | 421.6521 | 471.0516 | 533.6185 | 475.9782 | 488.436 | 453.0092 | 372.8118 | 1505.4938 | 1652.1804 | 1418.8108 | 2082.8201 | 1965.074 | 2209.51 | 2831.2645 | 2301.0066 | 1974.3422 | 2589.9688 | 1544.7993 | 1471.0517 | 1343.0677 | 1377.1895 | 1229.427 | 1225.3361 | 433.4055 | 409.9994 | 559.3882 | 347.8198 | 469.4317 | 520.9383 | 488.0589 | 1277.9715 | 1270.8791 | 1178.704 | 1277.935 | 1510.991 | 1430.6688 | 1451.0578 | 1643.4578 | 1541.4854 | 522.1657 | 625.6127 | 632.5176 | 684.0375 | 815.2545 | 873.8906 | 813.2483 | 927.364 | 702.2181 | 689.9082 | 775.1571 | 773.1216 | 688.6283 | 695.2742 | 616.3579 | 596.163 | 2510.3129 | 2471.9506 | 4153.1198 | 3044.6928 | 5398.1133 | 6596.1467 | 6007.5342 | 6617.7324 | 6663.6896 | 6580.0026 | 6893.9444 | 7404.9658 | 7483.0647 | 7515.3531 | 6935.074 | 5881.7865
AUC Underground Distribution | $'000 | Capital inputs | 18206.8583 | 16345.7879 | 21175.0292 | 18959.6187 | 25912.8052 | 25720.7797 | 25189.7088 | 27570.4541 | 22779.5629 | 24488.8281 | 27102.9202 | 28591.5535 | 25792.7549 | 26930.5604 | 26502.3262 | 26180.8574 | 99978.178 | 92939.521 | 132925.5699 | 126821.9239 | 184359.8539 | 192324.1487 | 206977.2501 | 245478.2754 | 207711.2339 | 229417.7554 | 240795.4632 | 263611.386 | 225382.7428 | 234169.144 | 221079.6275 | 227791.793 | 37974.4423 | 36951.6331 | 53515.7072 | 42498.0986 | 66562.6352 | 64055.1886 | 60324.0603 | 64070.6175 | 64990.3161 | 63994.0833 | 69336.1763 | 79001.8631 | 67634.7881 | 68195.2363 | 63132.3485 | 52934.1095 | 65652.6577 | 60633.8524 | 81707.13 | 74474.409 | 104062.3818 | 103769.8488 | 111873.4662 | 118546.331 | 96634.0252 | 112135.7826 | 119283.4052 | 130250.3154 | 103327.1369 | 105713.1739 | 98512.6284 |  | 61546.7658 | 72638.4898 | 63022.5652 | 103695.1816 | 96592.8027 | 112093.7406 | 150862.553 | 117387.0233 | 102762.6481 | 143623.2921 | 121870.4694 | 128397.1629 | 114069.2966 | 117249.653 | 104126.4156 | 98931.8265 | 17920.4513 | 18314.9225 | 17003.4002 | 29430.1574 | 27703.7694 | 34430.1288 | 47077.7845 | 37348.5927 | 31539.0147 | 39793.9496 | 34153.1132 | 37089.7916 | 33125.9491 | 34241.7999 | 30515.1604 | 29764.3966 | 18033.7357 | 16642.137 | 21332.3235 | 20833.3784 | 31600.0412 | 41361.9223 | 42043.5838 | 45768.697 | 31886.4975 | 40072.7788 | 42083.1142 | 43899.2874 | 37598.5721 | 37912.8705 | 33805.7952 | 33080.8234 | 2221.3166 | 2110.7484 | 2975.5321 | 2318.7128 | 3462.6523 | 3223.6163 | 3141.2485 | 3376.8392 | 3531.9107 | 3498.0222 | 3728.9426 | 4158.4043 | 3809.4592 | 3859.5714 | 3550.9572 | 2956.4242 | 29133.4768 | 28111.657 | 39894.4265 | 31749.8496 | 48315.8985 | 43617.2636 | 40864.3306 | 44837.6924 | 46528.0296 | 46696.0586 | 52166.848 | 59095.8304 | 52712.4261 | 54092.1174 | 50168.6671 | 41287.2853 | 88478.7226 | 93467.2234 | 80998.7591 | 111415.9732 | 101487.1982 | 100501.6562 | 119282.9821 | 99622.376 | 89470.8315 | 111812.9052 | 99196.8762 | 100835.6942 | 96147.4945 | 102422.2283 | 98738.9221 | 96023.7497 | 28054.3977 | 27361.4509 | 42908.3436 | 33916.0466 | 58497.8349 | 60403.9808 | 56861.6103 | 61067.3726 | 61125.4725 | 37520.8109 | 51982.3871 | 53650.1395 | 52175.2784 | 57106.4627 | 54951.2208 | 44585.821 | 15967.3512 | 17818.9678 | 17527.2753 | 20321.9273 | 25805.0309 | 28912.9307 | 27516.4249 | 32034.0527 | 24339.2897 | 24098.8948 | 27688.8357 | 27890.1351 | 25143.1271 | 26268.7432 | 23724.3889 | 23087.3863 | 16936.3703 | 16188.3545 | 24158.6118 | 18456.8866 | 30245.458 | 28926.5703 | 27418.576 | 29609.8388 | 30750.0424 | 31601.1937 | 33394.5559 | 37008.0933 | 32212.2271 | 32351.2218 | 29853.3017 | 25319.2312
Redundancies | $'000 | Capital inputs | Confidential | Confidential | Confidential | Confidential | Confidential | Confidential | Confidential | Confidential | Confidential | Confidential | Confidential | Confidential | Confidential | Confidential | Confidential | Confidential | 763.6883 | 877.9045 | 661.0719 | 1543.9882 | 375.5399 | 1327.5311 | 1010.3226 | 3783.2772 | 24518.4327 | 107184.8611 | 91932.8342 | [5 empty] | 0 | 0 | 0 | 0 | 262.6248 | 0 | 0 | 0 | 220.7522 | 61.8334 | 0 | [5 empty] | 129.7232 | 819.4236 | 226.489 | 299.5265 | 730.3794 | 2857.3059 | 4022.9329 | 8366.1746 | 5925.6105 | 13191.3929 | 29735.6417 | [5 empty] | 870.1283 | 1761.6269 | 4990.872 | 1608.1049 | 723.1418 | 783.1428 | 9700.9973 | 50969.1202 | 18179.3351 | 25538.3548 | 9846.6134 | [5 empty] | 3175.6153 | 5553.8679 | 797.3626 | 5757.3022 | 2593.0153 | 1805.126 | 9975.8497 | 34639.7492 | 9668.1984 | 14564.0742 | 43065.472 | [5 empty] | Confidential | Confidential | Confidential | Confidential | Confidential | Confidential | Confidential | Confidential | Confidential | Confidential | Confidential | [5 empty] | Confidential | Confidential | Confidential | Confidential | Confidential | Confidential | Confidential | Confidential | Confidential | Confidential | Confidential | [5 empty] | 0 | 424.7063 | 0 | 0 | 5.5 | 0 | 110.3182 | 0 | 3396.4451 | 720.7174 | 900.5578 | [5 empty] | 396.607 | 71.936 | 211.691 | 30.3557 | 648.8612 | 516.0667 | 196.274 | 385.3455 | 403.7713 | 748.7822 | 1484.2233 | [5 empty] | 37.8154 | 231.46 | 116.864 | -55.2787 | 205.9904 | 634.2705 | 1080.0059 | 396.0595 | 1222.6068 | 1644.5225 | 4714.16 | [5 empty] | 0 | 1602.1668 | 1378.4128 | 1302.6264 | 104.9277 | 5257.9699 | 19455.0575 | 4556.5379 | 12422.038 | 43.8704 | 292.3374 | [5 empty] | 0 | 0 | 0 | 0 | 0 | 0 | 0 | 0 | 0 | 0 | 0
Redundancies/Opex | % | Capital inputs | #VALUE! | #VALUE! | #VALUE! | #VALUE! | #VALUE! | #VALUE! | #VALUE! | #VALUE! | #VALUE! | #VALUE! | #VALUE! | #VALUE! | #VALUE! | #VALUE! | #VALUE! | #VALUE! | 0.0021342 | 0.0027736 | 0.0014131 | 0.0035009 | 0.00073465 | 0.00262 | 0.0017492 | 0.0080304 | 0.045441 | 0.16561 | 0.1563 | [5 empty] | 0 | 0 | 0 | 0 | 0.0062116 | 0 | 0 | 0 | 0.0040027 | 0.0011426 | 0 | [5 empty] | 0.00082718 | 0.0046337 | 0.0010093 | 0.0013988 | 0.0034709 | 0.012447 | 0.016704 | 0.037576 | 0.022939 | 0.048685 | 0.10057 | [5 empty] | 0.0045969 | 0.0076593 | 0.020026 | 0.0059694 | 0.0025941 | 0.0024656 | 0.027641 | 0.13141 | 0.049706 | 0.066949 | 0.02855 |  |  | 0 | 0 | 0 | 0.012216 | 0.02296 | 0.0029591 | 0.021287 | 0.0095817 | 0.0052304 | 0.027408 | 0.11605 | 0.031386 | 0.04014 | 0.11589 | [5 empty] | #VALUE! | #VALUE! | #VALUE! | #VALUE! | #VALUE! | #VALUE! | #VALUE! | #VALUE! | #VALUE! | #VALUE! | #VALUE! | [5 empty] | #VALUE! | #VALUE! | #VALUE! | #VALUE! | #VALUE! | #VALUE! | #VALUE! | #VALUE! | #VALUE! | #VALUE! | #VALUE! | [5 empty] | 0 | 0.0039931 | 0 | 0 | 4.3212e-05 | 0 | 0.00065765 | 0 | 0.019853 | 0.0038588 | 0.0055881 | [5 empty] | 0.0035252 | 0.00066001 | 0.0016682 | 0.00020861 | 0.0043855 | 0.0026946 | 0.0009651 | 0.0017326 | 0.0017266 | 0.0030147 | 0.0070054 | [5 empty] | 0.00046542 | 0.0022426 | 0.0010073 | -0.00040091 | 0.0014942 | 0.0044096 | 0.00687 | 0.0022055 | 0.0064413 | 0.0080357 | 0.020547 | [5 empty] | 0 | 0.031571 | 0.025867 | 0.021019 | 0.0013983 | 0.0702 | 0.23059 | 0.064472 | 0.16769 | 0.00068453 | 0.0041804 | [5 empty] | 0 | 0 | 0 | 0 | 0 | 0 | 0 | 0 | 0 | 0 | 0
End
Note on FA68: Author: Uses PCR's 2018 values instead of 2019

## Data¦Capex
Opex / capital ratios model
Index
Data ¦ Capex
Capex data
| 2006 | 2007 | 2008 | 2009 | 2010 | 2011 | 2012 | 2013 | 2014 | 2015 | 2016 | 2017 | 2018 | 2019 | 2020 | 2021
DNSP | 2006 | 2007 | 2008 | 2009 | 2010 | 2011 | 2012 | 2013 | 2014 | 2015 | 2016 | 2017 | 2018 | 2019 | 2020 | 2021
EVO | 23420400.0711 | 29528094.7131 | 35599297.5618 | 37286541.2534 | 66573637.7055 | 72571430.6753 | 69038734.9144 | 67720427.7202 | 85270235.634 | 80624819 | 61436645 | 54926637 | 72644605 | 70040725 | 57144801.44 | 51737944.26
AGD | 579048228 | 765472413 | 923492347 | 1105381205 | 1332144672 | 1541821620 | 1704512613 | 1246641089 | 1107800796.0073 | 608113829.0524 | 489554936.8426 | 470476245.5433 | 641232299.67 | 908562742.81 | 568597374.46 | 440382524.35
CIT | 68904914.2781 | 60946961.0023 | 65890668.1736 | 79107821.9761 | 105462551.4315 | 117067586.5891 | 97987923.8106 | 116268354.5242 | 130039914.7435 | 124491643.505 | 101864319 | 92294962.304 | 84914530.7503 | 96021163 | 118676984 | 121424012
END | 337440996.1632 | 381686388.2448 | 374790182.8115 | 465036157.075 | 422665231.4373 | 508207777.2541 | 646401007.0349 | 589205820.7319 | 455307638.7361 | 375716010.7237 | 254850900.8924 | 204452474.4341 | 361174888.0494 | 427512143.399 | 335577745.6347 | 353213468.1123
ENX | 569144266.4398 | 532370287.3007 | 470609552.1972 | 632189957.8857 | 910975076.9178 | 745416696.9482 | 757590598.2343 | 775122357.4499 | 651391328.9015 | 551693995.1782 | 476890092.5035 | 453604770 | 437518348.2683 | 416417022 | 414026288 | 384334745.63
ERG | 486827919.7408 | 521327000.9931 | 541157217.1584 | 551389282.0713 | 657497762.6206 | 662116012.8435 | 695492756.6575 | 675168698.4203 | 613523022.1744 | 560997263.9858 | 541868894.6837 | 452980174.8834 | 436913733.9355 | 495682509.8248 | 680860591.9878 | 661074213.73
ESS | 371225196.7817 | 464766042.2815 | 527550653.2526 | 637971363.5685 | 673439128.5213 | 727184831.5336 | 775495182.1154 | 656287792.8898 | 647896611.3951 | 491722413.2688 | 430585646 | 416250060.4814 | 392078504.9303 | 454283882 | 475981092.54 | 399509378.64
JEN | 50952907.1704 | 54594790.8061 | 34722806.732 | 65418407.571 | 83539316.7416 | 114252519.0695 | 104682679.593 | 112219405.4805 | 114524673.3193 | 111151078.5997 | 101135449.5334 | 123542608.6079 | 118004465.8287 | 92708900.5984 | 99743789.1338 | 116285377.7267
PCR | 142464072.7217 | 141748336.7514 | 146555699.8782 | 140471714.1757 | 181678523.3526 | 210519914.2079 | 229213161.9482 | 255081449.453 | 296383718.6006 | 285059665.1314 | 234618127 | 304528516.7685 | 303722267.9166 | 315092074 | 355209321 | 361232113
SAP | 135926143.1811 | 110547572.3709 | 101717472.2854 | 152968611.8846 | 118018310.9427 | 260457713.138 | 314244317.0769 | 323359849.9366 | 278951926.2853 | 305232975.0628 | 236435436.0588 | 262623569.44 | 361496634.83 | 378582511.77 | 290679131.98 | 305621677.62
AND | 119200640.3628 | 129699661.1498 | 188932858.0405 | 235768123.8667 | 256945311.3478 | 272384929.1057 | 322240395.9904 | 379421116.1734 | 401205417.576 | 328154167.9179 | 291506767.8107 | 332989806.6017 | 367853593.6289 | 395126617.3428 | 351029084.7542 | 321600679.5764
TND | 101629940.6946 | 85969683.1075 | 97820491.1463 | 114954684.4302 | 133282791.7578 | 129998855.227 | 104682904.7856 | 84657268.2068 | 95477124.1542 | 83202459.2495 | 99398965 | 129232589.1636 | 154093449.9913 | 104564391.5425 | 111706299.092 | 131026070.2997
UED | 80468178.7815 | 70756843.0359 | 73490640.0267 | 105496601.8172 | 117041042.618 | 175848879.7034 | 192163144.7732 | 180154035.6438 | 205573269.0344 | 204711741.2614 | 167086395.0515 | 151363615.1298 | 128827779.7828 | 135557932 | 163316142 | 179240949
Pivot table
Data value | Column Labels
Row Labels | 2006 | 2007 | 2008 | 2009 | 2010 | 2011 | 2012 | 2013 | 2014 | 2015 | 2016 | 2017 | 2018 | 2019 | 2020 | 2021
AGD | 579048228 | 765472413 | 923492347 | 1105381205 | 1332144672 | 1541821620 | 1704512613 | 1246641089 | 1107800796.0073 | 608113829.0524 | 489554936.8426 | 470476245.5433 | 641232299.67 | 908562742.81 | 568597374.46 | 440382524.35
AND | 119200640.3628 | 129699661.1498 | 188932858.0405 | 235768123.8667 | 256945311.3478 | 272384929.1057 | 322240395.9904 | 379421116.1734 | 401205417.576 | 328154167.9179 | 291506767.8107 | 332989806.6017 | 367853593.6289 | 395126617.3428 | 351029084.7542 | 321600679.5764
CIT | 68904914.2781 | 60946961.0023 | 65890668.1736 | 79107821.9761 | 105462551.4315 | 117067586.5891 | 97987923.8106 | 116268354.5242 | 130039914.7435 | 124491643.505 | 101864319 | 92294962.304 | 84914530.7503 | 96021163 | 118676984 | 121424012
END | 337440996.1632 | 381686388.2448 | 374790182.8115 | 465036157.075 | 422665231.4373 | 508207777.2541 | 646401007.0349 | 589205820.7319 | 455307638.7361 | 375716010.7237 | 254850900.8924 | 204452474.4341 | 361174888.0494 | 427512143.399 | 335577745.6347 | 353213468.1123
ENX | 569144266.4398 | 532370287.3007 | 470609552.1972 | 632189957.8857 | 910975076.9178 | 745416696.9482 | 757590598.2343 | 775122357.4499 | 651391328.9015 | 551693995.1782 | 476890092.5035 | 453604770 | 437518348.2683 | 416417022 | 414026288 | 384334745.63
ERG | 486827919.7408 | 521327000.9931 | 541157217.1584 | 551389282.0713 | 657497762.6206 | 662116012.8435 | 695492756.6575 | 675168698.4203 | 613523022.1744 | 560997263.9858 | 541868894.6837 | 452980174.8834 | 436913733.9355 | 495682509.8248 | 680860591.9878 | 661074213.73
ESS | 371225196.7817 | 464766042.2815 | 527550653.2526 | 637971363.5685 | 673439128.5213 | 727184831.5336 | 775495182.1154 | 656287792.8898 | 647896611.3951 | 491722413.2688 | 430585646 | 416250060.4814 | 392078504.9303 | 454283882 | 475981092.54 | 399509378.64
EVO | 23420400.0711 | 29528094.7131 | 35599297.5618 | 37286541.2534 | 66573637.7055 | 72571430.6753 | 69038734.9144 | 67720427.7202 | 85270235.634 | 80624819 | 61436645 | 54926637 | 72644605 | 70040725 | 57144801.44 | 51737944.26
JEN | 50952907.1704 | 54594790.8061 | 34722806.732 | 65418407.571 | 83539316.7416 | 114252519.0695 | 104682679.593 | 112219405.4805 | 114524673.3193 | 111151078.5997 | 101135449.5334 | 123542608.6079 | 118004465.8287 | 92708900.5984 | 99743789.1338 | 116285377.7267
PWC | 19590876.0569 | 24707753.6528 | 39951160.5869 | 50415550.4628 | 73094112.819 | 84826977.3041 | 71344403.4487 | 98233303.2929 | 87666403.2036 | 71572561.1255 | 61366927.4112 | 43319728.3725 | 36083884 | 34906682 | 62206710 | 42430687
PCR | 142464072.7217 | 141748336.7514 | 146555699.8782 | 140471714.1757 | 181678523.3526 | 210519914.2079 | 229213161.9482 | 255081449.453 | 296383718.6006 | 285059665.1314 | 234618127 | 304528516.7685 | 303722267.9166 | 315092074 | 355209321 | 361232113
SAP | 135926143.1811 | 110547572.3709 | 101717472.2854 | 152968611.8846 | 118018310.9427 | 260457713.138 | 314244317.0769 | 323359849.9366 | 278951926.2853 | 305232975.0628 | 236435436.0588 | 262623569.44 | 361496634.83 | 378582511.77 | 290679131.98 | 305621677.62
TND | 101629940.6946 | 85969683.1075 | 97820491.1463 | 114954684.4302 | 133282791.7578 | 129998855.227 | 104682904.7856 | 84657268.2068 | 95477124.1542 | 83202459.2495 | 99398965 | 129232589.1636 | 154093449.9913 | 104564391.5425 | 111706299.092 | 131026070.2997
UED | 80468178.7815 | 70756843.0359 | 73490640.0267 | 105496601.8172 | 117041042.618 | 175848879.7034 | 192163144.7732 | 180154035.6438 | 205573269.0344 | 204711741.2614 | 167086395.0515 | 151363615.1298 | 128827779.7828 | 135557932 | 163316142 | 179240949
Pivot table slicers
End
This shape represents a slicer. Slicers are supported in Excel 2010 or later. If the shape was modified in an earlier version of Excel, or if the workbook was saved in Excel 2003 or earlier, the slicer cannot be used.
This shape represents a slicer. Slicers are supported in Excel 2010 or later. If the shape was modified in an earlier version of Excel, or if the workbook was saved in Excel 2003 or earlier, the slicer cannot be used.
This shape represents a slicer. Slicers are supported in Excel 2010 or later. If the shape was modified in an earlier version of Excel, or if the workbook was saved in Excel 2003 or earlier, the slicer cannot be used.
This shape represents a slicer. Slicers are supported in Excel 2010 or later. If the shape was modified in an earlier version of Excel, or if the workbook was saved in Excel 2003 or earlier, the slicer cannot be used.
This shape represents a slicer. Slicers are supported in Excel 2010 or later. If the shape was modified in an earlier version of Excel, or if the workbook was saved in Excel 2003 or earlier, the slicer cannot be used.
This shape represents a slicer. Slicers are supported in Excel 2010 or later. If the shape was modified in an earlier version of Excel, or if the workbook was saved in Excel 2003 or earlier, the slicer cannot be used.
This shape represents a slicer. Slicers are supported in Excel 2010 or later. If the shape was modified in an earlier version of Excel, or if the workbook was saved in Excel 2003 or earlier, the slicer cannot be used.
This shape represents a slicer. Slicers are supported in Excel 2010 or later. If the shape was modified in an earlier version of Excel, or if the workbook was saved in Excel 2003 or earlier, the slicer cannot be used.

## Data¦CIT ERG PCR recast
Opex / capital ratios model
Index
Data ¦ CIT ERG PCR recast
Opex ($'000, nominal)
DNSP | Cost allocation method | Scope of service | 2006 | 2007 | 2008 | 2009 | 2010 | 2011 | 2012 | 2013 | 2014 | 2015 | 2016 | 2017 | 2018 | 2019 | 2020
CIT | 2014 CAM | Network services | 26412.589 | 31329.7106 | 31120.5314 | 37629.5409 | 42279.508 | 40682.504 | 52808.9728 | 52531.2481 | 55150.626 | 54114.7997 | 55415.4623 | 54481.1329 | 48229.0382 | 55345.957 | 52908.6786
CIT | 2016 CAM | Network services | 35152 | 42405 | 41673 | 50084 | 54375 | 55383 | 68475 | 68793 | 73746 | 71998.0826 | 73453.9238 | 73056 | 67694 | 75670.105 | 74131.675
PCR | 2014 CAM | Network services | 116861.4786 | 106359.5677 | 113514.7292 | 128379.612 | 127280.197 | 137174.0403 | 167745.9521 | 183726.3528 | 171080.1829 | 186774.2733 | 161157.5698 | 177216.0658 | 186388.8013 | 184353.7397 | 176109.7194
PCR | 2016 CAM | Network services | 137393 | 133799 | 126115 | 151645 | 154679 | 162070 | 197828 | 214972 | 208619 | 225578.9412 | 193868.3395 | 211012 | 221767 | 221423.822 | 214972.49
ERG | 2014 CAM | Network services | 259957.891 | 241890.4806 | 269457.2365 | 270466.598 | 270621.2147 | 345122.0618 | 363976.4844 | 298481.0483 | 308046.3604 | 362830.1577 | 371607.978 | 341013.31 | 357962.681 | 368947.331 | 390182.7899
ERG | 2016 CAM | Network services | 259957.891 | 247444.3484 | 270254.5991 | 276223.9002 | 273214.23 | 346927.1878 | 373952.3341 | 352740.7975 | 320593.1564 | 398817.2319 | 390563.559 | 349036.95 | 382621.1519 | 388763.88 | 398134.063
End

## Data¦Productivity indexes
Opex / capital ratios model
Index
Data ¦ Productivity indexes
Multilateral Total Factor Productivity (MTFP)
DNSP | 2006 | 2007 | 2008 | 2009 | 2010 | 2011 | 2012 | 2013 | 2014 | 2015 | 2016 | 2017 | 2018 | 2019 | 2020 | 2021
EVO | 1 | 0.98831 | 0.99906 | 0.98588 | 0.9479 | 0.87002 | 0.90892 | 0.88328 | 0.8227 | 0.857 | 1.0636 | 1.0167 | 0.98621 | 0.98818 | 1.0112
AGD | 0.93168 | 0.98441 | 0.84852 | 0.8596 | 0.8629 | 0.86774 | 0.82665 | 0.89452 | 0.8397 | 0.78715 | 0.81411 | 0.85156 | 0.91008 | 0.91431 | 0.9292
CIT | 1.5037 | 1.4888 | 1.5329 | 1.4298 | 1.3739 | 1.4485 | 1.3172 | 1.3282 | 1.2979 | 1.3321 | 1.3268 | 1.353 | 1.4159 | 1.3859 | 1.3703
END | 1.3889 | 1.3214 | 1.1958 | 1.2569 | 1.3001 | 1.2883 | 1.2307 | 1.243 | 1.2006 | 1.1693 | 1.1431 | 1.2277 | 1.2537 | 1.267 | 1.293
ENX | 1.2385 | 1.2642 | 1.217 | 1.2246 | 1.2314 | 1.1852 | 1.1691 | 1.123 | 1.148 | 1.1103 | 1.1744 | 1.1892 | 1.1835 | 1.209 | 1.2254
ERG | 1.2291 | 1.4518 | 1.3703 | 1.3226 | 1.3392 | 1.2822 | 1.3015 | 1.4434 | 1.4492 | 1.3117 | 1.2888 | 1.3735 | 1.3289 | 1.2799 | 1.2714
ESS | 1.446 | 1.3912 | 1.3008 | 1.2519 | 1.2534 | 1.2097 | 1.0692 | 1.0964 | 1.2285 | 1.1609 | 1.2328 | 1.1949 | 1.2048 | 1.1254 | 1.1161
JEN | 1.078 | 1.086 | 1.2175 | 1.1702 | 1.1262 | 1.1275 | 1.0746 | 1.0717 | 1.0705 | 1.071 | 1.0449 | 1.0436 | 1.066 | 1.0302 | 1.0893
PCR | 1.4482 | 1.4983 | 1.5129 | 1.4031 | 1.3873 | 1.444 | 1.3742 | 1.3062 | 1.2939 | 1.3144 | 1.3665 | 1.3614 | 1.3116 | 1.32 | 1.3516
SAP | 1.8452 | 1.7959 | 1.8977 | 1.845 | 1.7276 | 1.627 | 1.6476 | 1.5802 | 1.5136 | 1.5518 | 1.6225 | 1.5187 | 1.5562 | 1.5079 | 1.6025
AND | 1.2623 | 1.2064 | 1.2519 | 1.1229 | 1.1952 | 1.1643 | 1.1549 | 1.0921 | 1.0442 | 1.0182 | 0.91452 | 1.032 | 1.0036 | 1.0009 | 1.0107
TND | 1.2764 | 1.2333 | 1.2212 | 1.1004 | 1.0254 | 1.1038 | 1.0466 | 1.1293 | 1.0773 | 1.1803 | 1.1303 | 1.0454 | 1.0376 | 1.0843 | 1.0756
UED | 1.2623 | 1.2771 | 1.2819 | 1.3117 | 1.2857 | 1.1716 | 1.1119 | 1.1659 | 1.1378 | 1.1799 | 1.153 | 1.2011 | 1.2914 | 1.2923 | 1.2925
Opex Multilateral Partial Factor Productivity (Opex MPFP)
DNSP | 2006 | 2007 | 2008 | 2009 | 2010 | 2011 | 2012 | 2013 | 2014 | 2015 | 2016 | 2017 | 2018 | 2019 | 2020 | 2021
EVO | 1 | 0.99302 | 0.97565 | 0.95545 | 0.86265 | 0.74912 | 0.75885 | 0.70444 | 0.62694 | 0.67765 | 1.2551 | 1.103 | 0.96929 | 1.0085 | 1.0783
AGD | 0.76967 | 0.91504 | 0.6409 | 0.70324 | 0.65308 | 0.68484 | 0.63017 | 0.80554 | 0.71507 | 0.61484 | 0.68519 | 0.7744 | 0.92002 | 0.97424 | 1.0688
CIT | 1.8501 | 1.6777 | 1.8235 | 1.5063 | 1.3937 | 1.5632 | 1.221 | 1.2758 | 1.2379 | 1.3127 | 1.3189 | 1.3998 | 1.6152 | 1.4554 | 1.508
END | 1.1996 | 1.1273 | 0.92482 | 1.0421 | 1.1169 | 1.0867 | 1.0447 | 1.1548 | 1.0583 | 1.0302 | 0.97632 | 1.1137 | 1.2374 | 1.3089 | 1.4515
ENX | 1.2081 | 1.1681 | 1.128 | 1.1394 | 1.1637 | 1.077 | 1.0324 | 0.9627 | 1.0468 | 1.0136 | 1.1642 | 1.1861 | 1.1804 | 1.2571 | 1.3261
ERG | 0.90856 | 1.1749 | 1.0784 | 1.0855 | 1.1389 | 0.96502 | 0.97775 | 1.2574 | 1.2937 | 1.0898 | 1.0725 | 1.2505 | 1.1959 | 1.1457 | 1.1129
ESS | 1.4109 | 1.2703 | 1.0773 | 1.112 | 1.1122 | 1.0974 | 0.88168 | 0.98501 | 1.1324 | 1.1261 | 1.4205 | 1.3877 | 1.3552 | 1.1763 | 1.2101
JEN | 0.91058 | 0.89642 | 1.1595 | 1.0735 | 0.93672 | 0.96603 | 0.86289 | 0.88676 | 0.90236 | 0.90647 | 0.8639 | 0.83944 | 0.92345 | 0.884 | 1.0348
PCR | 1.6966 | 1.9321 | 2.0009 | 1.7577 | 1.8933 | 1.8787 | 1.5838 | 1.4746 | 1.5861 | 1.55 | 1.8424 | 1.7818 | 1.6792 | 1.7559 | 1.8945
SAP | 2.018 | 2.1195 | 2.0857 | 1.9452 | 1.8603 | 1.5286 | 1.5453 | 1.4409 | 1.3711 | 1.3777 | 1.6201 | 1.3904 | 1.4536 | 1.3944 | 1.6091
AND | 1.5205 | 1.2977 | 1.3238 | 1.1066 | 1.2346 | 1.204 | 1.1727 | 1.0524 | 1.003 | 0.97576 | 0.85421 | 1.0382 | 1.0718 | 1.0495 | 1.0279
TND | 1.5151 | 1.4806 | 1.4801 | 1.2852 | 1.0974 | 1.2404 | 1.114 | 1.4106 | 1.3173 | 1.6357 | 1.5159 | 1.1707 | 1.2644 | 1.4288 | 1.3976
UED | 1.1068 | 1.1804 | 1.2066 | 1.2312 | 1.1975 | 0.97136 | 0.93868 | 1.0627 | 1.0301 | 1.1107 | 0.98836 | 1.0892 | 1.3623 | 1.3705 | 1.3327
Capital Multilateral Partial Factor Productivity (Capital MPFP)
DNSP | 2006 | 2007 | 2008 | 2009 | 2010 | 2011 | 2012 | 2013 | 2014 | 2015 | 2016 | 2017 | 2018 | 2019 | 2020 | 2021
EVO | 1 | 0.97962 | 1.0143 | 1.0011 | 1.0043 | 0.95372 | 1.0172 | 1.0189 | 0.99385 | 0.99962 | 0.9955 | 0.98682 | 1.0005 | 0.98204 | 0.9819
AGD | 1.0473 | 1.0237 | 1.0162 | 0.973 | 1.0257 | 1.0031 | 0.9752 | 0.96637 | 0.92954 | 0.91599 | 0.90765 | 0.91368 | 0.92352 | 0.9058 | 0.88282
CIT | 1.4424 | 1.4594 | 1.5013 | 1.4391 | 1.4304 | 1.461 | 1.4067 | 1.3984 | 1.3695 | 1.385 | 1.3805 | 1.3966 | 1.4001 | 1.41 | 1.3635
END | 1.519 | 1.4613 | 1.4109 | 1.4156 | 1.4215 | 1.4271 | 1.3598 | 1.3018 | 1.2986 | 1.2649 | 1.2622 | 1.3038 | 1.2624 | 1.2442 | 1.213
ENX | 1.2593 | 1.3261 | 1.2716 | 1.2821 | 1.2771 | 1.2575 | 1.2611 | 1.2325 | 1.2131 | 1.1759 | 1.1841 | 1.1973 | 1.1875 | 1.1878 | 1.1741
ERG | 1.4704 | 1.6376 | 1.5784 | 1.4788 | 1.4689 | 1.5107 | 1.523 | 1.5615 | 1.5459 | 1.458 | 1.4315 | 1.4501 | 1.4102 | 1.3629 | 1.3712
ESS | 1.4508 | 1.4533 | 1.4501 | 1.3318 | 1.3379 | 1.2754 | 1.1972 | 1.1622 | 1.2836 | 1.1689 | 1.1405 | 1.1058 | 1.1171 | 1.0824 | 1.0367
JEN | 1.2111 | 1.2472 | 1.2551 | 1.2389 | 1.2657 | 1.2485 | 1.2525 | 1.2126 | 1.1939 | 1.1936 | 1.1773 | 1.2031 | 1.1702 | 1.1389 | 1.127
PCR | 1.2624 | 1.2349 | 1.2755 | 1.1729 | 1.1646 | 1.2215 | 1.2233 | 1.1797 | 1.1171 | 1.1562 | 1.1389 | 1.1588 | 1.1145 | 1.107 | 1.0973
SAP | 1.7727 | 1.6727 | 1.8087 | 1.8092 | 1.6734 | 1.6884 | 1.7123 | 1.6694 | 1.6073 | 1.6647 | 1.6243 | 1.6005 | 1.6211 | 1.5803 | 1.6016
AND | 1.1137 | 1.1267 | 1.2029 | 1.1115 | 1.1718 | 1.1451 | 1.1361 | 1.1108 | 1.0631 | 1.0342 | 0.94686 | 1.0274 | 0.96421 | 0.9706 | 0.99343
TND | 1.1589 | 1.125 | 1.102 | 0.99943 | 0.98493 | 1.0419 | 1.0084 | 1.0228 | 0.9631 | 1.0061 | 0.98308 | 0.97328 | 0.9087 | 0.94119 | 0.92618
UED | 1.3651 | 1.3359 | 1.3286 | 1.3586 | 1.3404 | 1.3206 | 1.2379 | 1.2314 | 1.2067 | 1.2221 | 1.2625 | 1.2722 | 1.257 | 1.2538 | 1.2687
End

## Data¦Comparators
Opex / capital ratios model
Index
Data ¦ Comparators
Benchmarking comparators - long period
DNSP | 2006 | 2007 | 2008 | 2009 | 2010 | 2011 | 2012 | 2013 | 2014 | 2015 | 2016 | 2017 | 2018 | 2019 | 2020 | 2021
EVO | 0 | 0 | 0 | 0 | 0 | 0 | 0 | 0 | 0 | 0 | 0 | 0 | 0 | 0 | 0 | 0
AGD | 0 | 0 | 0 | 0 | 0 | 0 | 0 | 0 | 0 | 0 | 0 | 0 | 0 | 0 | 0 | 0
AND | 0 | 0 | 0 | 0 | 0 | 0 | 0 | 0 | 0 | 0 | 0 | 0 | 0 | 0 | 0 | 0
CIT | 0 | 0 | 0 | 0 | 0 | 0 | 0 | 0 | 0 | 0 | 0 | 1 | 1 | 1 | 1 | 0
END | 0 | 0 | 0 | 0 | 0 | 0 | 0 | 0 | 0 | 0 | 0 | 0 | 0 | 0 | 0 | 0
ENX | 0 | 0 | 0 | 0 | 0 | 0 | 0 | 0 | 0 | 0 | 0 | 0 | 0 | 0 | 0 | 0
ERG | 0 | 0 | 0 | 0 | 0 | 0 | 0 | 0 | 0 | 0 | 0 | 0 | 0 | 0 | 0 | 0
ESS | 0 | 0 | 0 | 0 | 0 | 0 | 0 | 0 | 0 | 0 | 0 | 0 | 0 | 0 | 0 | 0
JEN | 0 | 0 | 0 | 0 | 0 | 0 | 0 | 0 | 0 | 0 | 0 | 0 | 0 | 0 | 0 | 0
PCR | 0 | 0 | 0 | 0 | 0 | 0 | 0 | 0 | 0 | 0 | 0 | 1 | 1 | 1 | 1 | 0
SAP | 0 | 0 | 0 | 0 | 0 | 0 | 0 | 0 | 0 | 0 | 0 | 1 | 1 | 1 | 1 | 0
TND | 0 | 0 | 0 | 0 | 0 | 0 | 0 | 0 | 0 | 0 | 0 | 0 | 0 | 1 | 1 | 0
UED | 0 | 0 | 0 | 0 | 0 | 0 | 0 | 0 | 0 | 0 | 0 | 1 | 1 | 1 | 1 | 0
Benchmarking comparators - short period
DNSP | 2012 | 2013 | 2014 | 2015 | 2016 | 2017 | 2018 | 2019 | 2020 | 2021
EVO | 0 | 0 | 0 | 0 | 0 | 0 | 0 | 0 | 0 | 0
AGD | 0 | 0 | 0 | 0 | 0 | 0 | 0 | 0 | 0 | 0
AND | 0 | 0 | 0 | 0 | 0 | 0 | 0 | 0 | 0 | 0
CIT | 0 | 0 | 0 | 0 | 0 | 1 | 1 | 1 | 1 | 0
END | 0 | 0 | 0 | 0 | 0 | 0 | 0 | 0 | 0 | 0
ENX | 0 | 0 | 0 | 0 | 0 | 0 | 0 | 0 | 0 | 0
ERG | 0 | 0 | 0 | 0 | 0 | 0 | 0 | 0 | 0 | 0
ESS | 0 | 0 | 0 | 0 | 0 | 0 | 0 | 0 | 0 | 0
JEN | 0 | 0 | 0 | 0 | 0 | 0 | 0 | 0 | 0 | 0
PCR | 0 | 0 | 0 | 0 | 0 | 1 | 1 | 1 | 1 | 0
SAP | 0 | 0 | 0 | 0 | 0 | 0 | 1 | 1 | 1 | 0
TND | 0 | 0 | 0 | 0 | 0 | 0 | 1 | 1 | 1 | 0
UED | 0 | 0 | 0 | 0 | 0 | 1 | 1 | 1 | 1 | 0
End

## Data¦Overheads
AusGrid | 2009 | 2010 | 2011 | 2012 | 2013 | 2014 | 2015 | 2016 | 2017 | 2018 | 2019 | 2020
Capitalised corporate overheads | 2462108.8211 | 4328453.7374 | 5556576.7282 | 4927561.0622 | 3889451.1393 | 3064312.3795 | 4283157.49 | 1923219.53 | 3297479.12 | 4200789.54 | 8674060 | 6074736.979
capitalised network overheads | 131962910.6853 | 150463097.3133 | 181053984.6856 | 194144649.4663 | 157116994.8313 | 140263380.6806 | 139046060.67 | 102784577.6 | 107667426.16 | 121888165.86 | 125842411 | 107629566
expensed corporate overheads | 122159263.5395 | 118641070.4858 | 89836665.4207 | 99978389.7542 | 58718674.0569 | 136736240.9504 | 109288454.6236 | 151448360.2311 | 133791122.9046 | 101174809 | 117928294 | 43184789
expensed network overheads | 202374301.019 | 259309931.4064 | 278780056.1914 | 326852290.6067 | 253279689.077 | 141652761.6607 | 204137118.9453 | 191168335.58 | 125230333.8199 | 115802928 | 110874660 | 118279867
Total network overheads | 334337211.7042 | 409773028.7197 | 459834040.8769 | 520996940.073 | 410396683.9083 | 281916142.3413 | 343183179.6153 | 293952913.18 | 232897759.9799 | 237691093.86 | 236717071 | 225909433
total corporate overheads | 124621372.3606 | 122969524.2232 | 95393242.1489 | 104905950.8164 | 62608125.1962 | 139800553.33 | 113571612.1136 | 153371579.7611 | 137088602.0246 | 105375598.54 | 126602354 | 49259525.979
total overheads | 458958584.0648 | 532742552.9428 | 555227283.0259 | 625902890.8894 | 473004809.1045 | 421716695.6713 | 456754791.7289 | 447324492.941 | 369986362.0045 | 343066692.4 | 363319425 | 275168958.979
expensed overheads/total overheads | 0.70711 | 0.70944 | 0.6639 | 0.68194 | 0.65961 | 0.66013 | 0.6862 | 0.76592 | 0.70008 | 0.63247 | 0.62976 | 0.58678
expensed corporate overheads/total corporate overheads | 0.98024 | 0.9648 | 0.94175 | 0.95303 | 0.93788 | 0.97808 | 0.96229 | 0.98746 | 0.97595 | 0.96014 | 0.93149 | 0.87668
AusNet
Capitalised corporate overheads | 7800823.087 | 9012209.2141 | 11214876.2836 | 14659791.9653 | 7936311.349 | 8817222.1278 | 11983594.5435 | 6976774.8351 | 5910615.2066 | 3102633.5607 | 2658136.191 | 1518550.3032
capitalised network overheads | 22005248.5812 | 21207955.5979 | 19739077.0621 | 17634586.3085 | 23185111.005 | 25600483.3992 | 30709732.8108 | 24464225.1649 | 29267094.9221 | 30691961.258 | 27377019.3931 | 24555408.6453
expensed corporate overheads | 25440958.3003 | 20416414.3071 | 20284832.5503 | 20345853.2142 | 22623291.0761 | 28131633.5598 | 40128130.4925 | 36960179.8873 | 27744532.7631 | 20888463.2 | 21676754.9073 | 23380448.484
expensed network overheads | 32231214.2797 | 30750650.0021 | 36799335.6884 | 39137333.7846 | 47466468.1532 | 50025254.6326 | 49882333.1698 | 74188991.8782 | 70781271.115 | 73745872.9501 | 68759537.083 | 71673819.81
Total network overheads | 54236462.8609 | 51958605.6 | 56538412.7506 | 56771920.0931 | 70651579.1582 | 75625738.0318 | 80592065.9806 | 98653217.0431 | 100048366.0371 | 104437834.208 | 96136556.4761 | 96229228.4553
total corporate overheads | 33241781.3873 | 29428623.5212 | 31499708.834 | 35005645.1795 | 30559602.425 | 36948855.6876 | 52111725.036 | 43936954.7225 | 33655147.9697 | 23991096.7607 | 24334891.0983 | 24898998.7872
total overheads | 87478244.2482 | 81387229.1212 | 88038121.5845 | 91777565.2725 | 101211181.5833 | 112574593.7194 | 132703791.0166 | 142590171.7655 | 133703514.0068 | 128428930.9688 | 120471447.5744 | 121128227.2425
expensed overheads/total overheads | 0.65927 | 0.62869 | 0.6484 | 0.64812 | 0.69251 | 0.69427 | 0.67828 | 0.7795 | 0.7369 | 0.73686 | 0.75069 | 0.78474
expensed corporate overheads/total corporate overheads | 0.76533 | 0.69376 | 0.64397 | 0.58122 | 0.7403 | 0.76137 | 0.77004 | 0.84121 | 0.82438 | 0.87068 | 0.89077 | 0.93901
CitiPower
Capitalised corporate overheads | 12378745.8362 | 12017909.2094 | 13803610.2721 | 14930537.59 | 15557834.3 | 18289329.41 | 17883082.5614 | 0 | 0 | 0 | 0 | 0
capitalised network overheads | 14364918.87 | 14314288.63 | 15107854.75 | 11721535.01 | 13897704.83 | 15414141.58 | 14335092.207 | 16688223 | 17421557.32 | 17928329.1637 | 20291819.29 | 20856554.82
expensed corporate overheads | 8121737.5665 | 8918988.3294 | 5452269.5476 | 7358008.2087 | 8225106.418 | 8171649.1309 | 8145897.1619 | 31880074 | 33445487 | 33137593.2749 | 31665204.59 | 34216232.34
expensed network overheads | 15843481.5564 | 16629361.87 | 17519316.8934 | 22765819.5929 | 22010521.5212 | 23921523.6388 | 27073192.4496 | 20026511 | 15102699.68 | 13261953.8293 | 12521036.39 | 11102041.45
Total network overheads | 30208400.4264 | 30943650.5 | 32627171.6434 | 34487354.6029 | 35908226.3512 | 39335665.2188 | 41408284.6566 | 36714734 | 32524257 | 31190282.993 | 32812855.68 | 31958596.27
total corporate overheads | 20500483.4027 | 20936897.5388 | 19255879.8197 | 22288545.7987 | 23782940.718 | 26460978.5409 | 26028979.7234 | 31880074 | 33445487 | 33137593.2749 | 31665204.59 | 34216232.34
total overheads | 50708883.8292 | 51880548.0388 | 51883051.4631 | 56775900.4016 | 59691167.0692 | 65796643.7597 | 67437264.38 | 68594808 | 65969744 | 64327876.2679 | 64478060.27 | 66174828.61
expensed overheads/total overheads | 0.4726 | 0.49245 | 0.44276 | 0.53057 | 0.50653 | 0.48776 | 0.52225 | 0.75671 | 0.73592 | 0.7213 | 0.68529 | 0.68483
expensed corporate overheads/total corporate overheads | 0.39617 | 0.42599 | 0.28315 | 0.33013 | 0.34584 | 0.30882 | 0.31295 | 1 | 1 | 1 | 1 | 1
Endeavour
Capitalised corporate overheads | 14944664.4327 | 17612453.141 | 14962809.1463 | 35351022.1822 | 25586953.6156 | 37675527.1847 | 29575604.3384 | 21157649 | 14512736.6807 | 21189589 | 42839232.78 | 33197368.9877
capitalised network overheads | 34033233.2187 | 41811294.3556 | 40181262.1975 | 46675880.7831 | 39254794.4901 | 34694663.6612 | 29909756.9245 | 26995066 | 24749628.3492 | 31867425 | 58457986.23 | 51899095.2453
expensed corporate overheads | 49804905.4835 | 47173536.6207 | 45236975.3457 | 79370628.9704 | 63230336.5472 | 81811713.5967 | 77624219.7027 | 114310288.9368 | 116760924.3721 | 93398203 | 38348039.9865 | 6329358.9221
expensed network overheads | 113419874.4571 | 111988183.0007 | 121479780.275 | 104797366.1528 | 97006228.4082 | 104225884.5849 | 75976557.4371 | 64595106.2503 | 66844195.5912 | 57147991 | 43571532.887 | 47899457.6113
Total network overheads | 147453107.6759 | 153799477.3563 | 161661042.4724 | 151473246.9359 | 136261022.8983 | 138920548.2462 | 105886314.3615 | 91590172.2503 | 91593823.9404 | 89015416 | 102029519.117 | 99798552.8566
total corporate overheads | 64749569.9161 | 64785989.7617 | 60199784.4919 | 114721651.1526 | 88817290.1628 | 119487240.7814 | 107199824.0411 | 135467937.9368 | 131273661.0528 | 114587792 | 81187272.7665 | 39526727.9099
total overheads | 212202677.592 | 218585467.1179 | 221860826.9644 | 266194898.0885 | 225078313.0612 | 258407789.0276 | 213086138.4026 | 227058110.1872 | 222867484.9932 | 203603208 | 183216791.8835 | 139325280.7665
expensed overheads/total overheads | 0.76919 | 0.72814 | 0.75145 | 0.69185 | 0.71191 | 0.71994 | 0.72084 | 0.78793 | 0.82383 | 0.73941 | 0.44712 | 0.38922
expensed corporate overheads/total corporate overheads | 0.76919 | 0.72814 | 0.75145 | 0.69185 | 0.71191 | 0.68469 | 0.72411 | 0.84382 | 0.88945 | 0.81508 | 0.47234 | 0.16013
Energex
Capitalised corporate overheads | 95466523.8039 | 140546007.7449 | 148344472.9267 | 162928558.3115 | 155043771.5054 | 124824807.5372 | 12018434.2489 | 107859046.6875 | 101007388.8794 | 100481622.5143 | 100279193.9 | 113516217.1
capitalised network overheads | 79907088.5889 | 90537261.7125 | 118549973.1505 | 131038014.9943 | 114455282.8481 | 91513611.3179 | 60316148.1036 | 76244540.0125 | 70335406.1548 | 71717247.1072 | 60231519.1 | 53713146.8
expensed corporate overheads | 87511400.3735 | 81384915.902 | 83814434.9156 | 100446220.015 | 138155019.9906 | 121703471.5845 | 72129304.8224 | 116096443.6758 | 117678808.9713 | 125624012.0518 | 115499306.1 | 94799354.8
expensed network overheads | 80196056.601 | 98157705.9032 | 121168318.6067 | 189167601.4143 | 289769732.9061 | 102874911.854 | 303551893.5044 | 91600404.0972 | 96049533.2887 | 104518685.7982 | 99549252.1 | 99169760.1
Total network overheads | 160103145.1898 | 188694967.6156 | 239718291.7571 | 320205616.4086 | 404225015.7542 | 194388523.1719 | 363868041.608 | 167844944.1097 | 166384939.4434 | 176235932.9054 | 159780771.2 | 152882906.9
total corporate overheads | 182977924.1774 | 221930923.6469 | 232158907.8423 | 263374778.3265 | 293198791.496 | 246528279.1216 | 84147739.0713 | 223955490.3633 | 218686197.8508 | 226105634.5661 | 215778500 | 208315571.9
total overheads | 343081069.3672 | 410625891.2625 | 471877199.5994 | 583580394.7351 | 697423807.2502 | 440916802.2935 | 448015780.6793 | 391800434.473 | 385071137.2942 | 402341567.4716 | 375559271.2 | 361198478.8
expensed overheads/total overheads | 0.48883 | 0.43724 | 0.4344 | 0.49627 | 0.61358 | 0.50934 | 0.83854 | 0.53011 | 0.55504 | 0.57201 | 0.57261 | 0.53702
expensed corporate overheads/total corporate overheads | 0.47826 | 0.36671 | 0.36102 | 0.38138 | 0.4712 | 0.49367 | 0.85717 | 0.51839 | 0.53812 | 0.5556 | 0.53527 | 0.45508
Ergon
Capitalised corporate overheads | 107001926.2522 | 103759965.8307 | 134879390.7422 | 146218759.4319 | 100303397.9282 | 113897117 | 127431347.4671 | 88128130.7013 | 98403839.3618 | 9590478.0069 | 106691945 | 133243041
capitalised network overheads | 90744073.7478 | 85209034.1693 | 105840609.2578 | 107126240.5681 | 135738602.0718 | 126098136 | 135935993.2029 | 105152535.5988 | 91203314.5182 | 45587183.7418 | 74688423 | 80565480
expensed corporate overheads | 64302168.5325 | 71407721.3137 | 63578037.4807 | 79952011.5627 | 39281760.4379 | 52768860 | 61839225.147 | 91905711.4567 | 72274964.1924 | 61828251.4431 | 82034783 | 78107403
expensed network overheads | 96379831.4675 | 103678278.6863 | 135843962.5193 | 167661988.4373 | 203442239.5621 | 249168512 | 254997684.3201 | 236039735.3233 | 113600116.2776 | 118237899 | 123590013 | 135572999
Total network overheads | 187123905.2154 | 188887312.8555 | 241684571.7771 | 274788229.0054 | 339180841.634 | 375266648 | 390933677.523 | 341192270.922 | 204803430.7958 | 163825082.7418 | 198278436 | 216138479
total corporate overheads | 171304094.7846 | 175167687.1445 | 198457428.2229 | 226170770.9946 | 139585158.366 | 166665977 | 189270572.6141 | 180033842.158 | 170678803.5542 | 71418729.45 | 188726728 | 211350444
total overheads | 358428000 | 364055000 | 440142000 | 500959000 | 478766000 | 541932625 | 580204250.1371 | 521226113.0801 | 375482234.35 | 235243812.1917 | 387005164 | 427488923
expensed overheads/total overheads | 0.4483 | 0.48093 | 0.45309 | 0.49428 | 0.50698 | 0.55715 | 0.54608 | 0.62918 | 0.49503 | 0.76544 | 0.53132 | 0.49985
expensed corporate overheads/total corporate overheads | 0.37537 | 0.40765 | 0.32036 | 0.3535 | 0.28142 | 0.31661 | 0.32672 | 0.51049 | 0.42346 | 0.86571 | 0.43467 | 0.36956
Essential
Capitalised corporate overheads | 69567267.1614 | 83851221.1372 | 92779864.3614 | 116052757.5575 | 97349137.7601 | 100934239.6838 | 51383153.777 | 51613869.7444 | 36432405.165 | 35482920 | 40413123 | 36382783
capitalised network overheads | 71466507.6144 | 86140424.6336 | 103441276.1931 | 80585444.8237 | 74553698.6095 | 61886638.5673 | 78934021.2661 | 90895263.8537 | 79954135.0286 | 85402063 | 105100854 | 104624789
expensed corporate overheads | 112258946.6828 | 56514251.1446 | 53237458.8313 | 80516753.375 | 74683960.3193 | 91311789.0552 | 56497604.2728 | 66822167.0068 | 53349145.5876 | 49035501 | 68984195 | 56548054
expensed network overheads | 59641983.6845 | 103454711.8053 | 113630586.7102 | 132903325.0267 | 103340858.04 | 94420799.2542 | 103064890.5873 | 78663085.9571 | 79330578.38 | 98514629 | 114093212 | 105165450
Total network overheads | 131108491.2989 | 189595136.4389 | 217071862.9033 | 213488769.8504 | 177894556.6495 | 156307437.8215 | 181998911.8534 | 169558349.8108 | 159284713.4086 | 183916692 | 219194066 | 209790239
total corporate overheads | 181826213.8442 | 140365472.2819 | 146017323.1927 | 196569510.9326 | 172033098.0794 | 192246028.7389 | 107880758.0498 | 118436036.7512 | 89781550.7526 | 84518421 | 109397318 | 92930837
total overheads | 312934705.1431 | 329960608.7208 | 363089186.0959 | 410058280.7829 | 349927654.7289 | 348553466.5605 | 289879669.9032 | 287994386.5621 | 249066264.1612 | 268435113 | 328591384 | 302721076
expensed overheads/total overheads | 0.54932 | 0.48481 | 0.45958 | 0.52046 | 0.50875 | 0.53287 | 0.55044 | 0.50517 | 0.53271 | 0.54967 | 0.55716 | 0.5342
expensed corporate overheads/total corporate overheads | 0.6174 | 0.40262 | 0.3646 | 0.40961 | 0.43413 | 0.47497 | 0.5237 | 0.5642 | 0.59421 | 0.58018 | 0.63058 | 0.6085
Evoenergy
Capitalised corporate overheads | 1596769.2383 | 1828747.5506 | 1591873.0385 | 2081259.386 | 2610898.06 | 2377840.95 | 12968249.9624 | 11935542.6595 | 11335652.036 | 16221804.8405 | 15672538.36 | 15679677
capitalised network overheads | 0 | 0 | 0 | 0 | 0 | 0 | 0 | 0 | 0 | 0 | 0 | 0
expensed corporate overheads | 12374201.62 | 12576515.83 | 15626149.2959 | 15039538.4483 | 13289697.625 | 16207436.8568 | 7195724.6296 | 4167859.844 | 7224708 | 8037264.0303 | 10406493 | 8280339
expensed network overheads | 20370182.83 | 23919682.53 | 28500052.63 | 31619645.56 | 35602565.85 | 43522386 | 39859901.3593 | 15326207.827 | 18058980 | 22250667.5283 | 20399290 | 19263699
Total network overheads | 20370182.83 | 23919682.53 | 28500052.63 | 31619645.56 | 35602565.85 | 43522386 | 39859901.3593 | 15326207.827 | 18058980 | 22250667.5283 | 20399290 | 19263699
total corporate overheads | 13970970.8583 | 14405263.3806 | 17218022.3344 | 17120797.8343 | 15900595.685 | 18585277.8068 | 20163974.5921 | 16103402.5035 | 18560360.036 | 24259068.8708 | 26079031.36 | 23960016
total overheads | 34341153.6883 | 38324945.9106 | 45718074.9644 | 48740443.3943 | 51503161.535 | 62107663.8068 | 60023875.9514 | 31429610.3305 | 36619340.036 | 46509736.3991 | 46478321.36 | 43223715
expensed overheads/total overheads | 0.9535 | 0.95228 | 0.96518 | 0.9573 | 0.94931 | 0.96171 | 0.78395 | 0.62025 | 0.69045 | 0.65122 | 0.6628 | 0.63724
expensed corporate overheads/total corporate overheads | 0.88571 | 0.87305 | 0.90755 | 0.87844 | 0.8358 | 0.87206 | 0.35686 | 0.25882 | 0.38925 | 0.33131 | 0.39904 | 0.34559
Jemena
Capitalised corporate overheads | 0 | 0 | 6337089.7072 | 12763108.3366 | 14145485.63 | 11921334.1377 | 10730945.12 | 11238894.77 | 11085802.1135 | 11155755.58 | 7981008.71 | 9721935.28
capitalised network overheads | 13232290.4951 | 15578015.4437 | 17345624.1134 | 6748504.4844 | 12520601.6926 | 17815636.62 | 17575940.39 | 16750081.87 | 15298570.2824 | 15193039.54 | 15000326.09 | 16026987.21
expensed corporate overheads | 12117967.3471 | 11066136.573 | 12393137.4108 | 21050073.6328 | 19499503.9026 | 19282020.0168 | 26595213.2139 | 27420983.0899 | 30425200.5827 | 28207992.99 | 34619835.14 | 25124837.03
expensed network overheads | 15522439.6428 | 25482883.8643 | 23968520.1373 | 23924204.1689 | 21121326.4934 | 29644027.5208 | 28522574.2822 | 31954954.88 | 32136421.1323 | 28910031.26 | 28096121.49 | 27697583.79
Total network overheads | 28754730.1379 | 41060899.308 | 41314144.2507 | 30672708.6534 | 33641928.1859 | 47459664.1408 | 46098514.6722 | 48705036.75 | 47434991.4146 | 44103070.8 | 43096447.58 | 43724571
total corporate overheads | 12117967.3471 | 11066136.573 | 18730227.118 | 33813181.9694 | 33644989.5326 | 31203354.1545 | 37326158.3339 | 38659877.8599 | 41511002.6963 | 39363748.57 | 42600843.85 | 34846772.31
total overheads | 40872697.485 | 52127035.881 | 60044371.3688 | 64485890.6228 | 67286917.7185 | 78663018.2954 | 83424673.0061 | 87364914.6099 | 88945994.1109 | 83466819.37 | 85697291.43 | 78571343.31
expensed overheads/total overheads | 0.67626 | 0.70115 | 0.60558 | 0.69743 | 0.6037 | 0.62197 | 0.66069 | 0.67963 | 0.70337 | 0.68432 | 0.73183 | 0.67229
expensed corporate overheads/total corporate overheads | 1 | 1 | 0.66167 | 0.62254 | 0.57957 | 0.61795 | 0.71251 | 0.70929 | 0.73294 | 0.7166 | 0.81266 | 0.72101
Power & Water
Capitalised corporate overheads | 0 | 0 | 0 | 0 | 0 | 0 | 0 | 0 | 3154804.8677 | 3048697 | 2909540.28 | 2849626.34
capitalised network overheads | 0 | 356444.9107 | 378769.3676 | 291913.2776 | 1652330.4965 | 1174807.4668 | 191869.3673 | 134830.0425 | 7668305.2768 | 8183999 | 7653395.86 | 9903801.75
expensed corporate overheads | 15653132.1355 | 12759327.5076 | 17695482.7283 | 18412244.2902 | 20390655.5092 | 13824768.6229 | 9895789.7875 | 16699876.7879 | 7749494.4063 | 13381113 | 15589837.31 | 17199695.53
expensed network overheads | 34263907.6358 | 28672835.4129 | 34991552.2623 | 31326768.2774 | 28112518.0755 | 30626396.0149 | 24797900.7178 | 29069251.8171 | 29058834.9252 | 37977440 | 41064190.94 | 44598737.4
Total network overheads | 34263907.6358 | 29029280.3236 | 35370321.6299 | 31618681.5551 | 29764848.572 | 31801203.4818 | 24989770.0851 | 29204081.8596 | 36727140.202 | 46161439 | 48717586.8 | 54502539.15
total corporate overheads | 15653132.1355 | 12759327.5076 | 17695482.7283 | 18412244.2902 | 20390655.5092 | 13824768.6229 | 9895789.7875 | 16699876.7879 | 10904299.274 | 16429810 | 18499377.59 | 20049321.87
total overheads | 49917039.7713 | 41788607.8313 | 53065804.3582 | 50030925.8453 | 50155504.0811 | 45625972.1047 | 34885559.8726 | 45903958.6475 | 47631439.476 | 62591249 | 67216964.39 | 74551861.02
expensed overheads/total overheads | 1 | 0.99147 | 0.99286 | 0.99417 | 0.96706 | 0.97425 | 0.9945 | 0.99706 | 0.77277 | 0.82054 | 0.84285 | 0.82893
expensed corporate overheads/total corporate overheads | 1 | 1 | 1 | 1 | 1 | 1 | 1 | 1 | 0.71068 | 0.81444 | 0.84272 | 0.85787
Powercor
Capitalised corporate overheads | 20819936.41 | 25096130.4 | 21036742.95 | 26117344.6614 | 27750169.0659 | 33473651.17 | 31990239.6416 | 0 | 0 | 0 | 0 | 0
capitalised network overheads | 18214581.5813 | 20551681.394 | 26601493.89 | 28842412.0164 | 30175380.4248 | 33844853.87 | 31986209.596 | 32907586 | 44038606.28 | 43006165.6516 | 53002408.29 | 44551152.82
expensed corporate overheads | 22449708.5619 | 17149298.5774 | 17180282.5355 | 25466898.3698 | 30035922.3474 | 24911327.4991 | 41557962.7784 | 63015557 | 79395327 | 79342897.7357 | 80588285.3 | 69053027.97
expensed network overheads | 45046384.1345 | 46426017.6483 | 39318452.9935 | 45716040.4681 | 44579406.9489 | 46689599.4279 | 48986702.6716 | 43628229 | 32080560.72 | 29151860.0685 | 25383014.68 | 29469386.84
Total network overheads | 63260965.7158 | 66977699.0422 | 65919946.8835 | 74558452.4845 | 74754787.3737 | 80534453.2979 | 80972912.2676 | 76535815 | 76119167 | 72158025.72 | 78385422.97 | 74020539.66
total corporate overheads | 43269644.9719 | 42245428.9774 | 38217025.4855 | 51584243.0312 | 57786091.4133 | 58384978.6691 | 73548202.42 | 63015557 | 79395327 | 79342897.7357 | 80588285.3 | 69053027.97
total overheads | 106530610.6876 | 109223128.0196 | 104136972.3691 | 126142695.5157 | 132540878.787 | 138919431.967 | 154521114.6875 | 139551372 | 155514494 | 151500923.4557 | 158973708.27 | 143073567.63
expensed overheads/total overheads | 0.63358 | 0.58207 | 0.54254 | 0.5643 | 0.56296 | 0.51541 | 0.58597 | 0.76419 | 0.71682 | 0.71613 | 0.6666 | 0.68861
expensed corporate overheads/total corporate overheads | 0.51883 | 0.40594 | 0.44955 | 0.4937 | 0.51978 | 0.42667 | 0.56504 | 1 | 1 | 1 | 1 | 1
SAPN
Capitalised corporate overheads | 3827000 | 3192000 | 3767000 | -44000 | -3730000 | -7267000 | -18253075.6238 | -13251556.65 | -9361715.3 | -6939995.24 | -6271515.89 | -4389001.04
capitalised network overheads | 13222310.8116 | 16336253.925 | 13036929.9746 | 11308214.6039 | 13700249.6247 | 11494000 | 9073957.62 | 7889275.08 | 11307921.5 | 6904976.35 | 4531405.78 | 4600593.61
expensed corporate overheads | 36262960.1521 | 36615216.7645 | 55498211.4327 | 58888731.5122 | 56320348.1949 | 63047000 | 65880082.8425 | 52874705.7931 | 58995611.8775 | 72593463.51 | 78563015.57 | 67786334.01
expensed network overheads | 55402632.5977 | 57861008.8626 | 70568200.3343 | 65596180.8164 | 74174236.4624 | 84619000 | 79171915.5286 | 70242299.9769 | 93624261.6382 | 80106719.63 | 82520278.36 | 76686199.11
Total network overheads | 68624943.4093 | 74197262.7876 | 83605130.3088 | 76904395.4203 | 87874486.0872 | 96113000 | 88245873.1486 | 78131575.0569 | 104932183.1382 | 87011695.98 | 87051684.14 | 81286792.72
total corporate overheads | 40089960.1521 | 39807216.7645 | 59265211.4327 | 58844731.5122 | 52590348.1949 | 55780000 | 47627007.2186 | 39623149.1431 | 49633896.5775 | 65653468.27 | 72291499.68 | 63397332.97
total overheads | 108714903.5613 | 114004479.5521 | 142870341.7415 | 135749126.9325 | 140464834.2821 | 151893000 | 135872880.3672 | 117754724.2 | 154566079.7157 | 152665164.25 | 159343183.82 | 144684125.69
expensed overheads/total overheads | 0.84317 | 0.82871 | 0.88238 | 0.91702 | 0.92902 | 0.97217 | 1.0676 | 1.0455 | 0.98741 | 1.0002 | 1.0109 | 0.99854
expensed corporate overheads/total corporate overheads | 0.90454 | 0.91981 | 0.93644 | 1.0007 | 1.0709 | 1.1303 | 1.3833 | 1.3344 | 1.1886 | 1.1057 | 1.0868 | 1.0692
TND
Capitalised corporate overheads | 5220754.6295 | 6507118.6363 | 6732707.0078 | 9507981.8769 | 4282109.6366 | 4118048.2721 | 1514270.921 | 2990293.7173 | 4771043.8141 | 10621012.7565 | 12703369.3462 | 15849999.2172
capitalised network overheads | 12933630.7262 | 21492919.4427 | 19846777.3364 | 16743814.3669 | 23045675.9216 | 21604475.0285 | 19979562.4175 | 13586263.6323 | 17351617.4986 | 25171425.3635 | 21604272.8238 | 24957176.3828
expensed corporate overheads | 21678007.0379 | 22713834.6011 | 26646427.8546 | 25236441.7466 | 13015269.7528 | 11283146.6134 | 12907124.4972 | 18975537.2 | 10672569.4594 | 16870356.1896 | 17937696.9937 | 21030036.6782
expensed network overheads | 24907704.5429 | 30721870.5203 | 29151979.4347 | 26496813.6886 | 27520592.27 | 31000092.1175 | 33988436.5341 | 44861553.2982 | 35074621.2782 | 26409369.4398 | 16400458.5013 | 17700474.0775
Total network overheads | 37841335.2691 | 52214789.963 | 48998756.771 | 43240628.0555 | 50566268.1916 | 52604567.1461 | 53967998.9516 | 58447816.9305 | 52426238.7768 | 51580794.8033 | 38004731.3252 | 42657650.4604
total corporate overheads | 26898761.6674 | 29220953.2374 | 33379134.8625 | 34744423.6234 | 17297379.3894 | 15401194.8856 | 14421395.4181 | 21965830.9173 | 15443613.2734 | 27491368.9462 | 30641066.3398 | 36880035.8954
total overheads | 64740096.9366 | 81435743.2004 | 82377891.6335 | 77985051.6789 | 67863647.581 | 68005762.0316 | 68389394.3698 | 80413647.8477 | 67869852.0503 | 79072163.7495 | 68645797.665 | 79537686.3558
expensed overheads/total overheads | 0.71958 | 0.65617 | 0.67735 | 0.66337 | 0.59731 | 0.62176 | 0.68571 | 0.79386 | 0.67404 | 0.54734 | 0.50022 | 0.48695
expensed corporate overheads/total corporate overheads | 0.80591 | 0.77731 | 0.7983 | 0.72635 | 0.75244 | 0.73262 | 0.895 | 0.86387 | 0.69107 | 0.61366 | 0.58541 | 0.57023
United
Capitalised corporate overheads | 0 | 0 | 0 | 0 | 0 | 0 | 0 | 0 | 0 | 0 | 0 | 0
capitalised network overheads | 0 | 0 | 0 | 0 | 0 | 0 | 16157649 | 18648280 | 14544337 | 20671990.6 | 20137682 | 24454846
expensed corporate overheads | 40215847.7838 | 44588491.3313 | 46475153.7575 | 42077873.6029 | 40283404.3006 | 36316221.045 | 38068160.9357 | 45098382.3662 | 64404932 | 50568246.8475 | 53863801 | 60474487
expensed network overheads | 29278754.9698 | 25512298.1289 | 24180000 | 11866721.05 | 11917700 | 19614239.555 | 17432243.7695 | 19102033.0025 | 23324936 | 14994502.2492 | 14657071 | 14297297
Total network overheads | 29278754.9698 | 25512298.1289 | 24180000 | 11866721.05 | 11917700 | 19614239.555 | 33589892.7695 | 37750313.0025 | 37869273 | 35666492.8492 | 34794753 | 38752143
total corporate overheads | 40215847.7838 | 44588491.3313 | 46475153.7575 | 42077873.6029 | 40283404.3006 | 36316221.045 | 38068160.9357 | 45098382.3662 | 64404932 | 50568246.8475 | 53863801 | 60474487
total overheads | 69494602.7536 | 70100789.4603 | 70655153.7575 | 53944594.6529 | 52201104.3006 | 55930460.6 | 71658053.7053 | 82848695.3687 | 102274205 | 86234739.6968 | 88658554 | 99226630
expensed overheads/total overheads | 1 | 1 | 1 | 1 | 1 | 1 | 0.77452 | 0.77491 | 0.85779 | 0.76028 | 0.77286 | 0.75355
expensed corporate overheads/total corporate overheads | 1 | 1 | 1 | 1 | 1 | 1 | 1 | 1 | 1 | 1 | 1 | 1

## Input¦Parameters
Opex / capital ratios model
Index
Input ¦ Parameters
General
Input | Value | Actuals to FY21, then forecasts to FY24 | 2016 | 2017 | 2018 | 2019 | 2020 | 2021 | 2022 | 2023 | 2024
Start of long period | 2006
End of long period | 2020
Start of short period | 2012
End of short period | 2020
Opex series to use in ratios | Opex - Benchmarking series
End | bar: 2016 to 2019

## Calc¦Summary
Opex / capital ratios model
Index
Calc ¦ Summary
Summary
DNSP | EVO | EVO | EVO | EVO | EVO | EVO | EVO | EVO | EVO | EVO | EVO | EVO | EVO | EVO | EVO | EVO | AGD | AGD | AGD | AGD | AGD | AGD | AGD | AGD | AGD | AGD | AGD | AGD | AGD | AGD | AGD | AGD | CIT | CIT | CIT | CIT | CIT | CIT | CIT | CIT | CIT | CIT | CIT | CIT | CIT | CIT | CIT | CIT | END | END | END | END | END | END | END | END | END | END | END | END | END | END | END | END | ENX | ENX | ENX | ENX | ENX | ENX | ENX | ENX | ENX | ENX | ENX | ENX | ENX | ENX | ENX | ENX | ERG | ERG | ERG | ERG | ERG | ERG | ERG | ERG | ERG | ERG | ERG | ERG | ERG | ERG | ERG | ERG | ESS | ESS | ESS | ESS | ESS | ESS | ESS | ESS | ESS | ESS | ESS | ESS | ESS | ESS | ESS | ESS | JEN | JEN | JEN | JEN | JEN | JEN | JEN | JEN | JEN | JEN | JEN | JEN | JEN | JEN | JEN | JEN | PCR | PCR | PCR | PCR | PCR | PCR | PCR | PCR | PCR | PCR | PCR | PCR | PCR | PCR | PCR | PCR | SAP | SAP | SAP | SAP | SAP | SAP | SAP | SAP | SAP | SAP | SAP | SAP | SAP | SAP | SAP | SAP | AND | AND | AND | AND | AND | AND | AND | AND | AND | AND | AND | AND | AND | AND | AND | AND | TND | TND | TND | TND | TND | TND | TND | TND | TND | TND | TND | TND | TND | TND | TND | TND | UED | UED | UED | UED | UED | UED | UED | UED | UED | UED | UED | UED | UED | UED | UED | UED
Year | 2006 | 2007 | 2008 | 2009 | 2010 | 2011 | 2012 | 2013 | 2014 | 2015 | 2016 | 2017 | 2018 | 2019 | 2020 | 2021 | 2006 | 2007 | 2008 | 2009 | 2010 | 2011 | 2012 | 2013 | 2014 | 2015 | 2016 | 2017 | 2018 | 2019 | 2020 | 2021 | 2006 | 2007 | 2008 | 2009 | 2010 | 2011 | 2012 | 2013 | 2014 | 2015 | 2016 | 2017 | 2018 | 2019 | 2020 | 2021 | 2006 | 2007 | 2008 | 2009 | 2010 | 2011 | 2012 | 2013 | 2014 | 2015 | 2016 | 2017 | 2018 | 2019 | 2020 | 2021 | 2006 | 2007 | 2008 | 2009 | 2010 | 2011 | 2012 | 2013 | 2014 | 2015 | 2016 | 2017 | 2018 | 2019 | 2020 | 2021 | 2006 | 2007 | 2008 | 2009 | 2010 | 2011 | 2012 | 2013 | 2014 | 2015 | 2016 | 2017 | 2018 | 2019 | 2020 | 2021 | 2006 | 2007 | 2008 | 2009 | 2010 | 2011 | 2012 | 2013 | 2014 | 2015 | 2016 | 2017 | 2018 | 2019 | 2020 | 2021 | 2006 | 2007 | 2008 | 2009 | 2010 | 2011 | 2012 | 2013 | 2014 | 2015 | 2016 | 2017 | 2018 | 2019 | 2020 | 2021 | 2006 | 2007 | 2008 | 2009 | 2010 | 2011 | 2012 | 2013 | 2014 | 2015 | 2016 | 2017 | 2018 | 2019 | 2020 | 2021 | 2006 | 2007 | 2008 | 2009 | 2010 | 2011 | 2012 | 2013 | 2014 | 2015 | 2016 | 2017 | 2018 | 2019 | 2020 | 2021 | 2006 | 2007 | 2008 | 2009 | 2010 | 2011 | 2012 | 2013 | 2014 | 2015 | 2016 | 2017 | 2018 | 2019 | 2020 | 2021 | 2006 | 2007 | 2008 | 2009 | 2010 | 2011 | 2012 | 2013 | 2014 | 2015 | 2016 | 2017 | 2018 | 2019 | 2020 | 2021 | 2006 | 2007 | 2008 | 2009 | 2010 | 2011 | 2012 | 2013 | 2014 | 2015 | 2016 | 2017 | 2018 | 2019 | 2020 | 2021
Measure | 2006EVO | 2007EVO | 2008EVO | 2009EVO | 2010EVO | 2011EVO | 2012EVO | 2013EVO | 2014EVO | 2015EVO | 2016EVO | 2017EVO | 2018EVO | 2019EVO | 2020EVO | 2021EVO | 2006AGD | 2007AGD | 2008AGD | 2009AGD | 2010AGD | 2011AGD | 2012AGD | 2013AGD | 2014AGD | 2015AGD | 2016AGD | 2017AGD | 2018AGD | 2019AGD | 2020AGD | 2021AGD | 2006CIT | 2007CIT | 2008CIT | 2009CIT | 2010CIT | 2011CIT | 2012CIT | 2013CIT | 2014CIT | 2015CIT | 2016CIT | 2017CIT | 2018CIT | 2019CIT | 2020CIT | 2021CIT | 2006END | 2007END | 2008END | 2009END | 2010END | 2011END | 2012END | 2013END | 2014END | 2015END | 2016END | 2017END | 2018END | 2019END | 2020END | 2021END | 2006ENX | 2007ENX | 2008ENX | 2009ENX | 2010ENX | 2011ENX | 2012ENX | 2013ENX | 2014ENX | 2015ENX | 2016ENX | 2017ENX | 2018ENX | 2019ENX | 2020ENX | 2021ENX | 2006ERG | 2007ERG | 2008ERG | 2009ERG | 2010ERG | 2011ERG | 2012ERG | 2013ERG | 2014ERG | 2015ERG | 2016ERG | 2017ERG | 2018ERG | 2019ERG | 2020ERG | 2021ERG | 2006ESS | 2007ESS | 2008ESS | 2009ESS | 2010ESS | 2011ESS | 2012ESS | 2013ESS | 2014ESS | 2015ESS | 2016ESS | 2017ESS | 2018ESS | 2019ESS | 2020ESS | 2021ESS | 2006JEN | 2007JEN | 2008JEN | 2009JEN | 2010JEN | 2011JEN | 2012JEN | 2013JEN | 2014JEN | 2015JEN | 2016JEN | 2017JEN | 2018JEN | 2019JEN | 2020JEN | 2021JEN | 2006PCR | 2007PCR | 2008PCR | 2009PCR | 2010PCR | 2011PCR | 2012PCR | 2013PCR | 2014PCR | 2015PCR | 2016PCR | 2017PCR | 2018PCR | 2019PCR | 2020PCR | 2021PCR | 2006SAP | 2007SAP | 2008SAP | 2009SAP | 2010SAP | 2011SAP | 2012SAP | 2013SAP | 2014SAP | 2015SAP | 2016SAP | 2017SAP | 2018SAP | 2019SAP | 2020SAP | 2021SAP | 2006AND | 2007AND | 2008AND | 2009AND | 2010AND | 2011AND | 2012AND | 2013AND | 2014AND | 2015AND | 2016AND | 2017AND | 2018AND | 2019AND | 2020AND | 2021AND | 2006TND | 2007TND | 2008TND | 2009TND | 2010TND | 2011TND | 2012TND | 2013TND | 2014TND | 2015TND | 2016TND | 2017TND | 2018TND | 2019TND | 2020TND | 2021TND | 2006UED | 2007UED | 2008UED | 2009UED | 2010UED | 2011UED | 2012UED | 2013UED | 2014UED | 2015UED | 2016UED | 2017UED | 2018UED | 2019UED | 2020UED | 2021UED
Opex - Benchmarking series | 32644.3725 | 33989.7837 | 37658.3771 | 39959.3786 | 46087.4631 | 53239.6364 | 58764.1159 | 66417.41 | 77223.5949 | 73579.8427 | 40562.1789 | 46909.596 | 55849.335 | 55021.766 | 53278.4164 | 54940.209 | 357834.4962 | 316522.9919 | 467809.1222 | 441027.3381 | 511184.2689 | 506684.854 | 577601.0955 | 471121.6833 | 539569.5918 | 647227.9758 | 588178.8665 | 529666.4609 | 463137.071 | 445750.647 | 403448.379 | 387112.453 | 26412.589 | 31329.7106 | 31120.5314 | 37629.5409 | 42279.508 | 40682.504 | 52808.9728 | 52531.2481 | 55150.626 | 54114.7997 | 55415.4623 | 54481.1329 | 48229.0382 | 55345.957 | 52908.6785 | 67493.261 | 156824.9179 | 176841.3944 | 224408.06 | 214131.3003 | 210431.138 | 229554.2907 | 240838.1272 | 222645.274 | 258321.993 | 270954.4352 | 295663.4981 | 276143.805 | 257322.8982 | 248955.6364 | 226772.7948 | 244843.3804 | 189286.7865 | 229999.825 | 249220.281 | 269392.6544 | 278759.4613 | 317627.737 | 350958.6649 | 387877.9989 | 365738.5577 | 381461.5461 | 344893.6384 | 353346.3103 | 362234.7884 | 350114.929 | 338318.7 | 384744.807 | 259957.891 | 241890.4806 | 269457.2365 | 270466.598 | 270621.2147 | 345122.0618 | 363976.4844 | 298481.0483 | 308046.3604 | 362830.1577 | 371607.978 | 341013.31 | 357962.681 | 368947.331 | 390182.7899 | 368645.446 | 198507.6194 | 249199.6341 | 304612.2863 | 296582.8498 | 324946.1177 | 336208.0054 | 429455.7127 | 401260.4295 | 390948.4965 | 391299.867 | 313936.8396 | 321942.6925 | 345390.714 | 401766.886 | 394653.59 | 401221.271 | 46756.0923 | 51252.3522 | 43220.3586 | 48349.7257 | 58605.5751 | 59886.8984 | 70098.0678 | 69150.3039 | 69918.5566 | 73079.7304 | 78683.549 | 84039.022 | 79198.772 | 84456.9827 | 73865.8198 | 68644.1 | 116861.4786 | 106359.5677 | 113514.7292 | 128379.612 | 127280.197 | 137174.0403 | 167745.9521 | 183726.3528 | 171080.1829 | 186774.2733 | 161157.5698 | 177216.0658 | 186388.8013 | 184353.7397 | 176109.7194 | 218274.83 | 112506.535 | 108991.583 | 126897.568 | 145514.894 | 147956.514 | 191519.795 | 203371.86 | 222412.643 | 233849.701 | 248377.4869 | 211867.1631 | 248667.399 | 249010.8313 | 261706.8167 | 237845.6739 | 245707.5765 | 81250.614 | 103209.3865 | 116017.5246 | 137883.2964 | 137860.3609 | 143839.8185 | 157205.9192 | 179574.5665 | 189806.6751 | 204651.5994 | 229428.0253 | 204947.9247 | 193557.9334 | 204177.4402 | 217757.1326 | 215584.4439 | 48648.8239 | 50748.1094 | 53289.023 | 61973.7059 | 75037.9781 | 74900.1797 | 84369.7778 | 70674.636 | 74075.8628 | 64088.13 | 69929.8108 | 93577.6836 | 86416.3469 | 78404.0011 | 82673.0577 | 90510.3948 | 83237 | 81473 | 85413.8863 | 89047.9225 | 96130.0666 | 121992.7555 | 126519.883 | 116175.4911 | 121867.709 | 117721.4946 | 138427.9433 | 132835.0931 | 108242.1419 | 110815.785 | 118042.307 | 118292.577
Capex | 23420.4001 | 29528.0947 | 35599.2976 | 37286.5413 | 66573.6377 | 72571.4307 | 69038.7349 | 67720.4277 | 85270.2356 | 80624.819 | 61436.645 | 54926.637 | 72644.605 | 70040.725 | 57144.8014 | 51737.9443 | 579048.228 | 765472.413 | 923492.347 | 1105381.205 | 1332144.672 | 1541821.62 | 1704512.613 | 1246641.089 | 1107800.796 | 608113.8291 | 489554.9368 | 470476.2455 | 641232.2997 | 908562.7428 | 568597.3745 | 440382.5244 | 68904.9143 | 60946.961 | 65890.6682 | 79107.822 | 105462.5514 | 117067.5866 | 97987.9238 | 116268.3545 | 130039.9147 | 124491.6435 | 101864.319 | 92294.9623 | 84914.5308 | 96021.163 | 118676.984 | 121424.012 | 337440.9962 | 381686.3882 | 374790.1828 | 465036.1571 | 422665.2314 | 508207.7773 | 646401.007 | 589205.8207 | 455307.6387 | 375716.0107 | 254850.9009 | 204452.4744 | 361174.888 | 427512.1434 | 335577.7456 | 353213.4681 | 569144.2664 | 532370.2873 | 470609.5522 | 632189.9579 | 910975.0769 | 745416.6969 | 757590.5982 | 775122.3574 | 651391.3289 | 551693.9952 | 476890.0925 | 453604.77 | 437518.3483 | 416417.022 | 414026.288 | 384334.7456 | 486827.9197 | 521327.001 | 541157.2172 | 551389.2821 | 657497.7626 | 662116.0128 | 695492.7567 | 675168.6984 | 613523.0222 | 560997.264 | 541868.8947 | 452980.1749 | 436913.7339 | 495682.5098 | 680860.592 | 661074.2137 | 371225.1968 | 464766.0423 | 527550.6533 | 637971.3636 | 673439.1285 | 727184.8315 | 775495.1821 | 656287.7929 | 647896.6114 | 491722.4133 | 430585.646 | 416250.0605 | 392078.5049 | 454283.882 | 475981.0925 | 399509.3786 | 50952.9072 | 54594.7908 | 34722.8067 | 65418.4076 | 83539.3167 | 114252.5191 | 104682.6796 | 112219.4055 | 114524.6733 | 111151.0786 | 101135.4495 | 123542.6086 | 118004.4658 | 92708.9006 | 99743.7891 | 116285.3777 | 142464.0727 | 141748.3368 | 146555.6999 | 140471.7142 | 181678.5234 | 210519.9142 | 229213.1619 | 255081.4495 | 296383.7186 | 285059.6651 | 234618.127 | 304528.5168 | 303722.2679 | 315092.074 | 355209.321 | 361232.113 | 135926.1432 | 110547.5724 | 101717.4723 | 152968.6119 | 118018.3109 | 260457.7131 | 314244.3171 | 323359.8499 | 278951.9263 | 305232.9751 | 236435.4361 | 262623.5694 | 361496.6348 | 378582.5118 | 290679.132 | 305621.6776 | 119200.6404 | 129699.6611 | 188932.858 | 235768.1239 | 256945.3113 | 272384.9291 | 322240.396 | 379421.1162 | 401205.4176 | 328154.1679 | 291506.7678 | 332989.8066 | 367853.5936 | 395126.6173 | 351029.0848 | 321600.6796 | 101629.9407 | 85969.6831 | 97820.4911 | 114954.6844 | 133282.7918 | 129998.8552 | 104682.9048 | 84657.2682 | 95477.1242 | 83202.4592 | 99398.965 | 129232.5892 | 154093.45 | 104564.3915 | 111706.2991 | 131026.0703 | 80468.1788 | 70756.843 | 73490.64 | 105496.6018 | 117041.0426 | 175848.8797 | 192163.1448 | 180154.0356 | 205573.269 | 204711.7413 | 167086.3951 | 151363.6151 | 128827.7798 | 135557.932 | 163316.142 | 179240.949
Capex from JEN
Difference | 23420.4001 | 29528.0947 | 35599.2976 | 37286.5413 | 66573.6377 | 72571.4307 | 69038.7349 | 67720.4277 | 85270.2356 | 80624.819 | 61436.645 | 54926.637 | 72644.605 | 70040.725 | 57144.8014 | 51737.9443 | 579048.228 | 765472.413 | 923492.347 | 1105381.205 | 1332144.672 | 1541821.62 | 1704512.613 | 1246641.089 | 1107800.796 | 608113.8291 | 489554.9368 | 470476.2455 | 641232.2997 | 908562.7428 | 568597.3745 | 440382.5244 | 68904.9143 | 60946.961 | 65890.6682 | 79107.822 | 105462.5514 | 117067.5866 | 97987.9238 | 116268.3545 | 130039.9147 | 124491.6435 | 101864.319 | 92294.9623 | 84914.5308 | 96021.163 | 118676.984 | 121424.012 | 337440.9962 | 381686.3882 | 374790.1828 | 465036.1571 | 422665.2314 | 508207.7773 | 646401.007 | 589205.8207 | 455307.6387 | 375716.0107 | 254850.9009 | 204452.4744 | 361174.888 | 427512.1434 | 335577.7456 | 353213.4681 | 569144.2664 | 532370.2873 | 470609.5522 | 632189.9579 | 910975.0769 | 745416.6969 | 757590.5982 | 775122.3574 | 651391.3289 | 551693.9952 | 476890.0925 | 453604.77 | 437518.3483 | 416417.022 | 414026.288 | 384334.7456 | 486827.9197 | 521327.001 | 541157.2172 | 551389.2821 | 657497.7626 | 662116.0128 | 695492.7567 | 675168.6984 | 613523.0222 | 560997.264 | 541868.8947 | 452980.1749 | 436913.7339 | 495682.5098 | 680860.592 | 661074.2137 | 371225.1968 | 464766.0423 | 527550.6533 | 637971.3636 | 673439.1285 | 727184.8315 | 775495.1821 | 656287.7929 | 647896.6114 | 491722.4133 | 430585.646 | 416250.0605 | 392078.5049 | 454283.882 | 475981.0925 | 399509.3786 | 50952.9072 | 54594.7908 | 34722.8067 | 65418.4076 | 83539.3167 | 114252.5191 | 104682.6796 | 112219.4055 | 114524.6733 | 111151.0786 | 101135.4495 | 123542.6086 | 118004.4658 | 92708.9006 | 99743.7891 | 116285.3777 | 142464.0727 | 141748.3368 | 146555.6999 | 140471.7142 | 181678.5234 | 210519.9142 | 229213.1619 | 255081.4495 | 296383.7186 | 285059.6651 | 234618.127 | 304528.5168 | 303722.2679 | 315092.074 | 355209.321 | 361232.113 | 135926.1432 | 110547.5724 | 101717.4723 | 152968.6119 | 118018.3109 | 260457.7131 | 314244.3171 | 323359.8499 | 278951.9263 | 305232.9751 | 236435.4361 | 262623.5694 | 361496.6348 | 378582.5118 | 290679.132 | 305621.6776 | 119200.6404 | 129699.6611 | 188932.858 | 235768.1239 | 256945.3113 | 272384.9291 | 322240.396 | 379421.1162 | 401205.4176 | 328154.1679 | 291506.7678 | 332989.8066 | 367853.5936 | 395126.6173 | 351029.0848 | 321600.6796 | 101629.9407 | 85969.6831 | 97820.4911 | 114954.6844 | 133282.7918 | 129998.8552 | 104682.9048 | 84657.2682 | 95477.1242 | 83202.4592 | 99398.965 | 129232.5892 | 154093.45 | 104564.3915 | 111706.2991 | 131026.0703 | 80468.1788 | 70756.843 | 73490.64 | 105496.6018 | 117041.0426 | 175848.8797 | 192163.1448 | 180154.0356 | 205573.269 | 204711.7413 | 167086.3951 | 151363.6151 | 128827.7798 | 135557.932 | 163316.142 | 179240.949
AUC | 52190.5325 | 47638.8603 | 61082.6886 | 56513.9952 | 74154.1569 | 77962.5288 | 80497.5855 | 90454.8437 | 80322.0054 | 91412.1919 | 99039.4794 | 102969.5592 | 95049.1469 | 97169.9544 | 97944.8397 | 97940.0956 | 434212.5754 | 429800.4025 | 572017.0631 | 598799.0822 | 784766.8351 | 883990.6099 | 1013808.3858 | 1164892.8927 | 984866.0221 | 1101348.3966 | 1116430.5063 | 1179379.0193 | 1009555.956 | 1027316.3165 | 892367.01 | 910769.6289 | 89283.3941 | 84698.9733 | 114501.3638 | 93080.729 | 139500.249 | 125062.3602 | 119321.0588 | 128019.8524 | 129622.9533 | 130308.7291 | 144107.0095 | 169120.0839 | 149711.1715 | 150808.0341 | 142746.8273 | 117569.558 | 234182.6755 | 227620.845 | 299692.418 | 285909.591 | 403509.6169 | 387209.2768 | 388861.7201 | 430023.0848 | 370462.6755 | 381357.2817 | 405861.4416 | 440882.3754 | 390743.5966 | 405057.4929 | 391797.7568 | 180646.8557 | 337130.5995 | 399024.8418 | 364169.095 | 522166.4643 | 508896.5709 | 590283.3748 | 760920.7381 | 638462.8313 | 559473.8549 | 740585.3551 | 601331.5828 | 652684.7832 | 608490.3261 | 634798.1833 | 589771.7467 | 591393.1115 | 383445.453 | 438051.1857 | 385007.4685 | 565463.8347 | 545388.4497 | 596047.2097 | 780997.6423 | 639916.44 | 561352.4476 | 651181.6638 | 659871.0795 | 655202.2673 | 601805.7372 | 628185.4844 | 583825.7161 | 616762.1762 | 279644.0249 | 276559.088 | 376123.264 | 378156.3981 | 539425.9016 | 583846.0501 | 563482.7752 | 655404.382 | 661582.5351 | 556603.0706 | 598816.0392 | 647852.4084 | 571987.8722 | 592948.6494 | 512014.5346 | 543398.7401 | 52950.5861 | 52548.6034 | 72833.9429 | 57861.7613 | 86188.6924 | 80303.5879 | 83147.8202 | 96105.4542 | 102818.1847 | 103691.7558 | 121271.3986 | 118411.951 | 115025.7639 | 120040.0319 | 115951.9348 | 93267.1335 | 142937.9684 | 139347.054 | 194745.0893 | 160013.5794 | 240021.6384 | 222712.2296 | 216883.5104 | 238121.4225 | 241837.8281 | 247900.0746 | 273315.5539 | 308881.061 | 287439.1852 | 306282.5257 | 289584.9175 | 240787.0519 | 262328.867 | 292047.0862 | 256505.8195 | 356344.3695 | 341308.7218 | 335978.8133 | 420582.7094 | 369023.7059 | 338767.1508 | 440678.5926 | 353852.1853 | 439411.1277 | 417395.2138 | 435882.6583 | 424880.5856 | 422396.0414 | 121794.6408 | 124101.7479 | 183406.1714 | 152484.5806 | 244071.3444 | 278345.7752 | 239243.2263 | 270282.9861 | 274471.0045 | 274706.9244 | 338774.7734 | 350260.9383 | 327278.5509 | 335137.8528 | 318552.0472 | 263634.838 | 87278.0417 | 102237.5225 | 101090.5411 | 101364.6137 | 128041.497 | 145134.5063 | 143247.2329 | 160414.2298 | 133748.8479 | 137607.1899 | 153229.6001 | 151677.1468 | 129999.9492 | 156699.2763 | 145884.042 | 142033.2773 | 123065.6819 | 118224.3112 | 162480.7181 | 122733.3135 | 179381.0262 | 158007.8397 | 163974.9043 | 182242.241 | 190491.2233 | 198977.5918 | 229988.3573 | 223446.2113 | 211263.4172 | 214082.0352 | 199012.9636 | 168511.4032
MTFP | 1 | 0.98831 | 0.99906 | 0.98588 | 0.9479 | 0.87002 | 0.90892 | 0.88328 | 0.8227 | 0.857 | 1.0636 | 1.0167 | 0.98621 | 0.98818 | 1.0112 | 0 | 0.93168 | 0.98441 | 0.84852 | 0.8596 | 0.8629 | 0.86774 | 0.82665 | 0.89452 | 0.8397 | 0.78715 | 0.81411 | 0.85156 | 0.91008 | 0.91431 | 0.9292 | 0 | 1.5037 | 1.4888 | 1.5329 | 1.4298 | 1.3739 | 1.4485 | 1.3172 | 1.3282 | 1.2979 | 1.3321 | 1.3268 | 1.353 | 1.4159 | 1.3859 | 1.3703 | 0 | 1.3889 | 1.3214 | 1.1958 | 1.2569 | 1.3001 | 1.2883 | 1.2307 | 1.243 | 1.2006 | 1.1693 | 1.1431 | 1.2277 | 1.2537 | 1.267 | 1.293 | 0 | 1.2385 | 1.2642 | 1.217 | 1.2246 | 1.2314 | 1.1852 | 1.1691 | 1.123 | 1.148 | 1.1103 | 1.1744 | 1.1892 | 1.1835 | 1.209 | 1.2254 | 0 | 1.2291 | 1.4518 | 1.3703 | 1.3226 | 1.3392 | 1.2822 | 1.3015 | 1.4434 | 1.4492 | 1.3117 | 1.2888 | 1.3735 | 1.3289 | 1.2799 | 1.2714 | 0 | 1.446 | 1.3912 | 1.3008 | 1.2519 | 1.2534 | 1.2097 | 1.0692 | 1.0964 | 1.2285 | 1.1609 | 1.2328 | 1.1949 | 1.2048 | 1.1254 | 1.1161 | 0 | 1.078 | 1.086 | 1.2175 | 1.1702 | 1.1262 | 1.1275 | 1.0746 | 1.0717 | 1.0705 | 1.071 | 1.0449 | 1.0436 | 1.066 | 1.0302 | 1.0893 | 0 | 1.4482 | 1.4983 | 1.5129 | 1.4031 | 1.3873 | 1.444 | 1.3742 | 1.3062 | 1.2939 | 1.3144 | 1.3665 | 1.3614 | 1.3116 | 1.32 | 1.3516 | 0 | 1.8452 | 1.7959 | 1.8977 | 1.845 | 1.7276 | 1.627 | 1.6476 | 1.5802 | 1.5136 | 1.5518 | 1.6225 | 1.5187 | 1.5562 | 1.5079 | 1.6025 | 0 | 1.2623 | 1.2064 | 1.2519 | 1.1229 | 1.1952 | 1.1643 | 1.1549 | 1.0921 | 1.0442 | 1.0182 | 0.91452 | 1.032 | 1.0036 | 1.0009 | 1.0107 | 0 | 1.2764 | 1.2333 | 1.2212 | 1.1004 | 1.0254 | 1.1038 | 1.0466 | 1.1293 | 1.0773 | 1.1803 | 1.1303 | 1.0454 | 1.0376 | 1.0843 | 1.0756 | 0 | 1.2623 | 1.2771 | 1.2819 | 1.3117 | 1.2857 | 1.1716 | 1.1119 | 1.1659 | 1.1378 | 1.1799 | 1.153 | 1.2011 | 1.2914 | 1.2923 | 1.2925 | 0
Opex MPFP | 1 | 0.99302 | 0.97565 | 0.95545 | 0.86265 | 0.74912 | 0.75885 | 0.70444 | 0.62694 | 0.67765 | 1.2551 | 1.103 | 0.96929 | 1.0085 | 1.0783 | 0 | 0.76967 | 0.91504 | 0.6409 | 0.70324 | 0.65308 | 0.68484 | 0.63017 | 0.80554 | 0.71507 | 0.61484 | 0.68519 | 0.7744 | 0.92002 | 0.97424 | 1.0688 | 0 | 1.8501 | 1.6777 | 1.8235 | 1.5063 | 1.3937 | 1.5632 | 1.221 | 1.2758 | 1.2379 | 1.3127 | 1.3189 | 1.3998 | 1.6152 | 1.4554 | 1.508 | 0 | 1.1996 | 1.1273 | 0.92482 | 1.0421 | 1.1169 | 1.0867 | 1.0447 | 1.1548 | 1.0583 | 1.0302 | 0.97632 | 1.1137 | 1.2374 | 1.3089 | 1.4515 | 0 | 1.2081 | 1.1681 | 1.128 | 1.1394 | 1.1637 | 1.077 | 1.0324 | 0.9627 | 1.0468 | 1.0136 | 1.1642 | 1.1861 | 1.1804 | 1.2571 | 1.3261 | 0 | 0.90856 | 1.1749 | 1.0784 | 1.0855 | 1.1389 | 0.96502 | 0.97775 | 1.2574 | 1.2937 | 1.0898 | 1.0725 | 1.2505 | 1.1959 | 1.1457 | 1.1129 | 0 | 1.4109 | 1.2703 | 1.0773 | 1.112 | 1.1122 | 1.0974 | 0.88168 | 0.98501 | 1.1324 | 1.1261 | 1.4205 | 1.3877 | 1.3552 | 1.1763 | 1.2101 | 0 | 0.91058 | 0.89642 | 1.1595 | 1.0735 | 0.93672 | 0.96603 | 0.86289 | 0.88676 | 0.90236 | 0.90647 | 0.8639 | 0.83944 | 0.92345 | 0.884 | 1.0348 | 0 | 1.6966 | 1.9321 | 2.0009 | 1.7577 | 1.8933 | 1.8787 | 1.5838 | 1.4746 | 1.5861 | 1.55 | 1.8424 | 1.7818 | 1.6792 | 1.7559 | 1.8945 | 0 | 2.018 | 2.1195 | 2.0857 | 1.9452 | 1.8603 | 1.5286 | 1.5453 | 1.4409 | 1.3711 | 1.3777 | 1.6201 | 1.3904 | 1.4536 | 1.3944 | 1.6091 | 0 | 1.5205 | 1.2977 | 1.3238 | 1.1066 | 1.2346 | 1.204 | 1.1727 | 1.0524 | 1.003 | 0.97576 | 0.85421 | 1.0382 | 1.0718 | 1.0495 | 1.0279 | 0 | 1.5151 | 1.4806 | 1.4801 | 1.2852 | 1.0974 | 1.2404 | 1.114 | 1.4106 | 1.3173 | 1.6357 | 1.5159 | 1.1707 | 1.2644 | 1.4288 | 1.3976 | 0 | 1.1068 | 1.1804 | 1.2066 | 1.2312 | 1.1975 | 0.97136 | 0.93868 | 1.0627 | 1.0301 | 1.1107 | 0.98836 | 1.0892 | 1.3623 | 1.3705 | 1.3327 | 0
Totex | 56064.7725 | 63517.8784 | 73257.6747 | 77245.9199 | 112661.1008 | 125811.0671 | 127802.8509 | 134137.8377 | 162493.8305 | 154204.6617 | 101998.8239 | 101836.233 | 128493.94 | 125062.491 | 110423.2178 | 106678.1533 | 936882.7242 | 1081995.4049 | 1391301.4692 | 1546408.5431 | 1843328.9409 | 2048506.474 | 2282113.7085 | 1717762.7723 | 1647370.3878 | 1255341.8049 | 1077733.8033 | 1000142.7065 | 1104369.3707 | 1354313.3898 | 972045.7535 | 827494.9774 | 95317.5033 | 92276.6717 | 97011.1996 | 116737.3628 | 147742.0594 | 157750.0906 | 150796.8966 | 168799.6026 | 185190.5407 | 178606.4432 | 175318.2428 | 165350.9623 | 152608.5308 | 171691.268 | 192808.659 | 188917.273 | 494265.9141 | 558527.7827 | 599198.2428 | 679167.4573 | 633096.3694 | 737762.0679 | 887239.1343 | 811851.0947 | 713629.6318 | 646670.4459 | 550514.399 | 480596.2794 | 618497.7862 | 676467.7798 | 562350.5404 | 598056.8486 | 758431.053 | 762370.1123 | 719829.8332 | 901582.6123 | 1189734.5383 | 1063044.434 | 1108549.2632 | 1163000.3564 | 1017129.8866 | 933155.5413 | 821783.7309 | 806951.0803 | 799753.1367 | 766531.951 | 752344.988 | 769079.5526 | 746785.8107 | 763217.4815 | 810614.4537 | 821855.8801 | 928118.9773 | 1007238.0747 | 1059469.241 | 973649.7467 | 921569.3825 | 923827.4217 | 932432.4537 | 802017.1249 | 819534.8859 | 884446.3898 | 1078994.655 | 1029719.6597 | 569732.8162 | 713965.6764 | 832162.9395 | 934554.2134 | 998385.2462 | 1063392.8369 | 1204950.8949 | 1057548.2224 | 1038845.1079 | 883022.2803 | 744522.4856 | 738192.753 | 737469.2189 | 856050.768 | 870634.6825 | 800730.6496 | 97708.9995 | 105847.143 | 77943.1654 | 113768.1333 | 142144.8919 | 174139.4175 | 174780.7474 | 181369.7094 | 184443.2299 | 184230.809 | 179818.9985 | 207581.6306 | 197203.2378 | 177165.8832 | 173609.6089 | 184929.4777 | 259325.5513 | 248107.9045 | 260070.429 | 268851.3262 | 308958.7204 | 347693.9545 | 396959.114 | 438807.8023 | 467463.9015 | 471833.9385 | 428486.4665 | 515540.5168 | 525489.2679 | 536515.896 | 570181.811 | 579506.943 | 248432.6782 | 219539.1554 | 228615.0403 | 298483.5059 | 265974.8249 | 451977.5081 | 517616.1771 | 545772.4929 | 512801.6273 | 553610.462 | 448302.5992 | 511290.9684 | 610507.4661 | 640289.3285 | 528524.8059 | 551329.2542 | 200451.2544 | 232909.0476 | 304950.3827 | 373651.4202 | 394805.6722 | 416224.7476 | 479446.3152 | 558995.6827 | 591012.0927 | 532805.7673 | 520934.7931 | 537937.7313 | 561411.527 | 599304.0576 | 568786.2173 | 537185.1235 | 150278.7646 | 136717.7925 | 151109.5142 | 176928.3904 | 208320.7699 | 204899.0349 | 189052.6826 | 155331.9042 | 169552.987 | 147290.5892 | 169328.7758 | 222810.2728 | 240509.7969 | 182968.3926 | 194379.3568 | 221536.4651 | 163705.1788 | 152229.843 | 158904.5263 | 194544.5243 | 213171.1092 | 297841.6352 | 318683.0278 | 296329.5267 | 327440.9781 | 322433.2358 | 305514.3383 | 284198.7083 | 237069.9217 | 246373.717 | 281358.449 | 297533.526
Total cost | 84834.905 | 81628.644 | 98741.0657 | 96473.3738 | 120241.62 | 131202.1652 | 139261.7014 | 156872.2537 | 157545.6003 | 164992.0346 | 139601.6583 | 149879.1552 | 150898.4819 | 152191.7204 | 151223.2561 | 152880.3046 | 792047.0716 | 746323.3944 | 1039826.1852 | 1039826.4203 | 1295951.104 | 1390675.464 | 1591409.4813 | 1636014.5761 | 1524435.6139 | 1748576.3725 | 1704609.3728 | 1709045.4802 | 1472693.027 | 1473066.9635 | 1295815.389 | 1297882.0819 | 115695.9831 | 116028.6839 | 145621.8952 | 130710.2698 | 181779.757 | 165744.8642 | 172130.0316 | 180551.1005 | 184773.5793 | 184423.5288 | 199522.4718 | 223601.2167 | 197940.2097 | 206153.9911 | 195655.5057 | 185062.819 | 391007.5934 | 404462.2394 | 524100.4781 | 500040.8913 | 613940.7549 | 616763.5675 | 629699.8474 | 652668.3588 | 628784.6685 | 652311.7169 | 701524.9397 | 717026.1804 | 648066.4948 | 654013.1293 | 618570.5516 | 425490.2361 | 526417.386 | 629024.6668 | 613389.3761 | 791559.1186 | 787656.0323 | 907911.1118 | 1111879.403 | 1026340.8302 | 925212.4126 | 1122046.9013 | 946225.2212 | 1006031.0935 | 970725.1145 | 984913.1123 | 928090.4467 | 976137.9185 | 643403.344 | 679941.6662 | 654464.705 | 835930.4326 | 816009.6644 | 941169.2716 | 1144974.1266 | 938397.4883 | 869398.808 | 1014011.8215 | 1031479.0575 | 996215.5773 | 959768.4182 | 997132.8154 | 974008.5061 | 985407.6222 | 478151.6443 | 525758.7221 | 680735.5503 | 674739.2479 | 864372.0193 | 920054.0554 | 992938.4879 | 1056664.8115 | 1052531.0315 | 947902.9376 | 912752.8787 | 969795.101 | 917378.5862 | 994715.5354 | 906668.1246 | 944620.0111 | 99706.6784 | 103800.9556 | 116054.3015 | 106211.4871 | 144794.2676 | 140190.4863 | 153245.8879 | 165255.7581 | 172736.7413 | 176771.4862 | 199954.9476 | 202450.973 | 194224.5359 | 204497.0146 | 189817.7546 | 161911.2335 | 259799.4469 | 245706.6217 | 308259.8184 | 288393.1913 | 367301.8355 | 359886.2699 | 384629.4625 | 421847.7753 | 412918.011 | 434674.3479 | 434473.1237 | 486097.1268 | 473827.9865 | 490636.2653 | 465694.6369 | 459061.8819 | 374835.402 | 401038.6692 | 383403.3875 | 501859.2635 | 489265.2358 | 527498.6083 | 623954.5694 | 591436.3489 | 572616.8518 | 689056.0795 | 565719.3484 | 688078.5266 | 666406.0451 | 697589.4751 | 662726.2595 | 668103.6179 | 203045.2549 | 227311.1343 | 299423.6961 | 290367.877 | 381931.7053 | 422185.5937 | 396449.1455 | 449857.5526 | 464277.6797 | 479358.5238 | 568202.7986 | 555208.863 | 520836.4843 | 539315.293 | 536309.1798 | 479219.2819 | 135926.8656 | 152985.6319 | 154379.5642 | 163338.3196 | 203079.4751 | 220034.686 | 227617.0107 | 231088.8659 | 207824.7108 | 201695.3199 | 223159.4109 | 245254.8304 | 216416.2961 | 235103.2774 | 228557.0997 | 232543.6721 | 206302.6819 | 199697.3112 | 247894.6044 | 211781.236 | 275511.0928 | 280000.5952 | 290494.7873 | 298417.7321 | 312358.9323 | 316699.0863 | 368416.3006 | 356281.3045 | 319505.5591 | 324897.8202 | 317055.2706 | 286803.9802
Opex - CAM at submission | 32644.3725 | 33989.7837 | 37658.3771 | 39959.3786 | 46087.4631 | 53239.6364 | 58764.1159 | 66417.41 | 77223.5949 | 73579.8427 | 40562.1789 | 46909.596 | 55849.335 | 55021.766 | 53278.4164 | 54940.209 | 357834.4962 | 316522.9919 | 467809.1222 | 441027.3381 | 511184.2689 | 506684.854 | 577601.0955 | 471121.6833 | 539569.5918 | 647227.9758 | 588178.8665 | 529666.4609 | 463137.071 | 445750.647 | 403448.379 | 387112.453 | 26412.589 | 31329.7106 | 31120.5314 | 37629.5409 | 42279.508 | 40682.504 | 52808.9728 | 52531.2481 | 55150.626 | 54114.7997 | 73453.9238 | 73056 | 67694 | 75670.105 | 74131.675 | 67493.261 | 156824.9179 | 176841.3944 | 224408.06 | 214131.3003 | 210431.138 | 229554.2907 | 240838.1272 | 222645.274 | 258321.993 | 270954.4352 | 295663.4981 | 276143.805 | 257322.8982 | 248955.6364 | 226772.7948 | 244843.3804 | 189286.7865 | 229999.825 | 249220.281 | 269392.6544 | 278759.4613 | 317627.737 | 350958.6649 | 387877.9989 | 365738.5577 | 381461.5461 | 344893.6384 | 353346.3103 | 362234.7884 | 350114.929 | 338318.7 | 384744.807 | 259957.891 | 241890.4806 | 269457.2365 | 270466.598 | 270621.2147 | 345122.0618 | 363976.4844 | 298481.0483 | 308046.3604 | 362830.1577 | 390563.559 | 349036.95 | 382621.1519 | 388763.88 | 398134.063 | 368645.446 | 198507.6194 | 249199.6341 | 304612.2863 | 296582.8498 | 324946.1177 | 336208.0054 | 429455.7127 | 401260.4295 | 390948.4965 | 391299.867 | 313936.8396 | 321942.6925 | 345390.714 | 401766.886 | 394653.59 | 401221.271 | 46756.0923 | 51252.3522 | 43220.3586 | 48349.7257 | 58605.5751 | 59886.8984 | 70098.0678 | 69150.3039 | 69918.5566 | 73079.7304 | 78683.549 | 84039.022 | 79198.772 | 84456.9827 | 73865.8198 | 68644.1 | 116861.4786 | 106359.5677 | 113514.7292 | 128379.612 | 127280.197 | 137174.0403 | 167745.9521 | 183726.3528 | 171080.1829 | 186774.2733 | 193868.3395 | 211012 | 221767 | 221423.822 | 214972.49 | 218274.83 | 112506.535 | 108991.583 | 126897.568 | 145514.894 | 147956.514 | 191519.795 | 203371.86 | 222412.643 | 233849.701 | 248377.4869 | 211867.1631 | 248667.399 | 249010.8313 | 261706.8167 | 237845.6739 | 245707.5765 | 81250.614 | 103209.3865 | 116017.5246 | 137883.2964 | 137860.3609 | 143839.8185 | 157205.9192 | 179574.5665 | 189806.6751 | 204651.5994 | 229428.0253 | 204947.9247 | 193557.9334 | 204177.4402 | 217757.1326 | 215584.4439 | 48648.8239 | 50748.1094 | 53289.023 | 61973.7059 | 75037.9781 | 74900.1797 | 84369.7778 | 70674.636 | 74075.8628 | 64088.13 | 69929.8108 | 93577.6836 | 86416.3469 | 78404.0011 | 82673.0577 | 90510.3948 | 83237 | 81473 | 85413.8863 | 89047.9225 | 96130.0666 | 121992.7555 | 126519.883 | 116175.4911 | 121867.709 | 117721.4946 | 138427.9433 | 132835.0931 | 108242.1419 | 110815.785 | 118042.307 | 118292.577
Opex - Current CAM backcast | 32644.3725 | 33989.7837 | 37658.3771 | 39959.3786 | 46087.4631 | 53239.6364 | 58764.1159 | 66417.41 | 77223.5949 | 73579.8427 | 40562.1789 | 46909.596 | 55849.335 | 55021.766 | 53278.4164 | 54940.209 | 357834.4962 | 316522.9919 | 467809.1222 | 441027.3381 | 511184.2689 | 506684.854 | 577601.0955 | 471121.6833 | 539569.5918 | 647227.9758 | 588178.8665 | 529666.4609 | 463137.071 | 445750.647 | 403448.379 | 387112.453 | 35152 | 42405 | 41673 | 50084 | 54375 | 55383 | 68475 | 68793 | 73746 | 71998.0826 | 73453.9238 | 73056 | 67694 | 75670.105 | 74131.675 | #REF! | 156824.9179 | 176841.3944 | 224408.06 | 214131.3003 | 210431.138 | 229554.2907 | 240838.1272 | 222645.274 | 258321.993 | 270954.4352 | 295663.4981 | 276143.805 | 257322.8982 | 248955.6364 | 226772.7948 | 244843.3804 | 189286.7865 | 229999.825 | 249220.281 | 269392.6544 | 278759.4613 | 317627.737 | 350958.6649 | 387877.9989 | 365738.5577 | 381461.5461 | 344893.6384 | 353346.3103 | 362234.7884 | 350114.929 | 338318.7 | 384744.807 | 259957.891 | 247444.3484 | 270254.5991 | 276223.9002 | 273214.23 | 346927.1878 | 373952.3341 | 352740.7975 | 320593.1564 | 398817.2319 | 390563.559 | 349036.95 | 382621.1519 | 388763.88 | 398134.063 |  | 198507.6194 | 249199.6341 | 304612.2863 | 296582.8498 | 324946.1177 | 336208.0054 | 429455.7127 | 401260.4295 | 390948.4965 | 391299.867 | 313936.8396 | 321942.6925 | 345390.714 | 401766.886 | 394653.59 | 401221.271 | 46756.0923 | 51252.3522 | 43220.3586 | 48349.7257 | 58605.5751 | 59886.8984 | 70098.0678 | 69150.3039 | 69918.5566 | 73079.7304 | 78683.549 | 84039.022 | 79198.772 | 84456.9827 | 73865.8198 | 68644.1 | 137393 | 133799 | 126115 | 151645 | 154679 | 162070 | 197828 | 214972 | 208619 | 225578.9412 | 193868.3395 | 211012 | 221767 | 221423.822 | 214972.49 |  | 112506.535 | 108991.583 | 126897.568 | 145514.894 | 147956.514 | 191519.795 | 203371.86 | 222412.643 | 233849.701 | 248377.4869 | 211867.1631 | 248667.399 | 249010.8313 | 261706.8167 | 237845.6739 | 245707.5765 | 81250.614 | 103209.3865 | 116017.5246 | 137883.2964 | 137860.3609 | 143839.8185 | 157205.9192 | 179574.5665 | 189806.6751 | 204651.5994 | 229428.0253 | 204947.9247 | 193557.9334 | 204177.4402 | 217757.1326 | 215584.4439 | 48648.8239 | 50748.1094 | 53289.023 | 61973.7059 | 75037.9781 | 74900.1797 | 84369.7778 | 70674.636 | 74075.8628 | 64088.13 | 69929.8108 | 93577.6836 | 86416.3469 | 78404.0011 | 82673.0577 | 90510.3948 | 83237 | 81473 | 85413.8863 | 89047.9225 | 96130.0666 | 121992.7555 | 126519.883 | 116175.4911 | 121867.709 | 117721.4946 | 138427.9433 | 132835.0931 | 108242.1419 | 110815.785 | 118042.307 | 118292.577
Customer numbers | 154510 | 156360 | 158455 | 161092 | 164900 | 168937 | 173186 | 177255 | 178710 | 181851 | 184961.5 | 191482 | 197537 | 203157 | 207237 | 212505 | 1546194.5 | 1561614 | 1574318 | 1586138 | 1596897.5 | 1608734.5 | 1621658.5 | 1635052.5 | 1651159.5 | 1669558.5 | 1688281.7207 | 1706913.5 | 1727294 | 1746274 | 1762079 | 1774204 | 294971.6582 | 299951.2942 | 303151.804 | 305984.9843 | 310174.9627 | 314439.6181 | 318643.22 | 322735.8158 | 325917.1518 | 327907.1747 | 336070 | 339400 | 342669 | 345009 | 346468 | 346855 | 849548.2933 | 859722.3053 | 869654.5368 | 878612.2078 | 886064.2927 | 895088.2698 | 903746.6884 | 919384.8239 | 940028.5 | 955832.5 | 968354.5 | 984229.5 | 1005562 | 1027585.5 | 1049164.5 | 1067349 | 1212063.5624 | 1236100.9767 | 1263762.9433 | 1287435.6833 | 1307554.3333 | 1326563.5 | 1343864.5 | 1359711.5 | 1376483 | 1397191 | 1421522 | 1448247 | 1473805 | 1496317 | 1516198 | 1535400 | 624130 | 635123 | 647729 | 663216 | 676960 | 688959 | 699264 | 710431 | 721930 | 728290.5 | 739353.5 | 745501 | 752141 | 757726 | 762303 | 767583 | 799028 | 805190 | 814865 | 821578 | 825215 | 834417 | 838385 | 844244 | 854231 | 867001 | 879064.5 | 891934.5 | 905970 | 916470.5 | 925966 | 935178.5 | 293175.5 | 299118.5 | 302627.5 | 305243 | 309598 | 307191 | 312839 | 319591 | 325927 | 332267 | 339467 | 346887 | 353729 | 360431 | 366841 | 369331.5 | 663966.3573 | 675821.5901 | 688356.4319 | 701004.5418 | 715219.6966 | 731281.5271 | 743561.5155 | 753913.4168 | 765240.739 | 777161.0087 | 799540 | 816349 | 835781 | 853771 | 863408 | 877935 | 778839 | 779426 | 781110 | 814467 | 826964 | 836055 | 844153 | 847766 | 851766.5 | 853939 | 858646.5 | 878299.5 | 894397 | 906197.5 | 914603 | 920841 | 605408 | 616585.5 | 627552.5 | 638613.5 | 645694.5 | 654641 | 668703 | 681299 | 685194 | 706424 | 712767 | 734644 | 741836 | 762382 | 776854 | 784245.5 | 250642.5242 | 255484.3855 | 260424.2595 | 265464.1302 | 270606.022 | 275852 | 278392 | 279868 | 280750 | 283059 | 285325 | 287651.5001 | 287936 | 290446 | 293949 | 297656 | 612728 | 618250 | 624094 | 628120 | 633823 | 641129.7742 | 647892 | 656516 | 658453 | 664549 | 669826 | 676807 | 685025 | 697594 | 703119 | 705367
Adjusted opex based on applying common opex / totex ratio (2006-2020) | 23328.6624 | 26429.9145 | 30482.6629 | 32142.1796 | 46878.5063 | 52350.2332 | 53179.0183 | 55815.0189 | 67614.0034 | 64164.8639 | 42441.9118 | 42374.2574 | 53466.5819 | 52038.7492 | 45947.3188 | 44388.99 | 389838.7496 | 450220.4222 | 578923.2857 | 643463.6451 | 767012.8083 | 852387.5845 | 949592.0156 | 714764.4779 | 685474.0678 | 522350.2012 | 448447.1614 | 416161.3529 | 459530.2735 | 563532.4729 | 404470.1554 | 344322.2923 | 39661.8011 | 38396.5051 | 40366.5515 | 48574.6469 | 61475.7623 | 65640.1239 | 62746.8861 | 70237.8476 | 77058.1493 | 74318.4933 | 72950.2666 | 68802.8616 | 63500.7107 | 71441.0753 | 80228.0633 | 78608.8499 | 205665.0218 | 232404.5121 | 249327.5708 | 282602.9187 | 263432.6481 | 306984.2517 | 369181.9539 | 337812.8419 | 296942.6974 | 269080.8481 | 229070.1273 | 199977.0599 | 257358.1488 | 281479.5775 | 233995.1691 | 248852.6344 | 315584.6571 | 317223.7075 | 299522.6135 | 375150.3033 | 495050.8881 | 442334.8858 | 461269.535 | 483926.7423 | 423229.7521 | 388287.8614 | 341945.8314 | 335773.9362 | 332778.8577 | 318955.4568 | 313052.2335 | 320015.5189 | 310739.0489 | 317576.2995 | 337298.2731 | 341975.8528 | 386192.1372 | 419113.7497 | 440847.241 | 405137.5801 | 383466.8379 | 384406.4124 | 387986.9832 | 333720.9076 | 341010.0825 | 368019.8874 | 448971.8043 | 428468.3815 | 237066.9486 | 297082.5262 | 346264.6406 | 388869.8516 | 415430.0703 | 442479.857 | 501382.4441 | 440047.9014 | 432265.4985 | 367427.3126 | 309797.2748 | 307163.4606 | 306862.3967 | 356204.4131 | 362272.8087 | 333185.6028 | 40656.9074 | 44043.205 | 32432.3049 | 47339.1447 | 59146.7699 | 72459.7551 | 72726.6137 | 75468.2938 | 76747.1918 | 76658.803 | 74823.04 | 86375.126 | 82056.6562 | 73719.0735 | 72239.3007 | 76949.5205 | 107905.8734 | 103238.1884 | 108215.8185 | 111869.5671 | 128558.333 | 144676.1403 | 165175.4703 | 182588.7921 | 194512.6515 | 196331.0325 | 178294.0639 | 214517.4259 | 218657.1209 | 223245.3226 | 237253.7762 | 241133.9821 | 103373.3274 | 91350.6756 | 95127.1692 | 124199.5756 | 110672.6493 | 188068.7327 | 215381.1123 | 227097.0109 | 213377.7686 | 230358.4052 | 186539.5958 | 212749.1805 | 254033.3609 | 266425.6526 | 219920.2142 | 229409.1902 | 83408.1623 | 96913.9141 | 126890.4557 | 155477.093 | 164279.419 | 173191.9385 | 199498.5575 | 232599.2062 | 245921.2976 | 221701.5307 | 216761.995 | 223836.9511 | 233604.4438 | 249371.6005 | 236673.067 | 223523.7895 | 62531.2904 | 56888.5431 | 62876.9669 | 73620.2522 | 86682.6833 | 85258.8926 | 78665.1941 | 64633.9118 | 70551.3323 | 61287.9047 | 70458.0376 | 92711.794 | 100076.6009 | 76133.5091 | 80881.6338 | 92181.7601 | 68118.0478 | 63343.138 | 66120.4868 | 80950.3603 | 88700.919 | 123932.4919 | 132604.6365 | 123303.3006 | 136248.8368 | 134165.1054 | 127125.1188 | 118255.6431 | 98645.262 | 102516.5896 | 117073.8056 | 123804.2871
Adjusted opex based on applying common opex / totex ratio (2012-2020) | [6 empty] | 51077.651 | 53609.49 | 64942.238 | 61629.3912 | 40764.8209 | 40699.8399 | 51353.8515 | 49982.4395 | 44131.7118 | 42634.9603 | [6 empty] | 912068.9145 | 686520.5802 | 658387.5798 | 501709.5481 | 430726.7848 | 399716.7491 | 441371.948 | 541264.5035 | 388487.5289 | 330716.4069 | [6 empty] | 60267.4447 | 67462.4011 | 74013.1987 | 71381.8002 | 70067.639 | 66084.1185 | 60991.4819 | 68618.0833 | 77057.8537 | 75502.6235 | [6 empty] | 354593.7396 | 324464.1772 | 285209.0153 | 258448.1262 | 220018.4279 | 192074.9721 | 247188.649 | 270356.9201 | 224748.8568 | 239019.2297 | [6 empty] | 443042.4827 | 464804.3911 | 406505.8407 | 372944.6778 | 328433.8518 | 322505.8388 | 319629.1107 | 306351.9411 | 300681.9835 | 307370.1149 | [6 empty] | 423427.175 | 389128.5804 | 368314.1569 | 369216.6041 | 372655.6888 | 320533.9356 | 327535.079 | 353477.5922 | 431230.6964 | 411537.4658 | [6 empty] | 481570.3313 | 422659.4213 | 415184.5398 | 352908.433 | 297555.6445 | 295025.9054 | 294736.7379 | 342129.006 | 347957.6092 | 320019.7833 | [6 empty] | 69852.8237 | 72486.1664 | 73714.5287 | 73629.6326 | 71866.4097 | 82962.0153 | 78814.1898 | 70806.0664 | 69384.7668 | 73908.8624 | [6 empty] | 158648.5664 | 175373.8012 | 186826.4897 | 188573.0174 | 171248.7791 | 206040.776 | 210016.8911 | 214423.7901 | 227878.7001 | 231605.5797 | [6 empty] | 206870.3339 | 218123.279 | 204946.1523 | 221255.7995 | 179168.489 | 204342.4028 | 243995.24 | 255897.8506 | 211230.0733 | 220344.0926 | [6 empty] | 191615.3777 | 223408.0553 | 236203.7246 | 212941.0012 | 208196.651 | 214992.0404 | 224373.5709 | 239517.6889 | 227320.9376 | 214691.2534 | [6 empty] | 75556.7413 | 62079.9046 | 67763.4985 | 58866.1149 | 67673.8903 | 89048.2901 | 96122.0769 | 73125.0957 | 77685.5984 | 88539.2005 | [6 empty] | 127364.7681 | 118430.9742 | 130864.968 | 128863.5752 | 122101.7734 | 113582.7748 | 94747.2974 | 98465.6495 | 112447.6376 | 118912.1642
Adjusted opex based on applying common opex / total cost ratio (2006-2020) | 30561.6621 | 29406.6109 | 35571.3381 | 34754.4051 | 43316.8843 | 47265.4062 | 50168.8435 | 56513.0216 | 56755.5938 | 59438.1619 | 50291.3125 | 53993.7671 | 54360.9782 | 54826.8657 | 54477.9777 | 55074.9272 | 285333.9083 | 268862.0142 | 374596.0058 | 374596.0905 | 466864.6685 | 500988.9937 | 573303.1575 | 589372.0838 | 549175.9105 | 629922.3218 | 614083.2685 | 615681.3703 | 530535.7121 | 530670.4222 | 466815.7773 | 467560.3007 | 41679.3246 | 41799.1797 | 52460.0948 | 47088.2016 | 65485.9167 | 59709.3678 | 62009.6159 | 65043.2948 | 66564.4372 | 66438.332 | 71877.7062 | 80552.0421 | 71307.6983 | 74266.7022 | 70484.6367 | 66668.6354 | 140859.9676 | 145706.9859 | 188806.5029 | 180139.0687 | 221171.3437 | 222188.2582 | 226848.5359 | 235122.9117 | 226518.8439 | 234994.4319 | 252723.4302 | 258307.7316 | 233465.0962 | 235607.3634 | 222839.2218 | 153282.2939 | 189641.166 | 226605.3029 | 220972.7102 | 285158.1239 | 283752.0422 | 327073.7753 | 400553.082 | 369737.9245 | 333306.546 | 404215.9098 | 340876.3825 | 362421.3687 | 349702.4366 | 354813.644 | 334343.354 | 351652.3921 | 231785.2023 | 244948.0845 | 235770.043 | 301142.831 | 293966.4006 | 339054.9833 | 412475.4124 | 338056.4521 | 313199.7689 | 365296.4154 | 371588.9641 | 358885.342 | 345755.3012 | 359215.7758 | 350885.274 | 354991.7905 | 172253.4965 | 189403.8832 | 245234.0802 | 243073.9202 | 311388.8749 | 331448.2547 | 357704.7749 | 380662.0986 | 379172.9098 | 341480.7776 | 328818.0154 | 349367.4004 | 330484.4204 | 358344.9539 | 326625.9908 | 340298.1076 | 35919.1988 | 37394.1568 | 41808.4084 | 38262.5475 | 52161.9431 | 50503.437 | 55206.6281 | 59533.1679 | 62228.1822 | 63681.6937 | 72033.505 | 72932.6948 | 69969.1318 | 73669.7786 | 68381.5946 | 58328.3074 | 93592.4066 | 88515.485 | 111050.1912 | 103893.2651 | 132319.9997 | 129648.552 | 138562.2543 | 151970.1022 | 148753.1665 | 156590.858 | 156518.3672 | 175115.846 | 170695.9045 | 176751.0646 | 167765.876 | 165376.4348 | 135033.957 | 144473.6493 | 138120.5625 | 180794.1349 | 176257.1531 | 190030.6749 | 224778.8071 | 213064.1612 | 206284.4623 | 248231.5398 | 203799.6458 | 247879.3777 | 240071.895 | 251305.6843 | 238746.2571 | 240683.4433 | 73146.7841 | 81888.535 | 107866.9899 | 104604.643 | 137590.3909 | 152091.8009 | 142820.2795 | 162060.5874 | 167255.4191 | 172688.2732 | 204694.3055 | 200013.2574 | 187630.6535 | 194287.6199 | 193204.6716 | 172638.1115 | 48967.4733 | 55112.8712 | 55615.0335 | 58842.4133 | 73159.1119 | 79267.2042 | 81998.7266 | 83249.4578 | 74868.5767 | 72660.4718 | 80392.8821 | 88352.7278 | 77963.684 | 84695.6442 | 82337.3924 | 83773.5498 | 74320.2679 | 71940.6918 | 89303.7029 | 76293.9097 | 99252.5062 | 100869.8435 | 104650.3623 | 107504.5927 | 112526.8916 | 114090.4263 | 132721.4842 | 128349.868 | 115101.4544 | 117044.0093 | 114218.7412 | 103320.7539
Adjusted opex based on applying common opex / total cost ratio (2012-2020) | [6 empty] | 51040.059 | 57494.408 | 57741.1927 | 60470.3454 | 51164.6548 | 54931.405 | 55304.993 | 55778.9709 | 55424.0242 | 56031.3402 | [6 empty] | 583258.9505 | 599606.9244 | 558712.7177 | 640861.3445 | 624747.2354 | 626373.0893 | 539748.8198 | 539885.8692 | 474922.3457 | 475679.7982 | [6 empty] | 63086.4543 | 66172.8151 | 67720.3732 | 67592.0781 | 73125.9106 | 81950.8822 | 72546.0042 | 75556.3932 | 71708.6496 | 67826.3809 | [6 empty] | 230787.9125 | 239205.9784 | 230452.4952 | 239075.2675 | 257112.1417 | 262793.4183 | 237519.3739 | 239698.843 | 226708.974 | 155944.1435 | [6 empty] | 407508.9543 | 376158.671 | 339094.6372 | 411235.3896 | 346795.929 | 368715.0583 | 355775.2534 | 360975.2203 | 340149.4501 | 357759.0712 | [6 empty] | 419638.3239 | 343927.0286 | 318638.6925 | 371640.0322 | 378041.8551 | 365117.6262 | 351759.5734 | 365453.7982 | 356978.6316 | 361156.4605 | [6 empty] | 363916.5577 | 387272.5506 | 385757.5011 | 347410.8198 | 334528.1603 | 355434.3991 | 336223.5036 | 364567.8539 | 332298.0697 | 346207.612 | [6 empty] | 56165.3282 | 60567.0012 | 63308.8163 | 64787.569 | 73284.415 | 74199.2199 | 71184.1925 | 74949.1036 | 69569.0868 | 59341.2175 | [6 empty] | 140968.4806 | 154609.1648 | 151336.3647 | 159310.1631 | 159236.4134 | 178156.8498 | 173660.1531 | 179820.4652 | 170679.2427 | 168248.3073 | [6 empty] | 228682.2415 | 216764.1629 | 209866.7301 | 252542.2466 | 207338.7631 | 252183.969 | 244240.9041 | 255669.7757 | 242892.2456 | 244863.0724 | [6 empty] | 145300.4492 | 164874.878 | 170159.9213 | 175687.1206 | 208248.9591 | 203486.6215 | 190888.9854 | 197661.5544 | 196559.8 | 175636.0878 | [6 empty] | 83422.6894 | 84695.1404 | 76168.7197 | 73922.2695 | 81788.9583 | 89887.032 | 79317.5755 | 86166.4408 | 83767.2363 | 85228.3336 | [6 empty] | 106467.6859 | 109371.4819 | 114480.9964 | 116071.6829 | 135026.2816 | 130578.7493 | 117100.2682 | 119076.5569 | 116202.2261 | 105114.988
Opex + capitalised corporate overheads |  |  |  | 41556.1478 | 47916.2107 | 54831.5094 | 60845.3753 | 69028.308 | 79601.4358 | 86548.0926 | 52497.7215 | 58245.248 | 72071.1398 | 70694.3044 | 68958.0934 |  |  |  |  | 443489.447 | 515512.7226 | 512241.4308 | 582528.6566 | 475011.1345 | 542633.9042 | 651511.1333 | 590102.086 | 532963.94 | 467337.8605 | 454424.707 | 409523.116 |  |  |  |  | 50008.2867 | 54297.4172 | 54486.1143 | 67739.5104 | 68089.0824 | 73439.9554 | 71997.8822 | 73453.9238 | 73056 | 67694 | 75670.105 | 74131.675 |  |  |  |  | 229075.9647 | 228043.5911 | 244517.0998 | 276189.1494 | 248232.2276 | 295997.5202 | 300530.0395 | 316821.1471 | 290656.5417 | 278512.4872 | 291794.8691 | 259970.1638 |  |  |  |  | 364859.1782 | 419305.4691 | 465972.2099 | 513887.2232 | 542921.7705 | 490563.3652 | 393479.9804 | 452752.6851 | 454353.6992 | 462716.4109 | 450394.1229 | 451834.9171 |  |  |  |  | 377468.5242 | 374381.1805 | 480001.4526 | 510195.2438 | 398784.4462 | 421943.4774 | 490261.5052 | 478691.6897 | 447440.7894 | 392211.6299 | 495455.825 | 531377.104 |  |  |  |  | 366150.117 | 408797.3389 | 428987.8697 | 545508.4703 | 498609.5673 | 491882.7361 | 442683.0208 | 365550.7093 | 358375.0977 | 380873.634 | 442180.009 | 431036.373 |  |  |  |  | 48349.7257 | 58605.5751 | 66223.9881 | 82861.1761 | 83295.7896 | 81839.8908 | 83810.6755 | 89922.4438 | 95124.8241 | 90354.5276 | 92437.9914 | 83587.755 |  |  |  |  | 149199.5484 | 152376.3274 | 158210.7832 | 193863.2967 | 211476.5219 | 204553.8341 | 218764.513 | 193868.3395 | 211012 | 221767 | 221423.822 | 214972.49 |  |  |  |  | 149341.894 | 151148.514 | 195286.795 | 203327.86 | 218682.643 | 226582.701 | 230124.4113 | 198615.6064 | 239305.6837 | 242070.836 | 255435.3008 | 233456.6728 |  |  |  |  | 145684.1194 | 146872.5701 | 155054.6948 | 171865.7112 | 187510.8779 | 198623.8973 | 216635.1939 | 236404.8001 | 210858.5399 | 196660.5669 | 206835.5764 | 219275.6829 |  |  |  |  | 67194.4606 | 81545.0967 | 81632.8867 | 93877.7597 | 74956.7457 | 78193.9111 | 65602.4009 | 72920.1045 | 98348.7274 | 97037.3597 | 91107.3704 | 98523.0569 |  |  |  |  | 89047.9225 | 96130.0666 | 121992.7555 | 126519.883 | 116175.4911 | 121867.709 | 117721.4946 | 138427.9433 | 132835.0931 | 108242.1419 | 110815.785 | 118042.307
Capital ratios based on selected opex series | bar: 2006EVO to 2007EVO
| EVO | EVO | EVO | EVO | EVO | EVO | EVO | EVO | EVO | EVO | EVO | EVO | EVO | EVO | EVO | EVO | AGD | AGD | AGD | AGD | AGD | AGD | AGD | AGD | AGD | AGD | AGD | AGD | AGD | AGD | AGD | AGD | CIT | CIT | CIT | CIT | CIT | CIT | CIT | CIT | CIT | CIT | CIT | CIT | CIT | CIT | CIT | CIT | END | END | END | END | END | END | END | END | END | END | END | END | END | END | END | END | ENX | ENX | ENX | ENX | ENX | ENX | ENX | ENX | ENX | ENX | ENX | ENX | ENX | ENX | ENX | ENX | ERG | ERG | ERG | ERG | ERG | ERG | ERG | ERG | ERG | ERG | ERG | ERG | ERG | ERG | ERG | ERG | ESS | ESS | ESS | ESS | ESS | ESS | ESS | ESS | ESS | ESS | ESS | ESS | ESS | ESS | ESS | ESS | JEN | JEN | JEN | JEN | JEN | JEN | JEN | JEN | JEN | JEN | JEN | JEN | JEN | JEN | JEN | JEN | PCR | PCR | PCR | PCR | PCR | PCR | PCR | PCR | PCR | PCR | PCR | PCR | PCR | PCR | PCR | PCR | SAP | SAP | SAP | SAP | SAP | SAP | SAP | SAP | SAP | SAP | SAP | SAP | SAP | SAP | SAP | SAP | AND | AND | AND | AND | AND | AND | AND | AND | AND | AND | AND | AND | AND | AND | AND | AND | TND | TND | TND | TND | TND | TND | TND | TND | TND | TND | TND | TND | TND | TND | TND | TND | UED | UED | UED | UED | UED | UED | UED | UED | UED | UED | UED | UED | UED | UED | UED | UED
| 2006 | 2007 | 2008 | 2009 | 2010 | 2011 | 2012 | 2013 | 2014 | 2015 | 2016 | 2017 | 2018 | 2019 | 2020 | 2021 | 2006 | 2007 | 2008 | 2009 | 2010 | 2011 | 2012 | 2013 | 2014 | 2015 | 2016 | 2017 | 2018 | 2019 | 2020 | 2021 | 2006 | 2007 | 2008 | 2009 | 2010 | 2011 | 2012 | 2013 | 2014 | 2015 | 2016 | 2017 | 2018 | 2019 | 2020 | 2021 | 2006 | 2007 | 2008 | 2009 | 2010 | 2011 | 2012 | 2013 | 2014 | 2015 | 2016 | 2017 | 2018 | 2019 | 2020 | 2021 | 2006 | 2007 | 2008 | 2009 | 2010 | 2011 | 2012 | 2013 | 2014 | 2015 | 2016 | 2017 | 2018 | 2019 | 2020 | 2021 | 2006 | 2007 | 2008 | 2009 | 2010 | 2011 | 2012 | 2013 | 2014 | 2015 | 2016 | 2017 | 2018 | 2019 | 2020 | 2021 | 2006 | 2007 | 2008 | 2009 | 2010 | 2011 | 2012 | 2013 | 2014 | 2015 | 2016 | 2017 | 2018 | 2019 | 2020 | 2021 | 2006 | 2007 | 2008 | 2009 | 2010 | 2011 | 2012 | 2013 | 2014 | 2015 | 2016 | 2017 | 2018 | 2019 | 2020 | 2021 | 2006 | 2007 | 2008 | 2009 | 2010 | 2011 | 2012 | 2013 | 2014 | 2015 | 2016 | 2017 | 2018 | 2019 | 2020 | 2021 | 2006 | 2007 | 2008 | 2009 | 2010 | 2011 | 2012 | 2013 | 2014 | 2015 | 2016 | 2017 | 2018 | 2019 | 2020 | 2021 | 2006 | 2007 | 2008 | 2009 | 2010 | 2011 | 2012 | 2013 | 2014 | 2015 | 2016 | 2017 | 2018 | 2019 | 2020 | 2021 | 2006 | 2007 | 2008 | 2009 | 2010 | 2011 | 2012 | 2013 | 2014 | 2015 | 2016 | 2017 | 2018 | 2019 | 2020 | 2021 | 2006 | 2007 | 2008 | 2009 | 2010 | 2011 | 2012 | 2013 | 2014 | 2015 | 2016 | 2017 | 2018 | 2019 | 2020 | 2021
Measure | 2006EVO | 2007EVO | 2008EVO | 2009EVO | 2010EVO | 2011EVO | 2012EVO | 2013EVO | 2014EVO | 2015EVO | 2016EVO | 2017EVO | 2018EVO | 2019EVO | 2020EVO | 2021EVO | 2006AGD | 2007AGD | 2008AGD | 2009AGD | 2010AGD | 2011AGD | 2012AGD | 2013AGD | 2014AGD | 2015AGD | 2016AGD | 2017AGD | 2018AGD | 2019AGD | 2020AGD | 2021AGD | 2006CIT | 2007CIT | 2008CIT | 2009CIT | 2010CIT | 2011CIT | 2012CIT | 2013CIT | 2014CIT | 2015CIT | 2016CIT | 2017CIT | 2018CIT | 2019CIT | 2020CIT | 2021CIT | 2006END | 2007END | 2008END | 2009END | 2010END | 2011END | 2012END | 2013END | 2014END | 2015END | 2016END | 2017END | 2018END | 2019END | 2020END | 2021END | 2006ENX | 2007ENX | 2008ENX | 2009ENX | 2010ENX | 2011ENX | 2012ENX | 2013ENX | 2014ENX | 2015ENX | 2016ENX | 2017ENX | 2018ENX | 2019ENX | 2020ENX | 2021ENX | 2006ERG | 2007ERG | 2008ERG | 2009ERG | 2010ERG | 2011ERG | 2012ERG | 2013ERG | 2014ERG | 2015ERG | 2016ERG | 2017ERG | 2018ERG | 2019ERG | 2020ERG | 2021ERG | 2006ESS | 2007ESS | 2008ESS | 2009ESS | 2010ESS | 2011ESS | 2012ESS | 2013ESS | 2014ESS | 2015ESS | 2016ESS | 2017ESS | 2018ESS | 2019ESS | 2020ESS | 2021ESS | 2006JEN | 2007JEN | 2008JEN | 2009JEN | 2010JEN | 2011JEN | 2012JEN | 2013JEN | 2014JEN | 2015JEN | 2016JEN | 2017JEN | 2018JEN | 2019JEN | 2020JEN | 2021JEN | 2006PCR | 2007PCR | 2008PCR | 2009PCR | 2010PCR | 2011PCR | 2012PCR | 2013PCR | 2014PCR | 2015PCR | 2016PCR | 2017PCR | 2018PCR | 2019PCR | 2020PCR | 2021PCR | 2006SAP | 2007SAP | 2008SAP | 2009SAP | 2010SAP | 2011SAP | 2012SAP | 2013SAP | 2014SAP | 2015SAP | 2016SAP | 2017SAP | 2018SAP | 2019SAP | 2020SAP | 2021SAP | 2006AND | 2007AND | 2008AND | 2009AND | 2010AND | 2011AND | 2012AND | 2013AND | 2014AND | 2015AND | 2016AND | 2017AND | 2018AND | 2019AND | 2020AND | 2021AND | 2006TND | 2007TND | 2008TND | 2009TND | 2010TND | 2011TND | 2012TND | 2013TND | 2014TND | 2015TND | 2016TND | 2017TND | 2018TND | 2019TND | 2020TND | 2021TND | 2006UED | 2007UED | 2008UED | 2009UED | 2010UED | 2011UED | 2012UED | 2013UED | 2014UED | 2015UED | 2016UED | 2017UED | 2018UED | 2019UED | 2020UED | 2021UED
Opex / totex | 58.23% | 53.51% | 51.41% | 51.73% | 40.91% | 42.32% | 45.98% | 49.51% | 47.52% | 47.72% | 39.77% | 46.06% | 43.46% | 44% | 48.25% | 51.5% | 38.19% | 29.25% | 33.62% | 28.52% | 27.73% | 24.73% | 25.31% | 27.43% | 32.75% | 51.56% | 54.58% | 52.96% | 41.94% | 32.91% | 41.51% | 46.78% | 27.71% | 33.95% | 32.08% | 32.23% | 28.62% | 25.79% | 35.02% | 31.12% | 29.78% | 30.3% | 31.61% | 32.95% | 31.6% | 32.24% | 27.44% | 35.73% | 31.73% | 31.66% | 37.45% | 31.53% | 33.24% | 31.11% | 27.14% | 27.42% | 36.2% | 41.9% | 53.71% | 57.46% | 41.6% | 36.8% | 40.33% | 40.94% | 24.96% | 30.17% | 34.62% | 29.88% | 23.43% | 29.88% | 31.66% | 33.35% | 35.96% | 40.88% | 41.97% | 43.79% | 45.29% | 45.68% | 44.97% | 50.03% | 34.81% | 31.69% | 33.24% | 32.91% | 29.16% | 34.26% | 34.35% | 30.66% | 33.43% | 39.27% | 39.85% | 42.52% | 43.68% | 41.72% | 36.16% | 35.8% | 34.84% | 34.9% | 36.6% | 31.74% | 32.55% | 31.62% | 35.64% | 37.94% | 37.63% | 44.31% | 42.17% | 43.61% | 46.83% | 46.93% | 45.33% | 50.11% | 47.85% | 48.42% | 55.45% | 42.5% | 41.23% | 34.39% | 40.11% | 38.13% | 37.91% | 39.67% | 43.76% | 40.48% | 40.16% | 47.67% | 42.55% | 37.12% | 45.06% | 42.87% | 43.65% | 47.75% | 41.2% | 39.45% | 42.26% | 41.87% | 36.6% | 39.58% | 37.61% | 34.37% | 35.47% | 34.36% | 30.89% | 37.67% | 45.29% | 49.65% | 55.51% | 48.75% | 55.63% | 42.37% | 39.29% | 40.75% | 45.6% | 44.87% | 47.26% | 48.64% | 40.79% | 40.87% | 45% | 44.57% | 40.53% | 44.31% | 38.04% | 36.9% | 34.92% | 34.56% | 32.79% | 32.12% | 32.12% | 38.41% | 44.04% | 38.1% | 34.48% | 34.07% | 38.28% | 40.13% | 32.37% | 37.12% | 35.27% | 35.03% | 36.02% | 36.55% | 44.63% | 45.5% | 43.69% | 43.51% | 41.3% | 42% | 35.93% | 42.85% | 42.53% | 40.86% | 50.85% | 53.52% | 53.75% | 45.77% | 45.1% | 40.96% | 39.7% | 39.2% | 37.22% | 36.51% | 45.31% | 46.74% | 45.66% | 44.98% | 41.95% | 39.76%
Opex / total cost | 38.48% | 41.64% | 38.14% | 41.42% | 38.33% | 40.58% | 42.2% | 42.34% | 49.02% | 44.6% | 29.06% | 31.3% | 37.01% | 36.15% | 35.23% | 35.94% | 45.18% | 42.41% | 44.99% | 42.41% | 39.44% | 36.43% | 36.29% | 28.8% | 35.39% | 37.01% | 34.51% | 30.99% | 31.45% | 30.26% | 31.13% | 29.83% | 22.83% | 27% | 21.37% | 28.79% | 23.26% | 24.55% | 30.68% | 29.09% | 29.85% | 29.34% | 27.77% | 24.37% | 24.37% | 26.85% | 27.04% | 36.47% | 40.11% | 43.72% | 42.82% | 42.82% | 34.28% | 37.22% | 38.25% | 34.11% | 41.08% | 41.54% | 42.15% | 38.51% | 39.71% | 38.07% | 36.66% | 57.54% | 35.96% | 36.56% | 40.63% | 34.03% | 35.39% | 34.98% | 31.56% | 37.79% | 39.53% | 34% | 36.45% | 35.12% | 37.32% | 35.55% | 36.45% | 39.42% | 40.4% | 35.58% | 41.17% | 32.36% | 33.16% | 36.67% | 31.79% | 31.81% | 35.43% | 35.78% | 36.03% | 34.23% | 37.3% | 37% | 40.06% | 37.41% | 41.52% | 47.4% | 44.75% | 43.96% | 37.59% | 36.54% | 43.25% | 37.97% | 37.14% | 41.28% | 34.39% | 33.2% | 37.65% | 40.39% | 43.53% | 42.47% | 46.89% | 49.38% | 37.24% | 45.52% | 40.48% | 42.72% | 45.74% | 41.84% | 40.48% | 41.34% | 39.35% | 41.51% | 40.78% | 41.3% | 38.91% | 42.4% | 44.98% | 43.29% | 36.82% | 44.52% | 34.65% | 38.12% | 43.61% | 43.55% | 41.43% | 42.97% | 37.09% | 36.46% | 39.34% | 37.57% | 37.82% | 47.55% | 30.01% | 27.18% | 33.1% | 29% | 30.24% | 36.31% | 32.59% | 37.61% | 40.84% | 36.05% | 37.45% | 36.14% | 37.37% | 37.52% | 35.89% | 36.78% | 40.02% | 45.4% | 38.75% | 47.49% | 36.1% | 34.07% | 39.65% | 39.92% | 40.88% | 42.69% | 40.38% | 36.91% | 37.16% | 37.86% | 40.6% | 44.99% | 35.79% | 33.17% | 34.52% | 37.94% | 36.95% | 34.04% | 37.07% | 30.58% | 35.64% | 31.77% | 31.34% | 38.16% | 39.93% | 33.35% | 36.17% | 38.92% | 40.35% | 40.8% | 34.46% | 42.05% | 34.89% | 43.57% | 43.55% | 38.93% | 39.02% | 37.17% | 37.57% | 37.28% | 33.88% | 34.11% | 37.23% | 41.25%
Opex / total inputs | 1 | 0.99525 | 1.024 | 1.0319 | 1.0988 | 1.1614 | 1.1978 | 1.2539 | 1.3122 | 1.2647 | 0.84744 | 0.92172 | 1.0174 | 0.97988 | 0.93779 | #DIV/0! | 1.2105 | 1.0758 | 1.324 | 1.2223 | 1.3213 | 1.2671 | 1.3118 | 1.1105 | 1.1743 | 1.2802 | 1.1881 | 1.0996 | 0.9892 | 0.93848 | 0.86943 | #DIV/0! | 0.81278 | 0.88744 | 0.84064 | 0.94922 | 0.98579 | 0.9266 | 1.0787 | 1.041 | 1.0485 | 1.0148 | 1.006 | 0.96658 | 0.87656 | 0.95228 | 0.90872 | #DIV/0! | 1.1578 | 1.1722 | 1.2931 | 1.2061 | 1.164 | 1.1855 | 1.178 | 1.0763 | 1.1345 | 1.1351 | 1.1708 | 1.1024 | 1.0132 | 0.96797 | 0.89082 | #DIV/0! | 1.0252 | 1.0822 | 1.0789 | 1.0747 | 1.0581 | 1.1005 | 1.1323 | 1.1665 | 1.0967 | 1.0954 | 1.0088 | 1.0026 | 1.0026 | 0.96173 | 0.92406 | #DIV/0! | 1.3528 | 1.2357 | 1.2706 | 1.2184 | 1.1759 | 1.3287 | 1.3312 | 1.148 | 1.1202 | 1.2036 | 1.2017 | 1.0983 | 1.1112 | 1.1171 | 1.1424 | #DIV/0! | 1.0249 | 1.0952 | 1.2074 | 1.1258 | 1.1269 | 1.1023 | 1.2127 | 1.113 | 1.0849 | 1.0309 | 0.86785 | 0.86102 | 0.88896 | 0.95677 | 0.92234 | #DIV/0! | 1.1838 | 1.2115 | 1.05 | 1.0901 | 1.2023 | 1.1672 | 1.2454 | 1.2085 | 1.1863 | 1.1815 | 1.2095 | 1.2432 | 1.1543 | 1.1654 | 1.0526 | #DIV/0! | 0.85362 | 0.77544 | 0.75608 | 0.79823 | 0.73274 | 0.76859 | 0.86766 | 0.88581 | 0.81581 | 0.84797 | 0.74167 | 0.76402 | 0.78106 | 0.75171 | 0.71341 | #DIV/0! | 0.91434 | 0.84736 | 0.90987 | 0.94848 | 0.92867 | 1.0644 | 1.0662 | 1.0967 | 1.1039 | 1.1264 | 1.0015 | 1.0922 | 1.0706 | 1.0814 | 0.99595 | #DIV/0! | 0.83017 | 0.92969 | 0.94568 | 1.0147 | 0.96802 | 0.967 | 0.98482 | 1.0377 | 1.041 | 1.0434 | 1.0706 | 0.99401 | 0.93638 | 0.95368 | 0.98329 | #DIV/0! | 0.84243 | 0.83293 | 0.82506 | 0.8562 | 0.93437 | 0.88982 | 0.9395 | 0.80061 | 0.81778 | 0.7216 | 0.74562 | 0.89294 | 0.82065 | 0.75888 | 0.76957 | #DIV/0! | 1.1405 | 1.0819 | 1.0624 | 1.0654 | 1.0737 | 1.2061 | 1.1845 | 1.0971 | 1.1047 | 1.0623 | 1.1666 | 1.1027 | 0.94794 | 0.9429 | 0.96986 | #DIV/0!
End | bar: 2006EVO to 2007EVO

## Calc¦Ratio analysis
Opex / capital ratios model
Index
Calc ¦ Ratio analysis
Benchmarking comparators for period selected
|  | From | 2006 | 2012 | 2006
DNSP | DNSP description | To | 2020 | 2020 | 2013
EVO | Evoenergy |  | 0 | 0 | 0
AGD | Ausgrid |  | 0 | 0 | 0
AND | AusNet Services |  | 0 | 0 | 1
CIT | Citipower |  | 1 | 1 | 1
END | Endeavour Energy |  | 0 | 0 | 0
ENX | Energex |  | 0 | 0 | 0
ERG | Ergon Energy |  | 0 | 0 | 0
ESS | Essential Energy |  | 0 | 0 | 0
JEN | Jemena |  | 0 | 0 | 0
PCR | Powercor |  | 1 | 1 | 1
SAP | South Australia Power Networks (SAPN) |  | 1 | 1 | 1
TND | TasNetworks |  | 1 | 1 | 0
UED | United Energy |  | 1 | 1 | 1
Period average customer numbers
|  | From | 2006 | 2012 | 2006
DNSP | DNSP description | To | 2020 | 2020 | 2013
EVO | Evoenergy |  | 177308.7 | 188375.1667 | 164336.875
AGD | Ausgrid |  | 1645477.848 | 1689807.9134 | 1591325.9375
AND | AusNet Services |  | 683906.5333 | 718900.3333 | 642312.125
CIT | Citipower |  | 322232.9123 | 333868.818 | 308756.6697
END | Endeavour Energy |  | 932838.5612 | 972654.2791 | 882727.6773
ENX | Energex |  | 1364454.6666 | 1425926.5556 | 1292132.1249
ERG | Ergon Energy |  | 703537.1333 | 735215.5556 | 668226.5
ESS | Essential Energy |  | 854903.9667 | 880362.9444 | 822865.25
JEN | Jemena |  | 324995.5 | 339775.4444 | 306172.9375
PCR | Powercor |  | 758958.3883 | 800969.52 | 709140.6346
SAP | South Australia Power Networks (SAPN) |  | 844441.9333 | 872196.4444 | 813597.5
TND | TasNetworks |  | 276389.9881 | 285264.0556 | 267091.6652
UED | United Energy |  | 654528.3849 | 673309 | 632819.0968
Period average opex / totex
|  | From | 2006 | 2012 | 2006
DNSP | DNSP description | To | 2020 | 2020 | 2013
EVO | Evoenergy |  | 47.36% | 45.81% | 49.2%
AGD | Ausgrid |  | 36.2% | 40.1% | 29.35%
AND | AusNet Services |  | 36.91% | 36.05% | 36.77%
CIT | Citipower |  | 30.83% | 31.34% | 30.82%
END | Endeavour Energy |  | 37.29% | 40.29% | 31.41%
ENX | Energex |  | 35.77% | 40.39% | 29.74%
ERG | Ergon Energy |  | 35.85% | 37.96% | 32.64%
ESS | Essential Energy |  | 38.84% | 42.27% | 34.48%
JEN | Jemena |  | 42.68% | 41.16% | 43.51%
PCR | Powercor |  | 39.53% | 37% | 43.01%
SAP | South Australia Power Networks (SAPN) |  | 46.02% | 43.67% | 47.15%
TND | TasNetworks |  | 39.62% | 42.44% | 37.81%
UED | United Energy |  | 44.48% | 41.92% | 46.11%
Period average opex / total cost
|  | From | 2006 | 2012 | 2006
DNSP | DNSP description | To | 2020 | 2020 | 2013
EVO | Evoenergy |  | 39.03% | 38.54% | 40.39%
AGD | Ausgrid |  | 36.45% | 32.87% | 39.5%
AND | AusNet Services |  | 39.86% | 39.56% | 40.17%
CIT | Citipower |  | 26.48% | 27.71% | 25.95%
END | Endeavour Energy |  | 39.4% | 38.9% | 39.17%
ENX | Energex |  | 36.09% | 35.97% | 35.86%
ERG | Ergon Energy |  | 35.92% | 35.49% | 35.37%
ESS | Essential Energy |  | 40.04% | 38.76% | 41.62%
JEN | Jemena |  | 42.23% | 41.25% | 43.73%
PCR | Powercor |  | 40.15% | 39.98% | 41.19%
SAP | South Australia Power Networks (SAPN) |  | 34.49% | 36.83% | 32%
TND | TasNetworks |  | 35.09% | 34.89% | 35.01%
UED | United Energy |  | 38.32% | 37.64% | 39.82%
Period average opex / total inputs
|  | From | 2006 | 2012 | 2006
DNSP | DNSP description | To | 2020 | 2020 | 2013
EVO | Evoenergy |  | 107% | 108.1% | 109.5%
AGD | Ausgrid |  | 115.9% | 110.7% | 123%
AND | AusNet Services |  | 98% | 100.5% | 95.97%
CIT | Citipower |  | 95.3% | 98.81% | 94.03%
END | Endeavour Energy |  | 112.3% | 107.4% | 117.9%
ENX | Energex |  | 105.4% | 104.3% | 109%
ERG | Ergon Energy |  | 120.4% | 116.4% | 125.8%
ESS | Essential Energy |  | 104.1% | 99.32% | 112.6%
JEN | Jemena |  | 117% | 118.3% | 117%
PCR | Powercor |  | 79.03% | 79.66% | 80.48%
SAP | South Australia Power Networks (SAPN) |  | 101.7% | 107.1% | 97.2%
TND | TasNetworks |  | 82.99% | 80.75% | 86.51%
UED | United Energy |  | 108.1% | 106.4% | 111.4%
Aggregation
|  |  | 2006 | 2012 | 2006
Measure | Group | Aggregation | 2020 | 2020 | 2013
Opex / totex | Benchmarking comparators | Simple average | 40.1% | 39.27% | 40.77%
Opex / totex | Benchmarking comparators | Customer-weighted average | 41.61% | 39.97% | 42.23%
Opex / totex | All DNSPs | Simple average | 39.34% | 40.03% | 37.85%
Opex / totex | All DNSPs | Customer-weighted average | 38.55% | 40.01% | 35.79%
Opex / total cost | Benchmarking comparators | Simple average | 34.91% | 35.41% | 35.83%
Opex / total cost | Benchmarking comparators | Customer-weighted average | 36.02% | 36.65% | 36.78%
Opex / total cost | All DNSPs | Simple average | 37.2% | 36.8% | 37.68%
Opex / total cost | All DNSPs | Customer-weighted average | 37.33% | 36.64% | 37.94%
Opex / total inputs | Benchmarking comparators | Simple average | 93.41% | 94.54% | 95.81%
Opex / total inputs | Benchmarking comparators | Customer-weighted average | 94.59% | 96.05% | 95.71%
Opex / total inputs | All DNSPs | Simple average | 103.6% | 102.9% | 106.2%
Opex / total inputs | All DNSPs | Customer-weighted average | 105.5% | 104% | 109%
Average line
|  | From | 2006 | 2012
DNSP | Measure | To | 2020 | 2020
EVO | Opex / totex |  | 41.61% | 39.97%
AGD | Opex / totex |  | 41.61% | 39.97%
AND | Opex / totex |  | 41.61% | 39.97%
CIT | Opex / totex |  | 41.61% | 39.97%
END | Opex / totex |  | 41.61% | 39.97%
ENX | Opex / totex |  | 41.61% | 39.97%
ERG | Opex / totex |  | 41.61% | 39.97%
ESS | Opex / totex |  | 41.61% | 39.97%
JEN | Opex / totex |  | 41.61% | 39.97%
PCR | Opex / totex |  | 41.61% | 39.97%
SAP | Opex / totex |  | 41.61% | 39.97%
TND | Opex / totex |  | 41.61% | 39.97%
UED | Opex / totex |  | 41.61% | 39.97%
EVO | Opex / total cost |  | 36.02% | 36.65%
AGD | Opex / total cost |  | 36.02% | 36.65%
AND | Opex / total cost |  | 36.02% | 36.65%
CIT | Opex / total cost |  | 36.02% | 36.65%
END | Opex / total cost |  | 36.02% | 36.65%
ENX | Opex / total cost |  | 36.02% | 36.65%
ERG | Opex / total cost |  | 36.02% | 36.65%
ESS | Opex / total cost |  | 36.02% | 36.65%
JEN | Opex / total cost |  | 36.02% | 36.65%
PCR | Opex / total cost |  | 36.02% | 36.65%
SAP | Opex / total cost |  | 36.02% | 36.65%
TND | Opex / total cost |  | 36.02% | 36.65%
UED | Opex / total cost |  | 36.02% | 36.65%
EVO | Opex / total inputs |  | 94.59% | 96.05%
AGD | Opex / total inputs |  | 94.59% | 96.05%
AND | Opex / total inputs |  | 94.59% | 96.05%
CIT | Opex / total inputs |  | 94.59% | 96.05%
END | Opex / total inputs |  | 94.59% | 96.05%
ENX | Opex / total inputs |  | 94.59% | 96.05%
ERG | Opex / total inputs |  | 94.59% | 96.05%
ESS | Opex / total inputs |  | 94.59% | 96.05%
JEN | Opex / total inputs |  | 94.59% | 96.05%
PCR | Opex / total inputs |  | 94.59% | 96.05%
SAP | Opex / total inputs |  | 94.59% | 96.05%
TND | Opex / total inputs |  | 94.59% | 96.05%
UED | Opex / total inputs |  | 94.59% | 96.05%
End

## Output¦Ratio comparison
Opex / capital ratios model
Index
Output ¦ Ratio comparison
Opex / totex
Opex / capital ratio difference as a percentage of comparator average
DNSP | 2006-2020 | 2012-2020 | 2006-2020 | 2012-2020
EVO | 47.36% | 45.81% | 13.81% | 14.62%
AGD | 36.2% | 40.1% | -13% | 0.3458%
AND | 36.91% | 36.05% | -11.29% | -9.809%
CIT | 30.83% | 31.34% | -25.91% | -21.58%
END | 37.29% | 40.29% | -10.39% | 0.7983%
ENX | 35.77% | 40.39% | -14.05% | 1.07%
ERG | 35.85% | 37.96% | -13.85% | -5.019%
ESS | 38.84% | 42.27% | -6.649% | 5.758%
JEN | 42.68% | 41.16% | 2.583% | 2.985%
PCR | 39.53% | 37% | -4.992% | -7.418%
SAP | 46.02% | 43.67% | 10.59% | 9.278%
TND | 39.62% | 42.44% | -4.784% | 6.184%
UED | 44.48% | 41.92% | 6.9% | 4.888%
Statistic | 2006-2020 | 2012-2020
Sample average | 39.34% | 40.03%
Customer-weighted comparator average | 41.61% | 39.97%
Maximum | 47.36% | 45.81%
Minimum | 30.83% | 31.34%
Range | 16.53% | 14.47%
Standard deviation | 4.508% | 3.588%
Opex / total cost
Opex / capital ratio difference as a percentage of comparator average
DNSP | 2006-2020 | 2012-2020 | 2006-2020 | 2012-2020
EVO | 39.03% | 38.54% | 8.348% | 5.167%
AGD | 36.45% | 32.87% | 1.173% | -10.31%
AND | 39.86% | 39.56% | 10.64% | 7.945%
CIT | 26.48% | 27.71% | -26.5% | -24.4%
END | 39.4% | 38.9% | 9.376% | 6.129%
ENX | 36.09% | 35.97% | 0.1778% | -1.844%
ERG | 35.92% | 35.49% | -0.2977% | -3.162%
ESS | 40.04% | 38.76% | 11.14% | 5.746%
JEN | 42.23% | 41.25% | 17.23% | 12.55%
PCR | 40.15% | 39.98% | 11.45% | 9.092%
SAP | 34.49% | 36.83% | -4.274% | 0.4825%
TND | 35.09% | 34.89% | -2.582% | -4.803%
UED | 38.32% | 37.64% | 6.381% | 2.695%
Statistic | 2006-2020 | 2012-2020
Sample average | 37.2% | 36.8%
Customer-weighted comparator average | 36.02% | 36.65%
Maximum | 42.23% | 41.25%
Minimum | 26.48% | 27.71%
Range | 15.76% | 13.54%
Standard deviation | 3.811% | 3.439%
Opex / total inputs
Opex / capital ratio difference as a percentage of comparator average
DNSP | 2006-2020 | 2012-2020 | 2006-2020 | 2012-2020
EVO | 107% | 108.1% | 13.08% | 12.58%
AGD | 115.9% | 110.7% | 22.52% | 15.23%
AND | 98% | 100.5% | 3.61% | 4.628%
CIT | 95.3% | 98.81% | 0.7592% | 2.872%
END | 112.3% | 107.4% | 18.75% | 11.85%
ENX | 105.4% | 104.3% | 11.44% | 8.629%
ERG | 120.4% | 116.4% | 27.26% | 21.15%
ESS | 104.1% | 99.32% | 10.1% | 3.396%
JEN | 117% | 118.3% | 23.71% | 23.16%
PCR | 79.03% | 79.66% | -16.45% | -17.07%
SAP | 101.7% | 107.1% | 7.471% | 11.45%
TND | 82.99% | 80.75% | -12.26% | -15.94%
UED | 108.1% | 106.4% | 14.24% | 10.8%
Statistic | 2006-2020 | 2012-2020
Sample average | 103.6% | 102.9%
Customer-weighted comparator average | 94.59% | 96.05%
Maximum | 120.4% | 118.3%
Minimum | 79.03% | 79.66%
Range | 41.35% | 38.64%
Standard deviation | 11.95% | 11.18%
End

## Output¦Charts
Opex / capital ratios model
Index
Output ¦ Charts
Parameters
Input | Value
Average line type | Customer-weighted
Average line group | Benchmarking comparators
Average line name | Customer-weighted - Benchmarking comparators average
Opex / totex
Long period: | 2006-2020 | Short period: | 2012-2020
Benchmarking Series
Opex/Totex
Opex / total cost
Long period | 2006-2020 | Short period | 2012-2020
Opex / total input
Long period | 2006-2020 | Short period | 2012-2020
End