## Misc Data
Standard Control Services
Overheads - Works and Service Delivery
|  | Capex Tables Labels |  | Avg Base Labour Rates |  |  |  |  | Dollars allocated per Labour hour |  |  |  |  | Direct Base Costs Split | [5 empty] | RAB Allocation Rates | [45 empty] | Minor Assets allocated from SCS to ACS & Unclassified (%)
[9 empty] | 33.9387 | 33.6944 | 35.846 | 35.0282 | 33.5484 | [5 empty] | 4.774e-13% | [45 empty] | 2.22e-13% | 3.586% | 3.59% | 2.105% | 2.068% | 2.157%
1 | Project | RIN Allocation | Level 4 | 2019/20 | 2020/21 | 2021/22 | 2022/23 | 2023/24 | 2019/20 | 2020/21 | 2021/22 | 2022/23 | 2023/24 | Labour Cost % | Material Cost % | Contractor Cost % | Plant Cost % | Other Cost % | Check | Overhead Subtransmission Lines (Urban) | Underground Subtransmission Lines (Urban) | Urban Zone Substations | Rural Zone Substations | SCADA | Distribution Switching Stations (Ground) | Overhead High Voltage Lines Urban | Overhead High Voltage Lines Rural | Voltage Regulators on Distribution Feeders | Underground High Voltage Lines | Underground High Voltage Lines SWER | Distribution Substations HV (Pole) | Distribution Substations HV (Ground) | Distribution Substations LV (Pole) | Distribution Substations LV (Ground) | Overhead Low Voltage Lines Underbuilt Urban | Overhead Low Voltage Lines Underbuilt Rural | Overhead Low Voltage Lines Urban | Overhead Low Voltage Lines Rural | Underground Low Voltage Lines | Underground Low Voltage Common Trench | HVST Service Connections | HV Service Connections | HV Metering CA Service Connections | HV/LV Service Connections | Business LV Service Connections | Business LV Metering CA Service Connections | Domestic LV Service Connections | Domestic LV Metering CA Service Connections | Wholesale Metering | HV Metering | HV/LV Metering | Business LV Metering | Domestic LV Metering | Off Peak Metering | Emergency Network Spares | System Property | Land | Motor Vehicles | Minor Assets | Non-System Property | Non-System Land | Spares | NEM Assets | Easements | Check | 2019/20 | 2020/21 | 2021/22 | 2022/23 | 2023/24
2 | Address safety and environmental Issued in ground mounted substations - Replace substation doors (Build subs) | Augex | Reliability & quality maintained | 71.9761 | 71.9761 | 71.9761 | 71.9761 | 71.9761 | [5 empty] | 23.44% | 17.92% | 49.82% | 2.115% | 6.698% | 0% | 0% | 0% | 0% | 0% | 0% | 0% | 0% | 0% | 0% | 0% | 0% | 0% | 50% | 0% | 50% | 0% | 0% | 0% | 0% | 0% | 0% | 0% | 0% | 0% | 0% | 0% | 0% | 0% | 0% | 0% | 0% | 0% | 0% | 0% | 0% | 0% | 0% | 0% | 0% | 0% | 0% | 0% | 0% | 0% | 0% | 0% | 0% | 0% | 0% | 0% | 0%
3 | Address Safety and Environmental issues at HV Regulator Sites | Augex | Reliability & quality maintained | 143.7014 | 0 | 143.7014 | 0 | 143.7014 | [5 empty] | 26.84% | 59.03% | 11.99% | 2.142% | 0% | 0% | 0% | 0% | 0% | 0% | 0% | 0% | 0% | 0% | 100% | 0% | 0% | 0% | 0% | 0% | 0% | 0% | 0% | 0% | 0% | 0% | 0% | 0% | 0% | 0% | 0% | 0% | 0% | 0% | 0% | 0% | 0% | 0% | 0% | 0% | 0% | 0% | 0% | 0% | 0% | 0% | 0% | 0% | 0% | 0% | 0% | 0% | 0% | 0% | 0% | 0% | 0%
4 | Address safety and environmental issues in ground mounted substations - Asbestos | Augex | Reliability & quality maintained | 71.9533 | 71.9533 | 71.9533 | 71.9533 | 71.9533 | [5 empty] | 23.44% | 17.92% | 49.82% | 2.115% | 6.698% | 0% | 0% | 0% | 0% | 0% | 0% | 0% | 0% | 0% | 0% | 0% | 0% | 0% | 50% | 0% | 50% | 0% | 0% | 0% | 0% | 0% | 0% | 0% | 0% | 0% | 0% | 0% | 0% | 0% | 0% | 0% | 0% | 0% | 0% | 0% | 0% | 0% | 0% | 0% | 0% | 0% | 0% | 0% | 0% | 0% | 0% | 0% | 0% | 0% | 0% | 0% | 0%
5 | Address safety and environmental issues in ground mounted substations - Oil containment | Augex | Reliability & quality maintained | 71.9738 | 71.9738 | 71.9738 | 71.9738 | 71.9738 | [5 empty] | 23.44% | 17.92% | 49.82% | 2.115% | 6.698% | 0% | 0% | 0% | 0% | 0% | 0% | 0% | 0% | 0% | 0% | 0% | 0% | 0% | 50% | 0% | 50% | 0% | 0% | 0% | 0% | 0% | 0% | 0% | 0% | 0% | 0% | 0% | 0% | 0% | 0% | 0% | 0% | 0% | 0% | 0% | 0% | 0% | 0% | 0% | 0% | 0% | 0% | 0% | 0% | 0% | 0% | 0% | 0% | 0% | 0% | 0% | 0%
6 | Air Break Switches Unit Replacement - cracked insulators | Repex | Reliability & quality maintained | 54.625 | 54.625 | 54.625 | 54.625 | 54.625 | [5 empty] | 39.88% | 37.29% | 0% | 8.27% | 14.56% | 0% | 0% | 0% | 0% | 0% | 0% | 0% | 50% | 50% | 0% | 0% | 0% | 0% | 0% | 0% | 0% | 0% | 0% | 0% | 0% | 0% | 0% | 0% | 0% | 0% | 0% | 0% | 0% | 0% | 0% | 0% | 0% | 0% | 0% | 0% | 0% | 0% | 0% | 0% | 0% | 0% | 0% | 0% | 0% | 0% | 0% | 0% | 0% | 0% | 0% | 0% | 0%
7 | Alternative Distribution Support Structure | Repex | Reliability & quality maintained | 57.7266 | 57.7266 | 57.7266 | 57.7266 | 57.7266 | [5 empty] | 22.22% | 18.8% | 53.48% | 4.861% | 0.6335% | 0% | 1% | 0% | 0% | 0% | 0% | 0% | 22.5% | 30% | 0% | 0% | 0% | 0% | 0% | 4% | 0% | 12.5% | 5% | 12.5% | 12.5% | 0% | 0% | 0% | 0% | 0% | 0% | 0% | 0% | 0% | 0% | 0% | 0% | 0% | 0% | 0% | 0% | 0% | 0% | 0% | 0% | 0% | 0% | 0% | 0% | 0% | 0% | 0% | 0% | 0% | 0% | 0% | 0%
8 | Asset Management Information System (AMIS) Improvement Program D | IT & Communications | Asset management systems | 0 | 0 | 0 | 0 | 0 | [5 empty] | 0% | 0% | 100% | 0% | 0% | 0% | 0% | 0% | 0% | 0% | 0% | 0% | 0% | 0% | 0% | 0% | 0% | 0% | 0% | 0% | 0% | 0% | 0% | 0% | 0% | 0% | 0% | 0% | 0% | 0% | 0% | 0% | 0% | 0% | 0% | 0% | 0% | 0% | 0% | 0% | 0% | 0% | 0% | 0% | 0% | 100% | 0% | 0% | 0% | 0% | 0% | 0% | 3.586% | 3.59% | 2.105% | 2.068% | 2.157%
9 | Augment HV Control Station - Fault level | Augex | Augmentation | 57.9873 | 57.9873 | 57.9873 | 57.9873 | 57.9873 | [5 empty] | 23.76% | 40.98% | 29.46% | 3.991% | 1.81% | 0% | 0% | 0% | 0% | 0% | 0% | 4% | 1.5% | 50.5% | 0% | 44% | 0% | 0% | 0% | 0% | 0% | 0% | 0% | 0% | 0% | 0% | 0% | 0% | 0% | 0% | 0% | 0% | 0% | 0% | 0% | 0% | 0% | 0% | 0% | 0% | 0% | 0% | 0% | 0% | 0% | 0% | 0% | 0% | 0% | 0% | 0% | 0% | 0% | 0% | 0% | 0% | 0%
10 | Augment HV Feeder - Fault Level | Augex | Augmentation | 57.9873 | 57.9873 | 57.9873 | 57.9873 | 57.9873 | [5 empty] | 23.76% | 40.98% | 29.46% | 3.991% | 1.81% | 0% | 0% | 0% | 0% | 0% | 0% | 4% | 1.5% | 50.5% | 0% | 44% | 0% | 0% | 0% | 0% | 0% | 0% | 0% | 0% | 0% | 0% | 0% | 0% | 0% | 0% | 0% | 0% | 0% | 0% | 0% | 0% | 0% | 0% | 0% | 0% | 0% | 0% | 0% | 0% | 0% | 0% | 0% | 0% | 0% | 0% | 0% | 0% | 0% | 0% | 0% | 0% | 0%
11 | Augment HV Feeder - Network access development | Augex | Augmentation | 57.9869 | 57.9869 | 57.9869 | 57.9869 | 57.9869 | [5 empty] | 23.76% | 40.98% | 29.46% | 3.991% | 1.81% | 0% | 0% | 0% | 0% | 0% | 0% | 4% | 1.5% | 50.5% | 0% | 44% | 0% | 0% | 0% | 0% | 0% | 0% | 0% | 0% | 0% | 0% | 0% | 0% | 0% | 0% | 0% | 0% | 0% | 0% | 0% | 0% | 0% | 0% | 0% | 0% | 0% | 0% | 0% | 0% | 0% | 0% | 0% | 0% | 0% | 0% | 0% | 0% | 0% | 0% | 0% | 0% | 0%
12 | Augment HV Feeder - TRIP S | Augex | Reliability & quality maintained | 0 | 0 | 57.9555 | 57.9555 | 57.9555 | [5 empty] | 23.6% | 53.2% | 19.23% | 3.911% | 0.06111% | 0% | 0% | 0% | 0% | 0% | 0% | 0% | 20% | 80% | 0% | 0% | 0% | 0% | 0% | 0% | 0% | 0% | 0% | 0% | 0% | 0% | 0% | 0% | 0% | 0% | 0% | 0% | 0% | 0% | 0% | 0% | 0% | 0% | 0% | 0% | 0% | 0% | 0% | 0% | 0% | 0% | 0% | 0% | 0% | 0% | 0% | 0% | 0% | 0% | 0% | 0% | 0%
13 | Augment HV Feeder - TRIP-P | Augex | Reliability & quality maintained | 57.9557 | 57.9557 | 0 | 0 | 0 | [5 empty] | 23.6% | 53.2% | 19.23% | 3.911% | 0.06111% | 0% | 0% | 0% | 0% | 0% | 0% | 0% | 20% | 80% | 0% | 0% | 0% | 0% | 0% | 0% | 0% | 0% | 0% | 0% | 0% | 0% | 0% | 0% | 0% | 0% | 0% | 0% | 0% | 0% | 0% | 0% | 0% | 0% | 0% | 0% | 0% | 0% | 0% | 0% | 0% | 0% | 0% | 0% | 0% | 0% | 0% | 0% | 0% | 0% | 0% | 0% | 0%
14 | Augment HV Feeder (Capacity) | Augex | Augmentation | 57.9881 | 57.9892 | 57.9861 | 0 | 0 | [5 empty] | 23.76% | 40.98% | 29.46% | 3.991% | 1.81% | 0% | 0% | 0% | 0% | 0% | 0% | 4% | 1.5% | 50.5% | 0% | 44% | 0% | 0% | 0% | 0% | 0% | 0% | 0% | 0% | 0% | 0% | 0% | 0% | 0% | 0% | 0% | 0% | 0% | 0% | 0% | 0% | 0% | 0% | 0% | 0% | 0% | 0% | 0% | 0% | 0% | 0% | 0% | 0% | 0% | 0% | 0% | 0% | 0% | 0% | 0% | 0% | 0%
15 | Augment HV GI Feeder - Capacity | Augex | Augmentation | 57.9871 | 57.9871 | 57.9871 | 57.9871 | 57.9871 | [5 empty] | 23.76% | 40.98% | 29.46% | 3.991% | 1.81% | 0% | 0% | 0% | 0% | 0% | 0% | 4% | 1.5% | 50.5% | 0% | 44% | 0% | 0% | 0% | 0% | 0% | 0% | 0% | 0% | 0% | 0% | 0% | 0% | 0% | 0% | 0% | 0% | 0% | 0% | 0% | 0% | 0% | 0% | 0% | 0% | 0% | 0% | 0% | 0% | 0% | 0% | 0% | 0% | 0% | 0% | 0% | 0% | 0% | 0% | 0% | 0% | 0%
16 | Automated Asset and Condition Identification | Capex - Non Network | innovation | 0 | 0 | 60.6831 | 60.6829 | 60.6829 | [5 empty] | 63.7% | 29.41% | 0% | 6.895% | 0% | 0% | 0% | 0% | 0% | 0% | 0% | 0% | 20% | 80% | 0% | 0% | 0% | 0% | 0% | 0% | 0% | 0% | 0% | 0% | 0% | 0% | 0% | 0% | 0% | 0% | 0% | 0% | 0% | 0% | 0% | 0% | 0% | 0% | 0% | 0% | 0% | 0% | 0% | 0% | 0% | 0% | 0% | 0% | 0% | 0% | 0% | 0% | 0% | 0% | 0% | 0% | 0%
17 | Automation of Kiosk distribution substations project | Repex | Reliability & quality maintained | 59.4017 | 59.4017 | 59.4017 | 59.4017 | 59.4017 | [5 empty] | 23.65% | 53.48% | 16.63% | 2.251% | 3.99% | 0% | 0% | 0% | 0% | 0% | 0% | 0% | 0% | 0% | 0% | 0% | 0% | 0% | 100% | 0% | 0% | 0% | 0% | 0% | 0% | 0% | 0% | 0% | 0% | 0% | 0% | 0% | 0% | 0% | 0% | 0% | 0% | 0% | 0% | 0% | 0% | 0% | 0% | 0% | 0% | 0% | 0% | 0% | 0% | 0% | 0% | 0% | 0% | 0% | 0% | 0% | 0%
18 | BFM - Inspect/replace non-compliant HV connectors within 2km of Zone Substations | Repex | Reliability & quality maintained | 54.6464 | 54.6464 | 54.6464 | 0 | 0 | [5 empty] | 10.26% | 23.54% | 64.42% | 1.769% | 0.02184% | 0% | 0% | 0% | 0% | 0% | 0% | 0% | 0% | 50% | 0% | 0% | 0% | 0% | 0% | 0% | 0% | 0% | 0% | 0% | 50% | 0% | 0% | 0% | 0% | 0% | 0% | 0% | 0% | 0% | 0% | 0% | 0% | 0% | 0% | 0% | 0% | 0% | 0% | 0% | 0% | 0% | 0% | 0% | 0% | 0% | 0% | 0% | 0% | 0% | 0% | 0% | 0%
19 | BFM - Install D Loops | Repex | Reliability & quality maintained | 54.6465 | 54.6465 | 54.6465 | 54.6465 | 54.6465 | [5 empty] | 10.26% | 23.54% | 64.42% | 1.769% | 0.02184% | 0% | 0% | 0% | 0% | 0% | 0% | 0% | 0% | 50% | 0% | 0% | 0% | 0% | 0% | 0% | 0% | 0% | 0% | 0% | 50% | 0% | 0% | 0% | 0% | 0% | 0% | 0% | 0% | 0% | 0% | 0% | 0% | 0% | 0% | 0% | 0% | 0% | 0% | 0% | 0% | 0% | 0% | 0% | 0% | 0% | 0% | 0% | 0% | 0% | 0% | 0% | 0%
20 | BFM - Install Low Voltage Spreaders | Repex | Reliability & quality maintained | 54.6474 | 54.6474 | 54.6474 | 54.6474 | 54.6474 | [5 empty] | 10.26% | 23.54% | 64.42% | 1.769% | 0.02184% | 0% | 0% | 0% | 0% | 0% | 0% | 0% | 0% | 50% | 0% | 0% | 0% | 0% | 0% | 0% | 0% | 0% | 0% | 0% | 50% | 0% | 0% | 0% | 0% | 0% | 0% | 0% | 0% | 0% | 0% | 0% | 0% | 0% | 0% | 0% | 0% | 0% | 0% | 0% | 0% | 0% | 0% | 0% | 0% | 0% | 0% | 0% | 0% | 0% | 0% | 0% | 0%
21 | BFM - Install LV fuses on distribution transformers | Repex | Reliability & quality maintained | 54.6465 | 54.6465 | 54.6465 | 54.6465 | 54.6465 | [5 empty] | 10.26% | 23.54% | 64.42% | 1.769% | 0.02184% | 0% | 0% | 0% | 0% | 0% | 0% | 0% | 0% | 50% | 0% | 0% | 0% | 0% | 0% | 0% | 0% | 0% | 0% | 0% | 50% | 0% | 0% | 0% | 0% | 0% | 0% | 0% | 0% | 0% | 0% | 0% | 0% | 0% | 0% | 0% | 0% | 0% | 0% | 0% | 0% | 0% | 0% | 0% | 0% | 0% | 0% | 0% | 0% | 0% | 0% | 0% | 0%
22 | BFM - Install single phase reclosers for SWER | Repex | Reliability & quality maintained | 54.6474 | 54.6474 | 54.6474 | 54.6474 | 54.6474 | [5 empty] | 10.26% | 23.54% | 64.42% | 1.769% | 0.02184% | 0% | 0% | 0% | 0% | 0% | 0% | 0% | 0% | 50% | 0% | 0% | 0% | 0% | 0% | 0% | 0% | 0% | 0% | 0% | 50% | 0% | 0% | 0% | 0% | 0% | 0% | 0% | 0% | 0% | 0% | 0% | 0% | 0% | 0% | 0% | 0% | 0% | 0% | 0% | 0% | 0% | 0% | 0% | 0% | 0% | 0% | 0% | 0% | 0% | 0% | 0% | 0%
23 | BFM - Installation of Vibration Dampers (Replace ties & insulators if old/defective) | Repex | Reliability & quality maintained | 54.6465 | 54.6465 | 54.6465 | 54.6465 | 54.6465 | [5 empty] | 10.26% | 23.54% | 64.42% | 1.769% | 0.02184% | 0% | 0% | 0% | 0% | 0% | 0% | 0% | 0% | 50% | 0% | 0% | 0% | 0% | 0% | 0% | 0% | 0% | 0% | 0% | 50% | 0% | 0% | 0% | 0% | 0% | 0% | 0% | 0% | 0% | 0% | 0% | 0% | 0% | 0% | 0% | 0% | 0% | 0% | 0% | 0% | 0% | 0% | 0% | 0% | 0% | 0% | 0% | 0% | 0% | 0% | 0% | 0%
24 | BFM - project replace aged/deteriorated Cu conductor | Repex | Reliability & quality maintained | 64.0773 | 64.0773 | 64.0773 | 64.0773 | 64.0773 | [5 empty] | 15.01% | 23.64% | 57.9% | 3.027% | 0.421% | 0% | 0% | 0% | 0% | 0% | 0% | 0% | 0% | 100% | 0% | 0% | 0% | 0% | 0% | 0% | 0% | 0% | 0% | 0% | 0% | 0% | 0% | 0% | 0% | 0% | 0% | 0% | 0% | 0% | 0% | 0% | 0% | 0% | 0% | 0% | 0% | 0% | 0% | 0% | 0% | 0% | 0% | 0% | 0% | 0% | 0% | 0% | 0% | 0% | 0% | 0% | 0%
25 | BFM - Replace aged/deteriorated HV ABC conductor | Repex | Reliability & quality maintained | 0 | 0 | 0 | 0 | 0 | [5 empty] | 10.26% | 23.54% | 64.42% | 1.769% | 0.02184% | 0% | 0% | 0% | 0% | 0% | 0% | 0% | 0% | 50% | 0% | 0% | 0% | 0% | 0% | 0% | 0% | 0% | 0% | 0% | 50% | 0% | 0% | 0% | 0% | 0% | 0% | 0% | 0% | 0% | 0% | 0% | 0% | 0% | 0% | 0% | 0% | 0% | 0% | 0% | 0% | 0% | 0% | 0% | 0% | 0% | 0% | 0% | 0% | 0% | 0% | 0% | 0%
26 | BFM - Replace aged/deteriorated Aluminium conductor | Repex | Reliability & quality maintained | 64.0773 | 64.0773 | 64.0773 | 64.0773 | 64.0773 | [5 empty] | 15.01% | 23.64% | 57.9% | 3.027% | 0.421% | 0% | 0% | 0% | 0% | 0% | 0% | 0% | 0% | 100% | 0% | 0% | 0% | 0% | 0% | 0% | 0% | 0% | 0% | 0% | 0% | 0% | 0% | 0% | 0% | 0% | 0% | 0% | 0% | 0% | 0% | 0% | 0% | 0% | 0% | 0% | 0% | 0% | 0% | 0% | 0% | 0% | 0% | 0% | 0% | 0% | 0% | 0% | 0% | 0% | 0% | 0% | 0%
27 | BFM - Replace aged/deteriorated Galvanised Iron (GI) Conductor | Repex | Reliability & quality maintained | 86.2672 | 86.2672 | 86.2672 | 86.2672 | 86.2672 | [5 empty] | 32.89% | 34.4% | 27.65% | 5.054% | 0% | 0% | 0% | 0% | 0% | 0% | 0% | 0% | 0% | 100% | 0% | 0% | 0% | 0% | 0% | 0% | 0% | 0% | 0% | 0% | 0% | 0% | 0% | 0% | 0% | 0% | 0% | 0% | 0% | 0% | 0% | 0% | 0% | 0% | 0% | 0% | 0% | 0% | 0% | 0% | 0% | 0% | 0% | 0% | 0% | 0% | 0% | 0% | 0% | 0% | 0% | 0% | 0%
28 | BFM - Replace EDOs with alternative device (ie: boric acid fuses or dropout reclosers) | Repex | Reliability & quality maintained | 54.647 | 54.647 | 54.647 | 54.647 | 54.647 | [5 empty] | 10.26% | 23.54% | 64.42% | 1.769% | 0.02184% | 0% | 0% | 0% | 0% | 0% | 0% | 0% | 0% | 50% | 0% | 0% | 0% | 0% | 0% | 0% | 0% | 0% | 0% | 0% | 50% | 0% | 0% | 0% | 0% | 0% | 0% | 0% | 0% | 0% | 0% | 0% | 0% | 0% | 0% | 0% | 0% | 0% | 0% | 0% | 0% | 0% | 0% | 0% | 0% | 0% | 0% | 0% | 0% | 0% | 0% | 0% | 0%
29 | BFM - Replace LV crossarms | Repex | Reliability & quality maintained | 54.6465 | 54.6465 | 54.6465 | 54.6465 | 54.6465 | [5 empty] | 10.26% | 23.54% | 64.42% | 1.769% | 0.02184% | 0% | 0% | 0% | 0% | 0% | 0% | 0% | 0% | 50% | 0% | 0% | 0% | 0% | 0% | 0% | 0% | 0% | 0% | 0% | 50% | 0% | 0% | 0% | 0% | 0% | 0% | 0% | 0% | 0% | 0% | 0% | 0% | 0% | 0% | 0% | 0% | 0% | 0% | 0% | 0% | 0% | 0% | 0% | 0% | 0% | 0% | 0% | 0% | 0% | 0% | 0% | 0%
30 | BFM - Replace/relocate open wire HV with insulated alternative (re vegetation management) | Repex | Reliability & quality maintained | 60.1305 | 60.1305 | 60.1305 | 60.1305 | 60.1305 | [5 empty] | 5.358% | 25.81% | 68.43% | 0.4055% | 0% | 0% | 0% | 0% | 0% | 0% | 0% | 0% | 10% | 90% | 0% | 0% | 0% | 0% | 0% | 0% | 0% | 0% | 0% | 0% | 0% | 0% | 0% | 0% | 0% | 0% | 0% | 0% | 0% | 0% | 0% | 0% | 0% | 0% | 0% | 0% | 0% | 0% | 0% | 0% | 0% | 0% | 0% | 0% | 0% | 0% | 0% | 0% | 0% | 0% | 0% | 0% | 0%
31 | CablePI Purchase new and replacement units | Repex | Reliability & quality maintained | 0 | 0 | 0 | 0 | 0 | [5 empty] | 0% | 0% | 100% | 0% | 0% | 0% | 0% | 0% | 0% | 0% | 0% | 0% | 0% | 0% | 0% | 0% | 0% | 0% | 0% | 0% | 0% | 0% | 0% | 0% | 0% | 0% | 0% | 0% | 0% | 0.5% | 0% | 0% | 28.5% | 0% | 71% | 0% | 0% | 0% | 0% | 0% | 0% | 0% | 0% | 0% | 0% | 0% | 0% | 0% | 0% | 0% | 0% | 0% | 0% | 0% | 0% | 0% | 0%
32 | Change or Upgrade Service on Telstra Pole | Repex | Reliability & quality maintained | 51.3255 | 51.3255 | 51.3255 | 51.3255 | 51.3255 | [5 empty] | 37.55% | 45.38% | 8.507% | 8.57% | 0% | 0% | 0% | 0% | 0% | 0% | 0% | 0% | 0% | 0% | 0% | 0% | 0% | 0% | 0% | 0% | 0% | 0% | 0% | 0% | 0% | 0% | 0% | 0% | 0% | 0% | 0% | 25% | 0% | 75% | 0% | 0% | 0% | 0% | 0% | 0% | 0% | 0% | 0% | 0% | 0% | 0% | 0% | 0% | 0% | 0% | 0% | 0% | 0% | 0% | 0% | 0% | 0%
33 | Claremont Zone Substation HMI upgrade project | Repex | Reliability & quality maintained | 74.6137 | 0 | 0 | 0 | 0 | [5 empty] | 5.773% | 7.319% | 84.41% | 0.5152% | 1.987% | 0% | 0% | 0% | 100% | 0% | 0% | 0% | 0% | 0% | 0% | 0% | 0% | 0% | 0% | 0% | 0% | 0% | 0% | 0% | 0% | 0% | 0% | 0% | 0% | 0% | 0% | 0% | 0% | 0% | 0% | 0% | 0% | 0% | 0% | 0% | 0% | 0% | 0% | 0% | 0% | 0% | 0% | 0% | 0% | 0% | 0% | 0% | 0% | 0% | 0% | 0% | 0%
34 | Crotty Dam 22 kV supply development | Augex | Augmentation | 57.9873 | 57.9874 | 0 | 0 | 0 | [5 empty] | 23.76% | 40.98% | 29.46% | 3.991% | 1.81% | 0% | 0% | 0% | 0% | 0% | 0% | 4% | 1.5% | 50.5% | 0% | 44% | 0% | 0% | 0% | 0% | 0% | 0% | 0% | 0% | 0% | 0% | 0% | 0% | 0% | 0% | 0% | 0% | 0% | 0% | 0% | 0% | 0% | 0% | 0% | 0% | 0% | 0% | 0% | 0% | 0% | 0% | 0% | 0% | 0% | 0% | 0% | 0% | 0% | 0% | 0% | 0% | 0%
35 | Customer Initiated Major Works Commercial | Connection | Connection | 57.0218 | 57.0218 | 57.0218 | 57.0218 | 57.0218 | [5 empty] | 23.36% | 34.16% | 19.73% | 5.794% | 16.95% | 0% | 0.9295% | 0% | 0.3098% | 0% | 0.6197% | 2.169% | 17.59% | 23.13% | 0% | 42.4% | 0% | 5.14% | 7.711% | 0% | 0% | 0% | 0% | 0% | 0% | 0% | 0% | 0% | 0% | 0% | 0% | 0% | 0% | 0% | 0% | 0% | 0% | 0% | 0% | 0% | 0% | 0% | 0% | 0% | 0% | 0% | 0% | 0% | 0% | 0% | 0% | 0% | 0% | 0% | 0% | 0% | 0%
36 | Customer Initiated Non-Major Works Commercial | Connection | Connection | 58.6465 | 58.6465 | 58.6465 | 58.6465 | 58.6465 | [5 empty] | 20.59% | 38.07% | 22.25% | 4.702% | 14.39% | 0% | 0% | 0% | 0% | 0% | 0% | 0% | 5.559% | 22.24% | 0% | 44.41% | 0% | 0% | 5.559% | 11.12% | 0% | 0% | 0% | 5.559% | 5.559% | 0% | 0% | 0% | 0% | 0% | 0% | 0% | 0% | 0% | 0% | 0% | 0% | 0% | 0% | 0% | 0% | 0% | 0% | 0% | 0% | 0% | 0% | 0% | 0% | 0% | 0% | 0% | 0% | 0% | 0% | 0% | 0%
37 | Customer Initiated Non-Major Works Irrigation | Connection | Connection | 57.9919 | 57.9919 | 57.9919 | 57.9919 | 57.9919 | [5 empty] | 18.36% | 55.09% | 9.075% | 5.073% | 12.4% | 0% | 0% | 0% | 0% | 0% | 0% | 0% | 0% | 55% | 0% | 0% | 0% | 0% | 0% | 15% | 0% | 0% | 10% | 0% | 20% | 0% | 0% | 0% | 0% | 0% | 0% | 0% | 0% | 0% | 0% | 0% | 0% | 0% | 0% | 0% | 0% | 0% | 0% | 0% | 0% | 0% | 0% | 0% | 0% | 0% | 0% | 0% | 0% | 0% | 0% | 0% | 0%
38 | Customer Initiated Non-Major Works Residential | Connection | Connection | 56.9729 | 56.973 | 56.9729 | 56.9729 | 56.973 | [5 empty] | 23.34% | 34.65% | 19.9% | 5.867% | 16.24% | 0% | 1.867% | 0% | 0% | 0% | 0% | 0% | 2.944% | 28.3% | 0% | 0% | 0% | 0% | 0% | 8.832% | 0% | 1.178% | 5.915% | 11.39% | 23.24% | 8.167% | 8.167% | 0% | 0% | 0% | 0% | 0% | 0% | 0% | 0% | 0% | 0% | 0% | 0% | 0% | 0% | 0% | 0% | 0% | 0% | 0% | 0% | 0% | 0% | 0% | 0% | 0% | 0% | 0% | 0% | 0% | 0%
39 | Customer Initiated Subdivisions | Connection | Connection | 56.5055 | 56.5055 | 56.5055 | 56.5055 | 56.5055 | [5 empty] | 12.2% | 42.7% | 33.78% | 2.521% | 8.799% | 0% | 0% | 0% | 0% | 0% | 0% | 0% | 0% | 4.651% | 0% | 18.04% | 0% | 0% | 0% | 0% | 18.04% | 0% | 2.387% | 0% | 2.754% | 27.06% | 27.06% | 0% | 0% | 0% | 0% | 0% | 0% | 0% | 0% | 0% | 0% | 0% | 0% | 0% | 0% | 0% | 0% | 0% | 0% | 0% | 0% | 0% | 0% | 0% | 0% | 0% | 0% | 0% | 0% | 0% | 0%
40 | Customer Initiated Substations | Connection | Connection | 62.2866 | 62.2866 | 62.2866 | 62.2866 | 62.2866 | [5 empty] | 12.28% | 64.09% | 13.74% | 1.594% | 8.3% | 0% | 0% | 0% | 0% | 0% | 0% | 0% | 0% | 4.651% | 0% | 18.04% | 0% | 0% | 0% | 0% | 18.04% | 0% | 2.387% | 0% | 2.754% | 27.06% | 27.06% | 0% | 0% | 0% | 0% | 0% | 0% | 0% | 0% | 0% | 0% | 0% | 0% | 0% | 0% | 0% | 0% | 0% | 0% | 0% | 0% | 0% | 0% | 0% | 0% | 0% | 0% | 0% | 0% | 0% | 0%
41 | Derwent Bridge 22 kV supply development | Augex | Augmentation | 57.9873 | 57.9873 | 0 | 0 | 0 | [5 empty] | 23.76% | 40.98% | 29.46% | 3.991% | 1.81% | 0% | 0% | 0% | 0% | 0% | 0% | 4% | 1.5% | 50.5% | 0% | 44% | 0% | 0% | 0% | 0% | 0% | 0% | 0% | 0% | 0% | 0% | 0% | 0% | 0% | 0% | 0% | 0% | 0% | 0% | 0% | 0% | 0% | 0% | 0% | 0% | 0% | 0% | 0% | 0% | 0% | 0% | 0% | 0% | 0% | 0% | 0% | 0% | 0% | 0% | 0% | 0% | 0%
42 | Derwent Park and Newtown Zone Substation AVR Replacement | Repex | Reliability & quality maintained | 74.6404 | 0 | 0 | 0 | 0 | [5 empty] | 5.773% | 7.319% | 84.41% | 0.5152% | 1.987% | 0% | 0% | 0% | 100% | 0% | 0% | 0% | 0% | 0% | 0% | 0% | 0% | 0% | 0% | 0% | 0% | 0% | 0% | 0% | 0% | 0% | 0% | 0% | 0% | 0% | 0% | 0% | 0% | 0% | 0% | 0% | 0% | 0% | 0% | 0% | 0% | 0% | 0% | 0% | 0% | 0% | 0% | 0% | 0% | 0% | 0% | 0% | 0% | 0% | 0% | 0% | 0%
43 | Distribution Fault Anticipator Pilot Implementation | Capex - Non Network | innovation | 60.6832 | 60.684 | 60.684 | 0 | 0 | [5 empty] | 63.7% | 29.41% | 0% | 6.895% | 0% | 0% | 0% | 0% | 0% | 0% | 0% | 0% | 20% | 80% | 0% | 0% | 0% | 0% | 0% | 0% | 0% | 0% | 0% | 0% | 0% | 0% | 0% | 0% | 0% | 0% | 0% | 0% | 0% | 0% | 0% | 0% | 0% | 0% | 0% | 0% | 0% | 0% | 0% | 0% | 0% | 0% | 0% | 0% | 0% | 0% | 0% | 0% | 0% | 0% | 0% | 0% | 0%
44 | DSO Framework early stage implementation | Capex - Non Network | innovation | 60.6832 | 60.6832 | 0 | 0 | 0 | [5 empty] | 63.7% | 29.41% | 0% | 6.895% | 0% | 0% | 0% | 0% | 0% | 0% | 0% | 0% | 20% | 80% | 0% | 0% | 0% | 0% | 0% | 0% | 0% | 0% | 0% | 0% | 0% | 0% | 0% | 0% | 0% | 0% | 0% | 0% | 0% | 0% | 0% | 0% | 0% | 0% | 0% | 0% | 0% | 0% | 0% | 0% | 0% | 0% | 0% | 0% | 0% | 0% | 0% | 0% | 0% | 0% | 0% | 0% | 0%
45 | East Coast South supply development | Augex | Augmentation | 0 | 57.9867 | 57.9871 | 57.9872 | 57.9873 | [5 empty] | 23.76% | 40.98% | 29.46% | 3.991% | 1.81% | 0% | 0% | 0% | 0% | 0% | 0% | 4% | 1.5% | 50.5% | 0% | 44% | 0% | 0% | 0% | 0% | 0% | 0% | 0% | 0% | 0% | 0% | 0% | 0% | 0% | 0% | 0% | 0% | 0% | 0% | 0% | 0% | 0% | 0% | 0% | 0% | 0% | 0% | 0% | 0% | 0% | 0% | 0% | 0% | 0% | 0% | 0% | 0% | 0% | 0% | 0% | 0% | 0%
46 | GENERAL O/H - Replace/relocate High Voltage Overhead due to Vegetation Issues | Repex | Reliability & quality maintained | 60.1311 | 60.1311 | 60.1311 | 60.1311 | 60.1311 | [5 empty] | 5.358% | 25.81% | 68.43% | 0.4055% | 0% | 0% | 0% | 0% | 0% | 0% | 0% | 0% | 10% | 90% | 0% | 0% | 0% | 0% | 0% | 0% | 0% | 0% | 0% | 0% | 0% | 0% | 0% | 0% | 0% | 0% | 0% | 0% | 0% | 0% | 0% | 0% | 0% | 0% | 0% | 0% | 0% | 0% | 0% | 0% | 0% | 0% | 0% | 0% | 0% | 0% | 0% | 0% | 0% | 0% | 0% | 0% | 0%
47 | Hobart CBD 11 kV supply development | Augex | Augmentation | 57.9873 | 57.9873 | 57.9873 | 57.9873 | 57.9873 | [5 empty] | 23.76% | 40.98% | 29.46% | 3.991% | 1.81% | 0% | 0% | 0% | 0% | 0% | 0% | 4% | 1.5% | 50.5% | 0% | 44% | 0% | 0% | 0% | 0% | 0% | 0% | 0% | 0% | 0% | 0% | 0% | 0% | 0% | 0% | 0% | 0% | 0% | 0% | 0% | 0% | 0% | 0% | 0% | 0% | 0% | 0% | 0% | 0% | 0% | 0% | 0% | 0% | 0% | 0% | 0% | 0% | 0% | 0% | 0% | 0% | 0%
48 | Hobart CBD Substation Communication Infrastructure project | Repex | Network control | 61.0828 | 61.0828 | 61.0828 | 61.0828 | 61.0828 | [5 empty] | 55.04% | 34.68% | 3.954% | 5.881% | 0.4411% | 0% | 0% | 0% | 0% | 0% | 0% | 100% | 0% | 0% | 0% | 0% | 0% | 0% | 0% | 0% | 0% | 0% | 0% | 0% | 0% | 0% | 0% | 0% | 0% | 0% | 0% | 0% | 0% | 0% | 0% | 0% | 0% | 0% | 0% | 0% | 0% | 0% | 0% | 0% | 0% | 0% | 0% | 0% | 0% | 0% | 0% | 0% | 0% | 0% | 0% | 0% | 0%
49 | Hobart CBD Substation Pilot wire Project | Repex | Reliability & quality maintained | 74.6256 | 74.6256 | 74.6256 | 74.6256 | 74.6256 | [5 empty] | 5.773% | 7.319% | 84.41% | 0.5152% | 1.987% | 0% | 0% | 0% | 100% | 0% | 0% | 0% | 0% | 0% | 0% | 0% | 0% | 0% | 0% | 0% | 0% | 0% | 0% | 0% | 0% | 0% | 0% | 0% | 0% | 0% | 0% | 0% | 0% | 0% | 0% | 0% | 0% | 0% | 0% | 0% | 0% | 0% | 0% | 0% | 0% | 0% | 0% | 0% | 0% | 0% | 0% | 0% | 0% | 0% | 0% | 0% | 0%
50 | HV CT and VT Replacement | Repex | Reliability & quality maintained | 74.0038 | 74.0038 | 74.0038 | 74.0038 | 74.0038 | [5 empty] | 18.3% | 53.65% | 25.55% | 2.505% | 0% | 0% | 0% | 0% | 0% | 0% | 0% | 0% | 0% | 0% | 0% | 0% | 0% | 0% | 0% | 0% | 0% | 0% | 0% | 0% | 0% | 0% | 0% | 0% | 0% | 4% | 0% | 0% | 96% | 0% | 0% | 0% | 0% | 0% | 0% | 0% | 0% | 0% | 0% | 0% | 0% | 0% | 0% | 0% | 0% | 0% | 0% | 0% | 0% | 0% | 0% | 0% | 0%
51 | HV Links Replace with Air Break Switch | Repex | Reliability & quality maintained | 54.625 | 54.625 | 54.625 | 54.625 | 54.625 | [5 empty] | 39.88% | 37.29% | 0% | 8.27% | 14.56% | 0% | 0% | 0% | 0% | 0% | 0% | 0% | 50% | 50% | 0% | 0% | 0% | 0% | 0% | 0% | 0% | 0% | 0% | 0% | 0% | 0% | 0% | 0% | 0% | 0% | 0% | 0% | 0% | 0% | 0% | 0% | 0% | 0% | 0% | 0% | 0% | 0% | 0% | 0% | 0% | 0% | 0% | 0% | 0% | 0% | 0% | 0% | 0% | 0% | 0% | 0% | 0%
52 | Implement fault indicators in Overhead Systems | Repex | Reliability & quality maintained | 55.5652 | 55.5652 | 55.5652 | 55.5652 | 55.5652 | [5 empty] | 90.92% | 0% | 0% | 9.082% | 0% | 0% | 0% | 0% | 0% | 0% | 0% | 0% | 50% | 50% | 0% | 0% | 0% | 0% | 0% | 0% | 0% | 0% | 0% | 0% | 0% | 0% | 0% | 0% | 0% | 0% | 0% | 0% | 0% | 0% | 0% | 0% | 0% | 0% | 0% | 0% | 0% | 0% | 0% | 0% | 0% | 0% | 0% | 0% | 0% | 0% | 0% | 0% | 0% | 0% | 0% | 0% | 0%
53 | Install animal access barriers to poles and conductors | Repex | Reliability & quality maintained | 54.6465 | 54.6465 | 54.6465 | 54.6465 | 54.6465 | [5 empty] | 10.26% | 23.54% | 64.42% | 1.769% | 0.02184% | 0% | 0% | 0% | 0% | 0% | 0% | 0% | 0% | 50% | 0% | 0% | 0% | 0% | 0% | 0% | 0% | 0% | 0% | 0% | 50% | 0% | 0% | 0% | 0% | 0% | 0% | 0% | 0% | 0% | 0% | 0% | 0% | 0% | 0% | 0% | 0% | 0% | 0% | 0% | 0% | 0% | 0% | 0% | 0% | 0% | 0% | 0% | 0% | 0% | 0% | 0% | 0%
54 | Install bird flight diverters | Repex | Reliability & quality maintained | 54.6465 | 54.6465 | 54.6465 | 54.6465 | 54.6465 | [5 empty] | 10.26% | 23.54% | 64.42% | 1.769% | 0.02184% | 0% | 0% | 0% | 0% | 0% | 0% | 0% | 0% | 50% | 0% | 0% | 0% | 0% | 0% | 0% | 0% | 0% | 0% | 0% | 50% | 0% | 0% | 0% | 0% | 0% | 0% | 0% | 0% | 0% | 0% | 0% | 0% | 0% | 0% | 0% | 0% | 0% | 0% | 0% | 0% | 0% | 0% | 0% | 0% | 0% | 0% | 0% | 0% | 0% | 0% | 0% | 0%
55 | Install D Loops | Repex | Reliability & quality maintained | 54.5883 | 54.5883 | 54.5883 | 54.5883 | 54.5883 | [5 empty] | 10.25% | 23.54% | 64.42% | 1.77% | 0.02185% | 0% | 0% | 0% | 0% | 0% | 0% | 0% | 50% | 50% | 0% | 0% | 0% | 0% | 0% | 0% | 0% | 0% | 0% | 0% | 0% | 0% | 0% | 0% | 0% | 0% | 0% | 0% | 0% | 0% | 0% | 0% | 0% | 0% | 0% | 0% | 0% | 0% | 0% | 0% | 0% | 0% | 0% | 0% | 0% | 0% | 0% | 0% | 0% | 0% | 0% | 0% | 0%
56 | Install HV and LV Conduit with other UG works (Capacity) | Augex | Augmentation | 57.9869 | 57.9869 | 57.9869 | 57.9869 | 57.9869 | [5 empty] | 23.76% | 40.98% | 29.46% | 3.991% | 1.81% | 0% | 0% | 0% | 0% | 0% | 0% | 4% | 1.5% | 50.5% | 0% | 44% | 0% | 0% | 0% | 0% | 0% | 0% | 0% | 0% | 0% | 0% | 0% | 0% | 0% | 0% | 0% | 0% | 0% | 0% | 0% | 0% | 0% | 0% | 0% | 0% | 0% | 0% | 0% | 0% | 0% | 0% | 0% | 0% | 0% | 0% | 0% | 0% | 0% | 0% | 0% | 0% | 0%
57 | Install Low Voltage Spreaders | Repex | Reliability & quality maintained | 54.6465 | 54.6465 | 54.6465 | 54.6465 | 54.6465 | [5 empty] | 10.26% | 23.54% | 64.42% | 1.769% | 0.02184% | 0% | 0% | 0% | 0% | 0% | 0% | 0% | 0% | 50% | 0% | 0% | 0% | 0% | 0% | 0% | 0% | 0% | 0% | 0% | 50% | 0% | 0% | 0% | 0% | 0% | 0% | 0% | 0% | 0% | 0% | 0% | 0% | 0% | 0% | 0% | 0% | 0% | 0% | 0% | 0% | 0% | 0% | 0% | 0% | 0% | 0% | 0% | 0% | 0% | 0% | 0% | 0%
58 | Install OH Equipment - Anti-Climbing barriers or Signage Program | Augex | Reliability & quality maintained | 53.8628 | 53.8628 | 53.8628 | 53.8628 | 53.8628 | [5 empty] | 69.72% | 22.33% | 0% | 7.95% | 0% | 0% | 0% | 0% | 0% | 0% | 0% | 0% | 0% | 0% | 0% | 0% | 0% | 2% | 3% | 90% | 5% | 0% | 0% | 0% | 0% | 0% | 0% | 0% | 0% | 0% | 0% | 0% | 0% | 0% | 0% | 0% | 0% | 0% | 0% | 0% | 0% | 0% | 0% | 0% | 0% | 0% | 0% | 0% | 0% | 0% | 0% | 0% | 0% | 0% | 0% | 0% | 0%
59 | Install Remote Fault Indicators in Ground Mounted Substations | Repex | Reliability & quality maintained | 59.4002 | 59.4002 | 59.4002 | 59.4002 | 59.4002 | [5 empty] | 23.65% | 53.48% | 16.63% | 2.251% | 3.99% | 0% | 0% | 0% | 0% | 0% | 0% | 0% | 0% | 0% | 0% | 0% | 0% | 0% | 100% | 0% | 0% | 0% | 0% | 0% | 0% | 0% | 0% | 0% | 0% | 0% | 0% | 0% | 0% | 0% | 0% | 0% | 0% | 0% | 0% | 0% | 0% | 0% | 0% | 0% | 0% | 0% | 0% | 0% | 0% | 0% | 0% | 0% | 0% | 0% | 0% | 0% | 0%
60 | Install/Augment Ground Mounted Voltage Regulator for Capacity | Augex | Augmentation | 0 | 0 | 0 | 0 | 57.9873 | [5 empty] | 23.76% | 40.98% | 29.46% | 3.991% | 1.81% | 0% | 0% | 0% | 0% | 0% | 0% | 4% | 1.5% | 50.5% | 0% | 44% | 0% | 0% | 0% | 0% | 0% | 0% | 0% | 0% | 0% | 0% | 0% | 0% | 0% | 0% | 0% | 0% | 0% | 0% | 0% | 0% | 0% | 0% | 0% | 0% | 0% | 0% | 0% | 0% | 0% | 0% | 0% | 0% | 0% | 0% | 0% | 0% | 0% | 0% | 0% | 0% | 0%
61 | Install/Augment Ground Susbtation (Capacity) | Augex | Augmentation | 56.439 | 56.439 | 56.439 | 56.439 | 56.439 | [5 empty] | 33.14% | 11.92% | 47.03% | 5.7% | 2.203% | 0% | 0% | 0% | 0% | 0% | 0% | 0% | 0% | 0% | 0% | 0% | 0% | 0% | 0% | 90% | 10% | 0% | 0% | 0% | 0% | 0% | 0% | 0% | 0% | 0% | 0% | 0% | 0% | 0% | 0% | 0% | 0% | 0% | 0% | 0% | 0% | 0% | 0% | 0% | 0% | 0% | 0% | 0% | 0% | 0% | 0% | 0% | 0% | 0% | 0% | 0% | 0%
62 | Install/Augment HV OH Switch (LAP) | Augex | Reliability & quality maintained | 54.2793 | 54.2793 | 54.2793 | 54.2793 | 54.2793 | [5 empty] | 36.74% | 29.19% | 25.47% | 8.355% | 0.2498% | 0% | 0% | 0% | 0% | 0% | 0% | 0% | 50% | 50% | 0% | 0% | 0% | 0% | 0% | 0% | 0% | 0% | 0% | 0% | 0% | 0% | 0% | 0% | 0% | 0% | 0% | 0% | 0% | 0% | 0% | 0% | 0% | 0% | 0% | 0% | 0% | 0% | 0% | 0% | 0% | 0% | 0% | 0% | 0% | 0% | 0% | 0% | 0% | 0% | 0% | 0% | 0%
63 | Install/Augment LV Feeder | Augex | Augmentation | 55.085 | 55.085 | 55.085 | 55.085 | 55.085 | [5 empty] | 22.36% | 21.09% | 51.56% | 4.502% | 0.4907% | 0% | 0% | 0% | 0% | 0% | 0% | 0% | 0% | 0% | 0% | 0% | 0% | 0% | 0% | 0% | 0% | 40% | 10% | 10% | 20% | 20% | 0% | 0% | 0% | 0% | 0% | 0% | 0% | 0% | 0% | 0% | 0% | 0% | 0% | 0% | 0% | 0% | 0% | 0% | 0% | 0% | 0% | 0% | 0% | 0% | 0% | 0% | 0% | 0% | 0% | 0% | 0%
64 | Install/Augment OH Feeder for Bird Mitigation (LAP) | Repex | Reliability & quality maintained | 54.748 | 54.748 | 54.748 | 54.748 | 54.748 | [5 empty] | 30.42% | 37.92% | 26.56% | 5.105% | 0% | 0% | 0% | 0% | 0% | 0% | 0% | 0% | 20% | 80% | 0% | 0% | 0% | 0% | 0% | 0% | 0% | 0% | 0% | 0% | 0% | 0% | 0% | 0% | 0% | 0% | 0% | 0% | 0% | 0% | 0% | 0% | 0% | 0% | 0% | 0% | 0% | 0% | 0% | 0% | 0% | 0% | 0% | 0% | 0% | 0% | 0% | 0% | 0% | 0% | 0% | 0% | 0%
65 | Install/Augment Pole Mounted Voltage Regulator for Capacity | Augex | Augmentation | 57.9873 | 0 | 57.9873 | 0 | 57.9873 | [5 empty] | 23.76% | 40.98% | 29.46% | 3.991% | 1.81% | 0% | 0% | 0% | 0% | 0% | 0% | 4% | 1.5% | 50.5% | 0% | 44% | 0% | 0% | 0% | 0% | 0% | 0% | 0% | 0% | 0% | 0% | 0% | 0% | 0% | 0% | 0% | 0% | 0% | 0% | 0% | 0% | 0% | 0% | 0% | 0% | 0% | 0% | 0% | 0% | 0% | 0% | 0% | 0% | 0% | 0% | 0% | 0% | 0% | 0% | 0% | 0% | 0%
66 | Install/Augment Pole Substation (Capacity) | Augex | Augmentation | 56.439 | 56.439 | 56.439 | 56.439 | 56.439 | [5 empty] | 33.14% | 11.92% | 47.03% | 5.7% | 2.203% | 0% | 0% | 0% | 0% | 0% | 0% | 0% | 0% | 0% | 0% | 0% | 0% | 0% | 0% | 90% | 10% | 0% | 0% | 0% | 0% | 0% | 0% | 0% | 0% | 0% | 0% | 0% | 0% | 0% | 0% | 0% | 0% | 0% | 0% | 0% | 0% | 0% | 0% | 0% | 0% | 0% | 0% | 0% | 0% | 0% | 0% | 0% | 0% | 0% | 0% | 0% | 0%
67 | Install/Augment Pole Substation < 50 kVA (Capacity) | Augex | Augmentation | 56.4389 | 56.4389 | 56.4389 | 56.4389 | 56.4389 | [5 empty] | 33.14% | 11.92% | 47.03% | 5.7% | 2.203% | 0% | 0% | 0% | 0% | 0% | 0% | 0% | 0% | 0% | 0% | 0% | 0% | 0% | 0% | 90% | 10% | 0% | 0% | 0% | 0% | 0% | 0% | 0% | 0% | 0% | 0% | 0% | 0% | 0% | 0% | 0% | 0% | 0% | 0% | 0% | 0% | 0% | 0% | 0% | 0% | 0% | 0% | 0% | 0% | 0% | 0% | 0% | 0% | 0% | 0% | 0% | 0%
68 | Installation of Vibration Dampers (Replace ties & insulators if old/defective) | Repex | Reliability & quality maintained | 54.6465 | 54.6465 | 54.6465 | 54.6465 | 54.6465 | [5 empty] | 10.26% | 23.54% | 64.42% | 1.769% | 0.02184% | 0% | 0% | 0% | 0% | 0% | 0% | 0% | 0% | 50% | 0% | 0% | 0% | 0% | 0% | 0% | 0% | 0% | 0% | 0% | 50% | 0% | 0% | 0% | 0% | 0% | 0% | 0% | 0% | 0% | 0% | 0% | 0% | 0% | 0% | 0% | 0% | 0% | 0% | 0% | 0% | 0% | 0% | 0% | 0% | 0% | 0% | 0% | 0% | 0% | 0% | 0% | 0%
69 | Intumescent Fire Resistant Coating on Wood Poles | Repex | Reliability & quality maintained | 57.7263 | 57.7263 | 57.7263 | 57.7263 | 57.7263 | [5 empty] | 22.22% | 18.8% | 53.48% | 4.861% | 0.6335% | 0% | 1% | 0% | 0% | 0% | 0% | 0% | 22.5% | 30% | 0% | 0% | 0% | 0% | 0% | 4% | 0% | 12.5% | 5% | 12.5% | 12.5% | 0% | 0% | 0% | 0% | 0% | 0% | 0% | 0% | 0% | 0% | 0% | 0% | 0% | 0% | 0% | 0% | 0% | 0% | 0% | 0% | 0% | 0% | 0% | 0% | 0% | 0% | 0% | 0% | 0% | 0% | 0% | 0%
70 | Knights Rd 11 kV supply development | Augex | Augmentation | 0 | 0 | 0 | 0 | 0 | [5 empty] | 23.76% | 40.98% | 29.46% | 3.991% | 1.81% | 0% | 0% | 0% | 0% | 0% | 0% | 4% | 1.5% | 50.5% | 0% | 44% | 0% | 0% | 0% | 0% | 0% | 0% | 0% | 0% | 0% | 0% | 0% | 0% | 0% | 0% | 0% | 0% | 0% | 0% | 0% | 0% | 0% | 0% | 0% | 0% | 0% | 0% | 0% | 0% | 0% | 0% | 0% | 0% | 0% | 0% | 0% | 0% | 0% | 0% | 0% | 0% | 0%
71 | Land Purchase associated with Zone Substation (Capacity) | Repex | Augmentation | 0 | 0 | 0 | 0 | 0 | [5 empty] | 0% | 0% | 100% | 0% | 0% | 0% | 0% | 0% | 0% | 0% | 0% | 0% | 0% | 0% | 0% | 0% | 0% | 0% | 0% | 0% | 0% | 0% | 0% | 0% | 0% | 0% | 0% | 0% | 0% | 0% | 0% | 0% | 0% | 0% | 0% | 0% | 0% | 0% | 0% | 0% | 0% | 0% | 0% | 100% | 0% | 0% | 0% | 0% | 0% | 0% | 0% | 0% | 0% | 0% | 0% | 0% | 0%
72 | Localised reliability reinforcement (LAP) | Augex | Reliability & quality maintained | 186.5051 | 186.5051 | 186.5051 | 186.5051 | 186.5051 | [5 empty] | 75.24% | 4.887% | 19.51% | 0.3585% | 0% | 0% | 0% | 0% | 0% | 0% | 0% | 0% | 0% | 0% | 0% | 0% | 0% | 2% | 3% | 90% | 5% | 0% | 0% | 0% | 0% | 0% | 0% | 0% | 0% | 0% | 0% | 0% | 0% | 0% | 0% | 0% | 0% | 0% | 0% | 0% | 0% | 0% | 0% | 0% | 0% | 0% | 0% | 0% | 0% | 0% | 0% | 0% | 0% | 0% | 0% | 0% | 0%
73 | Low Conductor Span Rectification - Building Clearance LV CAPEX | Repex | Reliability & quality maintained | 63.4072 | 63.4063 | 63.4063 | 63.4063 | 63.4063 | [5 empty] | 44.93% | 17.79% | 30.34% | 6.55% | 0.387% | 0% | 0% | 0% | 0% | 0% | 0% | 0% | 0% | 0% | 0% | 0% | 0% | 0% | 0% | 0% | 0% | 45% | 5% | 45% | 5% | 0% | 0% | 0% | 0% | 0% | 0% | 0% | 0% | 0% | 0% | 0% | 0% | 0% | 0% | 0% | 0% | 0% | 0% | 0% | 0% | 0% | 0% | 0% | 0% | 0% | 0% | 0% | 0% | 0% | 0% | 0% | 0%
74 | Low Conductor Span Rectification - Low Clearance HV CAPEX | Repex | Reliability & quality maintained | 55.1599 | 55.1599 | 55.1599 | 55.1599 | 55.1599 | [5 empty] | 11.49% | 19.18% | 67.01% | 2.31% | 0% | 0% | 0% | 0% | 0% | 0% | 0% | 0% | 50% | 50% | 0% | 0% | 0% | 0% | 0% | 0% | 0% | 0% | 0% | 0% | 0% | 0% | 0% | 0% | 0% | 0% | 0% | 0% | 0% | 0% | 0% | 0% | 0% | 0% | 0% | 0% | 0% | 0% | 0% | 0% | 0% | 0% | 0% | 0% | 0% | 0% | 0% | 0% | 0% | 0% | 0% | 0% | 0%
75 | Low Conductor Span Rectification - Low Clearance LV CAPEX | Repex | Reliability & quality maintained | 55.0616 | 55.0616 | 55.0616 | 55.0616 | 55.0616 | [5 empty] | 17.33% | 21.32% | 57.8% | 3.405% | 0.1409% | 0% | 0% | 0% | 0% | 0% | 0% | 0% | 0% | 0% | 0% | 0% | 0% | 0% | 0% | 0% | 0% | 25% | 25% | 25% | 25% | 0% | 0% | 0% | 0% | 0% | 0% | 0% | 0% | 0% | 0% | 0% | 0% | 0% | 0% | 0% | 0% | 0% | 0% | 0% | 0% | 0% | 0% | 0% | 0% | 0% | 0% | 0% | 0% | 0% | 0% | 0% | 0%
76 | LV CT Replacement | Repex | Reliability & quality maintained | 74.0015 | 74.0015 | 74.0015 | 74.0015 | 74.0015 | [5 empty] | 18.3% | 53.65% | 25.55% | 2.505% | 0% | 0% | 0% | 0% | 0% | 0% | 0% | 0% | 0% | 0% | 0% | 0% | 0% | 0% | 0% | 0% | 0% | 0% | 0% | 0% | 0% | 0% | 0% | 0% | 0% | 4% | 0% | 0% | 96% | 0% | 0% | 0% | 0% | 0% | 0% | 0% | 0% | 0% | 0% | 0% | 0% | 0% | 0% | 0% | 0% | 0% | 0% | 0% | 0% | 0% | 0% | 0% | 0%
77 | Major System - Augment 33 kV Sub-transmission Circuits (Capacity) | Augex | Augmentation | 74.6293 | 0 | 74.6293 | 0 | 74.6317 | [5 empty] | 5.773% | 7.319% | 84.41% | 0.5152% | 1.987% | 0% | 0% | 0% | 75% | 0% | 5% | 0% | 20% | 0% | 0% | 0% | 0% | 0% | 0% | 0% | 0% | 0% | 0% | 0% | 0% | 0% | 0% | 0% | 0% | 0% | 0% | 0% | 0% | 0% | 0% | 0% | 0% | 0% | 0% | 0% | 0% | 0% | 0% | 0% | 0% | 0% | 0% | 0% | 0% | 0% | 0% | 0% | 0% | 0% | 0% | 0% | 0%
78 | Meadowbank 22 kV supply development | Augex | Augmentation | 0 | 0 | 0 | 0 | 0 | [5 empty] | 0% | 50% | 50% | 0% | 0% | 0% | 0% | 0% | 0% | 0% | 0% | 4% | 1.5% | 50.5% | 0% | 44% | 0% | 0% | 0% | 0% | 0% | 0% | 0% | 0% | 0% | 0% | 0% | 0% | 0% | 0% | 0% | 0% | 0% | 0% | 0% | 0% | 0% | 0% | 0% | 0% | 0% | 0% | 0% | 0% | 0% | 0% | 0% | 0% | 0% | 0% | 0% | 0% | 0% | 0% | 0% | 0% | 0%
79 | NOCS Distribution System enhancement | Repex | Network control | 94.3049 | 94.305 | 94.3048 | 94.3047 | 94.305 | [5 empty] | 89.12% | 0% | 0% | 10.88% | 0% | 0% | 0% | 0% | 0% | 0% | 100% | 0% | 0% | 0% | 0% | 0% | 0% | 0% | 0% | 0% | 0% | 0% | 0% | 0% | 0% | 0% | 0% | 0% | 0% | 0% | 0% | 0% | 0% | 0% | 0% | 0% | 0% | 0% | 0% | 0% | 0% | 0% | 0% | 0% | 0% | 0% | 0% | 0% | 0% | 0% | 0% | 0% | 0% | 0% | 0% | 0% | 0%
80 | North Region Overhead Feeder Flood Crossings Flood Height Augmentation | Repex | Reliability & quality maintained | 57.7264 | 57.7264 | 57.7264 | 0 | 0 | [5 empty] | 22.22% | 18.8% | 53.48% | 4.861% | 0.6335% | 0% | 1% | 0% | 0% | 0% | 0% | 0% | 22.5% | 30% | 0% | 0% | 0% | 0% | 0% | 4% | 0% | 12.5% | 5% | 12.5% | 12.5% | 0% | 0% | 0% | 0% | 0% | 0% | 0% | 0% | 0% | 0% | 0% | 0% | 0% | 0% | 0% | 0% | 0% | 0% | 0% | 0% | 0% | 0% | 0% | 0% | 0% | 0% | 0% | 0% | 0% | 0% | 0% | 0%
81 | Over Voltage (LV) Compliance Capital Program - REMOVED | Augex | Reliability & quality maintained | 0 | 0 | 0 | 0 | 0 | [5 empty] | 0% | 0% | 0% | 0% | 0% | 0% | 0% | 0% | 0% | 0% | 0% | 0% | 0% | 0% | 0% | 0% | 0% | 0% | 0% | 0% | 0% | 0% | 0% | 0% | 0% | 0% | 0% | 0% | 0% | 0% | 0% | 0% | 0% | 0% | 0% | 0% | 0% | 0% | 0% | 0% | 0% | 0% | 0% | 0% | 0% | 0% | 0% | 0% | 0% | 0% | 0% | 0% | 0% | 0% | 0% | 0% | 0%
82 | Pole Replacements | Repex | Reliability & quality maintained | 57.7265 | 57.7265 | 57.7265 | 57.7265 | 57.7265 | [5 empty] | 22.22% | 18.8% | 53.48% | 4.861% | 0.6335% | 0% | 1% | 0% | 0% | 0% | 0% | 0% | 22.5% | 30% | 0% | 0% | 0% | 0% | 0% | 4% | 0% | 12.5% | 5% | 12.5% | 12.5% | 0% | 0% | 0% | 0% | 0% | 0% | 0% | 0% | 0% | 0% | 0% | 0% | 0% | 0% | 0% | 0% | 0% | 0% | 0% | 0% | 0% | 0% | 0% | 0% | 0% | 0% | 0% | 0% | 0% | 0% | 0% | 0%
83 | Pole Staking | Repex | Reliability & quality maintained | 49.1379 | 49.1379 | 49.1379 | 49.1379 | 49.1379 | [5 empty] | 25.24% | 48.51% | 18.88% | 4.312% | 3.056% | 0% | 1% | 0% | 0% | 0% | 0% | 0% | 22.5% | 30% | 0% | 0% | 0% | 0% | 0% | 4% | 0% | 12.5% | 5% | 12.5% | 12.5% | 0% | 0% | 0% | 0% | 0% | 0% | 0% | 0% | 0% | 0% | 0% | 0% | 0% | 0% | 0% | 0% | 0% | 0% | 0% | 0% | 0% | 0% | 0% | 0% | 0% | 0% | 0% | 0% | 0% | 0% | 0% | 0%
84 | Power Quality (PQ) Capital Program - LV Circuit Augmentation Component | Augex | Reliability & quality maintained | 54.0351 | 54.0351 | 54.0351 | 54.0351 | 54.0351 | [5 empty] | 29.95% | 39.5% | 23.84% | 6.465% | 0.2497% | 0% | 0% | 0% | 0% | 0% | 0% | 0% | 0% | 0% | 0% | 0% | 0% | 0% | 0% | 0% | 0% | 35% | 20% | 10% | 35% | 0% | 0% | 0% | 0% | 0% | 0% | 0% | 0% | 0% | 0% | 0% | 0% | 0% | 0% | 0% | 0% | 0% | 0% | 0% | 0% | 0% | 0% | 0% | 0% | 0% | 0% | 0% | 0% | 0% | 0% | 0% | 0%
85 | Power Quality (PQ) Capital Program - LV Transformer Augmentation Component | Augex | Reliability & quality maintained | 56.1922 | 56.1921 | 56.1922 | 56.1922 | 56.1922 | [5 empty] | 24.54% | 40.19% | 29.97% | 5.139% | 0.1622% | 0% | 0% | 0% | 0% | 0% | 0% | 0% | 0% | 0% | 0% | 0% | 0% | 2% | 3% | 90% | 5% | 0% | 0% | 0% | 0% | 0% | 0% | 0% | 0% | 0% | 0% | 0% | 0% | 0% | 0% | 0% | 0% | 0% | 0% | 0% | 0% | 0% | 0% | 0% | 0% | 0% | 0% | 0% | 0% | 0% | 0% | 0% | 0% | 0% | 0% | 0% | 0%
86 | Power Quality (PQ) Capital Program - MV Conductor Augmentation Component | Augex | Reliability & quality maintained | 185.8749 | 185.8749 | 185.8749 | 185.8749 | 185.8749 | [5 empty] | 99.32% | 0% | 0.6715% | 0.01243% | 0% | 0% | 0% | 0% | 0% | 0% | 0% | 0% | 0% | 100% | 0% | 0% | 0% | 0% | 0% | 0% | 0% | 0% | 0% | 0% | 0% | 0% | 0% | 0% | 0% | 0% | 0% | 0% | 0% | 0% | 0% | 0% | 0% | 0% | 0% | 0% | 0% | 0% | 0% | 0% | 0% | 0% | 0% | 0% | 0% | 0% | 0% | 0% | 0% | 0% | 0% | 0% | 0%
87 | Refurbish Single Phase Regulators | Repex | Reliability & quality maintained | 59.2212 | 59.2212 | 59.2212 | 59.2212 | 59.2212 | [5 empty] | 27.74% | 53.63% | 14.35% | 3.625% | 0.6503% | 0% | 0% | 0% | 0% | 0% | 0% | 0% | 0% | 0% | 100% | 0% | 0% | 0% | 0% | 0% | 0% | 0% | 0% | 0% | 0% | 0% | 0% | 0% | 0% | 0% | 0% | 0% | 0% | 0% | 0% | 0% | 0% | 0% | 0% | 0% | 0% | 0% | 0% | 0% | 0% | 0% | 0% | 0% | 0% | 0% | 0% | 0% | 0% | 0% | 0% | 0% | 0%
88 | Refurbishment of Gretna Zone | Repex | Reliability & quality maintained | 0 | 0 | 0 | 0 | 0 | [5 empty] | 3.899% | 0% | 96.1% | 0% | 0% | 0% | 0% | 0% | 0% | 100% | 0% | 0% | 0% | 0% | 0% | 0% | 0% | 0% | 0% | 0% | 0% | 0% | 0% | 0% | 0% | 0% | 0% | 0% | 0% | 0% | 0% | 0% | 0% | 0% | 0% | 0% | 0% | 0% | 0% | 0% | 0% | 0% | 0% | 0% | 0% | 0% | 0% | 0% | 0% | 0% | 0% | 0% | 0% | 0% | 0% | 0% | 0%
89 | Reinforce Network for OH LV Services (Customer Initiated Work) | Repex | Reliability & quality maintained | 54.1158 | 54.1158 | 54.1158 | 54.1158 | 54.1158 | [5 empty] | 55.04% | 8.313% | 27.01% | 9.139% | 0.4952% | 0% | 0% | 0% | 0% | 0% | 0% | 0% | 0% | 0% | 0% | 0% | 0% | 0% | 0% | 0% | 0% | 0% | 0% | 0% | 0% | 0% | 0% | 0% | 2.196% | 0% | 3.972% | 10.4% | 0% | 83.43% | 0% | 0% | 0% | 0% | 0% | 0% | 0% | 0% | 0% | 0% | 0% | 0% | 0% | 0% | 0% | 0% | 0% | 0% | 0% | 0% | 0% | 0% | 0%
90 | Reinforce steel tower legs | Repex | Reliability & quality maintained | 0 | 49.1382 | 0 | 0 | 0 | [5 empty] | 25.24% | 48.51% | 18.88% | 4.312% | 3.056% | 0% | 1% | 0% | 0% | 0% | 0% | 0% | 22.5% | 30% | 0% | 0% | 0% | 0% | 0% | 4% | 0% | 12.5% | 5% | 12.5% | 12.5% | 0% | 0% | 0% | 0% | 0% | 0% | 0% | 0% | 0% | 0% | 0% | 0% | 0% | 0% | 0% | 0% | 0% | 0% | 0% | 0% | 0% | 0% | 0% | 0% | 0% | 0% | 0% | 0% | 0% | 0% | 0% | 0%
91 | Remedial work identified from earthing injection testing | Augex | Reliability & quality maintained | 217.2163 | 217.2163 | 217.2163 | 217.2163 | 217.2163 | [5 empty] | 55.3% | 0.2884% | 0% | 0.355% | 44.06% | 0% | 0% | 0% | 0% | 0% | 0% | 0% | 0% | 0% | 0% | 0% | 0% | 0% | 100% | 0% | 0% | 0% | 0% | 0% | 0% | 0% | 0% | 0% | 0% | 0% | 0% | 0% | 0% | 0% | 0% | 0% | 0% | 0% | 0% | 0% | 0% | 0% | 0% | 0% | 0% | 0% | 0% | 0% | 0% | 0% | 0% | 0% | 0% | 0% | 0% | 0% | 0%
92 | Replace low voltage cable | Repex | Reliability & quality maintained | 59.5415 | 59.5415 | 59.5415 | 59.5415 | 59.5415 | [5 empty] | 26.17% | 7.381% | 64.44% | 2.007% | 0% | 0% | 0% | 0% | 0% | 0% | 0% | 0% | 0% | 0% | 0% | 0% | 0% | 0% | 0% | 0% | 0% | 0% | 0% | 0% | 0% | 75% | 25% | 0% | 0% | 0% | 0% | 0% | 0% | 0% | 0% | 0% | 0% | 0% | 0% | 0% | 0% | 0% | 0% | 0% | 0% | 0% | 0% | 0% | 0% | 0% | 0% | 0% | 0% | 0% | 0% | 0% | 0%
93 | Replace 3G Cybertec Modems Project | Repex | Reliability & quality maintained | 55.5651 | 0 | 0 | 0 | 0 | [5 empty] | 90.92% | 0% | 0% | 9.082% | 0% | 0% | 0% | 0% | 0% | 0% | 0% | 0% | 50% | 50% | 0% | 0% | 0% | 0% | 0% | 0% | 0% | 0% | 0% | 0% | 0% | 0% | 0% | 0% | 0% | 0% | 0% | 0% | 0% | 0% | 0% | 0% | 0% | 0% | 0% | 0% | 0% | 0% | 0% | 0% | 0% | 0% | 0% | 0% | 0% | 0% | 0% | 0% | 0% | 0% | 0% | 0% | 0%
94 | Replace aged/deteriorated Aluminium conductor | Repex | Reliability & quality maintained | 64.0774 | 64.0774 | 64.0774 | 64.0774 | 64.0774 | [5 empty] | 15.01% | 23.64% | 57.9% | 3.027% | 0.421% | 0% | 0% | 0% | 0% | 0% | 0% | 0% | 0% | 100% | 0% | 0% | 0% | 0% | 0% | 0% | 0% | 0% | 0% | 0% | 0% | 0% | 0% | 0% | 0% | 0% | 0% | 0% | 0% | 0% | 0% | 0% | 0% | 0% | 0% | 0% | 0% | 0% | 0% | 0% | 0% | 0% | 0% | 0% | 0% | 0% | 0% | 0% | 0% | 0% | 0% | 0% | 0%
95 | Replace aged/deteriorated HV ABC conductor (non HBLCA) | Repex | Reliability & quality maintained | 64.0766 | 64.0766 | 64.0766 | 64.0766 | 64.0766 | [5 empty] | 15.01% | 23.64% | 57.9% | 3.027% | 0.421% | 0% | 0% | 0% | 0% | 0% | 0% | 0% | 0% | 100% | 0% | 0% | 0% | 0% | 0% | 0% | 0% | 0% | 0% | 0% | 0% | 0% | 0% | 0% | 0% | 0% | 0% | 0% | 0% | 0% | 0% | 0% | 0% | 0% | 0% | 0% | 0% | 0% | 0% | 0% | 0% | 0% | 0% | 0% | 0% | 0% | 0% | 0% | 0% | 0% | 0% | 0% | 0%
96 | Replace AK Power sectionaliser with recloser | Repex | Reliability & quality maintained | 58.634 | 58.634 | 58.634 | 58.634 | 58.634 | [5 empty] | 25.85% | 58.25% | 0% | 4.189% | 11.7% | 0% | 0% | 0% | 0% | 0% | 0% | 0% | 50% | 50% | 0% | 0% | 0% | 0% | 0% | 0% | 0% | 0% | 0% | 0% | 0% | 0% | 0% | 0% | 0% | 0% | 0% | 0% | 0% | 0% | 0% | 0% | 0% | 0% | 0% | 0% | 0% | 0% | 0% | 0% | 0% | 0% | 0% | 0% | 0% | 0% | 0% | 0% | 0% | 0% | 0% | 0% | 0%
97 | Replace Bellerive 33 kV Oil Filled Sub-transmission Cable | Repex | Reliability & quality maintained | 0 | 0 | 0 | 0 | 0 | [5 empty] | 1.587% | 19.39% | 78.24% | 0.1549% | 0.6248% | 0% | 0% | 6% | 0% | 0% | 0% | 0% | 0% | 0% | 0% | 94% | 0% | 0% | 0% | 0% | 0% | 0% | 0% | 0% | 0% | 0% | 0% | 0% | 0% | 0% | 0% | 0% | 0% | 0% | 0% | 0% | 0% | 0% | 0% | 0% | 0% | 0% | 0% | 0% | 0% | 0% | 0% | 0% | 0% | 0% | 0% | 0% | 0% | 0% | 0% | 0% | 0%
98 | Replace Crossarm (Safety) | Repex | Reliability & quality maintained | 54.539 | 54.539 | 54.539 | 54.539 | 54.539 | [5 empty] | 12.21% | 11.77% | 73.4% | 2.52% | 0.1008% | 0% | 0% | 0% | 0% | 0% | 0% | 0% | 0% | 0% | 0% | 0% | 0% | 0% | 0% | 0% | 0% | 25% | 25% | 25% | 25% | 0% | 0% | 0% | 0% | 0% | 0% | 0% | 0% | 0% | 0% | 0% | 0% | 0% | 0% | 0% | 0% | 0% | 0% | 0% | 0% | 0% | 0% | 0% | 0% | 0% | 0% | 0% | 0% | 0% | 0% | 0% | 0%
99 | Replace Distribution C&I Substation Battery System | Repex | Reliability & quality maintained | 59.3999 | 59.3999 | 59.3999 | 59.3999 | 59.3999 | [5 empty] | 23.65% | 53.48% | 16.63% | 2.251% | 3.99% | 0% | 0% | 0% | 0% | 0% | 0% | 0% | 0% | 0% | 0% | 0% | 0% | 0% | 100% | 0% | 0% | 0% | 0% | 0% | 0% | 0% | 0% | 0% | 0% | 0% | 0% | 0% | 0% | 0% | 0% | 0% | 0% | 0% | 0% | 0% | 0% | 0% | 0% | 0% | 0% | 0% | 0% | 0% | 0% | 0% | 0% | 0% | 0% | 0% | 0% | 0% | 0%
100 | Replace EDOs with alternative device (ie: boric acid fuses or dropout reclosers) | Repex | Reliability & quality maintained | 54.6465 | 54.6465 | 54.6465 | 54.6465 | 54.6465 | [5 empty] | 10.26% | 23.54% | 64.42% | 1.769% | 0.02184% | 0% | 0% | 0% | 0% | 0% | 0% | 0% | 0% | 50% | 0% | 0% | 0% | 0% | 0% | 0% | 0% | 0% | 0% | 0% | 50% | 0% | 0% | 0% | 0% | 0% | 0% | 0% | 0% | 0% | 0% | 0% | 0% | 0% | 0% | 0% | 0% | 0% | 0% | 0% | 0% | 0% | 0% | 0% | 0% | 0% | 0% | 0% | 0% | 0% | 0% | 0% | 0%
101 | Replace ground mounted transformers | Repex | Reliability & quality maintained | 70.9633 | 70.9639 | 70.9638 | 70.9633 | 70.9633 | [5 empty] | 6.639% | 92.79% | 0% | 0.5751% | 0% | 0% | 0% | 0% | 0% | 0% | 0% | 0% | 0% | 0% | 100% | 0% | 0% | 0% | 0% | 0% | 0% | 0% | 0% | 0% | 0% | 0% | 0% | 0% | 0% | 0% | 0% | 0% | 0% | 0% | 0% | 0% | 0% | 0% | 0% | 0% | 0% | 0% | 0% | 0% | 0% | 0% | 0% | 0% | 0% | 0% | 0% | 0% | 0% | 0% | 0% | 0% | 0%
102 | Replace high voltage cable | Repex | Reliability & quality maintained | 59.8544 | 59.8544 | 59.8544 | 59.8544 | 59.8544 | [5 empty] | 33.1% | 15.37% | 44.05% | 4.026% | 3.447% | 0% | 0% | 6% | 0% | 0% | 0% | 0% | 0% | 0% | 0% | 94% | 0% | 0% | 0% | 0% | 0% | 0% | 0% | 0% | 0% | 0% | 0% | 0% | 0% | 0% | 0% | 0% | 0% | 0% | 0% | 0% | 0% | 0% | 0% | 0% | 0% | 0% | 0% | 0% | 0% | 0% | 0% | 0% | 0% | 0% | 0% | 0% | 0% | 0% | 0% | 0% | 0%
103 | Replace High Voltage Submarine Cable | Repex | Reliability & quality maintained | 0 | 58.634 | 0 | 0 | 0 | [5 empty] | 3.41% | 46.64% | 48.52% | 0.3444% | 1.091% | 0% | 0% | 6% | 0% | 0% | 0% | 0% | 0% | 0% | 0% | 94% | 0% | 0% | 0% | 0% | 0% | 0% | 0% | 0% | 0% | 0% | 0% | 0% | 0% | 0% | 0% | 0% | 0% | 0% | 0% | 0% | 0% | 0% | 0% | 0% | 0% | 0% | 0% | 0% | 0% | 0% | 0% | 0% | 0% | 0% | 0% | 0% | 0% | 0% | 0% | 0% | 0%
104 | Replace HV Feeders (Safety) | Repex | Reliability & quality maintained | 58.7131 | 58.7131 | 58.7131 | 58.7131 | 58.7131 | [5 empty] | 33.16% | 21.39% | 38.75% | 5.777% | 0.9187% | 0% | 0% | 0% | 0% | 0% | 0% | 0% | 25% | 75% | 0% | 0% | 0% | 0% | 0% | 0% | 0% | 0% | 0% | 0% | 0% | 0% | 0% | 0% | 0% | 0% | 0% | 0% | 0% | 0% | 0% | 0% | 0% | 0% | 0% | 0% | 0% | 0% | 0% | 0% | 0% | 0% | 0% | 0% | 0% | 0% | 0% | 0% | 0% | 0% | 0% | 0% | 0%
105 | Replace low voltage CONSAC cable | Repex | Reliability & quality maintained | 58.3029 | 58.3029 | 58.3029 | 58.3029 | 58.3029 | [5 empty] | 9.632% | 12.95% | 76.4% | 0.9952% | 0.02212% | 0% | 0% | 0% | 0% | 0% | 0% | 0% | 0% | 0% | 0% | 0% | 0% | 0% | 0% | 0% | 0% | 0% | 0% | 0% | 0% | 100% | 0% | 0% | 0% | 0% | 0% | 0% | 0% | 0% | 0% | 0% | 0% | 0% | 0% | 0% | 0% | 0% | 0% | 0% | 0% | 0% | 0% | 0% | 0% | 0% | 0% | 0% | 0% | 0% | 0% | 0% | 0%
106 | Replace LV Fuses for Fuse Reach | Repex | Reliability & quality maintained | 55.5649 | 55.5649 | 55.5649 | 55.5649 | 55.5649 | [5 empty] | 90.92% | 0% | 0% | 9.082% | 0% | 0% | 0% | 0% | 0% | 0% | 0% | 0% | 50% | 50% | 0% | 0% | 0% | 0% | 0% | 0% | 0% | 0% | 0% | 0% | 0% | 0% | 0% | 0% | 0% | 0% | 0% | 0% | 0% | 0% | 0% | 0% | 0% | 0% | 0% | 0% | 0% | 0% | 0% | 0% | 0% | 0% | 0% | 0% | 0% | 0% | 0% | 0% | 0% | 0% | 0% | 0% | 0%
107 | Replace LV Links with Fuse Links | Repex | Reliability & quality maintained | 52.8566 | 52.8566 | 52.8566 | 52.8566 | 52.8566 | [5 empty] | 4.689% | 41.27% | 53.21% | 0.8354% | 0% | 0% | 0% | 0% | 0% | 0% | 0% | 0% | 50% | 50% | 0% | 0% | 0% | 0% | 0% | 0% | 0% | 0% | 0% | 0% | 0% | 0% | 0% | 0% | 0% | 0% | 0% | 0% | 0% | 0% | 0% | 0% | 0% | 0% | 0% | 0% | 0% | 0% | 0% | 0% | 0% | 0% | 0% | 0% | 0% | 0% | 0% | 0% | 0% | 0% | 0% | 0% | 0%
108 | Replace LV potheads | Repex | Reliability & quality maintained | 71.8779 | 71.8779 | 71.8779 | 71.8779 | 0 | [5 empty] | 5.564% | 4.212% | 89.72% | 0.4992% | 0% | 0% | 0% | 0% | 0% | 0% | 0% | 0% | 0% | 0% | 0% | 100% | 0% | 0% | 0% | 0% | 0% | 0% | 0% | 0% | 0% | 0% | 0% | 0% | 0% | 0% | 0% | 0% | 0% | 0% | 0% | 0% | 0% | 0% | 0% | 0% | 0% | 0% | 0% | 0% | 0% | 0% | 0% | 0% | 0% | 0% | 0% | 0% | 0% | 0% | 0% | 0% | 0%
109 | Replace LV switchboards in ground mounted substations | Repex | Reliability & quality maintained | 102.9477 | 102.9477 | 102.9477 | 102.9477 | 102.9477 | [5 empty] | 14.34% | 40.99% | 42.86% | 0.772% | 1.033% | 0% | 0% | 0% | 0% | 0% | 0% | 0% | 25% | 75% | 0% | 0% | 0% | 0% | 0% | 0% | 0% | 0% | 0% | 0% | 0% | 0% | 0% | 0% | 0% | 0% | 0% | 0% | 0% | 0% | 0% | 0% | 0% | 0% | 0% | 0% | 0% | 0% | 0% | 0% | 0% | 0% | 0% | 0% | 0% | 0% | 0% | 0% | 0% | 0% | 0% | 0% | 0%
110 | Replace LV switchgear in ground mounted substations | Repex | Reliability & quality maintained | 102.9434 | 102.9434 | 102.9434 | 102.9434 | 102.9434 | [5 empty] | 14.34% | 40.99% | 42.86% | 0.772% | 1.033% | 0% | 0% | 0% | 0% | 0% | 0% | 0% | 25% | 75% | 0% | 0% | 0% | 0% | 0% | 0% | 0% | 0% | 0% | 0% | 0% | 0% | 0% | 0% | 0% | 0% | 0% | 0% | 0% | 0% | 0% | 0% | 0% | 0% | 0% | 0% | 0% | 0% | 0% | 0% | 0% | 0% | 0% | 0% | 0% | 0% | 0% | 0% | 0% | 0% | 0% | 0% | 0%
111 | Replace Meter Panels | Repex | Connection | 0 | 0 | 0 | 0 | 0 | [5 empty] | 0% | 100% | 0% | 0% | 0% | 0% | 0% | 0% | 0% | 0% | 0% | 0% | 0% | 0% | 0% | 0% | 0% | 0% | 0% | 0% | 0% | 0% | 0% | 0% | 0% | 0% | 0% | 0% | 0% | 0.5% | 0% | 0% | 28.5% | 0% | 71% | 0% | 0% | 0% | 0% | 0% | 0% | 0% | 0% | 0% | 0% | 0% | 0% | 0% | 0% | 0% | 0% | 0% | 0% | 0% | 0% | 0% | 0%
112 | Replace Overhead LV Services | Repex | Reliability & quality maintained | 54.1158 | 54.1158 | 54.1158 | 54.1158 | 54.1158 | [5 empty] | 55.04% | 8.313% | 27.01% | 9.139% | 0.4952% | 0% | 0% | 0% | 0% | 0% | 0% | 0% | 0% | 0% | 0% | 0% | 0% | 0% | 0% | 0% | 0% | 0% | 0% | 0% | 0% | 0% | 0% | 0% | 2.196% | 0% | 3.972% | 10.4% | 0% | 83.43% | 0% | 0% | 0% | 0% | 0% | 0% | 0% | 0% | 0% | 0% | 0% | 0% | 0% | 0% | 0% | 0% | 0% | 0% | 0% | 0% | 0% | 0% | 0%
113 | Replace Recloser and/or Control Box | Repex | Reliability & quality maintained | 55.565 | 55.565 | 55.565 | 55.565 | 55.565 | [5 empty] | 90.92% | 0% | 0% | 9.082% | 0% | 0% | 0% | 0% | 0% | 0% | 10% | 0% | 20% | 70% | 0% | 0% | 0% | 0% | 0% | 0% | 0% | 0% | 0% | 0% | 0% | 0% | 0% | 0% | 0% | 0% | 0% | 0% | 0% | 0% | 0% | 0% | 0% | 0% | 0% | 0% | 0% | 0% | 0% | 0% | 0% | 0% | 0% | 0% | 0% | 0% | 0% | 0% | 0% | 0% | 0% | 0% | 0%
114 | Replace reclosers | Repex | Reliability & quality maintained | 58.634 | 58.634 | 58.634 | 58.634 | 58.634 | [5 empty] | 25.85% | 58.25% | 0% | 4.189% | 11.7% | 0% | 0% | 0% | 0% | 0% | 10% | 0% | 20% | 70% | 0% | 0% | 0% | 0% | 0% | 0% | 0% | 0% | 0% | 0% | 0% | 0% | 0% | 0% | 0% | 0% | 0% | 0% | 0% | 0% | 0% | 0% | 0% | 0% | 0% | 0% | 0% | 0% | 0% | 0% | 0% | 0% | 0% | 0% | 0% | 0% | 0% | 0% | 0% | 0% | 0% | 0% | 0%
115 | Replace Regulator Ground Mtd Three Phase - Faults / Issues / End of life | Repex | Reliability & quality maintained | 56.7518 | 0 | 56.7518 | 0 | 56.7518 | [5 empty] | 70.77% | 5.469% | 20.78% | 1.641% | 1.335% | 0% | 0% | 0% | 0% | 0% | 0% | 0% | 0% | 0% | 100% | 0% | 0% | 0% | 0% | 0% | 0% | 0% | 0% | 0% | 0% | 0% | 0% | 0% | 0% | 0% | 0% | 0% | 0% | 0% | 0% | 0% | 0% | 0% | 0% | 0% | 0% | 0% | 0% | 0% | 0% | 0% | 0% | 0% | 0% | 0% | 0% | 0% | 0% | 0% | 0% | 0% | 0%
116 | Replace Regulator Single Phase (Cooper) - Faults / Issues / End of life | Repex | Reliability & quality maintained | 59.2217 | 0 | 59.2217 | 0 | 59.2217 | [5 empty] | 27.74% | 53.63% | 14.35% | 3.625% | 0.6503% | 0% | 0% | 0% | 0% | 0% | 0% | 0% | 0% | 0% | 100% | 0% | 0% | 0% | 0% | 0% | 0% | 0% | 0% | 0% | 0% | 0% | 0% | 0% | 0% | 0% | 0% | 0% | 0% | 0% | 0% | 0% | 0% | 0% | 0% | 0% | 0% | 0% | 0% | 0% | 0% | 0% | 0% | 0% | 0% | 0% | 0% | 0% | 0% | 0% | 0% | 0% | 0%
117 | Replace secondary protection transformers at zone substations | Repex | Reliability & quality maintained | 61.3325 | 0 | 0 | 61.3325 | 61.33 | [5 empty] | 1.959% | 97.78% | 0% | 0.2639% | 0% | 0% | 0% | 0% | 100% | 0% | 0% | 0% | 0% | 0% | 0% | 0% | 0% | 0% | 0% | 0% | 0% | 0% | 0% | 0% | 0% | 0% | 0% | 0% | 0% | 0% | 0% | 0% | 0% | 0% | 0% | 0% | 0% | 0% | 0% | 0% | 0% | 0% | 0% | 0% | 0% | 0% | 0% | 0% | 0% | 0% | 0% | 0% | 0% | 0% | 0% | 0% | 0%
118 | Replace Service Fuses – Fault (Fault Code 01) | Repex | Reliability & quality maintained | 0 | 0 | 0 | 0 | 0 | [5 empty] | 0% | 0% | 0% | 0% | 100% | 0% | 0% | 0% | 0% | 0% | 0% | 0% | 0% | 0% | 0% | 0% | 0% | 0% | 0% | 0% | 0% | 0% | 0% | 0% | 0% | 0% | 0% | 0% | 2.196% | 0% | 3.972% | 10.4% | 0% | 83.43% | 0% | 0% | 0% | 0% | 0% | 0% | 0% | 0% | 0% | 0% | 0% | 0% | 0% | 0% | 0% | 0% | 0% | 0% | 0% | 0% | 0% | 0% | 0%
119 | Replace service fuses for Public Lighting | Repex | Reliability & quality maintained | 54.625 | 54.625 | 54.625 | 54.625 | 54.625 | [5 empty] | 20.43% | 79.57% | 0% | 0% | 0% | 0% | 0% | 0% | 0% | 0% | 0% | 0% | 0% | 0% | 0% | 0% | 0% | 0% | 0% | 0% | 0% | 0% | 0% | 0% | 0% | 0% | 0% | 0% | 2.196% | 0% | 3.972% | 10.4% | 0% | 83.43% | 0% | 0% | 0% | 0% | 0% | 0% | 0% | 0% | 0% | 0% | 0% | 0% | 0% | 0% | 0% | 0% | 0% | 0% | 0% | 0% | 0% | 0% | 0%
120 | Replace station services transformer at Bellerive Zone | Repex | Reliability & quality maintained | 0 | 61.3357 | 0 | 0 | 0 | [5 empty] | 1.959% | 97.78% | 0% | 0.2639% | 0% | 0% | 0% | 0% | 100% | 0% | 0% | 0% | 0% | 0% | 0% | 0% | 0% | 0% | 0% | 0% | 0% | 0% | 0% | 0% | 0% | 0% | 0% | 0% | 0% | 0% | 0% | 0% | 0% | 0% | 0% | 0% | 0% | 0% | 0% | 0% | 0% | 0% | 0% | 0% | 0% | 0% | 0% | 0% | 0% | 0% | 0% | 0% | 0% | 0% | 0% | 0% | 0%
121 | Replace station services transformer at Derwent Park Zone | Repex | Reliability & quality maintained | 61.3357 | 0 | 0 | 0 | 0 | [5 empty] | 1.959% | 97.78% | 0% | 0.2639% | 0% | 0% | 0% | 0% | 100% | 0% | 0% | 0% | 0% | 0% | 0% | 0% | 0% | 0% | 0% | 0% | 0% | 0% | 0% | 0% | 0% | 0% | 0% | 0% | 0% | 0% | 0% | 0% | 0% | 0% | 0% | 0% | 0% | 0% | 0% | 0% | 0% | 0% | 0% | 0% | 0% | 0% | 0% | 0% | 0% | 0% | 0% | 0% | 0% | 0% | 0% | 0% | 0%
122 | Replace station services transformer at Geilston Bay Zone | Repex | Reliability & quality maintained | 61.3357 | 0 | 0 | 0 | 0 | [5 empty] | 1.959% | 97.78% | 0% | 0.2639% | 0% | 0% | 0% | 0% | 100% | 0% | 0% | 0% | 0% | 0% | 0% | 0% | 0% | 0% | 0% | 0% | 0% | 0% | 0% | 0% | 0% | 0% | 0% | 0% | 0% | 0% | 0% | 0% | 0% | 0% | 0% | 0% | 0% | 0% | 0% | 0% | 0% | 0% | 0% | 0% | 0% | 0% | 0% | 0% | 0% | 0% | 0% | 0% | 0% | 0% | 0% | 0% | 0%
123 | Replace station services transformer at New Town Zone | Repex | Reliability & quality maintained | 0 | 0 | 61.3357 | 0 | 0 | [5 empty] | 1.959% | 97.78% | 0% | 0.2639% | 0% | 0% | 0% | 0% | 100% | 0% | 0% | 0% | 0% | 0% | 0% | 0% | 0% | 0% | 0% | 0% | 0% | 0% | 0% | 0% | 0% | 0% | 0% | 0% | 0% | 0% | 0% | 0% | 0% | 0% | 0% | 0% | 0% | 0% | 0% | 0% | 0% | 0% | 0% | 0% | 0% | 0% | 0% | 0% | 0% | 0% | 0% | 0% | 0% | 0% | 0% | 0% | 0%
124 | Replace Stolen Earthing with Copper Clad Steel | Repex | Reliability & quality maintained | 63.1273 | 63.1273 | 63.1273 | 63.1273 | 63.1273 | [5 empty] | 4.95% | 36.31% | 43.34% | 0.5535% | 14.85% | 0% | 0% | 0% | 0% | 0% | 0% | 0% | 0% | 0% | 0% | 0% | 0% | 2% | 3% | 90% | 5% | 0% | 0% | 0% | 0% | 0% | 0% | 0% | 0% | 0% | 0% | 0% | 0% | 0% | 0% | 0% | 0% | 0% | 0% | 0% | 0% | 0% | 0% | 0% | 0% | 0% | 0% | 0% | 0% | 0% | 0% | 0% | 0% | 0% | 0% | 0% | 0%
125 | Replace substation locks | Augex | Reliability & quality maintained | 71.9752 | 71.9752 | 71.9752 | 71.9752 | 71.9715 | [5 empty] | 23.44% | 17.92% | 49.82% | 2.115% | 6.698% | 0% | 0% | 0% | 0% | 0% | 0% | 0% | 0% | 0% | 0% | 0% | 0% | 0% | 50% | 0% | 50% | 0% | 0% | 0% | 0% | 0% | 0% | 0% | 0% | 0% | 0% | 0% | 0% | 0% | 0% | 0% | 0% | 0% | 0% | 0% | 0% | 0% | 0% | 0% | 0% | 0% | 0% | 0% | 0% | 0% | 0% | 0% | 0% | 0% | 0% | 0% | 0%
126 | Replace Transformer Earths | Repex | Reliability & quality maintained | 63.1271 | 63.1271 | 63.1271 | 63.1271 | 63.1271 | [5 empty] | 4.95% | 36.31% | 43.34% | 0.5535% | 14.85% | 0% | 0% | 0% | 0% | 0% | 0% | 0% | 0% | 0% | 0% | 0% | 0% | 2% | 3% | 90% | 5% | 0% | 0% | 0% | 0% | 0% | 0% | 0% | 0% | 0% | 0% | 0% | 0% | 0% | 0% | 0% | 0% | 0% | 0% | 0% | 0% | 0% | 0% | 0% | 0% | 0% | 0% | 0% | 0% | 0% | 0% | 0% | 0% | 0% | 0% | 0% | 0%
127 | Replace Transformer H-structures | Repex | Reliability & quality maintained | 65.5333 | 65.5333 | 65.5333 | 65.5333 | 65.5333 | [5 empty] | 28.33% | 48.52% | 16.97% | 5.303% | 0.8654% | 0% | 0% | 0% | 0% | 0% | 0% | 0% | 50% | 50% | 0% | 0% | 0% | 0% | 0% | 0% | 0% | 0% | 0% | 0% | 0% | 0% | 0% | 0% | 0% | 0% | 0% | 0% | 0% | 0% | 0% | 0% | 0% | 0% | 0% | 0% | 0% | 0% | 0% | 0% | 0% | 0% | 0% | 0% | 0% | 0% | 0% | 0% | 0% | 0% | 0% | 0% | 0%
128 | Replace Transformers | Repex | Reliability & quality maintained | 55.1856 | 55.1857 | 55.1856 | 55.1856 | 55.1857 | [5 empty] | 19.1% | 47.7% | 28.01% | 4.796% | 0.3889% | 0% | 0% | 0% | 0% | 0% | 0% | 0% | 0% | 0% | 0% | 0% | 0% | 2% | 3% | 90% | 5% | 0% | 0% | 0% | 0% | 0% | 0% | 0% | 0% | 0% | 0% | 0% | 0% | 0% | 0% | 0% | 0% | 0% | 0% | 0% | 0% | 0% | 0% | 0% | 0% | 0% | 0% | 0% | 0% | 0% | 0% | 0% | 0% | 0% | 0% | 0% | 0%
129 | Replace transformers at Bellerive Zone | Repex | Reliability & quality maintained | 0 | 0 | 0 | 0 | 0 | [5 empty] | 15.59% | 51.69% | 29.54% | 2.49% | 0.6902% | 0% | 0% | 0% | 100% | 0% | 0% | 0% | 0% | 0% | 0% | 0% | 0% | 0% | 0% | 0% | 0% | 0% | 0% | 0% | 0% | 0% | 0% | 0% | 0% | 0% | 0% | 0% | 0% | 0% | 0% | 0% | 0% | 0% | 0% | 0% | 0% | 0% | 0% | 0% | 0% | 0% | 0% | 0% | 0% | 0% | 0% | 0% | 0% | 0% | 0% | 0% | 0%
130 | Replace transformers at Derwent Park Zone | Repex | Reliability & quality maintained | 0 | 60.3651 | 0 | 0 | 0 | [5 empty] | 15.59% | 51.69% | 29.54% | 2.49% | 0.6902% | 0% | 0% | 0% | 100% | 0% | 0% | 0% | 0% | 0% | 0% | 0% | 0% | 0% | 0% | 0% | 0% | 0% | 0% | 0% | 0% | 0% | 0% | 0% | 0% | 0% | 0% | 0% | 0% | 0% | 0% | 0% | 0% | 0% | 0% | 0% | 0% | 0% | 0% | 0% | 0% | 0% | 0% | 0% | 0% | 0% | 0% | 0% | 0% | 0% | 0% | 0% | 0%
131 | Replace transformers at Geilston Bay Zone | Repex | Reliability & quality maintained | 0 | 0 | 0 | 60.3651 | 0 | [5 empty] | 15.59% | 51.69% | 29.54% | 2.49% | 0.6902% | 0% | 0% | 0% | 100% | 0% | 0% | 0% | 0% | 0% | 0% | 0% | 0% | 0% | 0% | 0% | 0% | 0% | 0% | 0% | 0% | 0% | 0% | 0% | 0% | 0% | 0% | 0% | 0% | 0% | 0% | 0% | 0% | 0% | 0% | 0% | 0% | 0% | 0% | 0% | 0% | 0% | 0% | 0% | 0% | 0% | 0% | 0% | 0% | 0% | 0% | 0% | 0%
132 | Replace Underground Furniture - LV Cabinets | Repex | Reliability & quality maintained | 58.634 | 58.634 | 58.634 | 58.634 | 58.634 | [5 empty] | 21.76% | 23.68% | 52.97% | 1.587% | 0% | 0% | 0% | 0% | 0% | 0% | 0% | 0% | 0% | 0% | 0% | 0% | 0% | 0% | 0% | 0% | 0% | 0% | 0% | 0% | 0% | 100% | 0% | 0% | 0% | 0% | 0% | 0% | 0% | 0% | 0% | 0% | 0% | 0% | 0% | 0% | 0% | 0% | 0% | 0% | 0% | 0% | 0% | 0% | 0% | 0% | 0% | 0% | 0% | 0% | 0% | 0% | 0%
133 | Replace Underground Furniture - LV Fibreglass Pillars | Repex | Reliability & quality maintained | 58.634 | 58.634 | 58.634 | 58.634 | 58.634 | [5 empty] | 21.11% | 34.16% | 38.88% | 2.478% | 3.363% | 0% | 0% | 0% | 0% | 0% | 0% | 0% | 0% | 0% | 0% | 0% | 0% | 0% | 0% | 0% | 0% | 0% | 0% | 0% | 0% | 100% | 0% | 0% | 0% | 0% | 0% | 0% | 0% | 0% | 0% | 0% | 0% | 0% | 0% | 0% | 0% | 0% | 0% | 0% | 0% | 0% | 0% | 0% | 0% | 0% | 0% | 0% | 0% | 0% | 0% | 0% | 0%
134 | Replace Zone Equipment - Batteries at Zone Substation | Repex | Reliability & quality maintained | 74.6181 | 74.6181 | 74.6181 | 74.6181 | 74.6181 | [5 empty] | 5.773% | 7.319% | 84.41% | 0.5152% | 1.987% | 0% | 0% | 0% | 100% | 0% | 0% | 0% | 0% | 0% | 0% | 0% | 0% | 0% | 0% | 0% | 0% | 0% | 0% | 0% | 0% | 0% | 0% | 0% | 0% | 0% | 0% | 0% | 0% | 0% | 0% | 0% | 0% | 0% | 0% | 0% | 0% | 0% | 0% | 0% | 0% | 0% | 0% | 0% | 0% | 0% | 0% | 0% | 0% | 0% | 0% | 0% | 0%
135 | Replacement of ground mounted substations | Repex | Reliability & quality maintained | 65.7684 | 65.7684 | 65.7684 | 65.7684 | 65.7685 | [5 empty] | 13.87% | 35.99% | 48% | 1.469% | 0.6726% | 0% | 0% | 0% | 0% | 0% | 0% | 0% | 0% | 0% | 0% | 0% | 0% | 0% | 5% | 0% | 95% | 0% | 0% | 0% | 0% | 0% | 0% | 0% | 0% | 0% | 0% | 0% | 0% | 0% | 0% | 0% | 0% | 0% | 0% | 0% | 0% | 0% | 0% | 0% | 0% | 0% | 0% | 0% | 0% | 0% | 0% | 0% | 0% | 0% | 0% | 0% | 0%
136 | Replacement of high voltage switchgear in ground mounted substations | Repex | Reliability & quality maintained | 66.5518 | 66.5518 | 66.5518 | 66.5519 | 66.5519 | [5 empty] | 19.66% | 65.67% | 12.46% | 1.873% | 0.3395% | 0% | 0% | 0% | 0% | 0% | 0% | 0% | 0% | 0% | 0% | 0% | 0% | 0% | 100% | 0% | 0% | 0% | 0% | 0% | 0% | 0% | 0% | 0% | 0% | 0% | 0% | 0% | 0% | 0% | 0% | 0% | 0% | 0% | 0% | 0% | 0% | 0% | 0% | 0% | 0% | 0% | 0% | 0% | 0% | 0% | 0% | 0% | 0% | 0% | 0% | 0% | 0%
137 | Replacement Substandard Overhead Copper Conductor (REMCU) | Repex | Reliability & quality maintained | 64.0773 | 64.0773 | 64.0773 | 64.0773 | 64.0773 | [5 empty] | 15.01% | 23.64% | 57.9% | 3.027% | 0.421% | 0% | 0% | 0% | 0% | 0% | 0% | 0% | 0% | 100% | 0% | 0% | 0% | 0% | 0% | 0% | 0% | 0% | 0% | 0% | 0% | 0% | 0% | 0% | 0% | 0% | 0% | 0% | 0% | 0% | 0% | 0% | 0% | 0% | 0% | 0% | 0% | 0% | 0% | 0% | 0% | 0% | 0% | 0% | 0% | 0% | 0% | 0% | 0% | 0% | 0% | 0% | 0%
138 | Replacement Substandard Overhead Galvanised Iron (GI) Conductor (REMGI) | Repex | Reliability & quality maintained | 86.2672 | 86.2672 | 86.2672 | 86.2672 | 86.2672 | [5 empty] | 32.89% | 34.4% | 27.65% | 5.054% | 0% | 0% | 0% | 0% | 0% | 0% | 0% | 0% | 0% | 100% | 0% | 0% | 0% | 0% | 0% | 0% | 0% | 0% | 0% | 0% | 0% | 0% | 0% | 0% | 0% | 0% | 0% | 0% | 0% | 0% | 0% | 0% | 0% | 0% | 0% | 0% | 0% | 0% | 0% | 0% | 0% | 0% | 0% | 0% | 0% | 0% | 0% | 0% | 0% | 0% | 0% | 0% | 0%
139 | Sandy Bay Zone Substation AVR Replacement | Repex | Reliability & quality maintained | 74.6137 | 0 | 0 | 0 | 0 | [5 empty] | 5.773% | 7.319% | 84.41% | 0.5152% | 1.987% | 0% | 0% | 0% | 100% | 0% | 0% | 0% | 0% | 0% | 0% | 0% | 0% | 0% | 0% | 0% | 0% | 0% | 0% | 0% | 0% | 0% | 0% | 0% | 0% | 0% | 0% | 0% | 0% | 0% | 0% | 0% | 0% | 0% | 0% | 0% | 0% | 0% | 0% | 0% | 0% | 0% | 0% | 0% | 0% | 0% | 0% | 0% | 0% | 0% | 0% | 0% | 0%
140 | SCADA communications to ground-mounted regulators | Repex | Network control | 56.7939 | 56.7939 | 56.7939 | 56.7939 | 56.7939 | [5 empty] | 40.77% | 42.01% | 8.527% | 4.651% | 4.043% | 0% | 0% | 0% | 0% | 0% | 100% | 0% | 0% | 0% | 0% | 0% | 0% | 0% | 0% | 0% | 0% | 0% | 0% | 0% | 0% | 0% | 0% | 0% | 0% | 0% | 0% | 0% | 0% | 0% | 0% | 0% | 0% | 0% | 0% | 0% | 0% | 0% | 0% | 0% | 0% | 0% | 0% | 0% | 0% | 0% | 0% | 0% | 0% | 0% | 0% | 0% | 0%
141 | SCADA Control of metal clad gas insulated pole switches | Repex | Reliability & quality maintained | 55.5651 | 55.5651 | 55.5651 | 55.5651 | 55.5651 | [5 empty] | 90.92% | 0% | 0% | 9.082% | 0% | 0% | 0% | 0% | 0% | 0% | 10% | 0% | 20% | 70% | 0% | 0% | 0% | 0% | 0% | 0% | 0% | 0% | 0% | 0% | 0% | 0% | 0% | 0% | 0% | 0% | 0% | 0% | 0% | 0% | 0% | 0% | 0% | 0% | 0% | 0% | 0% | 0% | 0% | 0% | 0% | 0% | 0% | 0% | 0% | 0% | 0% | 0% | 0% | 0% | 0% | 0% | 0%
142 | SCSRE - Replace Service Wires - Fault (Fault Code 02) | Repex | Reliability & quality maintained | 0 | 0 | 0 | 0 | 0 | [5 empty] | 0% | 0% | 0% | 0% | 100% | 0% | 0% | 0% | 0% | 0% | 0% | 0% | 0% | 0% | 0% | 0% | 0% | 0% | 0% | 0% | 0% | 0% | 0% | 0% | 0% | 0% | 0% | 0% | 2.196% | 0% | 3.972% | 10.4% | 0% | 83.43% | 0% | 0% | 0% | 0% | 0% | 0% | 0% | 0% | 0% | 0% | 0% | 0% | 0% | 0% | 0% | 0% | 0% | 0% | 0% | 0% | 0% | 0% | 0%
143 | Security access and IP cameras installed at zone substations project | Repex | Reliability & quality maintained | 74.628 | 74.628 | 74.628 | 74.628 | 0 | [5 empty] | 5.773% | 7.319% | 84.41% | 0.5152% | 1.987% | 0% | 0% | 0% | 100% | 0% | 0% | 0% | 0% | 0% | 0% | 0% | 0% | 0% | 0% | 0% | 0% | 0% | 0% | 0% | 0% | 0% | 0% | 0% | 0% | 0% | 0% | 0% | 0% | 0% | 0% | 0% | 0% | 0% | 0% | 0% | 0% | 0% | 0% | 0% | 0% | 0% | 0% | 0% | 0% | 0% | 0% | 0% | 0% | 0% | 0% | 0% | 0%
144 | Sheffield Substation connection point (distribution copy) | Augex | Reliability & quality maintained | 0 | 0 | 0 | 0 | 0 | [5 empty] | 0% | 49% | 51% | 0% | 0% | 0% | 0% | 0% | 0% | 0% | 0% | 0% | 20% | 80% | 0% | 0% | 0% | 0% | 0% | 0% | 0% | 0% | 0% | 0% | 0% | 0% | 0% | 0% | 0% | 0% | 0% | 0% | 0% | 0% | 0% | 0% | 0% | 0% | 0% | 0% | 0% | 0% | 0% | 0% | 0% | 0% | 0% | 0% | 0% | 0% | 0% | 0% | 0% | 0% | 0% | 0% | 0%
145 | SIWES - Endangered Species | Augex | Reliability & quality maintained | 53.8756 | 53.8756 | 53.8756 | 53.8756 | 53.8756 | [5 empty] | 6.212% | 93.23% | 0% | 0.5588% | 0% | 0% | 0% | 0% | 0% | 0% | 0% | 0% | 20% | 80% | 0% | 0% | 0% | 0% | 0% | 0% | 0% | 0% | 0% | 0% | 0% | 0% | 0% | 0% | 0% | 0% | 0% | 0% | 0% | 0% | 0% | 0% | 0% | 0% | 0% | 0% | 0% | 0% | 0% | 0% | 0% | 0% | 0% | 0% | 0% | 0% | 0% | 0% | 0% | 0% | 0% | 0% | 0%
146 | Stand Alone Power Systems | Capex - Non Network | innovation | 60.683 | 60.683 | 60.6831 | 60.6831 | 60.683 | [5 empty] | 63.7% | 29.41% | 0% | 6.895% | 0% | 0% | 0% | 0% | 0% | 0% | 0% | 0% | 20% | 80% | 0% | 0% | 0% | 0% | 0% | 0% | 0% | 0% | 0% | 0% | 0% | 0% | 0% | 0% | 0% | 0% | 0% | 0% | 0% | 0% | 0% | 0% | 0% | 0% | 0% | 0% | 0% | 0% | 0% | 0% | 0% | 0% | 0% | 0% | 0% | 0% | 0% | 0% | 0% | 0% | 0% | 0% | 0%
147 | Substation building refurbishments | Repex | Reliability & quality maintained | 65.7674 | 65.7674 | 65.7674 | 65.7674 | 65.7674 | [5 empty] | 13.87% | 35.99% | 48% | 1.469% | 0.6726% | 0% | 0% | 0% | 0% | 0% | 0% | 0% | 0% | 0% | 0% | 0% | 0% | 0% | 5% | 0% | 95% | 0% | 0% | 0% | 0% | 0% | 0% | 0% | 0% | 0% | 0% | 0% | 0% | 0% | 0% | 0% | 0% | 0% | 0% | 0% | 0% | 0% | 0% | 0% | 0% | 0% | 0% | 0% | 0% | 0% | 0% | 0% | 0% | 0% | 0% | 0% | 0%
148 | Telecommunications Bearer Systems - Ethernet Systems - Distribution | Repex | Reliability & quality maintained | 0 | 0 | 0 | 0 | 0 | [5 empty] | 30% | 10% | 60% | 0% | 0% | 0% | 0% | 0% | 0% | 0% | 0% | 0% | 0% | 0% | 0% | 0% | 0% | 0% | 0% | 0% | 0% | 0% | 0% | 0% | 0% | 0% | 0% | 0% | 0% | 0% | 0% | 0% | 0% | 0% | 0% | 0% | 0% | 0% | 0% | 0% | 0% | 0% | 0% | 0% | 0% | 100% | 0% | 0% | 0% | 0% | 0% | 0% | 3.586% | 3.59% | 2.105% | 2.068% | 2.157%
149 | Telecommunications Telephony and Voice Systems - Distribution | Repex | Reliability & quality maintained | 0 | 0 | 0 | 0 | 0 | [5 empty] | 30% | 10% | 60% | 0% | 0% | 0% | 0% | 0% | 0% | 0% | 0% | 0% | 0% | 0% | 0% | 0% | 0% | 0% | 0% | 0% | 0% | 0% | 0% | 0% | 0% | 0% | 0% | 0% | 0% | 0% | 0% | 0% | 0% | 0% | 0% | 0% | 0% | 0% | 0% | 0% | 0% | 0% | 0% | 0% | 0% | 100% | 0% | 0% | 0% | 0% | 0% | 0% | 3.586% | 3.59% | 2.105% | 2.068% | 2.157%
150 | Translay Protection Scheme Replacement Program | Repex | Reliability & quality maintained | 59.4006 | 59.4006 | 59.4006 | 59.4006 | 59.4006 | [5 empty] | 23.65% | 53.48% | 16.63% | 2.251% | 3.99% | 0% | 0% | 0% | 0% | 0% | 0% | 0% | 0% | 0% | 0% | 0% | 0% | 0% | 100% | 0% | 0% | 0% | 0% | 0% | 0% | 0% | 0% | 0% | 0% | 0% | 0% | 0% | 0% | 0% | 0% | 0% | 0% | 0% | 0% | 0% | 0% | 0% | 0% | 0% | 0% | 0% | 0% | 0% | 0% | 0% | 0% | 0% | 0% | 0% | 0% | 0% | 0%
151 | Trial alternatives for staking for Wood Pole Staking | Repex | Reliability & quality maintained | 49.1381 | 49.1381 | 49.1381 | 49.1381 | 49.1381 | [5 empty] | 25.24% | 48.51% | 18.88% | 4.312% | 3.056% | 0% | 1% | 0% | 0% | 0% | 0% | 0% | 22.5% | 30% | 0% | 0% | 0% | 0% | 0% | 4% | 0% | 12.5% | 5% | 12.5% | 12.5% | 0% | 0% | 0% | 0% | 0% | 0% | 0% | 0% | 0% | 0% | 0% | 0% | 0% | 0% | 0% | 0% | 0% | 0% | 0% | 0% | 0% | 0% | 0% | 0% | 0% | 0% | 0% | 0% | 0% | 0% | 0% | 0%
152 | Trial dropout sectionalisers/reclosers | Repex | Reliability & quality maintained | 54.6488 | 54.6488 | 54.6488 | 54.6488 | 54.6488 | [5 empty] | 10.26% | 23.54% | 64.42% | 1.769% | 0.02184% | 0% | 0% | 0% | 0% | 0% | 0% | 0% | 0% | 50% | 0% | 0% | 0% | 0% | 0% | 0% | 0% | 0% | 0% | 0% | 50% | 0% | 0% | 0% | 0% | 0% | 0% | 0% | 0% | 0% | 0% | 0% | 0% | 0% | 0% | 0% | 0% | 0% | 0% | 0% | 0% | 0% | 0% | 0% | 0% | 0% | 0% | 0% | 0% | 0% | 0% | 0% | 0%
153 | Upgrade Fuses/Sectionaliser to Recloser | Repex | Reliability & quality maintained | 58.634 | 58.634 | 58.634 | 58.634 | 58.634 | [5 empty] | 25.85% | 58.25% | 0% | 4.189% | 11.7% | 0% | 0% | 0% | 0% | 0% | 0% | 0% | 50% | 50% | 0% | 0% | 0% | 0% | 0% | 0% | 0% | 0% | 0% | 0% | 0% | 0% | 0% | 0% | 0% | 0% | 0% | 0% | 0% | 0% | 0% | 0% | 0% | 0% | 0% | 0% | 0% | 0% | 0% | 0% | 0% | 0% | 0% | 0% | 0% | 0% | 0% | 0% | 0% | 0% | 0% | 0% | 0%
154 | Westbury Urban community reliability improvement | Augex | Reliability & quality maintained | 0 | 57.9561 | 57.9559 | 57.9558 | 0 | [5 empty] | 23.6% | 53.2% | 19.23% | 3.911% | 0.06111% | 0% | 0% | 0% | 0% | 0% | 0% | 0% | 20% | 80% | 0% | 0% | 0% | 0% | 0% | 0% | 0% | 0% | 0% | 0% | 0% | 0% | 0% | 0% | 0% | 0% | 0% | 0% | 0% | 0% | 0% | 0% | 0% | 0% | 0% | 0% | 0% | 0% | 0% | 0% | 0% | 0% | 0% | 0% | 0% | 0% | 0% | 0% | 0% | 0% | 0% | 0% | 0%
155 | Works in progress - Claremont Zone - Tx Replacement | Repex | Reliability & quality maintained | 0 | 0 | 0 | 0 | 0 | [5 empty] | 0% | 0% | 100% | 0% | 0% | 0% | 0% | 0% | 100% | 0% | 0% | 0% | 0% | 0% | 0% | 0% | 0% | 0% | 0% | 0% | 0% | 0% | 0% | 0% | 0% | 0% | 0% | 0% | 0% | 0% | 0% | 0% | 0% | 0% | 0% | 0% | 0% | 0% | 0% | 0% | 0% | 0% | 0% | 0% | 0% | 0% | 0% | 0% | 0% | 0% | 0% | 0% | 0% | 0% | 0% | 0% | 0%
156 | Works in progress - distribution network augmentation | Augex | Augmentation | 0 | 0 | 0 | 0 | 0 | [5 empty] | 0% | 0% | 100% | 0% | 0% | 0% | 0% | 0% | 0% | 0% | 0% | 4% | 1.5% | 50.5% | 0% | 44% | 0% | 0% | 0% | 0% | 0% | 0% | 0% | 0% | 0% | 0% | 0% | 0% | 0% | 0% | 0% | 0% | 0% | 0% | 0% | 0% | 0% | 0% | 0% | 0% | 0% | 0% | 0% | 0% | 0% | 0% | 0% | 0% | 0% | 0% | 0% | 0% | 0% | 0% | 0% | 0% | 0%
157 | Works in progress - RERZT Refurbishment of Richmond Zone - Construction 19/20 | Repex | Reliability & quality maintained | 0 | 0 | 0 | 0 | 0 | [5 empty] | 0% | 0% | 100% | 0% | 0% | 0% | 0% | 0% | 0% | 100% | 0% | 0% | 0% | 0% | 0% | 0% | 0% | 0% | 0% | 0% | 0% | 0% | 0% | 0% | 0% | 0% | 0% | 0% | 0% | 0% | 0% | 0% | 0% | 0% | 0% | 0% | 0% | 0% | 0% | 0% | 0% | 0% | 0% | 0% | 0% | 0% | 0% | 0% | 0% | 0% | 0% | 0% | 0% | 0% | 0% | 0% | 0%
158 | Works in progress - REULC Replace Cables and Consumer Mains Norman Circle Glenorchy | Repex | Reliability & quality maintained | 0 | 0 | 0 | 0 | 0 | [5 empty] | 0% | 0% | 100% | 0% | 0% | 0% | 0% | 0% | 0% | 0% | 0% | 0% | 0% | 0% | 0% | 0% | 0% | 0% | 0% | 0% | 0% | 0% | 0% | 0% | 0% | 75% | 25% | 0% | 0% | 0% | 0% | 0% | 0% | 0% | 0% | 0% | 0% | 0% | 0% | 0% | 0% | 0% | 0% | 0% | 0% | 0% | 0% | 0% | 0% | 0% | 0% | 0% | 0% | 0% | 0% | 0% | 0%
151 | Zone Substation HMI Installation project | Repex | Reliability & quality maintained | 74.6404 | 74.6404 | 74.6404 | 0 | 0 | [5 empty] | 5.773% | 7.319% | 84.41% | 0.5152% | 1.987% | 0% | 0% | 0% | 100% | 0% | 0% | 0% | 0% | 0% | 0% | 0% | 0% | 0% | 0% | 0% | 0% | 0% | 0% | 0% | 0% | 0% | 0% | 0% | 0% | 0% | 0% | 0% | 0% | 0% | 0% | 0% | 0% | 0% | 0% | 0% | 0% | 0% | 0% | 0% | 0% | 0% | 0% | 0% | 0% | 0% | 0% | 0% | 0% | 0% | 0% | 0% | 0%

## General Input
Standard Control Services
| 2017/18 | 2018/19
CPI | 2.078% | 1.784%
Convert Real $ 2016/17 to Real $ 2018/19 | 1.0208 | 1.039
| 2019/20 | 2020/21 | 2021/22 | 2022/23 | 2023/24
Real Escalation Rates
Real Escalation Labour | 0.1057% | 0.3383% | 0.4122% | 0.4258% | 0.4733%
| 0.0010566 | 0.0044427 | 0.0085827 | 0.012877 | 0.017672
Real Escalation Material | 0% | 0% | 0% | 0% | 0%
| 0 | 0 | 0 | 0 | 0
Real Escalation Contractor | 0% | 0% | 0% | 0% | 0%
| 0 | 0 | 0 | 0 | 0
Real Escalation Other | 0% | 0% | 0% | 0% | 0%
| 0 | 0 | 0 | 0 | 0
Overheads | Real $ 2016/17
Overheads | Allocation based on labour hours
Works and Service Delivery | 2019/20 | 2020/21 | 2021/22 | 2022/23 | 2023/24
Standard Control Services | 8261097.7552 | 8291812.149 | 8136051.0953 | 8131160.0886 | 8070734.9222
Overheads | Allocation based on % spend
Shared Services (SAM & Customer) and Corporate | 2019/20 | 2020/21 | 2021/22 | 2022/23 | 2023/24
Standard Control Services
SAM & Customer | 9966283.9084 | 9916452.4889 | 9817287.964 | 9719115.0843 | 9621923.9335
Corporate | 14727302.0648 | 14653665.5544 | 14507128.8989 | 14362057.6099 | 14218437.0338
| 24693585.9732 | 24570118.0433 | 24324416.8629 | 24081172.6942 | 23840360.9673
Total Overheads | 32954683.7284 | 32861930.1923 | 32460467.9581 | 32212332.7829 | 31911095.8895
Shared Capex (IT, Fleet & Facilities) | Allocation based on % spend
| 2019/20 | 2020/21 | 2021/22 | 2022/23 | 2023/24
Standard Control Services
Motor Vehicles | 2698001.052 | 2740518.8308 | 2865195.272 | 2346071.9353 | 3200121.2443
Minor Assets | 16932670.8991 | 14887579.7587 | 9354746.853 | 11459303.5561 | 11647211.1605
Non-System Property | 4408037.5752 | 3315941.4351 | 1306311.6686 | 1092063.1411 | 506579.9728
Business Management Systems | 1766643.7748 | 1766578.307 | 1793794.6454 | 6861074.0106 | 12452033.2115
| 25805353.301 | 22710618.3315 | 15320048.439 | 21758512.643 | 27805945.5891

## Asset Disposals & CC input
Standard Control Services
| Real $ 2018/19 |  |  |  |  | Real $ 2016/17
| Asset Disposals Incurred |  |  |  |  | Customer Capital Contibutions
| 2019/20 | 2020/21 | 2021/22 | 2022/23 | 2023/24 | 2019/20 | 2020/21 | 2021/22 | 2022/23 | 2023/24
Overhead Subtransmission Lines (Urban) | 0 | 0 | 0 | 0 | 0 | 50671.8451 | 56753.6024 | 57258.8111 | 59692.6889 | 60746.3399
Underground Subtransmission Lines (Urban) | 0 | 0 | 0 | 0 | 0 | 0 | 0 | 0 | 0 | 0
Urban Zone Substations | 0 | 0 | 0 | 0 | 0 | 1279.1979 | 1291.9926 | 1310.2857 | 1301.6962 | 1301.8419
Rural Zone Substations | 0 | 0 | 0 | 0 | 0 | 0 | 0 | 0 | 0 | 0
SCADA | 0 | 0 | 0 | 0 | 0 | 2558.3958 | 2583.9852 | 2620.5714 | 2603.3924 | 2603.6839
Distribution Switching Stations (Ground) | 0 | 0 | 0 | 0 | 0 | 8954.3852 | 9043.9483 | 9172 | 9111.8735 | 9112.8936
Overhead High Voltage Lines Urban | 0 | 0 | 0 | 0 | 0 | 159818.4518 | 172138.0205 | 173945.5514 | 178207.2994 | 180306.384
Overhead High Voltage Lines Rural | 0 | 0 | 0 | 0 | 0 | 1289760.918 | 1452948.0545 | 1463666.4306 | 1528520.2134 | 1558056.7177
Voltage Regulators on Distribution Feeders | 0 | 0 | 0 | 0 | 0 | 0 | 0 | 0 | 0 | 0
Underground High Voltage Lines | 0 | 0 | 0 | 0 | 0 | 1123786.6283 | 1218907.8295 | 1227649.4434 | 1259648.2274 | 1278959.3619
Underground High Voltage Lines SWER | 0 | 0 | 0 | 0 | 0 | 0 | 0 | 0 | 0 | 0
Distribution Substations HV (Pole) | 0 | 0 | 0 | 0 | 0 | 21222.4318 | 21434.7018 | 21738.1921 | 21595.6886 | 21598.1062
Distribution Substations HV (Ground) | 0 | 0 | 0 | 0 | 0 | 45184.3772 | 47567.0717 | 48081.2572 | 48738.6326 | 49172.4127
Distribution Substations LV (Pole) | 0 | 0 | 0 | 0 | 0 | 306558.139 | 350877.0654 | 353344.3331 | 371621.6111 | 379578.2143
Distribution Substations LV (Ground) | 0 | 0 | 0 | 0 | 0 | 1659046.5339 | 1744661.0504 | 1759620.7896 | 1780748.2228 | 1798193.4222
Overhead Low Voltage Lines Underbuilt Urban | 0 | 0 | 0 | 0 | 0 | 29538.4167 | 33349.9791 | 33634.0024 | 35185.3042 | 35849.5674
Overhead Low Voltage Lines Underbuilt Rural | 0 | 0 | 0 | 0 | 0 | 298647.7964 | 335699.448 | 338035.1967 | 352562.2669 | 359405.8311
Overhead Low Voltage Lines Urban | 0 | 0 | 0 | 0 | 0 | 299147.61 | 338090.4047 | 340897.4019 | 356778.0443 | 363635.2303
Overhead Low Voltage Lines Rural | 0 | 0 | 0 | 0 | 0 | 802525.5198 | 907010.1755 | 913846.3799 | 955864.7277 | 974642.0029
Underground Low Voltage Lines | 0 | 0 | 0 | 0 | 0 | 1467969.3659 | 1609721.5414 | 1620342.3195 | 1670423.116 | 1698811.9873
Underground Low Voltage Common Trench | 0 | 0 | 0 | 0 | 0 | 1467969.3659 | 1609721.5414 | 1620342.3195 | 1670423.116 | 1698811.9873
HVST Service Connections | 0 | 0 | 0 | 0 | 0 | 0 | 0 | 0 | 0 | 0
HV Service Connections | 0 | 0 | 0 | 0 | 0 | 0 | 0 | 0 | 0 | 0
HV Metering CA Service Connections | 0 | 0 | 0 | 0 | 0 | 0 | 0 | 0 | 0 | 0
HV/LV Service Connections | 0 | 0 | 0 | 0 | 0 | 0 | 0 | 0 | 0 | 0
Business LV Service Connections | 0 | 0 | 0 | 0 | 0 | 0 | 0 | 0 | 0 | 0
Business LV Metering CA Service Connections | 0 | 0 | 0 | 0 | 0 | 0 | 0 | 0 | 0 | 0
Domestic LV Service Connections | 0 | 0 | 0 | 0 | 0 | 0 | 0 | 0 | 0 | 0
Domestic LV Metering CA Service Connections | 0 | 0 | 0 | 0 | 0 | 0 | 0 | 0 | 0 | 0
Wholesale Metering | 0 | 0 | 0 | 0 | 0 | 0 | 0 | 0 | 0 | 0
HV Metering | 0 | 0 | 0 | 0 | 0 | 0 | 0 | 0 | 0 | 0
HV/LV Metering | 0 | 0 | 0 | 0 | 0 | 0 | 0 | 0 | 0 | 0
Business LV Metering | 0 | 0 | 0 | 0 | 0 | 0 | 0 | 0 | 0 | 0
Domestic LV Metering | 0 | 0 | 0 | 0 | 0 | 0 | 0 | 0 | 0 | 0
Off Peak Metering | 0 | 0 | 0 | 0 | 0 | 0 | 0 | 0 | 0 | 0
Emergency Network Spares | 0 | 0 | 0 | 0 | 0 | 0 | 0 | 0 | 0 | 0
Motor Vehicles | 760837.9138 | 760809.7189 | 772530.9399 | 772823.6409 | 772119.4584 | 0 | 0 | 0 | 0 | 0
Minor Assets | 0 | 0 | 0 | 0 | 0 | 0 | 0 | 0 | 0 | 0
Non-System Property | 0 | 0 | 0 | 0 | 0 | 0 | 0 | 0 | 0 | 0
Spare Parts | 0 | 0 | 0 | 0 | 0 | 0 | 0 | 0 | 0 | 0
NEM Assets | 0 | 0 | 0 | 0 | 0 | 0 | 0 | 0 | 0 | 0
Business Management Systems | 0 | 0 | 0 | 0 | 0 | 0 | 0 | 0 | 0 | 0
Land | 0 | 0 | 0 | 0 | 0 | 0 | 0 | 0 | 0 | 0
Easements | 0 | 0 | 0 | 0 | 0 | 0 | 0 | 0 | 0 | 0
Total | 760837.9138 | 760809.7189 | 772530.9399 | 772823.6409 | 772119.4584 | 9034639.3787 | 9911800.4122 | 9985505.2856 | 10303026.1213 | 10470785.9848

## Direct Base Project Costs input
| Standard Control Services |  |  | Real $ 2016/17
Direct Base Costs
|  |  |  | 86198756.613 | 81798206.6149 | 77969049.6255 | 79987745.7523 | 78118429.6068
1 | Project | RIN Allocation | Level 4 | 2019/20 | 2020/21 | 2021/22 | 2022/23 | 2023/24
2 | Address safety and environmental Issued in ground mounted substations - Replace substation doors (Build subs) | Augex | Reliability & quality maintained | 48507 | 48507 | 48507 | 48507 | 48507
3 | Address Safety and Environmental issues at HV Regulator Sites | Augex | Reliability & quality maintained | 296523.5 | 0 | 296523.5 | 0 | 296523.5
4 | Address safety and environmental issues in ground mounted substations - Asbestos | Augex | Reliability & quality maintained | 4042.25 | 4042.25 | 4042.25 | 4042.25 | 4042.25
5 | Address safety and environmental issues in ground mounted substations - Oil containment | Augex | Reliability & quality maintained | 64676 | 64676 | 64676 | 64676 | 64676
6 | Air Break Switches Unit Replacement - cracked insulators | Repex | Reliability & quality maintained | 2136740 | 2136740 | 53418.5 | 53418.5 | 53418.5
7 | Alternative Distribution Support Structure | Repex | Reliability & quality maintained | 821399.184 | 821399.184 | 821399.184 | 821399.184 | 821399.184
8 | Asset Management Information System (AMIS) Improvement Program D | IT & Communications | Asset management systems | 3009592.7809 | 2728972.0682 | 2574501.9511 | 2420031.8341 | 1802151.3658
9 | Augment HV Control Station - Fault level | Augex | Augmentation | 114969 | 114969 | 114969 | 114969 | 114969
10 | Augment HV Feeder - Fault Level | Augex | Augmentation | 401250.322 | 401250.322 | 401250.322 | 401250.322 | 401250.322
11 | Augment HV Feeder - Network access development | Augex | Augmentation | 367900.8 | 183950.4 | 183950.4 | 183950.4 | 183950.4
12 | Augment HV Feeder - TRIP S | Augex | Reliability & quality maintained | 0 | 0 | 193903.0845 | 193903.0845 | 193903.0845
13 | Augment HV Feeder - TRIP-P | Augex | Reliability & quality maintained | 621832 | 621832 | 0 | 0 | 0
14 | Augment HV Feeder (Capacity) | Augex | Augmentation | 68981.4 | 30658.4 | 22993.8 | 0 | 0
15 | Augment HV GI Feeder - Capacity | Augex | Augmentation | 596382.925 | 596382.925 | 596382.925 | 596382.925 | 596382.925
16 | Automated Asset and Condition Identification | Capex - Non Network | innovation | 0 | 0 | 333963 | 111321 | 111321
17 | Automation of Kiosk distribution substations project | Repex | Reliability & quality maintained | 39045 | 39045 | 39045 | 39045 | 39045
18 | BFM - Inspect/replace non-compliant HV connectors within 2km of Zone Substations | Repex | Reliability & quality maintained | 159177.06 | 159177.06 | 159177.06 | 0 | 0
19 | BFM - Install D Loops | Repex | Reliability & quality maintained | 130473 | 130473 | 130473 | 130473 | 130473
20 | BFM - Install Low Voltage Spreaders | Repex | Reliability & quality maintained | 347928 | 347928 | 347928 | 347928 | 347928
21 | BFM - Install LV fuses on distribution transformers | Repex | Reliability & quality maintained | 86982 | 86982 | 86982 | 86982 | 86982
22 | BFM - Install single phase reclosers for SWER | Repex | Reliability & quality maintained | 208756.8 | 208756.8 | 208756.8 | 208756.8 | 208756.8
23 | BFM - Installation of Vibration Dampers (Replace ties & insulators if old/defective) | Repex | Reliability & quality maintained | 130473 | 130473 | 130473 | 130473 | 130473
24 | BFM - project replace aged/deteriorated Cu conductor | Repex | Reliability & quality maintained | 744014.4327 | 744014.4327 | 744014.4327 | 744014.4327 | 744014.4327
25 | BFM - Replace aged/deteriorated HV ABC conductor | Repex | Reliability & quality maintained | 0 | 0 | 0 | 0 | 0
26 | BFM - Replace aged/deteriorated Aluminium conductor | Repex | Reliability & quality maintained | 427808.2988 | 427808.2988 | 427808.2988 | 171718.5323 | 171718.5323
27 | BFM - Replace aged/deteriorated Galvanised Iron (GI) Conductor | Repex | Reliability & quality maintained | 1221135.1683 | 1221135.1683 | 1221135.1683 | 488835.4287 | 488835.4287
28 | BFM - Replace EDOs with alternative device (ie: boric acid fuses or dropout reclosers) | Repex | Reliability & quality maintained | 1304730 | 1304730 | 1304730 | 1304730 | 1304730
29 | BFM - Replace LV crossarms | Repex | Reliability & quality maintained | 217455 | 217455 | 217455 | 217455 | 217455
30 | BFM - Replace/relocate open wire HV with insulated alternative (re vegetation management) | Repex | Reliability & quality maintained | 1818576.45 | 1818576.45 | 1818576.45 | 1818576.45 | 1818576.45
31 | CablePI Purchase new and replacement units | Repex | Reliability & quality maintained | 456000 | 456000 | 456000 | 456000 | 456000
32 | Change or Upgrade Service on Telstra Pole | Repex | Reliability & quality maintained | 21183.575 | 21183.575 | 21183.575 | 21183.575 | 21183.575
33 | Claremont Zone Substation HMI upgrade project | Repex | Reliability & quality maintained | 18069 | 0 | 0 | 0 | 0
34 | Crotty Dam 22 kV supply development | Augex | Augmentation | 597838.8 | 398559.2 | 0 | 0 | 0
35 | Customer Initiated Major Works Commercial | Connection | Connection | 1002868.54 | 1002868.54 | 1002868.54 | 1002868.54 | 1002868.54
36 | Customer Initiated Non-Major Works Commercial | Connection | Connection | 6635261.15 | 7415880.12 | 7380397.42 | 7770706.91 | 7912637.64
37 | Customer Initiated Non-Major Works Irrigation | Connection | Connection | 1810685.24 | 2069354.56 | 2050878.18 | 2180212.84 | 2235641.98
38 | Customer Initiated Non-Major Works Residential | Connection | Connection | 2557658.1 | 3036187.67 | 3003185.64 | 3234199.93 | 3324955.53
39 | Customer Initiated Subdivisions | Connection | Connection | 7109060.44 | 7630202.73 | 7596215.18 | 7839792.56 | 7947419.78
40 | Customer Initiated Substations | Connection | Connection | 1172251.39 | 1172251.39 | 1172251.39 | 1172251.39 | 1172251.39
41 | Derwent Bridge 22 kV supply development | Augex | Augmentation | 1103702.4 | 735801.6 | 0 | 0 | 0
42 | Derwent Park and Newtown Zone Substation AVR Replacement | Repex | Reliability & quality maintained | 36138 | 0 | 0 | 0 | 0
43 | Distribution Fault Anticipator Pilot Implementation | Capex - Non Network | innovation | 222642 | 27830.25 | 27830.25 | 0 | 0
44 | DSO Framework early stage implementation | Capex - Non Network | innovation | 233774.1 | 233774.1 | 0 | 0 | 0
45 | East Coast South supply development | Augex | Augmentation | 0 | 81943.4565 | 102429.3325 | 1147208.505 | 717005.318
46 | GENERAL O/H - Replace/relocate High Voltage Overhead due to Vegetation Issues | Repex | Reliability & quality maintained | 89015 | 89015 | 89015 | 89015 | 89015
47 | Hobart CBD 11 kV supply development | Augex | Augmentation | 459876 | 651491 | 613168 | 421553 | 421553
48 | Hobart CBD Substation Communication Infrastructure project | Repex | Network control | 55823.52 | 55823.52 | 55823.52 | 55823.52 | 55823.52
49 | Hobart CBD Substation Pilot wire Project | Repex | Reliability & quality maintained | 81310.5 | 81310.5 | 81310.5 | 81310.5 | 81310.5
50 | HV CT and VT Replacement | Repex | Reliability & quality maintained | 62578.875 | 62578.875 | 62578.875 | 62578.875 | 62578.875
51 | HV Links Replace with Air Break Switch | Repex | Reliability & quality maintained | 53418.5 | 53418.5 | 53418.5 | 53418.5 | 53418.5
52 | Implement fault indicators in Overhead Systems | Repex | Reliability & quality maintained | 107704.35 | 107704.35 | 107704.35 | 107704.35 | 107704.35
53 | Install animal access barriers to poles and conductors | Repex | Reliability & quality maintained | 43491 | 43491 | 43491 | 43491 | 43491
54 | Install bird flight diverters | Repex | Reliability & quality maintained | 43491 | 43491 | 43491 | 43491 | 43491
55 | Install D Loops | Repex | Reliability & quality maintained | 43486.25 | 43486.25 | 43486.25 | 43486.25 | 43486.25
56 | Install HV and LV Conduit with other UG works (Capacity) | Augex | Augmentation | 61316.8 | 61316.8 | 61316.8 | 61316.8 | 61316.8
57 | Install Low Voltage Spreaders | Repex | Reliability & quality maintained | 43491 | 43491 | 43491 | 43491 | 43491
58 | Install OH Equipment - Anti-Climbing barriers or Signage Program | Augex | Reliability & quality maintained | 14948.25 | 14948.25 | 14948.25 | 14948.25 | 14948.25
59 | Install Remote Fault Indicators in Ground Mounted Substations | Repex | Reliability & quality maintained | 142203.4575 | 142203.4575 | 142203.4575 | 142203.4575 | 142203.4575
60 | Install/Augment Ground Mounted Voltage Regulator for Capacity | Augex | Augmentation | 0 | 0 | 0 | 0 | 285712.975
61 | Install/Augment Ground Susbtation (Capacity) | Augex | Augmentation | 317794.931 | 317794.931 | 317794.931 | 317794.931 | 317794.931
62 | Install/Augment HV OH Switch (LAP) | Augex | Reliability & quality maintained | 68447.5 | 68447.5 | 68447.5 | 68447.5 | 68447.5
63 | Install/Augment LV Feeder | Augex | Augmentation | 185865.6 | 185865.6 | 185865.6 | 185865.6 | 185865.6
64 | Install/Augment OH Feeder for Bird Mitigation (LAP) | Repex | Reliability & quality maintained | 107473.5 | 107473.5 | 107473.5 | 107473.5 | 107473.5
65 | Install/Augment Pole Mounted Voltage Regulator for Capacity | Augex | Augmentation | 173628.479 | 0 | 173628.479 | 0 | 173628.479
66 | Install/Augment Pole Substation (Capacity) | Augex | Augmentation | 258260.806 | 258260.806 | 258260.806 | 258260.806 | 258260.806
67 | Install/Augment Pole Substation < 50 kVA (Capacity) | Augex | Augmentation | 199288.644 | 199288.644 | 199288.644 | 199288.644 | 199288.644
68 | Installation of Vibration Dampers (Replace ties & insulators if old/defective) | Repex | Reliability & quality maintained | 43491 | 43491 | 43491 | 43491 | 43491
69 | Intumescent Fire Resistant Coating on Wood Poles | Repex | Reliability & quality maintained | 311904 | 311904 | 311904 | 311904 | 311904
70 | Knights Rd 11 kV supply development | Augex | Augmentation | 0 | 0 | 0 | 0 | 0
71 | Land Purchase associated with Zone Substation (Capacity) | Repex | Augmentation | 0 | 586398.9 | 0 | 450083.4 | 0
72 | Localised reliability reinforcement (LAP) | Augex | Reliability & quality maintained | 79505.5 | 79505.5 | 79505.5 | 79505.5 | 79505.5
73 | Low Conductor Span Rectification - Building Clearance LV CAPEX | Repex | Reliability & quality maintained | 76443.5375 | 31851.474 | 31851.474 | 31851.474 | 31851.474
74 | Low Conductor Span Rectification - Low Clearance HV CAPEX | Repex | Reliability & quality maintained | 472050.2198 | 472050.2198 | 340925.1587 | 340925.1587 | 472050.2198
75 | Low Conductor Span Rectification - Low Clearance LV CAPEX | Repex | Reliability & quality maintained | 1840065.4926 | 750056.0263 | 750056.0263 | 750056.0263 | 750056.0263
76 | LV CT Replacement | Repex | Reliability & quality maintained | 41719.25 | 41719.25 | 41719.25 | 41719.25 | 41719.25
77 | Major System - Augment 33 kV Sub-transmission Circuits (Capacity) | Augex | Augmentation | 407930.1425 | 0 | 407930.1425 | 0 | 203965.0855
78 | Meadowbank 22 kV supply development | Augex | Augmentation | 0 | 0 | 760000 | 0 | 0
79 | NOCS Distribution System enhancement | Repex | Network control | 406626.315 | 431205 | 390240.525 | 230694.675 | 1355708.52
80 | North Region Overhead Feeder Flood Crossings Flood Height Augmentation | Repex | Reliability & quality maintained | 513082.08 | 513082.08 | 513082.08 | 0 | 0
81 | Over Voltage (LV) Compliance Capital Program - REMOVED | Augex | Reliability & quality maintained | 0 | 0 | 0 | 0 | 0
82 | Pole Replacements | Repex | Reliability & quality maintained | 9802565.69 | 10723805.352 | 11026087.106 | 11335566.0695 | 12256805.722
83 | Pole Staking | Repex | Reliability & quality maintained | 1221741.325 | 1263629.599 | 1270610.978 | 1270610.978 | 1270610.978
84 | Power Quality (PQ) Capital Program - LV Circuit Augmentation Component | Augex | Reliability & quality maintained | 248694.8 | 248694.8 | 248694.8 | 248694.8 | 248694.8
85 | Power Quality (PQ) Capital Program - LV Transformer Augmentation Component | Augex | Reliability & quality maintained | 854532.03 | 923838.995 | 998477.265 | 1079208.455 | 1166794.18
86 | Power Quality (PQ) Capital Program - MV Conductor Augmentation Component | Augex | Reliability & quality maintained | 71815.06 | 71815.06 | 71815.06 | 71815.06 | 71815.06
87 | Refurbish Single Phase Regulators | Repex | Reliability & quality maintained | 41193.9 | 41193.9 | 41193.9 | 41193.9 | 41193.9
88 | Refurbishment of Gretna Zone | Repex | Reliability & quality maintained | 0 | 0 | 0 | 0 | 0
89 | Reinforce Network for OH LV Services (Customer Initiated Work) | Repex | Reliability & quality maintained | 254044.5873 | 254044.5873 | 254044.5873 | 254044.5873 | 254044.5873
90 | Reinforce steel tower legs | Repex | Reliability & quality maintained | 0 | 119852 | 0 | 0 | 0
91 | Remedial work identified from earthing injection testing | Augex | Reliability & quality maintained | 85642.5 | 85642.5 | 85642.5 | 85642.5 | 85642.5
92 | Replace low voltage cable | Repex | Reliability & quality maintained | 86343.6 | 86343.6 | 86343.6 | 86343.6 | 86343.6
93 | Replace 3G Cybertec Modems Project | Repex | Reliability & quality maintained | 297337.65 | 0 | 0 | 0 | 0
94 | Replace aged/deteriorated Aluminium conductor | Repex | Reliability & quality maintained | 521960.669 | 521960.669 | 521960.669 | 521960.669 | 521960.669
95 | Replace aged/deteriorated HV ABC conductor (non HBLCA) | Repex | Reliability & quality maintained | 106287.7761 | 106287.7761 | 106287.7761 | 106287.7761 | 106287.7761
96 | Replace AK Power sectionaliser with recloser | Repex | Reliability & quality maintained | 84363.648 | 84363.648 | 84363.648 | 84363.648 | 84363.648
97 | Replace Bellerive 33 kV Oil Filled Sub-transmission Cable | Repex | Reliability & quality maintained | 0 | 0 | 0 | 0 | 0
98 | Replace Crossarm (Safety) | Repex | Reliability & quality maintained | 212063.75 | 212063.75 | 212063.75 | 212063.75 | 212063.75
99 | Replace Distribution C&I Substation Battery System | Repex | Reliability & quality maintained | 100619.7345 | 100619.7345 | 100619.7345 | 100619.7345 | 100619.7345
100 | Replace EDOs with alternative device (ie: boric acid fuses or dropout reclosers) | Repex | Reliability & quality maintained | 86982 | 86982 | 86982 | 86982 | 86982
101 | Replace ground mounted transformers | Repex | Reliability & quality maintained | 517890.6 | 569679.66 | 673257.78 | 621468.72 | 621468.72
102 | Replace high voltage cable | Repex | Reliability & quality maintained | 206710.5 | 206710.5 | 206710.5 | 206710.5 | 206710.5
103 | Replace High Voltage Submarine Cable | Repex | Reliability & quality maintained | 0 | 508989.214 | 0 | 0 | 0
104 | Replace HV Feeders (Safety) | Repex | Reliability & quality maintained | 409488 | 409488 | 409488 | 409488 | 409488
105 | Replace low voltage CONSAC cable | Repex | Reliability & quality maintained | 2319529.5 | 2319529.5 | 2319529.5 | 2319529.5 | 2319529.5
106 | Replace LV Fuses for Fuse Reach | Repex | Reliability & quality maintained | 11046.5525 | 11046.5525 | 11046.5525 | 11046.5525 | 11046.5525
107 | Replace LV Links with Fuse Links | Repex | Reliability & quality maintained | 88909.626 | 88909.626 | 88909.626 | 88909.626 | 88909.626
108 | Replace LV potheads | Repex | Reliability & quality maintained | 160762.8 | 160762.8 | 160762.8 | 160762.8 | 0
109 | Replace LV switchboards in ground mounted substations | Repex | Reliability & quality maintained | 611600.5 | 611600.5 | 611600.5 | 611600.5 | 611600.5
110 | Replace LV switchgear in ground mounted substations | Repex | Reliability & quality maintained | 78634.35 | 78634.35 | 78634.35 | 78634.35 | 78634.35
111 | Replace Meter Panels | Repex | Connection | 27075 | 25270 | 23465 | 21660 | 19855
112 | Replace Overhead LV Services | Repex | Reliability & quality maintained | 700146.8827 | 700146.8827 | 700146.8827 | 700146.8827 | 700146.8827
113 | Replace Recloser and/or Control Box | Repex | Reliability & quality maintained | 61018.6615 | 61018.6615 | 61018.6615 | 61018.6615 | 61018.6615
114 | Replace reclosers | Repex | Reliability & quality maintained | 42181.824 | 42181.824 | 42181.824 | 42181.824 | 42181.824
115 | Replace Regulator Ground Mtd Three Phase - Faults / Issues / End of life | Repex | Reliability & quality maintained | 206715.25 | 0 | 206715.25 | 0 | 206715.25
116 | Replace Regulator Single Phase (Cooper) - Faults / Issues / End of life | Repex | Reliability & quality maintained | 31581.99 | 0 | 31581.99 | 0 | 31581.99
117 | Replace secondary protection transformers at zone substations | Repex | Reliability & quality maintained | 336972.6 | 0 | 0 | 168486.3 | 215288.05
118 | Replace Service Fuses – Fault (Fault Code 01) | Repex | Reliability & quality maintained | 807500 | 807500 | 807500 | 807500 | 807500
119 | Replace service fuses for Public Lighting | Repex | Reliability & quality maintained | 16714.0625 | 16714.0625 | 16714.0625 | 16714.0625 | 16714.0625
120 | Replace station services transformer at Bellerive Zone | Repex | Reliability & quality maintained | 0 | 131044.9 | 0 | 0 | 0
121 | Replace station services transformer at Derwent Park Zone | Repex | Reliability & quality maintained | 131044.9 | 0 | 0 | 0 | 0
122 | Replace station services transformer at Geilston Bay Zone | Repex | Reliability & quality maintained | 131044.9 | 0 | 0 | 0 | 0
123 | Replace station services transformer at New Town Zone | Repex | Reliability & quality maintained | 0 | 0 | 131044.9 | 0 | 0
124 | Replace Stolen Earthing with Copper Clad Steel | Repex | Reliability & quality maintained | 227430 | 227430 | 227430 | 227430 | 227430
125 | Replace substation locks | Augex | Reliability & quality maintained | 40422.5 | 40422.5 | 40422.5 | 40422.5 | 29104.2
126 | Replace Transformer Earths | Repex | Reliability & quality maintained | 553109.76 | 553109.76 | 553109.76 | 553109.76 | 553109.76
127 | Replace Transformer H-structures | Repex | Reliability & quality maintained | 92214.6 | 92214.6 | 92214.6 | 92214.6 | 92214.6
128 | Replace Transformers | Repex | Reliability & quality maintained | 1692957 | 2096042 | 2757101.4 | 2466880.2 | 3127939.6
129 | Replace transformers at Bellerive Zone | Repex | Reliability & quality maintained | 0 | 0 | 0 | 0 | 0
130 | Replace transformers at Derwent Park Zone | Repex | Reliability & quality maintained | 0 | 2566863.9 | 0 | 0 | 0
131 | Replace transformers at Geilston Bay Zone | Repex | Reliability & quality maintained | 0 | 0 | 0 | 3584359.5 | 0
132 | Replace Underground Furniture - LV Cabinets | Repex | Reliability & quality maintained | 105075.51 | 105075.51 | 105075.51 | 105075.51 | 105075.51
133 | Replace Underground Furniture - LV Fibreglass Pillars | Repex | Reliability & quality maintained | 369894.888 | 369894.888 | 369894.888 | 369894.888 | 369894.888
134 | Replace Zone Equipment - Batteries at Zone Substation | Repex | Reliability & quality maintained | 18651.7205 | 18651.7205 | 18651.7205 | 18651.7205 | 18651.7205
135 | Replacement of ground mounted substations | Repex | Reliability & quality maintained | 3813300 | 3813300 | 3965832 | 3965832 | 4118364
136 | Replacement of high voltage switchgear in ground mounted substations | Repex | Reliability & quality maintained | 1695815.55 | 1695815.55 | 1695815.55 | 1849980.6 | 1849980.6
137 | Replacement Substandard Overhead Copper Conductor (REMCU) | Repex | Reliability & quality maintained | 905916.2265 | 905916.2265 | 905916.2265 | 905916.2265 | 905916.2265
138 | Replacement Substandard Overhead Galvanised Iron (GI) Conductor (REMGI) | Repex | Reliability & quality maintained | 325407.3188 | 325407.3188 | 325407.3188 | 325407.3188 | 325407.3188
139 | Sandy Bay Zone Substation AVR Replacement | Repex | Reliability & quality maintained | 27103.5 | 0 | 0 | 0 | 0
140 | SCADA communications to ground-mounted regulators | Repex | Network control | 28125.225 | 28125.225 | 28125.225 | 28125.225 | 28125.225
141 | SCADA Control of metal clad gas insulated pole switches | Repex | Reliability & quality maintained | 51550.8 | 51550.8 | 51550.8 | 51550.8 | 51550.8
142 | SCSRE - Replace Service Wires - Fault (Fault Code 02) | Repex | Reliability & quality maintained | 365970.594 | 274477.9455 | 228731.6212 | 228731.6212 | 182985.297
143 | Security access and IP cameras installed at zone substations project | Repex | Reliability & quality maintained | 271035 | 271035 | 271035 | 135517.5 | 0
144 | Sheffield Substation connection point (distribution copy) | Augex | Reliability & quality maintained | 0 | 164846.09 | 494538.27 | 329692.18 | 0
145 | SIWES - Endangered Species | Augex | Reliability & quality maintained | 839776.25 | 839776.25 | 839776.25 | 839776.25 | 839776.25
146 | Stand Alone Power Systems | Capex - Non Network | innovation | 306132.75 | 283868.55 | 276076.08 | 287208.18 | 306132.75
147 | Substation building refurbishments | Repex | Reliability & quality maintained | 88129.6 | 88129.6 | 88129.6 | 88129.6 | 88129.6
148 | Telecommunications Bearer Systems - Ethernet Systems - Distribution | Repex | Reliability & quality maintained | 113099.0485 | 0 | 0 | 0 | 0
149 | Telecommunications Telephony and Voice Systems - Distribution | Repex | Reliability & quality maintained | 121207.8495 | 0 | 322825.8365 | 0 | 121207.8495
150 | Translay Protection Scheme Replacement Program | Repex | Reliability & quality maintained | 190366.2345 | 190366.2345 | 190366.2345 | 190366.2345 | 190366.2345
151 | Trial alternatives for staking for Wood Pole Staking | Repex | Reliability & quality maintained | 69813.79 | 69813.79 | 69813.79 | 69813.79 | 69813.79
152 | Trial dropout sectionalisers/reclosers | Repex | Reliability & quality maintained | 26094.6 | 26094.6 | 26094.6 | 26094.6 | 26094.6
153 | Upgrade Fuses/Sectionaliser to Recloser | Repex | Reliability & quality maintained | 126545.472 | 126545.472 | 126545.472 | 126545.472 | 126545.472
154 | Westbury Urban community reliability improvement | Augex | Reliability & quality maintained | 0 | 92995.196 | 289750.0665 | 961307.3085 | 0
155 | Works in progress - Claremont Zone - Tx Replacement | Repex | Reliability & quality maintained | 2565000 | 0 | 0 | 0 | 0
156 | Works in progress - distribution network augmentation | Augex | Augmentation | 3420000 | 0 | 0 | 0 | 0
157 | Works in progress - RERZT Refurbishment of Richmond Zone - Construction 19/20 | Repex | Reliability & quality maintained | 1235000 | 0 | 0 | 0 | 0
158 | Works in progress - REULC Replace Cables and Consumer Mains Norman Circle Glenorchy | Repex | Reliability & quality maintained | 332500 | 0 | 0 | 0 | 0
159 | Zone Substation HMI Installation project | Repex | Reliability & quality maintained | 36138 | 36138 | 36138 | 0 | 0

## Total Project Costs
| Standard Control Services |  |  | Real $ 2016/17 | [10 empty] | Real $ 2016/17 |  |  |  |  | Real $ 2016/17 |  |  |  |  | Real $ 2016/17 |  |  |  |  | Real $ 2016/17 |  |  |  |  | Real $ 2018/19
Excludes Minor Assets allocated from SCS to ACS & Unclassified
|  |  |  | Direct Costs including Real Cost Escalation | [5 empty] | Labour Hours |  |  |  |  | Overheads - Works and Service Delivery (Allocation based on labour hours) |  |  |  |  | Overheads - Shared Services (SAM & Customer) and Corporate (Allocation based on % spend) |  |  |  |  | Direct Costs plus Total Overheads Incurred |  |  |  |  | Shared Capex (IT, Fleet & Facilities) (Allocation based on % spend) |  |  |  |  | Total Costs Incurred
|  |  |  | 86215112.9613 | 81867268.2412 | 78094003.1785 | 80175901.3676 | 78393646.3804 |  | 257826.8149 | 260608.1779 | 240620.07 | 246098.6061 | 255152.144 | 8261097.7552 | 8291812.149 | 8136051.0953 | 8131160.0886 | 8070734.9222 | 24693585.9732 | 24570118.0433 | 24324416.8629 | 24081172.6942 | 23840360.9673 | 119020131.3025 | 114601825.4748 | 110474474.9802 | 112323169.1549 | 110250625.1161 | 25805353.301 | 22710618.3315 | 15320048.439 | 21758512.643 | 27805945.5891 | 150472052.4437 | 142666087.4097 | 130699097.4475 | 139309361.9571 | 143439226.9028
1 | Project | RIN Allocation | Level 4 | 2019/20 | 2020/21 | 2021/22 | 2022/23 | 2023/24 |  | 2019/20 | 2020/21 | 2021/22 | 2022/23 | 2023/24 | 2019/20 | 2020/21 | 2021/22 | 2022/23 | 2023/24 | 2019/20 | 2020/21 | 2021/22 | 2022/23 | 2023/24 | 2019/20 | 2020/21 | 2021/22 | 2022/23 | 2023/24 | 2019/20 | 2020/21 | 2021/22 | 2022/23 | 2023/24 | 2019/20 | 2020/21 | 2021/22 | 2022/23 | 2023/24
2 | Address safety and environmental Issued in ground mounted substations - Replace substation doors (Build subs) | Augex | Reliability & quality maintained | 48519.0146 | 48557.5201 | 48604.5979 | 48653.4349 | 48707.953 | 0 | 157.99 | 157.99 | 157.99 | 157.99 | 157.99 | 5062.1997 | 5026.7931 | 5342.0927 | 5220.0295 | 4997.3925 | 13896.7336 | 14573.1503 | 15139.1714 | 14613.2659 | 14812.6186 | 67477.9479 | 68157.4635 | 69085.862 | 68486.7304 | 68517.9641 | 14522.3995 | 13470.2346 | 9534.9805 | 13203.7977 | 17276.5365 | 85197.4403 | 84810.2618 | 81686.1726 | 84875.5414 | 89139.5228
3 | Address Safety and Environmental issues at HV Regulator Sites | Augex | Reliability & quality maintained | 296607.6021 | 0 | 297206.6856 | 0 | 297930.171 | 0 | 553.93 | 0 | 553.93 | 0 | 553.93 | 17748.6189 | 0 | 18729.9538 | 0 | 17521.3977 | 84953.8448 | 0 | 92572.7843 | 0 | 90603.8072 | 399310.0658 | 0 | 408509.4237 | 0 | 406055.3759 | 88778.6805 | 0 | 58304.3593 | 0 | 105674.7646 | 507118.7272 | 0 | 485014.2793 | 0 | 531681.8704
4 | Address safety and environmental issues in ground mounted substations - Asbestos | Augex | Reliability & quality maintained | 4043.2512 | 4046.46 | 4050.3832 | 4054.4529 | 4058.9961 | 0 | 13.17 | 13.17 | 13.17 | 13.17 | 13.17 | 421.9835 | 419.032 | 445.3153 | 435.1401 | 416.5812 | 1158.0611 | 1214.4292 | 1261.5976 | 1217.7722 | 1234.3849 | 5623.2958 | 5679.9212 | 5757.2961 | 5707.3652 | 5709.9621 | 1210.2 | 1122.5195 | 794.5817 | 1100.3165 | 1439.7114 | 7099.9254 | 7067.6596 | 6807.3274 | 7073.1048 | 7428.4305
5 | Address safety and environmental issues in ground mounted substations - Oil containment | Augex | Reliability & quality maintained | 64692.0194 | 64743.3601 | 64806.1306 | 64871.2466 | 64943.9373 | 0 | 210.66 | 210.66 | 210.66 | 210.66 | 210.66 | 6749.8133 | 6702.603 | 7123.0156 | 6960.2596 | 6663.4009 | 18528.9781 | 19430.867 | 20185.5619 | 19484.3546 | 19750.1581 | 89970.8108 | 90876.8301 | 92114.7081 | 91315.8608 | 91357.4963 | 19363.1993 | 17960.3127 | 12713.3073 | 17605.0636 | 23035.382 | 113596.809 | 113080.5694 | 108915.1311 | 113167.6174 | 118852.9161
6 | Air Break Switches Unit Replacement - cracked insulators | Repex | Reliability & quality maintained | 2137640.341 | 2140525.8419 | 53601.3433 | 53692.8361 | 53794.9721 | 0 | 15600 | 15600 | 390 | 390 | 390 | 499843.7615 | 496347.6993 | 13187.0127 | 12885.6985 | 12336.1167 | 612259.3096 | 642417.5832 | 16695.5383 | 16126.8715 | 16359.6364 | 3249743.4122 | 3279291.1244 | 83483.8943 | 82705.4061 | 82490.7252 | 639824.7632 | 593798.553 | 10515.2143 | 14571.414 | 19080.8839 | 4041217.6632 | 4024096.689 | 97664.0184 | 101069.5239 | 105531.7615
7 | Alternative Distribution Support Structure | Repex | Reliability & quality maintained | 821592.0398 | 822210.123 | 822965.8076 | 823749.7296 | 824624.8434 | 0 | 3162.03 | 3162.03 | 3162.03 | 3162.03 | 3162.03 | 101315.4467 | 100606.8151 | 106917.2561 | 104474.2696 | 100018.3872 | 235318.9942 | 246762.842 | 256334.1941 | 247416.7319 | 250777.3887 | 1158226.4808 | 1169579.7801 | 1186217.2578 | 1175640.7312 | 1175420.6193 | 245913.647 | 228087.4969 | 161444.868 | 223553.0702 | 292491.4784 | 1458885.8275 | 1452160.6082 | 1400205.8176 | 1453746.6499 | 1525144.1882
8 | Asset Management Information System (AMIS) Improvement Program D | IT & Communications | Asset management systems | 3009592.7809 | 2728972.0682 | 2574501.9511 | 2420031.8341 | 1802151.3658 | 0 | 0 | 0 | 0 | 0 | 0 | 0 | 0 | 0 | 0 | 0 | 862002.444 | 819022.8805 | 801895.8707 | 726866.8456 | 548053.8419 | 3732743.3487 | 3420621.9899 | 3305335.3782 | 3081833.6841 | 2299515.3888 | 900811.9613 | 757038.1229 | 505051.5147 | 656759.6043 | 639216.6347 | 4814211.9428 | 4340541.9517 | 3958949.1998 | 3884356.4508 | 3053309.5771
9 | Augment HV Control Station - Fault level | Augex | Augmentation | 114997.8621 | 115090.3622 | 115203.4552 | 115320.7741 | 115451.7405 | 0 | 471.09 | 471.09 | 471.09 | 471.09 | 471.09 | 15094.3204 | 14988.746 | 15928.897 | 15564.9326 | 14901.08 | 32937.492 | 34541.0791 | 35883.1249 | 34637.0846 | 35110.1307 | 163029.6745 | 164620.1873 | 167015.4771 | 165522.7913 | 165462.9512 | 34420.4207 | 31926.9636 | 22599.9749 | 31296.2933 | 40950.3188 | 205148.432 | 204210.2829 | 197008.3257 | 204492.819 | 214461.07
10 | Augment HV Feeder - Fault Level | Augex | Augmentation | 401351.0529 | 401673.885 | 402068.5881 | 402478.0398 | 402935.1221 | 0 | 1644.14 | 1644.14 | 1644.14 | 1644.14 | 1644.14 | 52680.3283 | 52311.8658 | 55593.0644 | 54322.8008 | 52005.9048 | 114954.2857 | 120550.9232 | 125234.7625 | 120885.9896 | 122536.9555 | 568985.6669 | 574536.6741 | 582896.415 | 577686.8302 | 577477.9824 | 120129.8167 | 111427.4666 | 78875.5858 | 109226.3806 | 142919.6446 | 715983.2503 | 712709.0403 | 687573.6786 | 713695.1136 | 748485.046
11 | Augment HV Feeder - Network access development | Augex | Augmentation | 367993.1587 | 184144.5795 | 184325.5283 | 184513.2386 | 184722.7848 | 0 | 1507.5 | 753.75 | 753.75 | 753.75 | 753.75 | 48302.2096 | 23982.1845 | 25486.4381 | 24904.0903 | 23841.9178 | 105399.9744 | 55265.7265 | 57412.9998 | 55419.3353 | 56176.2091 | 521695.3428 | 263392.4905 | 267224.9662 | 264836.6643 | 264740.9117 | 110145.3463 | 51083.1417 | 36159.9599 | 50074.0692 | 65520.5101 | 656475.3819 | 326736.651 | 315213.5319 | 327188.7164 | 343137.9092
12 | Augment HV Feeder - TRIP S | Augex | Reliability & quality maintained | 0 | 0 | 194295.8474 | 194492.3818 | 194711.7787 | 0 | 0 | 0 | 789.61 | 789.61 | 789.61 | 0 | 0 | 26698.967 | 26088.9138 | 24976.2079 | 0 | 0 | 60518.5161 | 58416.6134 | 59213.9708 | 0 | 0 | 281513.3305 | 278997.909 | 278901.9574 | 0 | 0 | 38115.8818 | 52782.256 | 69063.5705 | 0 | 0 | 332091.1628 | 344715.8663 | 361532.2766
13 | Augment HV Feeder - TRIP-P | Augex | Reliability & quality maintained | 621987.0554 | 622483.992 | 0 | 0 | 0 | 0 | 2532.21 | 2532.21 | 0 | 0 | 0 | 81135.2161 | 80567.7313 | 0 | 0 | 0 | 178148.4742 | 186820.7587 | 0 | 0 | 0 | 881270.7457 | 889872.482 | 0 | 0 | 0 | 186169.1664 | 172681.9114 | 0 | 0 | 0 | 1109058.0838 | 1103982.0847 | 0 | 0 | 0
14 | Augment HV Feeder (Capacity) | Augex | Augmentation | 68998.7173 | 30690.7633 | 23040.691 | 0 | 0 | 0 | 282.65 | 125.62 | 94.22 | 0 | 0 | 9056.4641 | 3996.8717 | 3185.847 | 0 | 0 | 19762.4952 | 9210.9544 | 7176.625 | 0 | 0 | 97817.6765 | 43898.5893 | 33403.163 | 0 | 0 | 20652.2524 | 8513.8569 | 4519.995 | 0 | 0 | 123088.926 | 54455.9432 | 39401.7354 | 0 | 0
15 | Augment HV GI Feeder - Capacity | Augex | Augmentation | 596532.6425 | 597012.4715 | 597599.1232 | 598207.6959 | 598887.0625 | 0 | 2443.71 | 2443.71 | 2443.71 | 2443.71 | 2443.71 | 78299.564 | 77751.9126 | 82628.8074 | 80740.7955 | 77297.1582 | 170857.8645 | 179176.2106 | 186137.8543 | 179674.2236 | 182128.073 | 845690.071 | 853940.5948 | 866365.7849 | 858622.7151 | 858312.2937 | 178550.3152 | 165615.9131 | 117233.6817 | 162344.4139 | 212423.096 | 1064174.2614 | 1059307.7644 | 1021948.8023 | 1060773.3838 | 1112482.048
16 | Automated Asset and Condition Identification | Capex - Non Network | innovation | 0 | 0 | 335788.742 | 112234.108 | 112574.0603 | 0 | 0 | 0 | 3505.49 | 1168.5 | 1168.5 | 0 | 0 | 118530.6186 | 38607.5351 | 36960.9034 | 0 | 0 | 104590.1735 | 33709.9913 | 34234.9968 | 0 | 0 | 558909.5341 | 184551.6344 | 183769.9606 | 0 | 0 | 65873.1731 | 30458.6193 | 39929.616 | 0 | 0 | 649142.2179 | 223393.2396 | 232421.3484
17 | Automation of Kiosk distribution substations project | Repex | Reliability & quality maintained | 39054.7562 | 39086.0238 | 39124.2525 | 39163.9096 | 39208.1799 | 0 | 155.45 | 155.45 | 155.45 | 155.45 | 155.45 | 4980.8149 | 4945.9776 | 5256.208 | 5136.1073 | 4917.0496 | 11185.9968 | 11730.5517 | 12186.2702 | 11763.0467 | 11923.6342 | 55221.5679 | 55762.5531 | 56566.7307 | 56063.0635 | 56048.8636 | 11689.6185 | 10842.7677 | 7675.1789 | 10628.4857 | 13907.001 | 69519.9715 | 69202.1804 | 66746.6228 | 69291.7708 | 72683.3579
18 | BFM - Inspect/replace non-compliant HV connectors within 2km of Zone Substations | Repex | Reliability & quality maintained | 159194.3077 | 159249.5848 | 159317.1681 | 0 | 0 | 0 | 298.73 | 298.73 | 298.73 | 0 | 0 | 9571.6876 | 9504.7403 | 10100.9136 | 0 | 0 | 45596.1628 | 47794.2062 | 49623.4929 | 0 | 0 | 214362.1581 | 216548.5313 | 219041.5746 | 0 | 0 | 47649.0167 | 44177.0761 | 31253.9585 | 0 | 0 | 272226.6688 | 270890.9787 | 260054.2486 | 0 | 0
19 | BFM - Install D Loops | Repex | Reliability & quality maintained | 130487.1375 | 130532.4466 | 130587.8427 | 130645.3088 | 130709.4597 | 0 | 244.86 | 244.86 | 244.86 | 244.86 | 244.86 | 7845.6246 | 7790.7498 | 8279.4152 | 8090.2362 | 7745.1834 | 37373.9039 | 39175.5788 | 40674.9942 | 39239.8737 | 39750.1691 | 175706.666 | 177498.7753 | 179542.2521 | 177975.4187 | 178204.8123 | 39056.571 | 36210.7181 | 25617.9987 | 35455.1374 | 46362.1772 | 223136.5919 | 222041.7642 | 213159.1971 | 221751.9515 | 233322.5807
20 | BFM - Install Low Voltage Spreaders | Repex | Reliability & quality maintained | 347965.6999 | 348086.5242 | 348234.2472 | 348387.4901 | 348558.5593 | 0 | 652.95 | 652.95 | 652.95 | 652.95 | 652.95 | 20921.3451 | 20775.0148 | 22078.1025 | 21573.6329 | 20653.5061 | 99663.7438 | 104468.2102 | 108466.6511 | 104639.6632 | 106000.451 | 468550.7888 | 473329.7492 | 478779.0007 | 474600.7861 | 475212.5164 | 104150.8561 | 96561.915 | 68314.6633 | 94547.0332 | 123632.4726 | 595030.5789 | 592111.0405 | 568424.1744 | 591338.194 | 622193.2199
21 | BFM - Install LV fuses on distribution transformers | Repex | Reliability & quality maintained | 86991.425 | 87021.6311 | 87058.5618 | 87096.8725 | 87139.6398 | 0 | 163.24 | 163.24 | 163.24 | 163.24 | 163.24 | 5230.4164 | 5193.8332 | 5519.6102 | 5393.4908 | 5163.4556 | 24915.9359 | 26117.0526 | 27116.6628 | 26159.9158 | 26500.1128 | 117137.7773 | 118332.5168 | 119694.8347 | 118650.2791 | 118803.2082 | 26037.714 | 24140.4788 | 17078.6658 | 23636.7583 | 30908.1181 | 148757.728 | 148027.8428 | 142106.1314 | 147834.6343 | 155548.3871
22 | BFM - Install single phase reclosers for SWER | Repex | Reliability & quality maintained | 208779.4199 | 208851.9145 | 208940.5483 | 209032.494 | 209135.1356 | 0 | 391.77 | 391.77 | 391.77 | 391.77 | 391.77 | 12552.8071 | 12465.0089 | 13246.8615 | 12944.1797 | 12392.1037 | 59798.2463 | 62680.9261 | 65079.9906 | 62783.7979 | 63600.2706 | 281130.4733 | 283997.8495 | 287267.4004 | 284760.4717 | 285127.5099 | 62490.5137 | 57937.149 | 40988.798 | 56728.2199 | 74179.4835 | 357018.3473 | 355266.6243 | 341054.5046 | 354802.9164 | 373315.9319
23 | BFM - Installation of Vibration Dampers (Replace ties & insulators if old/defective) | Repex | Reliability & quality maintained | 130487.1375 | 130532.4466 | 130587.8427 | 130645.3088 | 130709.4597 | 0 | 244.86 | 244.86 | 244.86 | 244.86 | 244.86 | 7845.6246 | 7790.7498 | 8279.4152 | 8090.2362 | 7745.1834 | 37373.9039 | 39175.5788 | 40674.9942 | 39239.8737 | 39750.1691 | 175706.666 | 177498.7753 | 179542.2521 | 177975.4187 | 178204.8123 | 39056.571 | 36210.7181 | 25617.9987 | 35455.1374 | 46362.1772 | 223136.5919 | 222041.7642 | 213159.1971 | 221751.9515 | 233322.5807
24 | BFM - project replace aged/deteriorated Cu conductor | Repex | Reliability & quality maintained | 744132.4044 | 744510.4915 | 744972.7506 | 745452.2828 | 745987.5979 | 0 | 1742.5388 | 1742.5388 | 1742.5388 | 1742.5388 | 1742.5388 | 55833.1504 | 55442.6361 | 58920.2085 | 57573.9218 | 55118.3639 | 213133.1372 | 223443.5209 | 232041.2196 | 223899.7611 | 226862.9466 | 1013098.692 | 1023396.6484 | 1035934.1786 | 1026925.9657 | 1027968.9083 | 222728.927 | 206533.0135 | 146144.6226 | 202304.3414 | 264599.1291 | 1284011.0206 | 1277883.1094 | 1228166.6025 | 1277156.4876 | 1342963.6783
25 | BFM - Replace aged/deteriorated HV ABC conductor | Repex | Reliability & quality maintained | 0 | 0 | 0 | 0 | 0 | 0 | 0 | 0 | 0 | 0 | 0 | 0 | 0 | 0 | 0 | 0 | 0 | 0 | 0 | 0 | 0 | 0 | 0 | 0 | 0 | 0 | 0 | 0 | 0 | 0 | 0 | 0 | 0 | 0 | 0 | 0
26 | BFM - Replace aged/deteriorated Aluminium conductor | Repex | Reliability & quality maintained | 427876.1325 | 428093.5326 | 428359.3316 | 172050.3881 | 172173.9388 | 0 | 1001.9595 | 1001.9595 | 1001.9595 | 402.1777 | 402.1777 | 32104.0513 | 31879.5056 | 33879.1091 | 13288.0529 | 12721.3105 | 122551.5539 | 128480.0245 | 133423.7012 | 51676.0652 | 52359.9684 | 582531.7377 | 588453.0627 | 595662.142 | 237014.5062 | 237255.2177 | 128069.133 | 118756.4828 | 84033.158 | 46691.8423 | 61069.4794 | 738306.3262 | 734782.7774 | 706195.7853 | 294767.7108 | 309956.0108
27 | BFM - Replace aged/deteriorated Galvanised Iron (GI) Conductor | Repex | Reliability & quality maintained | 1221559.5443 | 1222919.6259 | 1224582.4972 | 490905.9785 | 491676.8491 | 0 | 4656.0119 | 4656.0119 | 4656.0119 | 1863.8598 | 1863.8598 | 149184.5203 | 148141.0775 | 157433.0477 | 61582.3979 | 58955.8763 | 349877.0064 | 367024.3336 | 381428.2011 | 147445.6968 | 149524.2804 | 1720621.071 | 1738085.037 | 1763443.746 | 699934.0732 | 700157.0058 | 365629.3489 | 339247.4364 | 240231.8029 | 133224.3699 | 174396.0173 | 2167590.7625 | 2158325.1162 | 2081796.3986 | 865642.2679 | 908650.7718
28 | BFM - Replace EDOs with alternative device (ie: boric acid fuses or dropout reclosers) | Repex | Reliability & quality maintained | 1304871.3746 | 1305324.4658 | 1305878.4269 | 1306453.0877 | 1307094.5974 | 0 | 2448.58 | 2448.58 | 2448.58 | 2448.58 | 2448.58 | 78455.605 | 77906.8622 | 82793.476 | 80901.7015 | 77451.2015 | 373739.0391 | 391755.7883 | 406749.9416 | 392398.7369 | 397501.6913 | 1757066.0187 | 1774987.1163 | 1795421.8445 | 1779753.5261 | 1782047.4901 | 390565.7103 | 362107.1813 | 256179.9875 | 354551.3744 | 463621.7721 | 2231365.2534 | 2220416.9805 | 2131591.2686 | 2217518.8283 | 2333225.1497
29 | BFM - Replace LV crossarms | Repex | Reliability & quality maintained | 217478.5624 | 217554.0776 | 217646.4045 | 217742.1813 | 217849.0996 | 0 | 408.1 | 408.1 | 408.1 | 408.1 | 408.1 | 13076.041 | 12984.5831 | 13799.0254 | 13483.727 | 12908.639 | 62289.8398 | 65292.6314 | 67791.6569 | 65399.7895 | 66250.2819 | 292844.4433 | 295831.2921 | 299237.0868 | 296625.6978 | 297008.0205 | 65094.2851 | 60351.1969 | 42696.6646 | 59091.8957 | 77270.2953 | 371894.3199 | 370069.6069 | 355265.3285 | 369586.5858 | 388870.9678
30 | BFM - Replace/relocate open wire HV with insulated alternative (re vegetation management) | Repex | Reliability & quality maintained | 1818679.3906 | 1819009.3047 | 1819412.6663 | 1819831.1001 | 1820298.2093 | 0 | 1620.32 | 1620.32 | 1620.32 | 1620.32 | 1620.32 | 51917.1054 | 51553.981 | 54787.6422 | 53535.7819 | 51252.4528 | 520903.0569 | 545923.5943 | 566703.5923 | 546594.0045 | 553572.4945 | 2391499.5528 | 2416486.8801 | 2440903.9008 | 2419960.8866 | 2425123.1566 | 544355.4222 | 504607.3595 | 356922.2865 | 493874.3104 | 645653.2551 | 3050320.3561 | 3034984.1177 | 2906909.9954 | 3027442.054 | 3190502.2139
31 | CablePI Purchase new and replacement units | Repex | Reliability & quality maintained | 456000 | 456000 | 456000 | 456000 | 456000 | 0 | 0 | 0 | 0 | 0 | 0 | 0 | 0 | 0 | 0 | 0 | 130606.7442 | 136855.3522 | 142033.1093 | 136961.5378 | 138674.5623 | 586606.7442 | 592855.3522 | 598033.1093 | 592961.5378 | 594674.5623 | 136486.9882 | 126497.9543 | 89455.5511 | 123751.4215 | 161741.5667 | 751286.2693 | 747400.0088 | 714292.9992 | 744656.7177 | 785907.8653
32 | Change or Upgrade Service on Telstra Pole | Repex | Reliability & quality maintained | 21191.9782 | 21218.9095 | 21251.8365 | 21285.9938 | 21324.1246 | 0 | 154.96 | 154.96 | 154.96 | 154.96 | 154.96 | 4965.1147 | 4930.3871 | 5239.6397 | 5119.9175 | 4901.5504 | 6069.7703 | 6368.2485 | 6619.4395 | 6393.3387 | 6484.8983 | 32226.8632 | 32517.5452 | 33110.9157 | 32799.25 | 32710.5733 | 6343.0467 | 5886.2909 | 4169.0674 | 5776.693 | 7563.5906 | 40073.7033 | 39901.1545 | 38733.4839 | 40079.9717 | 41844.4041
33 | Claremont Zone Substation HMI upgrade project | Repex | Reliability & quality maintained | 18070.1021 | 0 | 0 | 0 | 0 | 0 | 13.98 | 0 | 0 | 0 | 0 | 447.9369 | 0 | 0 | 0 | 0 | 5175.6079 | 0 | 0 | 0 | 0 | 23693.6469 | 0 | 0 | 0 | 0 | 5408.6268 | 0 | 0 | 0 | 0 | 30236.9356 | 0 | 0 | 0 | 0
34 | Crotty Dam 22 kV supply development | Augex | Augmentation | 597988.8829 | 398979.9223 | 0 | 0 | 0 | 0 | 2449.67 | 1633.11 | 0 | 0 | 0 | 78490.5299 | 51960.9225 | 0 | 0 | 0 | 171274.9585 | 119742.4074 | 0 | 0 | 0 | 847754.3714 | 570683.2522 | 0 | 0 | 0 | 178986.1877 | 110680.1403 | 0 | 0 | 0 | 1066771.9129 | 707928.9146 | 0 | 0 | 0
35 | Customer Initiated Major Works Commercial | Connection | Connection | 1003116.0586 | 1003909.3304 | 1004879.2052 | 1005885.321 | 1007008.4757 | 0 | 4108.43 | 4108.43 | 4108.43 | 4108.43 | 4108.43 | 131639.3016 | 130718.5755 | 138917.7403 | 135743.5646 | 129954.0304 | 287310.7949 | 301294.66 | 312995.8728 | 302121.9308 | 306242.236 | 1422066.1551 | 1435922.5659 | 1456792.8183 | 1443750.8164 | 1443204.7421 | 300246.2492 | 278492.2733 | 197131.6295 | 272981.8823 | 357182.2995 | 1789463.2504 | 1781257.769 | 1718408.9314 | 1783665.999 | 1870581.922
36 | Customer Initiated Non-Major Works Commercial | Connection | Connection | 6636704.612 | 7422663.8018 | 7393439.8649 | 7791310.5431 | 7941428.4825 | 0 | 23295.51 | 26036.1599 | 25911.59 | 27281.91 | 27780.21 | 746417.6503 | 828396.6718 | 876144.7867 | 901401.1964 | 878717.7225 | 1900873.6437 | 2227700.1508 | 2302879.9396 | 2340153.2319 | 2415074.8225 | 9283995.906 | 10478760.6244 | 10572464.5912 | 11032864.9714 | 11235221.0275 | 1986455.7545 | 2059104.7952 | 1450404.0291 | 2114442.4455 | 2816796.239 | 11709872.7339 | 13026701.3994 | 12491625.5072 | 13659904.7919 | 14599888.1679
37 | Customer Initiated Non-Major Works Irrigation | Connection | Connection | 1811036.4822 | 2071042.4884 | 2054109.9129 | 2185367.4819 | 2242895.5479 | 0 | 5732.56 | 6551.49 | 6493.0001 | 6902.47 | 7077.95 | 183678.4842 | 208449.8054 | 219546.8578 | 228059.3502 | 223883.1193 | 518713.988 | 621564.1428 | 639806.1793 | 656384.4102 | 682088.944 | 2513428.9544 | 2901056.4366 | 2913462.95 | 3069811.2424 | 3148867.6112 | 542067.796 | 574523.3292 | 402963.8907 | 593075.2904 | 795547.0175 | 3174626.8174 | 3611088.3538 | 3445730.2516 | 3805697.9817 | 4098202.5124
38 | Customer Initiated Non-Major Works Residential | Connection | Connection | 2558288.8167 | 3039335.9684 | 3009201.6139 | 3243920.5653 | 3338669.5078 | 0 | 10477.91 | 12438.29 | 12303.1 | 13249.4901 | 13621.28 | 335725.5094 | 395751.0666 | 416002.9124 | 437766.4969 | 430855.6395 | 732740.7304 | 912169.7245 | 937294.4337 | 974325.3273 | 1015325.7297 | 3626755.0565 | 4347256.7594 | 4362498.96 | 4656012.3895 | 4784850.877 | 765730.5604 | 843135.488 | 590328.4838 | 880350.3974 | 1184214.1163 | 4563743.2384 | 5392759.2688 | 5145932.1052 | 5752218.7749 | 6201791.5092
39 | Customer Initiated Subdivisions | Connection | Connection | 7109976.7935 | 7634338.3662 | 7604169.0777 | 7852109.1741 | 7964553.9366 | 0 | 15349.04 | 16474.23 | 16400.84 | 16926.75 | 17159.12 | 491802.6852 | 524163.2148 | 554559.1935 | 559264.0931 | 542761.2981 | 2036427.4567 | 2291228.2145 | 2368517.0566 | 2358414.359 | 2422107.5248 | 9638206.9354 | 10449729.7955 | 10527245.3278 | 10769787.6263 | 10929422.7594 | 2128112.541 | 2117824.9693 | 1491743.7174 | 2130942.2635 | 2824998.7547 | 12225073.8271 | 13057548.2957 | 12487594.6722 | 13403713.5097 | 14290689.5224
40 | Customer Initiated Substations | Connection | Connection | 1172403.4833 | 1172890.9268 | 1173486.888 | 1174105.1182 | 1174795.2656 | 0 | 2311.13 | 2311.13 | 2311.13 | 2311.13 | 2311.13 | 74051.5329 | 73533.5935 | 78145.8993 | 76360.3188 | 73103.5111 | 335797.811 | 352009.651 | 365513.1391 | 352647.4618 | 357268.0247 | 1582252.8272 | 1598434.1713 | 1617145.9264 | 1603112.8987 | 1605166.8015 | 350916.2728 | 325369.0853 | 230208.1496 | 318634.1609 | 416695.673 | 2008540.9898 | 1998809.9837 | 1919380.1434 | 1996673.6182 | 2100692.41
41 | Derwent Bridge 22 kV supply development | Augex | Augmentation | 1103979.4762 | 736578.318 | 0 | 0 | 0 | 0 | 4522.47 | 3014.98 | 0 | 0 | 0 | 144905.6677 | 95928.1017 | 0 | 0 | 0 | 316199.9233 | 221062.906 | 0 | 0 | 0 | 1565085.0672 | 1053569.3257 | 0 | 0 | 0 | 330436.0389 | 204332.5667 | 0 | 0 | 0 | 1969425.1469 | 1306945.9429 | 0 | 0 | 0
42 | Derwent Park and Newtown Zone Substation AVR Replacement | Repex | Reliability & quality maintained | 36140.2042 | 0 | 0 | 0 | 0 | 0 | 27.95 | 0 | 0 | 0 | 0 | 895.5534 | 0 | 0 | 0 | 0 | 10351.2158 | 0 | 0 | 0 | 0 | 47386.9734 | 0 | 0 | 0 | 0 | 10817.2536 | 0 | 0 | 0 | 0 | 60473.5383 | 0 | 0 | 0 | 0
43 | Distribution Fault Anticipator Pilot Implementation | Capex - Non Network | innovation | 222791.836 | 27909.0056 | 27982.3952 | 0 | 0 | 0 | 2336.99 | 292.12 | 292.12 | 0 | 0 | 74880.12 | 9294.4288 | 9877.4107 | 0 | 0 | 63811.6586 | 8376.0895 | 8715.8478 | 0 | 0 | 361483.6147 | 45579.5239 | 46575.6536 | 0 | 0 | 66684.6199 | 7742.1757 | 5489.4311 | 0 | 0 | 444861.9884 | 55400.6473 | 54095.0384 | 0 | 0
44 | DSO Framework early stage implementation | Capex - Non Network | innovation | 233931.4278 | 234435.6474 | 0 | 0 | 0 | 0 | 2453.84 | 2453.84 | 0 | 0 | 0 | 78624.142 | 78074.2204 | 0 | 0 | 0 | 67002.2416 | 70359.1515 | 0 | 0 | 0 | 379557.8114 | 382869.0193 | 0 | 0 | 0 | 70018.8509 | 65034.2759 | 0 | 0 | 0 | 467105.1045 | 465366.4948 | 0 | 0 | 0
45 | East Coast South supply development | Augex | Augmentation | 0 | 82029.9567 | 102638.2157 | 1150718.6537 | 720015.9339 | 0 | 0 | 335.77 | 419.71 | 4700.74 | 2937.96 | 0 | 10683.2479 | 14191.5926 | 155313.6366 | 92930.8138 | 0 | 24618.9443 | 31969.3529 | 345623.2378 | 218964.6809 | 0 | 117332.1489 | 148799.1612 | 1651655.5281 | 1031911.4286 | 0 | 22755.7494 | 20134.9959 | 312287.4324 | 255387.0729 | 0 | 145549.7534 | 175520.6925 | 2040514.6853 | 1337488.6896
46 | GENERAL O/H - Replace/relocate High Voltage Overhead due to Vegetation Issues | Repex | Reliability & quality maintained | 89020.0387 | 89036.1872 | 89055.9308 | 89076.4121 | 89099.276 | 0 | 79.31 | 79.31 | 79.31 | 79.31 | 79.31 | 2541.1929 | 2523.419 | 2681.6974 | 2620.4224 | 2508.66 | 25496.968 | 26721.6639 | 27738.7955 | 26754.4789 | 27096.0594 | 117058.1996 | 118281.2701 | 119476.4237 | 118451.3135 | 118703.9955 | 26644.9056 | 24699.3323 | 17470.4986 | 24173.9751 | 31603.1941 | 149305.9129 | 148555.2406 | 142286.3147 | 148186.0735 | 156167.4824
47 | Hobart CBD 11 kV supply development | Augex | Augmentation | 459991.4484 | 652178.7191 | 614418.4278 | 422842.8385 | 423323.0485 | 0 | 1884.36 | 2669.51 | 2512.48 | 1727.33 | 1727.33 | 60377.2814 | 84936.2274 | 84954.1173 | 57071.4194 | 54637.2934 | 131749.9681 | 195732.7813 | 191376.666 | 127002.6435 | 128737.1458 | 652118.6979 | 932847.7278 | 890749.2112 | 606916.9014 | 606697.4876 | 137681.6829 | 180919.4601 | 120533.1996 | 114753.0753 | 150151.1691 | 820593.728 | 1157191.6032 | 1050711.0704 | 749807.0031 | 786357.2566
48 | Hobart CBD Substation Communication Infrastructure project | Repex | Network control | 55855.9829 | 55960.023 | 56087.2252 | 56219.1806 | 56366.486 | 0 | 503.01 | 503.01 | 503.01 | 503.01 | 503.01 | 16117.0776 | 16004.3498 | 17008.2033 | 16619.5774 | 15910.7437 | 15998.1756 | 16794.7997 | 17469.8311 | 16885.6698 | 17141.6618 | 87971.236 | 88759.1725 | 90565.2596 | 89724.4278 | 89418.8915 | 16718.4537 | 15523.7466 | 11002.8808 | 15257.0252 | 19992.9907 | 108771.4122 | 108348.782 | 105528.1575 | 109074.551 | 113677.7171
49 | Hobart CBD Substation Pilot wire Project | Repex | Reliability & quality maintained | 81315.4594 | 81331.3538 | 81350.7867 | 81370.9457 | 81393.4498 | 0 | 62.9 | 62.9 | 62.9 | 62.9 | 62.9 | 2015.3957 | 2001.2994 | 2126.8285 | 2078.2319 | 1989.5942 | 23290.2355 | 24409.2787 | 25338.8271 | 24440.1093 | 24752.6338 | 106621.0906 | 107741.9318 | 108816.4423 | 107889.2869 | 108135.6778 | 24338.8205 | 22561.9515 | 15958.9462 | 22082.8294 | 28869.9651 | 136065.8773 | 135384.2717 | 129640.2276 | 135039.5695 | 142347.3247
50 | HV CT and VT Replacement | Repex | Reliability & quality maintained | 62590.9724 | 62629.7433 | 62677.1456 | 62726.3192 | 62781.213 | 0 | 154.72 | 154.72 | 154.72 | 154.72 | 154.72 | 4957.4248 | 4922.751 | 5231.5246 | 5111.9879 | 4893.9589 | 17927.1998 | 18796.5254 | 19522.4339 | 18840.1165 | 19092.4501 | 85475.597 | 86349.0197 | 87431.1042 | 86678.4236 | 86767.622 | 18734.3274 | 17373.979 | 12295.6548 | 17022.9631 | 22268.2714 | 108272.9415 | 107767.031 | 103614.9829 | 107744.5764 | 113287.069
51 | HV Links Replace with Air Break Switch | Repex | Reliability & quality maintained | 53441.0085 | 53513.146 | 53601.3433 | 53692.8361 | 53794.9721 | 0 | 390 | 390 | 390 | 390 | 390 | 12496.094 | 12408.6925 | 13187.0127 | 12885.6985 | 12336.1167 | 15306.4827 | 16060.4396 | 16695.5383 | 16126.8715 | 16359.6364 | 81243.5853 | 81982.2781 | 83483.8943 | 82705.4061 | 82490.7252 | 15995.6191 | 14844.9638 | 10515.2143 | 14571.414 | 19080.8839 | 101030.4416 | 100602.4172 | 97664.0184 | 101069.5239 | 105531.7615
52 | Implement fault indicators in Overhead Systems | Repex | Reliability & quality maintained | 107807.8109 | 108139.3926 | 108544.7931 | 108965.3419 | 109434.8122 | 0 | 1762.31 | 1762.31 | 1762.31 | 1762.31 | 1762.31 | 56466.6448 | 56071.6996 | 59588.7293 | 58227.1674 | 55743.7482 | 30878.1298 | 32454.9444 | 33809.1106 | 32728.2035 | 33280.3173 | 195152.5855 | 196666.0367 | 201942.633 | 199920.7128 | 198458.8777 | 32268.3408 | 29998.7104 | 21293.7155 | 29571.5262 | 38816.1359 | 236287.7891 | 235502.1273 | 231940.0596 | 238439.8597 | 246526.0751
53 | Install animal access barriers to poles and conductors | Repex | Reliability & quality maintained | 43495.7125 | 43510.8155 | 43529.2809 | 43548.4363 | 43569.8199 | 0 | 81.62 | 81.62 | 81.62 | 81.62 | 81.62 | 2615.2082 | 2596.9166 | 2759.8051 | 2696.7454 | 2581.7278 | 12457.968 | 13058.5263 | 13558.3314 | 13079.9579 | 13250.0564 | 58568.8887 | 59166.2584 | 59847.4174 | 59325.1396 | 59401.6041 | 13018.857 | 12070.2394 | 8539.3329 | 11818.3791 | 15454.0591 | 74378.864 | 74013.9214 | 71053.0657 | 73917.3172 | 77774.1936
54 | Install bird flight diverters | Repex | Reliability & quality maintained | 43495.7125 | 43510.8155 | 43529.2809 | 43548.4363 | 43569.8199 | 0 | 81.62 | 81.62 | 81.62 | 81.62 | 81.62 | 2615.2082 | 2596.9166 | 2759.8051 | 2696.7454 | 2581.7278 | 12457.968 | 13058.5263 | 13558.3314 | 13079.9579 | 13250.0564 | 58568.8887 | 59166.2584 | 59847.4174 | 59325.1396 | 59401.6041 | 13018.857 | 12070.2394 | 8539.3329 | 11818.3791 | 15454.0591 | 74378.864 | 74013.9214 | 71053.0657 | 73917.3172 | 77774.1936
55 | Install D Loops | Repex | Reliability & quality maintained | 43490.9575 | 43506.0444 | 43524.4901 | 43543.6251 | 43564.986 | 0 | 81.62 | 81.62 | 81.62 | 81.62 | 81.62 | 2615.2082 | 2596.9166 | 2759.8051 | 2696.7454 | 2581.7278 | 12456.606 | 13057.0944 | 13556.8392 | 13078.5128 | 13248.5863 | 58562.7717 | 59160.0554 | 59841.1344 | 59318.8833 | 59395.3001 | 13017.4338 | 12068.9158 | 8538.3931 | 11817.0735 | 15452.3445 | 74371.0298 | 74006.1014 | 71045.5613 | 73909.4604 | 77765.8624
56 | Install HV and LV Conduit with other UG works (Capacity) | Augex | Augmentation | 61332.1931 | 61381.5265 | 61441.8428 | 61504.4129 | 61574.2616 | 0 | 251.25 | 251.25 | 251.25 | 251.25 | 251.25 | 8050.3683 | 7994.0615 | 8495.4794 | 8301.3634 | 7947.3059 | 17566.6624 | 18421.9088 | 19137.6666 | 18473.1118 | 18725.403 | 86949.2238 | 87797.4968 | 89074.9887 | 88278.8881 | 88246.9706 | 18357.5577 | 17027.7139 | 12053.32 | 16691.3564 | 21840.17 | 109412.5636 | 108912.217 | 105071.1773 | 109062.9055 | 114379.3031
57 | Install Low Voltage Spreaders | Repex | Reliability & quality maintained | 43495.7125 | 43510.8155 | 43529.2809 | 43548.4363 | 43569.8199 | 0 | 81.62 | 81.62 | 81.62 | 81.62 | 81.62 | 2615.2082 | 2596.9166 | 2759.8051 | 2696.7454 | 2581.7278 | 12457.968 | 13058.5263 | 13558.3314 | 13079.9579 | 13250.0564 | 58568.8887 | 59166.2584 | 59847.4174 | 59325.1396 | 59401.6041 | 13018.857 | 12070.2394 | 8539.3329 | 11818.3791 | 15454.0591 | 74378.864 | 74013.9214 | 71053.0657 | 73917.3172 | 77774.1936
58 | Install OH Equipment - Anti-Climbing barriers or Signage Program | Augex | Reliability & quality maintained | 14959.2619 | 14994.5538 | 15037.7026 | 15082.4637 | 15132.4317 | 0 | 193.5 | 193.5 | 193.5 | 193.5 | 193.5 | 6199.9851 | 6156.6205 | 6542.7871 | 6393.2889 | 6120.6117 | 4284.6063 | 4500.1863 | 4683.8852 | 4530.0821 | 4601.9372 | 25443.8533 | 25651.3605 | 26264.3748 | 26005.8346 | 25854.9806 | 4477.5101 | 4159.6061 | 2950.0131 | 4093.1498 | 5367.4193 | 31087.9606 | 30973.2596 | 30353.421 | 31272.5069 | 32439.723
59 | Install Remote Fault Indicators in Ground Mounted Substations | Repex | Reliability & quality maintained | 142238.99 | 142352.868 | 142492.0982 | 142636.531 | 142797.7652 | 0 | 566.17 | 566.17 | 566.17 | 566.17 | 566.17 | 18140.804 | 18013.9216 | 19143.8231 | 18706.3998 | 17908.562 | 40739.8495 | 42723.1401 | 44382.8854 | 42841.4882 | 43426.3544 | 201119.6435 | 203089.9297 | 206018.8067 | 204184.4189 | 204132.6816 | 42574.06 | 39489.7952 | 27953.3096 | 38709.3716 | 50649.8559 | 253195.0218 | 252037.6105 | 243094.4018 | 252363.9213 | 264716.1958
60 | Install/Augment Ground Mounted Voltage Regulator for Capacity | Augex | Augmentation | 0 | 0 | 0 | 0 | 286912.6482 | 0 | 0 | 0 | 0 | 0 | 1170.72 | 0 | 0 | 0 | 0 | 37031.1244 | 0 | 0 | 0 | 0 | 87253.2586 | 0 | 0 | 0 | 0 | 411197.0311 | 0 | 0 | 0 | 0 | 101766.8887 | 0 | 0 | 0 | 0 | 532963.7533
61 | Install/Augment Ground Susbtation (Capacity) | Augex | Augmentation | 317906.2061 | 318262.8314 | 318698.8509 | 319151.1629 | 319656.0913 | 0 | 1866.07 | 1866.07 | 1866.07 | 1866.07 | 1866.07 | 59791.2467 | 59373.0482 | 63097.1509 | 61655.424 | 59025.7878 | 91054.1547 | 95517.4822 | 99267.0805 | 95858.4081 | 97210.8959 | 468751.6075 | 473153.3618 | 481063.0823 | 476664.9949 | 475892.775 | 95153.6417 | 88288.5902 | 62520.5731 | 86612.7414 | 113380.8707 | 585891.2225 | 583331.8844 | 564777.3147 | 585239.2438 | 612248.7017
62 | Install/Augment HV OH Switch (LAP) | Augex | Reliability & quality maintained | 68474.0686 | 68559.2182 | 68663.3244 | 68771.3206 | 68891.8798 | 0 | 463.28 | 463.28 | 463.28 | 463.28 | 463.28 | 14844.0781 | 14740.254 | 15664.8186 | 15306.8882 | 14654.0414 | 19612.2262 | 20576.0876 | 21386.9856 | 20655.7584 | 20950.7703 | 102930.3729 | 103875.5598 | 105715.1286 | 104733.9672 | 104496.6915 | 20495.218 | 19018.8615 | 13469.9902 | 18663.484 | 24435.703 | 128237.8031 | 127685.9239 | 123832.0002 | 128208.5663 | 133959.3103
63 | Install/Augment LV Feeder | Augex | Augmentation | 185909.515 | 186050.2579 | 186222.3339 | 186400.8399 | 186600.1109 | 0 | 754.55 | 754.55 | 754.55 | 754.55 | 754.55 | 24176.7378 | 24007.6382 | 25513.4884 | 24930.5225 | 23867.2227 | 53247.887 | 55837.6613 | 58003.8095 | 55986.2844 | 56747.1244 | 263334.1398 | 265895.5575 | 269739.6318 | 267317.6468 | 267214.458 | 55645.2407 | 51611.7917 | 36532.0647 | 50586.3353 | 66186.391 | 331415.9949 | 329886.571 | 318212.8539 | 330298.6681 | 346399.7388
64 | Install/Augment OH Feeder for Bird Mitigation (LAP) | Repex | Reliability & quality maintained | 107508.0382 | 107618.7295 | 107754.0635 | 107894.4546 | 108051.1769 | 0 | 597.09 | 597.09 | 597.09 | 597.09 | 597.09 | 19131.52 | 18997.7082 | 20189.3165 | 19728.0044 | 18886.5946 | 30792.2694 | 32298.6823 | 33562.8173 | 32406.5579 | 32859.5388 | 157431.8275 | 158915.1199 | 161506.1973 | 160029.0169 | 159797.3103 | 32178.6148 | 29854.2744 | 21138.5946 | 29280.9038 | 38325.3655 | 197003.1207 | 196129.2813 | 189765.8881 | 196690.882 | 205847.2357
65 | Install/Augment Pole Mounted Voltage Regulator for Capacity | Augex | Augmentation | 173672.0671 | 0 | 173982.558 | 0 | 174357.5234 | 0 | 711.45 | 0 | 711.45 | 0 | 711.45 | 22795.7592 | 0 | 24056.1544 | 0 | 22503.9236 | 49742.858 | 0 | 54191.4116 | 0 | 53024.0203 | 246210.6844 | 0 | 252230.1239 | 0 | 249885.4673 | 51982.4065 | 0 | 34130.9333 | 0 | 61843.9891 | 309819.2734 | 0 | 297525.9233 | 0 | 323883.4052
66 | Install/Augment Pole Substation (Capacity) | Augex | Augmentation | 258351.2354 | 258641.0523 | 258995.39 | 259362.9681 | 259773.3057 | 0 | 1516.49 | 1516.49 | 1516.49 | 1516.49 | 1516.49 | 48590.2606 | 48250.4053 | 51276.8537 | 50105.2125 | 47968.1989 | 73996.5213 | 77623.7112 | 80670.8784 | 77900.7697 | 78999.8892 | 380938.0173 | 384515.1688 | 390943.1221 | 387368.9504 | 386741.3939 | 77328.0307 | 71749.0439 | 50808.2792 | 70387.1403 | 92140.6611 | 476133.2786 | 474053.3942 | 458974.7461 | 475603.4387 | 497553.0784
67 | Install/Augment Pole Substation < 50 kVA (Capacity) | Augex | Augmentation | 199358.4244 | 199582.0635 | 199855.4906 | 200139.1347 | 200455.7744 | 0 | 1170.21 | 1170.21 | 1170.21 | 1170.21 | 1170.21 | 37495.0108 | 37232.7591 | 39568.1389 | 38664.0339 | 37014.9926 | 57099.9007 | 59898.8456 | 62250.2121 | 60112.6396 | 60960.7824 | 293953.336 | 296713.6682 | 301673.8416 | 298915.8082 | 298431.5493 | 59670.6818 | 55365.6201 | 39206.5418 | 54314.6983 | 71100.9452 | 367411.3841 | 365806.4275 | 354170.891 | 367002.5302 | 383940.1128
68 | Installation of Vibration Dampers (Replace ties & insulators if old/defective) | Repex | Reliability & quality maintained | 43495.7125 | 43510.8155 | 43529.2809 | 43548.4363 | 43569.8199 | 0 | 81.62 | 81.62 | 81.62 | 81.62 | 81.62 | 2615.2082 | 2596.9166 | 2759.8051 | 2696.7454 | 2581.7278 | 12457.968 | 13058.5263 | 13558.3314 | 13079.9579 | 13250.0564 | 58568.8887 | 59166.2584 | 59847.4174 | 59325.1396 | 59401.6041 | 13018.857 | 12070.2394 | 8539.3329 | 11818.3791 | 15454.0591 | 74378.864 | 74013.9214 | 71053.0657 | 73917.3172 | 77774.1936
69 | Intumescent Fire Resistant Coating on Wood Poles | Repex | Reliability & quality maintained | 311977.2318 | 312211.932 | 312498.8827 | 312796.5558 | 313128.8564 | 0 | 1200.7 | 1200.7 | 1200.7 | 1200.7 | 1200.7 | 38471.949 | 38202.8643 | 40599.0928 | 39671.4312 | 37979.4238 | 89355.9879 | 93701.4779 | 97335.9385 | 93949.7748 | 95225.8928 | 439805.1687 | 444116.2742 | 450433.914 | 446417.7618 | 446334.1731 | 93379.0192 | 86610.0235 | 61304.2977 | 84888.1983 | 111065.6838 | 553972.3848 | 551418.6644 | 531690.2563 | 552020.9271 | 579132.193
70 | Knights Rd 11 kV supply development | Augex | Augmentation | 0 | 0 | 0 | 0 | 0 | 0 | 0 | 0 | 0 | 0 | 0 | 0 | 0 | 0 | 0 | 0 | 0 | 0 | 0 | 0 | 0 | 0 | 0 | 0 | 0 | 0 | 0 | 0 | 0 | 0 | 0 | 0 | 0 | 0 | 0 | 0
71 | Land Purchase associated with Zone Substation (Capacity) | Repex | Augmentation | 0 | 586398.9 | 0 | 450083.4 | 0 | 0 | 0 | 0 | 0 | 0 | 0 | 0 | 0 | 0 | 0 | 0 | 0 | 175990.8508 | 0 | 135184.4619 | 0 | 0 | 762389.7508 | 0 | 585267.8619 | 0 | 0 | 162671.6256 | 0 | 122145.7468 | 0 | 0 | 961128.3838 | 0 | 734994.7968 | 0
72 | Localised reliability reinforcement (LAP) | Augex | Reliability & quality maintained | 79568.7045 | 79771.2686 | 80018.9288 | 80275.8432 | 80562.6438 | 0 | 320.75 | 320.75 | 320.75 | 320.75 | 320.75 | 10277.2363 | 10205.3541 | 10845.4727 | 10597.661 | 10145.6652 | 22789.933 | 23941.0637 | 24923.9852 | 24111.1906 | 24499.9767 | 112635.8738 | 113917.6865 | 115788.3867 | 114984.6948 | 115208.2856 | 23815.9931 | 22129.1717 | 15697.6697 | 21785.6353 | 28575.2812 | 141771.9577 | 141351.1582 | 136612.5362 | 142102.8374 | 149389.5116
73 | Low Conductor Span Rectification - Building Clearance LV CAPEX | Repex | Reliability & quality maintained | 76479.8287 | 31915.0575 | 31974.3087 | 32035.774 | 32104.3893 | 0 | 541.715 | 225.7178 | 225.7178 | 225.7178 | 225.7178 | 17357.2342 | 7181.6981 | 7632.1614 | 7457.7717 | 7139.6938 | 21905.2224 | 9578.3913 | 9959.2335 | 9622.0808 | 9763.2941 | 115742.2853 | 48675.1469 | 49565.7036 | 49115.6265 | 49007.3772 | 22891.4506 | 8853.4857 | 6272.5426 | 8694.0188 | 11387.3119 | 144038.895 | 59771.6034 | 58015.3109 | 60063.5724 | 62749.4039
74 | Low Conductor Span Rectification - Low Clearance HV CAPEX | Repex | Reliability & quality maintained | 472107.5469 | 472291.2744 | 341261.4865 | 341429.7814 | 473009.0588 | 0 | 983.6605 | 983.6605 | 710.4225 | 710.4225 | 983.6605 | 31517.7271 | 31297.2824 | 24021.4118 | 23472.5389 | 31114.2312 | 135220.2404 | 141744.712 | 106294.8027 | 102549.8858 | 143847.2022 | 638845.5144 | 645333.2688 | 471577.7009 | 467452.206 | 647970.4923 | 141308.1956 | 131017.2808 | 66946.7858 | 92658.8175 | 167774.619 | 810570.9453 | 806619.5044 | 559520.8953 | 581949.0647 | 847550.0116
75 | Low Conductor Span Rectification - Low Clearance LV CAPEX | Repex | Reliability & quality maintained | 1840402.4105 | 750633.5101 | 751171.6464 | 751729.891 | 752353.0748 | 0 | 5791.4111 | 2360.7215 | 2360.7215 | 2360.7215 | 2360.7215 | 185564.1493 | 75111.4526 | 79822.7278 | 77998.8328 | 74672.1417 | 527124.9273 | 225281.1697 | 233972.0275 | 225785.2673 | 228798.7574 | 2553091.487 | 1051026.1325 | 1064966.4017 | 1055513.9911 | 1055823.9739 | 550857.4168 | 208231.5866 | 147360.6876 | 204007.9882 | 266856.9409 | 3224968.0608 | 1308354.6315 | 1259594.2342 | 1308629.1949 | 1374250.6198
76 | LV CT Replacement | Repex | Reliability & quality maintained | 41727.3149 | 41753.1622 | 41784.7637 | 41817.5461 | 41854.142 | 0 | 103.15 | 103.15 | 103.15 | 103.15 | 103.15 | 3305.0567 | 3281.9401 | 3487.7958 | 3408.102 | 3262.7447 | 11951.4665 | 12531.0169 | 13014.956 | 12560.0777 | 12728.3001 | 56983.8381 | 57566.1192 | 58287.5155 | 57785.7259 | 57845.1868 | 12489.5516 | 11582.6526 | 8197.1032 | 11348.6421 | 14845.5143 | 72182.0719 | 71844.7976 | 69076.7724 | 71829.8321 | 75524.8222
77 | Major System - Augment 33 kV Sub-transmission Circuits (Capacity) | Augex | Augmentation | 407955.0235 | 0 | 408132.2585 | 0 | 204173.1627 | 0 | 315.55 | 0 | 315.55 | 0 | 157.77 | 10110.6217 | 0 | 10669.6458 | 0 | 4990.4337 | 116845.7838 | 0 | 127123.451 | 0 | 62091.2806 | 534911.4291 | 0 | 545925.3553 | 0 | 271254.877 | 122106.4747 | 0 | 80065.123 | 0 | 72419.4895 | 682634.2252 | 0 | 650397.0785 | 0 | 357073.8081
78 | Meadowbank 22 kV supply development | Augex | Augmentation | 0 | 0 | 760000 | 0 | 0 |  | 0 | 0 | 0 | 0 | 0 | 0 | 0 | 0 | 0 | 0 | 0 | 0 | 236721.8488 | 0 | 0 | 0 | 0 | 996721.8488 | 0 | 0 | 0 | 0 | 149092.5851 | 0 | 0 | 0 | 0 | 1190488.332 | 0 | 0
79 | NOCS Distribution System enhancement | Repex | Network control | 407009.1793 | 432912.2163 | 393225.3139 | 233342.095 | 1377058.694 |  | 3842.55 | 4074.81 | 3687.71 | 2180.03 | 12811.21 | 123120.1696 | 129648.8826 | 124691.9967 | 72028.7417 | 405232.2599 | 116574.8767 | 129926.2145 | 122480.2938 | 70085.2899 | 418778.5344 | 646704.2255 | 692487.3135 | 640397.6045 | 375456.1265 | 2201069.4883 | 121823.3707 | 120093.2232 | 77140.7613 | 63325.4736 | 488437.7865 | 798491.5437 | 844262.0542 | 745514.3058 | 455889.156 | 2794367.8616
80 | North Region Overhead Feeder Flood Crossings Flood Height Augmentation | Repex | Reliability & quality maintained | 513202.5462 | 513588.6282 | 514060.6621 | 0 | 0 |  | 1975.15 | 1975.15 | 1975.15 | 0 | 0 | 63286.308 | 62843.664 | 66785.4569 | 0 | 0 | 146990.6002 | 154138.9311 | 160117.6189 | 0 | 0 | 723479.4544 | 730571.2233 | 740963.7378 | 0 | 0 | 153608.4866 | 142473.4887 | 100845.5697 | 0 | 0 | 911284.523 | 907083.6534 | 874630.419 | 0 | 0
81 | Over Voltage (LV) Compliance Capital Program - REMOVED | Augex | Reliability & quality maintained | 0 | 0 | 0 | 0 | 0 |  | 0 | 0 | 0 | 0 | 0 | 0 | 0 | 0 | 0 | 0 | 0 | 0 | 0 | 0 | 0 | 0 | 0 | 0 | 0 | 0 | 0 | 0 | 0 | 0 | 0 | 0 | 0 | 0 | 0 | 0
82 | Pole Replacements | Repex | Reliability & quality maintained | 9804867.2285 | 10734392.5938 | 11047116.7452 | 11368004.3356 | 12304938.5676 |  | 37735.67 | 41282.04 | 42445.7 | 43637.06 | 47183.44 | 1209098.6689 | 1313477.2806 | 1435210.2215 | 1441779.4812 | 1492462.6185 | 2808293.3902 | 3221620.7871 | 3440913.0267 | 3414428.4121 | 3742065.7244 | 13822259.2876 | 15269490.6615 | 15923239.9934 | 16224212.2288 | 17539466.9106 | 2934729.8195 | 2977804.1757 | 2167162.0964 | 3085102.4041 | 4364517.6374 | 17410323.5396 | 18958734.4604 | 18795724.6574 | 20062161.1042 | 22757994.0137
83 | Pole Staking | Repex | Reliability & quality maintained | 1222067.1029 | 1265046.4285 | 1273363.2218 | 1274740.4157 | 1276277.8151 |  | 6275.01 | 6490.15 | 6526.01 | 6526.01 | 6526.01 | 201059.2693 | 206498.1424 | 220663.0179 | 215621.0183 | 206424.6688 | 350022.3805 | 379667.488 | 396622.2317 | 382873.701 | 388129.9724 | 1773148.7527 | 1851212.0588 | 1890648.4714 | 1873235.135 | 1870832.4563 | 365781.2681 | 350933.7398 | 249801.3349 | 345945.0406 | 452691.1698 | 2222324.2763 | 2288004.7597 | 2223903.3163 | 2305703.2861 | 2414114.9597
84 | Power Quality (PQ) Capital Program - LV Circuit Augmentation Component | Augex | Reliability & quality maintained | 248773.4896 | 249025.6817 | 249334.0184 | 249653.8766 | 250010.9431 |  | 1378.32 | 1378.32 | 1378.32 | 1378.32 | 1378.32 | 44163.1188 | 43854.2283 | 46604.9318 | 45540.0408 | 43597.7342 | 71253.2796 | 74737.9328 | 77661.5919 | 74984.6028 | 76031.0485 | 364189.8881 | 367617.8428 | 373600.5421 | 370178.5202 | 369639.7258 | 74461.2814 | 69081.6652 | 48912.9649 | 67752.2415 | 88677.9861 | 455753.6401 | 453725.8857 | 438986.7899 | 455005.1445 | 476186.9568
85 | Power Quality (PQ) Capital Program - LV Transformer Augmentation Component | Augex | Reliability & quality maintained | 854753.5494 | 924846.0083 | 1000579.8501 | 1082618.2224 | 1171853.166 |  | 3731.17 | 4033.79 | 4359.68 | 4712.18 | 5094.61 | 119551.4133 | 128343.7427 | 147413.2197 | 155691.6171 | 161147.9574 | 244817.0574 | 277566.0662 | 311656.7263 | 325168.9838 | 356373.3002 | 1219122.0201 | 1330755.8171 | 1459649.7961 | 1563478.8232 | 1689374.4237 | 255839.3369 | 256559.4915 | 196288.2058 | 293806.0175 | 415652.1208 | 1532468.2895 | 1649202.7837 | 1720500.9916 | 1929698.0964 | 2187098.9451
86 | Power Quality (PQ) Capital Program - MV Conductor Augmentation Component | Augex | Reliability & quality maintained | 71890.4174 | 72131.9303 | 72427.2103 | 72733.5239 | 73075.4702 |  | 383.72 | 383.72 | 383.72 | 383.72 | 383.72 | 12294.8749 | 12208.8807 | 12974.668 | 12678.2057 | 12137.4736 | 20590.7311 | 21648.3349 | 22559.3462 | 21845.823 | 22223.0457 | 104776.0234 | 105989.146 | 107961.2245 | 107257.5525 | 107435.9894 | 21517.7775 | 20009.9597 | 14208.3684 | 19738.7653 | 25919.6075 | 131217.8412 | 130911.6561 | 126932.8354 | 131947.7483 | 138554.968
87 | Refurbish Single Phase Regulators | Repex | Reliability & quality maintained | 41205.9748 | 41244.6733 | 41291.9872 | 41341.0689 | 41395.8603 |  | 192.98 | 192.98 | 192.98 | 192.98 | 192.98 | 6183.3237 | 6140.0756 | 6525.2044 | 6376.1079 | 6104.1636 | 11802.1452 | 12378.4085 | 12861.4678 | 12416.9657 | 12588.9316 | 59191.4437 | 59763.1574 | 60678.6594 | 60134.1426 | 60088.9555 | 12333.5075 | 11441.5939 | 8100.433 | 11219.3334 | 14682.9634 | 74313.6211 | 73980.9372 | 71460.7048 | 74135.4605 | 77687.1842
88 | Refurbishment of Gretna Zone | Repex | Reliability & quality maintained | 0 | 0 | 0 | 0 | 0 |  | 0 | 0 | 0 | 0 | 0 | 0 | 0 | 0 | 0 | 0 | 0 | 0 | 0 | 0 | 0 | 0 | 0 | 0 | 0 | 0 | 0 | 0 | 0 | 0 | 0 | 0 | 0 | 0 | 0 | 0
89 | Reinforce Network for OH LV Services (Customer Initiated Work) | Repex | Reliability & quality maintained | 254192.3264 | 254665.8149 | 255244.7143 | 255845.2453 | 256515.6345 |  | 2583.9257 | 2583.9257 | 2583.9257 | 2583.9257 | 2583.9257 | 82792.2542 | 82213.1795 | 87369.9019 | 85373.5592 | 81732.3321 | 72805.3337 | 76430.6574 | 79502.6325 | 76844.2067 | 78009.1959 | 409789.9142 | 413309.6518 | 422117.2487 | 418063.0111 | 416257.1625 | 76083.2128 | 70646.2821 | 50072.4925 | 69432.4842 | 90985.1768 | 504816.7238 | 502824.7816 | 490599.8395 | 506502.3461 | 527019.0954
90 | Reinforce steel tower legs | Repex | Reliability & quality maintained | 0 | 119986.3826 | 0 | 0 | 0 |  | 0 | 615.57 | 0 | 0 | 0 | 0 | 19585.6893 | 0 | 0 | 0 | 0 | 36010.4795 | 0 | 0 | 0 | 0 | 175582.5514 | 0 | 0 | 0 | 0 | 33285.1578 | 0 | 0 | 0 | 0 | 217011.2048 | 0 | 0 | 0
91 | Remedial work identified from earthing injection testing | Augex | Reliability & quality maintained | 85692.5357 | 85852.8949 | 86048.9543 | 86252.3397 | 86479.3845 |  | 218.02 | 218.02 | 218.02 | 218.02 | 218.02 | 6985.637 | 6936.7773 | 7371.8782 | 7203.4359 | 6896.2055 | 24543.9103 | 25766.2898 | 26802.1941 | 25906.2568 | 26299.3219 | 117222.0829 | 118555.962 | 120223.0266 | 119362.0323 | 119674.9119 | 25648.9388 | 23816.2622 | 16880.6066 | 23407.565 | 30673.9279 | 148441.3875 | 147923.1425 | 142449.1356 | 148336.0087 | 156210.7566
92 | Replace low voltage cable | Repex | Reliability & quality maintained | 86367.4726 | 86443.9818 | 86537.5239 | 86634.5614 | 86742.8871 |  | 379.48 | 379.48 | 379.48 | 379.48 | 379.48 | 12159.0199 | 12073.976 | 12831.3015 | 12538.115 | 12003.3578 | 24737.2246 | 25943.6877 | 26954.3719 | 26021.0587 | 26379.4559 | 123263.7171 | 124461.6454 | 126323.1974 | 125193.7352 | 125125.7008 | 25850.9566 | 23980.2343 | 16976.4515 | 23511.2941 | 30767.3914 | 154928.4717 | 154229.4464 | 148886.7263 | 154502.8558 | 161971.1725
93 | Replace 3G Cybertec Modems Project | Repex | Reliability & quality maintained | 297623.2729 | 0 | 0 | 0 | 0 |  | 4865.19 | 0 | 0 | 0 | 0 | 155886.8506 | 0 | 0 | 0 | 0 | 85244.7515 | 0 | 0 | 0 | 0 | 538754.875 | 0 | 0 | 0 | 0 | 89082.6845 | 0 | 0 | 0 | 0 | 652316.1752 | 0 | 0 | 0 | 0
94 | Replace aged/deteriorated Aluminium conductor | Repex | Reliability & quality maintained | 522043.4316 | 522308.6772 | 522632.9735 | 522969.3876 | 523344.9359 |  | 1222.4708 | 1222.4708 | 1222.4708 | 1222.4708 | 1222.4708 | 39169.5122 | 38895.5485 | 41335.2248 | 40390.7431 | 38668.0567 | 149522.7915 | 156756.0043 | 162787.6891 | 157076.078 | 159154.8902 | 710735.7353 | 717960.23 | 726755.8874 | 720436.2087 | 721167.8828 | 156254.6835 | 144892.4982 | 102527.2382 | 141925.8884 | 185628.5743 | 900793.3108 | 896494.2968 | 861615.8566 | 895984.5365 | 942151.3377
95 | Replace aged/deteriorated HV ABC conductor (non HBLCA) | Repex | Reliability & quality maintained | 106304.6292 | 106358.6416 | 106424.6787 | 106493.1833 | 106569.6568 |  | 248.9368 | 248.9368 | 248.9368 | 248.9368 | 248.9368 | 7976.2517 | 7920.4634 | 8417.2649 | 8224.9361 | 7874.1383 | 30447.591 | 31920.503 | 33148.7457 | 31985.6802 | 32408.9924 | 144728.472 | 146199.608 | 147990.6892 | 146703.7995 | 146852.7875 | 31818.4181 | 29504.7162 | 20877.8032 | 28900.6202 | 37799.8756 | 183430.2366 | 182554.8201 | 175452.4676 | 182451.0204 | 191852.0437
96 | Replace AK Power sectionaliser with recloser | Repex | Reliability & quality maintained | 84386.6934 | 84460.5514 | 84550.8521 | 84644.5271 | 84749.099 |  | 372 | 372 | 372 | 372 | 372 | 11919.3512 | 11835.9836 | 12578.3814 | 12290.9739 | 11766.7574 | 24169.8931 | 25348.4178 | 26335.5711 | 25423.3434 | 25773.1233 | 120475.9377 | 121644.9527 | 123464.8046 | 122358.8444 | 122288.9798 | 25258.0825 | 23430.0153 | 16586.7173 | 22971.2293 | 30060.2019 | 151416.0108 | 150731.2629 | 145511.9587 | 150996.3149 | 158289.0892
97 | Replace Bellerive 33 kV Oil Filled Sub-transmission Cable | Repex | Reliability & quality maintained | 0 | 0 | 0 | 0 | 0 |  | 0 | 0 | 0 | 0 | 0 | 0 | 0 | 0 | 0 | 0 | 0 | 0 | 0 | 0 | 0 | 0 | 0 | 0 | 0 | 0 | 0 | 0 | 0 | 0 | 0 | 0 | 0 | 0 | 0 | 0
98 | Replace Crossarm (Safety) | Repex | Reliability & quality maintained | 212091.1015 | 212178.7602 | 212285.9341 | 212397.1127 | 212521.2245 |  | 474.66 | 474.66 | 474.66 | 474.66 | 474.66 | 15208.7077 | 15102.3333 | 16049.6089 | 15682.8863 | 15014.0029 | 60746.7725 | 63679.3837 | 66121.9984 | 63794.3754 | 64630.0171 | 288046.5816 | 290960.4772 | 294457.5414 | 291874.3744 | 292165.2445 | 63481.7449 | 58860.0419 | 41645.0772 | 57641.3259 | 75380.5171 | 365233.9844 | 363459.5917 | 349206.8471 | 363142.8884 | 381875.9196
99 | Replace Distribution C&I Substation Battery System | Repex | Reliability & quality maintained | 100644.8764 | 100725.4537 | 100823.9697 | 100926.1668 | 101040.2523 |  | 400.61 | 400.61 | 400.61 | 400.61 | 400.61 | 12836.0519 | 12746.2726 | 13545.7671 | 13236.2556 | 12671.7223 | 28826.5343 | 30229.8628 | 31404.2586 | 30313.6031 | 30727.4403 | 142307.4626 | 143701.5891 | 145773.9953 | 144476.0254 | 144439.4148 | 30124.3773 | 27942.026 | 19779.0872 | 27389.8171 | 35838.6156 | 179154.7456 | 178335.7889 | 172007.794 | 178566.6808 | 187306.8495
100 | Replace EDOs with alternative device (ie: boric acid fuses or dropout reclosers) | Repex | Reliability & quality maintained | 86991.425 | 87021.6311 | 87058.5618 | 87096.8725 | 87139.6398 |  | 163.24 | 163.24 | 163.24 | 163.24 | 163.24 | 5230.4164 | 5193.8332 | 5519.6102 | 5393.4908 | 5163.4556 | 24915.9359 | 26117.0526 | 27116.6628 | 26159.9158 | 26500.1128 | 117137.7773 | 118332.5168 | 119694.8347 | 118650.2791 | 118803.2082 | 26037.714 | 24140.4788 | 17078.6658 | 23636.7583 | 30908.1181 | 148757.728 | 148027.8428 | 142106.1314 | 147834.6343 | 155548.3871
101 | Replace ground mounted transformers | Repex | Reliability & quality maintained | 517926.9298 | 569847.6995 | 673641.4329 | 622000.0696 | 622197.8923 |  | 484.55 | 533 | 629.91 | 581.46 | 581.46 | 15525.5958 | 16958.5464 | 21299.0543 | 19211.5852 | 18392.201 | 148343.7501 | 171023.4816 | 209823.2177 | 186820.3642 | 189217.15 | 681796.2757 | 757829.7274 | 904763.7049 | 828032.019 | 829807.2434 | 155022.5587 | 158080.1936 | 132151.2403 | 168801.3 | 220691.3639 | 869445.3733 | 951620.1243 | 1077342.9859 | 1035698.6263 | 1091456.2582
102 | Replace high voltage cable | Repex | Reliability & quality maintained | 206782.7983 | 207014.5069 | 207297.7999 | 207591.6786 | 207919.7435 |  | 1143.25 | 1143.25 | 1143.25 | 1143.25 | 1143.25 | 36631.1782 | 36374.9684 | 38656.5444 | 37773.2687 | 36162.219 | 59226.3773 | 62129.4808 | 64568.3138 | 62351.0429 | 63230.6566 | 302640.3538 | 305518.9561 | 310522.658 | 307715.9902 | 307312.6191 | 61892.8977 | 57427.4378 | 40666.5327 | 56337.2047 | 73748.3883 | 378745.9554 | 377097.2282 | 364881.6262 | 378247.1819 | 395918.1083
103 | Replace High Voltage Submarine Cable | Repex | Reliability & quality maintained | 0 | 509066.3199 | 0 | 0 | 0 |  | 0 | 296 | 0 | 0 | 0 | 0 | 9417.8794 | 0 | 0 | 0 | 0 | 152781.6897 | 0 | 0 | 0 | 0 | 671265.889 | 0 | 0 | 0 | 0 | 141218.9651 | 0 | 0 | 0 | 0 | 844162.6411 | 0 | 0 | 0
104 | Replace HV Feeders (Safety) | Repex | Reliability & quality maintained | 409631.4523 | 410091.2024 | 410653.3048 | 411236.4111 | 411887.3487 |  | 2312.5 | 2312.5 | 2312.5 | 2312.5 | 2312.5 | 74095.4294 | 73577.183 | 78192.2229 | 76405.5839 | 73146.8457 | 117325.9437 | 123077.1402 | 127908.6968 | 123516.6037 | 125259.425 | 601052.8254 | 606745.5256 | 616754.2245 | 611158.5987 | 610293.6194 | 122608.2526 | 113762.496 | 80559.6879 | 111603.2685 | 146094.9673 | 751875.735 | 748599.7448 | 724501.3257 | 750941.465 | 785879.2491
105 | Replace low voltage CONSAC cable | Repex | Reliability & quality maintained | 2319765.5459 | 2320522.049 | 2321446.9694 | 2322406.451 | 2323477.5466 |  | 3831.91 | 3831.91 | 3831.91 | 3831.91 | 3831.91 | 122779.2505 | 121920.4944 | 129567.8102 | 126607.274 | 121207.4074 | 664423.301 | 696438.2945 | 723075.2876 | 697544.6469 | 706594.8067 | 3106968.0974 | 3138880.8378 | 3174090.0672 | 3146558.3719 | 3151279.7607 | 694337.3085 | 643730.9039 | 455408.5919 | 630265.5694 | 824129.1638 | 3949513.6368 | 3930091.1296 | 3771008.3557 | 3924077.6698 | 4130405.2378
106 | Replace LV Fuses for Fuse Reach | Repex | Reliability & quality maintained | 11057.1638 | 11091.172 | 11132.7514 | 11175.8844 | 11224.035 |  | 180.75 | 180.75 | 180.75 | 180.75 | 180.75 | 5791.459 | 5750.9517 | 6111.6732 | 5972.0256 | 5717.3156 | 3166.9741 | 3328.6979 | 3467.5862 | 3356.7244 | 3413.3512 | 20015.5968 | 20170.8217 | 20712.0108 | 20504.6344 | 20354.7018 | 3309.5592 | 3076.7776 | 2183.9614 | 3032.964 | 3981.125 | 24234.5752 | 24153.9946 | 23788.658 | 24455.3005 | 25284.6508
107 | Replace LV Links with Fuse Links | Repex | Reliability & quality maintained | 88914.0306 | 88928.1467 | 88945.4055 | 88963.3091 | 88983.2955 |  | 78.87 | 78.87 | 78.87 | 78.87 | 78.87 | 2527.0947 | 2509.4194 | 2666.8197 | 2605.8847 | 2494.7424 | 25466.6054 | 26689.2387 | 27704.3695 | 26720.508 | 27060.7885 | 116907.7306 | 118126.8048 | 119316.5947 | 118289.7018 | 118538.8264 | 26613.176 | 24669.3611 | 17448.8164 | 24143.2806 | 31562.0562 | 149116.6105 | 148363.613 | 142097.7265 | 147986.2696 | 155953.1317
108 | Replace LV potheads | Repex | Reliability & quality maintained | 160772.2511 | 160802.5408 | 160839.5738 | 160877.9906 | 0 |  | 124.45 | 124.45 | 124.45 | 124.45 | 0 | 3987.5356 | 3959.6456 | 4208.0096 | 4111.8594 | 0 | 46048.1146 | 48260.2815 | 50097.6859 | 48320.3881 | 0 | 210807.9013 | 213022.4679 | 215145.2693 | 213310.2382 | 0 | 48121.3165 | 44607.8782 | 31552.6156 | 43659.8246 | 0 | 269024.5502 | 267675.037 | 256316.3325 | 266989.01 | 0
109 | Replace LV switchboards in ground mounted substations | Repex | Reliability & quality maintained | 611693.1739 | 611990.1843 | 612353.3169 | 612730.0186 | 613150.541 |  | 852.02 | 852.02 | 852.02 | 852.02 | 852.02 | 27299.8001 | 27108.8568 | 28809.2272 | 28150.9559 | 26950.3029 | 175200.1182 | 183671.3425 | 190733.4333 | 184036.065 | 186465.752 | 814193.0922 | 822770.3837 | 831895.9774 | 824917.0395 | 826566.5959 | 183088.068 | 169770.8473 | 120128.0776 | 166285.55 | 217482.3008 | 1036163.9282 | 1031239.195 | 989142.3041 | 1029848.3615 | 1084755.0814
110 | Replace LV switchgear in ground mounted substations | Repex | Reliability & quality maintained | 78646.2652 | 78684.4523 | 78731.1407 | 78779.5738 | 78833.641 |  | 109.55 | 109.55 | 109.55 | 109.55 | 109.55 | 3510.1208 | 3485.5699 | 3704.1981 | 3619.5597 | 3465.1835 | 22525.7295 | 23614.8869 | 24522.87 | 23661.7798 | 23974.1681 | 104682.1155 | 105784.9091 | 106958.2088 | 106060.9133 | 106272.9926 | 23539.8945 | 21827.6804 | 15445.0386 | 21379.5707 | 27962.0101 | 133221.2287 | 132588.0476 | 127175.5997 | 132409.232 | 139468.6607
111 | Replace Meter Panels | Repex | Connection | 27075 | 25270 | 23465 | 21660 | 19855 |  | 0 | 0 | 0 | 0 | 0 | 0 | 0 | 0 | 0 | 0 | 7754.7754 | 7584.0674 | 7308.7871 | 6505.673 | 6038.1216 | 34829.7754 | 32854.0674 | 30773.7871 | 28165.673 | 25893.1216 | 8103.9149 | 7010.095 | 4603.2336 | 5878.1925 | 7042.4974 | 44607.6222 | 41418.4172 | 36756.3272 | 35371.1941 | 34219.7383
112 | Replace Overhead LV Services | Repex | Reliability & quality maintained | 700554.0515 | 701858.9858 | 703454.4327 | 705109.4959 | 706957.0887 |  | 7121.2966 | 7121.2966 | 7121.2966 | 7121.2966 | 7121.2966 | 228175.3637 | 226579.4345 | 240791.3559 | 235289.4375 | 225254.2196 | 200651.4995 | 210642.8919 | 219109.2551 | 211782.6336 | 214993.344 | 1129380.9147 | 1139081.3121 | 1163355.0436 | 1152181.567 | 1147204.6522 | 209685.3346 | 194701.1534 | 137999.7893 | 191355.9264 | 250755.1472 | 1391274.7983 | 1385785.0063 | 1352093.0601 | 1395920.3708 | 1452464.5357
113 | Replace Recloser and/or Control Box | Repex | Reliability & quality maintained | 61077.2761 | 61265.1299 | 61494.8049 | 61733.062 | 61999.035 |  | 998.42 | 998.42 | 998.42 | 998.42 | 998.42 | 31990.6416 | 31766.8891 | 33759.4289 | 32988.0489 | 31581.0913 | 17493.6495 | 18386.9757 | 19154.163 | 18541.7875 | 18854.5812 | 110561.5672 | 111418.9947 | 114408.3967 | 113262.8984 | 112434.7076 | 18281.2576 | 16995.4246 | 12063.7098 | 16753.4083 | 21990.8357 | 133866.2483 | 133421.1398 | 131403.0987 | 135085.4829 | 139666.6301
114 | Replace reclosers | Repex | Reliability & quality maintained | 42193.3467 | 42230.2757 | 42275.4261 | 42322.2635 | 42374.5495 |  | 186 | 186 | 186 | 186 | 186 | 5959.6756 | 5917.9918 | 6289.1907 | 6145.487 | 5883.3787 | 12084.9466 | 12674.2089 | 13167.7855 | 12711.6717 | 12886.5616 | 60237.9689 | 60822.4764 | 61732.4023 | 61179.4222 | 61144.4899 | 12629.0413 | 11715.0076 | 8293.3586 | 11485.6146 | 15030.1009 | 75708.0054 | 75365.6315 | 72755.9794 | 75498.1574 | 79144.5446
115 | Replace Regulator Ground Mtd Three Phase - Faults / Issues / End of life | Repex | Reliability & quality maintained | 206869.8236 | 0 | 207970.8961 | 0 | 209300.6103 |  | 2577.89 | 0 | 2577.89 | 0 | 2577.89 | 82598.8612 | 0 | 87165.816 | 0 | 81541.4149 | 59251.3029 | 0 | 64777.9671 | 0 | 63650.5933 | 348719.9877 | 0 | 359914.6792 | 0 | 354492.6185 | 61918.9456 | 0 | 40798.577 | 0 | 74238.1768 | 426649.2411 | 0 | 416336.5741 | 0 | 445446.4827
116 | Replace Regulator Single Phase (Cooper) - Faults / Issues / End of life | Repex | Reliability & quality maintained | 31591.2474 | 0 | 31657.1902 | 0 | 31736.8262 |  | 147.95 | 0 | 147.95 | 0 | 147.95 | 4740.5054 | 0 | 5002.6116 | 0 | 4679.8166 | 9048.3113 | 0 | 9860.4587 | 0 | 9651.5142 | 45380.0641 | 0 | 46520.2604 | 0 | 46068.157 | 9455.689 | 0 | 6210.332 | 0 | 11256.9386 | 56973.7318 | 0 | 54786.4935 | 0 | 59560.1307
117 | Replace secondary protection transformers at zone substations | Repex | Reliability & quality maintained | 336979.5739 | 0 | 0 | 168528.7992 | 215362.5722 |  | 107.62 | 0 | 0 | 53.81 | 68.76 | 3448.2811 | 0 | 0 | 1777.896 | 2174.9523 | 96517.1162 | 0 | 0 | 50618.341 | 65494.1018 | 436944.9712 | 0 | 0 | 220925.0362 | 283031.6263 | 100862.5595 | 0 | 0 | 45736.137 | 76388.333 | 558775.9861 | 0 | 0 | 277057.9649 | 373433.3022
118 | Replace Service Fuses – Fault (Fault Code 01) | Repex | Reliability & quality maintained | 807500 | 807500 | 807500 | 807500 | 807500 |  | 0 | 0 | 0 | 0 | 0 | 0 | 0 | 0 | 0 | 0 | 231282.7762 | 242348.0195 | 251516.9644 | 242536.0566 | 245569.5375 | 1038782.7762 | 1049848.0195 | 1059016.9644 | 1050036.0566 | 1053069.5375 | 241695.7083 | 224006.7941 | 158410.8717 | 219143.1423 | 286417.3578 | 1330402.7685 | 1323520.8489 | 1264893.8527 | 1318662.9376 | 1391711.8448
119 | Replace service fuses for Public Lighting | Repex | Reliability & quality maintained | 16717.6696 | 16729.2301 | 16743.3643 | 16758.0266 | 16774.3946 |  | 62.5 | 62.5 | 62.5 | 62.5 | 62.5 | 2002.5792 | 1988.5725 | 2113.3033 | 2065.0158 | 1976.9418 | 4788.2465 | 5020.7997 | 5215.1581 | 5033.3445 | 5101.2759 | 23508.4953 | 23738.6024 | 24071.8257 | 23856.3869 | 23852.6123 | 5003.8254 | 4640.8188 | 3284.6204 | 4547.872 | 5949.8177 | 29623.9811 | 29485.9 | 28423.0403 | 29511.7061 | 30964.3901
120 | Replace station services transformer at Bellerive Zone | Repex | Reliability & quality maintained | 0 | 131056.304 | 0 | 0 | 0 |  | 0 | 41.85 | 0 | 0 | 0 | 0 | 1331.5482 | 0 | 0 | 0 | 0 | 39332.7996 | 0 | 0 | 0 | 0 | 171720.6517 | 0 | 0 | 0 | 0 | 36356.0402 | 0 | 0 | 0 | 0 | 216189.3467 | 0 | 0 | 0
121 | Replace station services transformer at Derwent Park Zone | Repex | Reliability & quality maintained | 131047.6121 | 0 | 0 | 0 | 0 |  | 41.85 | 0 | 0 | 0 | 0 | 1340.927 | 0 | 0 | 0 | 0 | 37534.4341 | 0 | 0 | 0 | 0 | 169922.9732 | 0 | 0 | 0 | 0 | 39224.3287 | 0 | 0 | 0 | 0 | 217301.6984 | 0 | 0 | 0 | 0
122 | Replace station services transformer at Geilston Bay Zone | Repex | Reliability & quality maintained | 131047.6121 | 0 | 0 | 0 | 0 |  | 41.85 | 0 | 0 | 0 | 0 | 1340.927 | 0 | 0 | 0 | 0 | 37534.4341 | 0 | 0 | 0 | 0 | 169922.9732 | 0 | 0 | 0 | 0 | 39224.3287 | 0 | 0 | 0 | 0 | 217301.6984 | 0 | 0 | 0 | 0
123 | Replace station services transformer at New Town Zone | Repex | Reliability & quality maintained | 0 | 0 | 131066.9309 | 0 | 0 |  | 0 | 0 | 41.85 | 0 | 0 | 0 | 0 | 1415.0679 | 0 | 0 | 0 | 0 | 40824.2187 | 0 | 0 | 0 | 0 | 173306.2175 | 0 | 0 | 0 | 0 | 25711.9836 | 0 | 0 | 0 | 0 | 206777.6764 | 0 | 0
124 | Replace Stolen Earthing with Copper Clad Steel | Repex | Reliability & quality maintained | 227441.8941 | 227480.0136 | 227526.6195 | 227574.9669 | 227628.9384 |  | 178.33 | 178.33 | 178.33 | 178.33 | 178.33 | 5713.9191 | 5673.9542 | 6029.8461 | 5892.0682 | 5640.7684 | 65143.5204 | 68271.6171 | 70869.1079 | 68353.1084 | 69224.4373 | 298299.3336 | 301425.5849 | 304425.5736 | 301820.1436 | 302494.1442 | 68076.4454 | 63104.7289 | 44634.9104 | 61760.3633 | 80739.1692 | 380660.3209 | 378742.9032 | 362669.9237 | 377756.0644 | 398175.1097
125 | Replace substation locks | Augex | Reliability & quality maintained | 40432.5122 | 40464.6001 | 40503.8316 | 40544.5291 | 29224.7718 |  | 131.66 | 131.66 | 131.66 | 131.66 | 94.8 | 4218.5532 | 4189.0473 | 4451.8002 | 4350.0796 | 2998.6253 | 11580.6113 | 12144.2919 | 12615.9762 | 12177.7216 | 8887.5711 | 56231.6767 | 56797.9393 | 57571.6081 | 57072.3304 | 41110.9682 | 12101.9996 | 11225.1955 | 7945.8171 | 11003.1647 | 10365.9219 | 70997.9224 | 70675.2732 | 68071.8691 | 70729.6751 | 53483.9109
126 | Replace Transformer Earths | Repex | Reliability & quality maintained | 553138.6865 | 553231.3931 | 553344.7387 | 553462.3195 | 553593.5783 |  | 433.7 | 433.7 | 433.7 | 433.7 | 433.7 | 13896.2974 | 13799.1024 | 14664.6344 | 14329.5575 | 13718.3944 | 158429.0415 | 166036.5727 | 172353.6705 | 166234.7597 | 168353.8315 | 725464.0255 | 733067.0682 | 740363.0436 | 734026.6367 | 735665.8042 | 165561.9153 | 153470.7007 | 108552.102 | 150201.2035 | 196357.6594 | 925765.9483 | 921102.7881 | 882013.3049 | 918702.7981 | 968361.9142
127 | Replace Transformer H-structures | Repex | Reliability & quality maintained | 92242.2064 | 92330.6823 | 92438.8551 | 92551.07 | 92676.3386 |  | 398.71 | 398.71 | 398.71 | 398.71 | 398.71 | 12775.1735 | 12685.8199 | 13481.5227 | 13173.4791 | 12611.6233 | 26419.8558 | 27710.4124 | 28792.4956 | 27798.1072 | 28183.8831 | 131437.2357 | 132726.9146 | 134712.8735 | 133522.6563 | 133471.845 | 27609.3442 | 25613.2509 | 18134.1419 | 25116.944 | 32871.9654 | 165247.6108 | 164513.6542 | 158806.3329 | 164824.7636 | 172829.3514
128 | Replace Transformers | Repex | Reliability & quality maintained | 1693298.6779 | 2097820.797 | 2761621.5791 | 2472948.3314 | 3138498.4129 |  | 5860.03 | 7255.27 | 9543.48 | 8538.9 | 10827.1 | 187762.7845 | 230842.088 | 322692.2879 | 282127.4122 | 342472.7408 | 484991.7265 | 629600.886 | 860179.1658 | 742760.5405 | 954451.5214 | 2366053.1888 | 2958263.771 | 3944493.0328 | 3497836.2841 | 4435422.6752 | 506827.2734 | 581951.8407 | 541759.6056 | 671120.3319 | 1113214.1459 | 2984890.5444 | 3678244.272 | 4661166.1209 | 4331499.1161 | 5764971.3586
129 | Replace transformers at Bellerive Zone | Repex | Reliability & quality maintained | 0 | 0 | 0 | 0 | 0 |  | 0 | 0 | 0 | 0 | 0 | 0 | 0 | 0 | 0 | 0 | 0 | 0 | 0 | 0 | 0 | 0 | 0 | 0 | 0 | 0 | 0 | 0 | 0 | 0 | 0 | 0 | 0 | 0 | 0 | 0
130 | Replace transformers at Derwent Park Zone | Repex | Reliability & quality maintained | 0 | 2568641.7896 | 0 | 0 | 0 |  | 0 | 6629.37 | 0 | 0 | 0 | 0 | 210927.7274 | 0 | 0 | 0 | 0 | 770904.335 | 0 | 0 | 0 | 0 | 3550473.852 | 0 | 0 | 0 | 0 | 712561.2539 | 0 | 0 | 0 | 0 | 4429245.6109 | 0 | 0 | 0
131 | Replace transformers at Geilston Bay Zone | Repex | Reliability & quality maintained | 0 | 0 | 0 | 3591555.5474 | 0 |  | 0 | 0 | 0 | 9257.23 | 0 | 0 | 0 | 0 | 305861.2167 | 0 | 0 | 0 | 0 | 1078738.9715 | 0 | 0 | 0 | 0 | 4976155.7356 | 0 | 0 | 0 | 0 | 974693.2115 | 0 | 0 | 0 | 0 | 6182865.2416 | 0
132 | Replace Underground Furniture - LV Cabinets | Repex | Reliability & quality maintained | 105099.6705 | 105177.1022 | 105271.7724 | 105369.98 | 105479.6119 |  | 390 | 390 | 390 | 390 | 390 | 12496.094 | 12408.6925 | 13187.0127 | 12885.6985 | 12336.1167 | 30102.4688 | 31565.8977 | 32789.6429 | 31648.3213 | 32077.4978 | 147698.2333 | 149151.6925 | 151248.428 | 149903.9998 | 149893.2264 | 31457.7576 | 29176.948 | 20651.6325 | 28595.8 | 37413.2405 | 186141.0631 | 185281.4552 | 178602.2328 | 185459.2878 | 194609.3161
133 | Replace Underground Furniture - LV Fibreglass Pillars | Repex | Reliability & quality maintained | 369977.4053 | 370241.8646 | 370565.1995 | 370900.6163 | 371275.0514 |  | 1332 | 1332 | 1332 | 1332 | 1332 | 42678.9673 | 42380.4574 | 45038.7204 | 44009.6163 | 42132.5831 | 105968.299 | 111117.5017 | 115422.2094 | 111401.5763 | 112908.7834 | 518624.6715 | 523739.8237 | 531026.1293 | 526311.809 | 526316.4179 | 110739.2582 | 102707.9791 | 72695.4257 | 100656.7511 | 131689.9309 | 653902.0567 | 650872.2335 | 627259.9172 | 651413.2945 | 683661.2086
134 | Replace Zone Equipment - Batteries at Zone Substation | Repex | Reliability & quality maintained | 18652.8581 | 18656.5041 | 18660.9618 | 18665.5861 | 18670.7482 |  | 14.43 | 14.43 | 14.43 | 14.43 | 14.43 | 462.3555 | 459.1216 | 487.9195 | 476.7708 | 456.4363 | 5342.5199 | 5599.2159 | 5812.4439 | 5606.2881 | 5677.9777 | 24457.7335 | 24714.8416 | 24961.3252 | 24748.645 | 24805.1623 | 5583.0536 | 5175.4597 | 3660.804 | 5065.5544 | 6622.4475 | 31212.0405 | 31055.6874 | 29738.0709 | 30976.6184 | 32652.9337
135 | Replacement of ground mounted substations | Repex | Reliability & quality maintained | 3813858.7233 | 3815649.3744 | 3970552.2182 | 3972914.1658 | 4128456.6758 |  | 8040.6 | 8040.6 | 8362.22 | 8362.22 | 8683.84 | 257631.0095 | 255829.0584 | 282750.517 | 276289.8603 | 274679.1371 | 1092358.9269 | 1145157.9802 | 1236732.1869 | 1193281.6531 | 1255508.6022 | 5163848.6597 | 5216636.413 | 5490034.922 | 5442485.6793 | 5658644.4151 | 1141539.6723 | 1058490.8779 | 778920.9137 | 1078188.1043 | 1464348.796 | 6551227.6819 | 6519786.7999 | 6513374.7273 | 6774906.8489 | 7400709.9715
136 | Replacement of high voltage switchgear in ground mounted substations | Repex | Reliability & quality maintained | 1696167.768 | 1697296.5908 | 1698676.7189 | 1854663.7286 | 1856407.2685 |  | 5009.11 | 5009.11 | 5009.11 | 5464.48 | 5464.48 | 160498.2298 | 159375.6554 | 169372.3009 | 180547.799 | 172847.3407 | 485813.4864 | 509395.0059 | 529097.2283 | 557056.1325 | 564553.6523 | 2342479.4841 | 2366067.2521 | 2397146.2481 | 2592267.6601 | 2593808.2615 | 507686.031 | 470843.304 | 333236.978 | 503327.3527 | 658461.0091 | 2961289.9694 | 2947518.2157 | 2836837.516 | 3216288.4619 | 3379071.2566
137 | Replacement Substandard Overhead Copper Conductor (REMCU) | Repex | Reliability & quality maintained | 906059.8694 | 906520.2304 | 907083.0798 | 907666.961 | 908318.7636 |  | 2121.7266 | 2121.7266 | 2121.7266 | 2121.7266 | 2121.7266 | 67982.8065 | 67507.3137 | 71741.6284 | 70102.3811 | 67112.4777 | 259512.1263 | 272066.1083 | 282534.7154 | 272621.629 | 276229.6206 | 1233554.8022 | 1246093.6524 | 1261359.4236 | 1250390.971 | 1251660.862 | 271196.0147 | 251475.7779 | 177946.528 | 246326.9226 | 322177.4121 | 1563419.2038 | 1555957.8238 | 1495422.7236 | 1555073.0867 | 1635200.2962
138 | Replacement Substandard Overhead Galvanised Iron (GI) Conductor (REMGI) | Repex | Reliability & quality maintained | 325520.4062 | 325882.8399 | 326325.9608 | 326785.6396 | 327298.7917 |  | 1240.7316 | 1240.7316 | 1240.7316 | 1240.7316 | 1240.7316 | 39754.6127 | 39476.5566 | 41952.676 | 40994.0859 | 39245.6667 | 93235.0009 | 97804.4097 | 101642.7431 | 98151.4556 | 99535.1243 | 458510.0199 | 463163.8062 | 469921.3799 | 465931.1811 | 466079.5827 | 97432.6751 | 90402.4399 | 64016.8172 | 88684.6216 | 116091.7091 | 577618.2181 | 575149.1145 | 554755.7919 | 576239.5919 | 604869.4358
139 | Sandy Bay Zone Substation AVR Replacement | Repex | Reliability & quality maintained | 27105.1531 | 0 | 0 | 0 | 0 |  | 20.97 | 0 | 0 | 0 | 0 | 671.9054 | 0 | 0 | 0 | 0 | 7763.4118 | 0 | 0 | 0 | 0 | 35540.4703 | 0 | 0 | 0 | 0 | 8112.9402 | 0 | 0 | 0 | 0 | 45355.4034 | 0 | 0 | 0 | 0
140 | SCADA communications to ground-mounted regulators | Repex | Network control | 28137.339 | 28176.1629 | 28223.6301 | 28272.871 | 28327.84 |  | 201.88 | 201.88 | 201.88 | 201.88 | 201.88 | 6468.4909 | 6423.2483 | 6826.1388 | 6670.1662 | 6385.6801 | 8059.0488 | 8456.2691 | 8790.9867 | 8491.877 | 8614.8044 | 42664.8786 | 43055.6803 | 43840.7557 | 43434.9142 | 43328.3245 | 8421.8874 | 7816.2872 | 5536.7552 | 7672.8245 | 10047.7834 | 53078.5763 | 52855.4031 | 51302.6794 | 53100.3667 | 55457.1768
141 | SCADA Control of metal clad gas insulated pole switches | Repex | Reliability & quality maintained | 51600.3198 | 51759.0255 | 51953.0633 | 52154.3517 | 52379.0554 |  | 843.5 | 843.5 | 843.5 | 843.5 | 843.5 | 27026.8085 | 26837.7746 | 28521.1416 | 27869.453 | 26680.8062 | 14779.2758 | 15533.9905 | 16182.1384 | 15664.7812 | 15929.0408 | 93406.4041 | 94130.7907 | 96656.3434 | 95688.5859 | 94988.9024 | 15444.676 | 14358.3571 | 10191.8638 | 14153.8929 | 18578.6634 | 113095.05 | 112719.0065 | 111014.0877 | 114125.1021 | 117995.4257
142 | SCSRE - Replace Service Wires - Fault (Fault Code 02) | Repex | Reliability & quality maintained | 365970.594 | 274477.9455 | 228731.6212 | 228731.6212 | 182985.297 |  | 0 | 0 | 0 | 0 | 0 | 0 | 0 | 0 | 0 | 0 | 104820.6749 | 82376.7015 | 71244.4372 | 68700.5145 | 55647.8201 | 470791.2689 | 356854.647 | 299976.0584 | 297432.1357 | 238633.1171 | 109539.9652 | 76142.3215 | 44871.3009 | 62074.2616 | 64904.2294 | 602957.6364 | 449878.9888 | 358292.5345 | 373523.1103 | 315371.895
143 | Security access and IP cameras installed at zone substations project | Repex | Reliability & quality maintained | 271051.5313 | 271104.5126 | 271169.2889 | 135618.2428 | 0 |  | 209.66 | 209.66 | 209.66 | 104.83 | 0 | 6717.772 | 6670.7858 | 7089.2028 | 3463.6097 | 0 | 77634.1185 | 81364.2622 | 84462.7571 | 40733.5156 | 0 | 355403.4218 | 359139.5606 | 362721.2488 | 179815.3681 | 0 | 81129.4017 | 75206.5049 | 53196.4872 | 36804.7156 | 0 | 453552.7023 | 451280.6854 | 432133.8579 | 225065.8348 | 0
144 | Sheffield Substation connection point (distribution copy) | Augex | Reliability & quality maintained | 0 | 164846.09 | 494538.27 | 329692.18 | 0 |  | 0 | 0 | 0 | 0 | 0 | 0 | 0 | 0 | 0 | 0 | 0 | 49473.8371 | 154036.86 | 99024.4473 | 0 | 0 | 214319.9271 | 648575.13 | 428716.6273 | 0 | 0 | 45729.5903 | 97015.7751 | 89473.4121 | 0 | 0 | 270188.5288 | 774660.5791 | 538393.6329 | 0
145 | SIWES - Endangered Species | Augex | Reliability & quality maintained | 839831.3645 | 840008.0009 | 840223.9612 | 840447.9912 | 840698.082 |  | 968.24 | 968.24 | 968.24 | 968.24 | 968.24 | 31023.6361 | 30806.6472 | 32738.9569 | 31990.8941 | 30626.4657 | 240543.0706 | 252104.3658 | 261709.6968 | 252432.1258 | 255665.4355 | 1111398.0712 | 1122919.0139 | 1134672.6149 | 1124871.011 | 1126989.9832 | 251372.9244 | 233024.767 | 164830.4769 | 228084.7228 | 298192.5986 | 1415903.7637 | 1408810.3642 | 1350169.1219 | 1405705.8169 | 1480748.7009
146 | Stand Alone Power Systems | Capex - Non Network | innovation | 306338.7745 | 284671.8575 | 277585.3601 | 289563.9988 | 309578.6659 |  | 3213.37 | 2979.67 | 2897.87 | 3014.72 | 3213.37 | 102960.4454 | 94804.6378 | 97985.2528 | 99607.11 | 101642.3263 | 87741.0306 | 85436.1125 | 86461.2101 | 86971.7776 | 94146.2412 | 497040.2505 | 464912.6078 | 462031.8229 | 476142.8864 | 505367.2335 | 91691.3524 | 78970.1922 | 54455.1565 | 78583.2379 | 109806.444 | 611685.5253 | 565088.1227 | 536624.1726 | 576354.2148 | 639158.5439
147 | Substation building refurbishments | Repex | Reliability & quality maintained | 88142.5127 | 88183.8967 | 88234.4937 | 88286.9815 | 88345.575 |  | 185.83 | 185.83 | 185.83 | 185.83 | 185.83 | 5954.2286 | 5912.5829 | 6283.4425 | 6139.8701 | 5878.0014 | 25245.6285 | 26465.8733 | 27482.9375 | 26517.3701 | 26866.8507 | 119342.3699 | 120562.3529 | 122000.8737 | 120944.2217 | 121090.4271 | 26382.2502 | 24462.9003 | 17309.3536 | 23959.7357 | 31335.859 | 151406.2441 | 150679.6097 | 144741.7621 | 150553.5847 | 158369.1999
148 | Telecommunications Bearer Systems - Ethernet Systems - Distribution | Repex | Reliability & quality maintained | 113134.897 | 0 | 0 | 0 | 0 |  | 0 | 0 | 0 | 0 | 0 | 0 | 0 | 0 | 0 | 0 | 32403.9047 | 0 | 0 | 0 | 0 | 140319.1611 | 0 | 0 | 0 | 0 | 33862.81 | 0 | 0 | 0 | 0 | 180973.1123 | 0 | 0 | 0 | 0
149 | Telecommunications Telephony and Voice Systems - Distribution | Repex | Reliability & quality maintained | 121246.2682 | 0 | 323657.0497 | 0 | 121850.4318 |  | 0 | 0 | 0 | 0 | 0 | 0 | 0 | 0 | 0 | 0 | 34727.1499 | 0 | 100811.441 | 0 | 37056.0423 | 150379.5477 | 0 | 415534.778 | 0 | 155479.1391 | 36290.6535 | 0 | 63493.245 | 0 | 43219.9117 | 193948.2432 | 0 | 497704.7376 | 0 | 206446.0829
150 | Translay Protection Scheme Replacement Program | Repex | Reliability & quality maintained | 190413.8015 | 190566.2487 | 190752.6346 | 190945.9852 | 191161.8278 |  | 757.92 | 757.92 | 757.92 | 757.92 | 757.92 | 24284.7169 | 24114.8621 | 25627.4377 | 25041.8682 | 23973.8194 | 54537.9971 | 57193.0067 | 59414.8899 | 57351.4381 | 58134.3921 | 269236.5154 | 271874.1175 | 275794.9622 | 273339.2915 | 273270.0392 | 56993.4348 | 52864.5628 | 37420.794 | 51819.8182 | 67804.4156 | 338949.2555 | 337399.8427 | 325427.654 | 337836.6642 | 354372.5291
151 | Trial alternatives for staking for Wood Pole Staking | Repex | Reliability & quality maintained | 69832.4059 | 69892.0679 | 69965.0122 | 70040.6822 | 70125.1547 |  | 358.57 | 358.57 | 358.57 | 358.57 | 358.57 | 11489.037 | 11408.6791 | 12124.2748 | 11847.2433 | 11341.9522 | 20001.2789 | 20976.1043 | 21792.4303 | 21037.0165 | 21325.8227 | 101322.7218 | 102276.8513 | 103881.7173 | 102924.9421 | 102792.9295 | 20901.7867 | 19388.6044 | 13725.3481 | 19007.9693 | 24873.1412 | 126989.8921 | 126409.0425 | 122192.4204 | 126686.9258 | 132643.6141
152 | Trial dropout sectionalisers/reclosers | Repex | Reliability & quality maintained | 26097.4275 | 26106.4893 | 26117.5685 | 26129.0618 | 26141.8919 |  | 48.97 | 48.97 | 48.97 | 48.97 | 48.97 | 1569.0608 | 1558.0863 | 1655.8154 | 1617.9812 | 1548.9734 | 7474.7808 | 7835.1158 | 8134.9988 | 7847.9747 | 7950.0338 | 35141.2691 | 35499.6914 | 35908.3828 | 35595.0177 | 35640.8992 | 7811.3142 | 7242.1436 | 5123.5997 | 7091.0275 | 9272.4354 | 44627.2518 | 44408.2867 | 42631.7692 | 44350.3216 | 46664.4504
153 | Upgrade Fuses/Sectionaliser to Recloser | Repex | Reliability & quality maintained | 126580.04 | 126690.8271 | 126826.2782 | 126966.7906 | 127123.6485 |  | 558 | 558 | 558 | 558 | 558 | 17879.0269 | 17753.9754 | 18867.5721 | 18436.4609 | 17650.1362 | 36254.8397 | 38022.6267 | 39503.3566 | 38135.0151 | 38659.6849 | 180713.9066 | 182467.4291 | 185197.2069 | 183538.2666 | 183433.4696 | 37887.1238 | 35145.0229 | 24880.0759 | 34456.8439 | 45090.3028 | 227124.0161 | 226096.8944 | 218267.9381 | 226494.4723 | 237433.6338
154 | Westbury Urban community reliability improvement | Augex | Reliability & quality maintained | 0 | 93092.7016 | 290336.9735 | 964228.8495 | 0 |  | 0 | 378.69 | 1179.91 | 3914.61 | 0 | 0 | 12048.8404 | 39896.1236 | 129339.7029 | 0 | 0 | 27939.1107 | 90433.0331 | 289610.2326 | 0 | 0 | 133080.6527 | 420666.1301 | 1383178.7849 | 0 | 0 | 25824.6411 | 56956.6973 | 261676.9535 | 0 | 0 | 165100.8161 | 496244.7551 | 1708986.6442 | 0
155 | Works in progress - Claremont Zone - Tx Replacement | Repex | Reliability & quality maintained | 2565000 | 0 | 0 | 0 | 0 |  | 0 | 0 | 0 | 0 | 0 | 0 | 0 | 0 | 0 | 0 | 734662.9361 | 0 | 0 | 0 | 0 | 3299662.9361 | 0 | 0 | 0 | 0 | 767739.3086 | 0 | 0 | 0 | 0 | 4225985.2646 | 0 | 0 | 0 | 0
156 | Works in progress - distribution network augmentation | Augex | Augmentation | 3420000 | 0 | 0 | 0 | 0 |  | 0 | 0 | 0 | 0 | 0 | 0 | 0 | 0 | 0 | 0 | 979550.5814 | 0 | 0 | 0 | 0 | 4399550.5814 | 0 | 0 | 0 | 0 | 1023652.4115 | 0 | 0 | 0 | 0 | 5634647.0194 | 0 | 0 | 0 | 0
157 | Works in progress - RERZT Refurbishment of Richmond Zone - Construction 19/20 | Repex | Reliability & quality maintained | 1235000 | 0 | 0 | 0 | 0 |  | 0 | 0 | 0 | 0 | 0 | 0 | 0 | 0 | 0 | 0 | 353726.5988 | 0 | 0 | 0 | 0 | 1588726.5988 | 0 | 0 | 0 | 0 | 369652.2597 | 0 | 0 | 0 | 0 | 2034733.6459 | 0 | 0 | 0 | 0
158 | Works in progress - REULC Replace Cables and Consumer Mains Norman Circle Glenorchy | Repex | Reliability & quality maintained | 332500 | 0 | 0 | 0 | 0 |  | 0 | 0 | 0 | 0 | 0 | 0 | 0 | 0 | 0 | 0 | 95234.0843 | 0 | 0 | 0 | 0 | 427734.0843 | 0 | 0 | 0 | 0 | 99521.7622 | 0 | 0 | 0 | 0 | 547812.9047 | 0 | 0 | 0 | 0
159 | Zone Substation HMI Installation project | Repex | Reliability & quality maintained | 36140.2042 | 36147.2683 | 36155.9052 | 0 | 0 |  | 27.95 | 27.95 | 27.95 | 0 | 0 | 895.5534 | 889.2896 | 945.0692 | 0 | 0 | 10351.2158 | 10848.5683 | 11261.701 | 0 | 0 | 47386.9734 | 47885.1263 | 48362.6754 | 0 | 0 | 10817.2536 | 10027.534 | 7092.865 | 0 | 0 | 60473.5383 | 60170.6038 | 57617.6838 | 0 | 0

## PTRM Inputs Capex Incurred
Standard Control Services
Real $ 2018/19
Capex Incurred | AER Final Decision Capex Model | [5 empty] | Revised Submission Capex Model | [5 empty] | Difference
| 2019/20 | 2020/21 | 2021/22 | 2022/23 | 2023/24 |  | 2019/20 | 2020/21 | 2021/22 | 2022/23 | 2023/24 |  | 2019/20 | 2020/21 | 2021/22 | 2022/23 | 2023/24
Overhead Subtransmission Lines (Urban) | 0.27129 | 0.30332 | 0.30956 | 0.31021 | 0.32634 |  | 0.26921 | 0.30108 | 0.30715 | 0.30854 | 0.32475 |  | 0.0020826 | 0.0022465 | 0.0024127 | 0.0016695 | 0.0015988
Underground Subtransmission Lines (Urban) | 0.018866 | 0.060892 | 0.019358 | 0.019183 | 0.019158 |  | 0.018766 | 0.060243 | 0.019252 | 0.019122 | 0.019105 |  | 9.9952e-05 | 0.00064866 | 0.0001057 | 6.0797e-05 | 5.2868e-05
Urban Zone Substations | 5.3223 | 4.4325 | 1.1763 | 5.729 | 0.64821 |  | 5.2452 | 4.387 | 1.1603 | 5.6831 | 0.64146 |  | 0.077098 | 0.045457 | 0.016008 | 0.045934 | 0.0067448
Rural Zone Substations | 1.6507 | 0 | 0 | 0 | 0 |  | 1.6261 | 0 | 0 | 0 | 0 |  | 0.024578 | 0 | 0 | 0 | 0
SCADA | 0.78064 | 0.80114 | 0.777 | 0.47258 | 2.3832 |  | 0.7802 | 0.8007 | 0.77604 | 0.47317 | 2.3867 |  | 0.00044047 | 0.00044646 | 0.00095647 | -0.00058844 | -0.0035525
Distribution Switching Stations (Ground) | 0.53883 | 0.31835 | 0.3054 | 0.30087 | 0.30222 |  | 0.53408 | 0.31665 | 0.30342 | 0.29991 | 0.30137 |  | 0.004754 | 0.0017027 | 0.0019832 | 0.00096211 | 0.00084583
Overhead High Voltage Lines Urban | 9.6239 | 9.6823 | 8.2595 | 8.1205 | 8.2228 |  | 9.7492 | 9.807 | 8.3318 | 8.213 | 8.372 |  | -0.12531 | -0.12473 | -0.072273 | -0.092468 | -0.1492
Overhead High Voltage Lines Rural | 33.9651 | 32.3432 | 31.0254 | 29.7108 | 28.9016 |  | 37.303 | 35.7487 | 34.4064 | 32.3308 | 31.6006 |  | -3.338 | -3.4055 | -3.381 | -2.62 | -2.699
Voltage Regulators on Distribution Feeders | 1.5942 | 0.84947 | 1.8498 | 0.92279 | 1.7627 |  | 1.5809 | 0.83921 | 1.833 | 0.91347 | 1.7522 |  | 0.013341 | 0.010262 | 0.016831 | 0.0093283 | 0.010459
Underground High Voltage Lines | 12.0974 | 11.033 | 10.2867 | 10.4945 | 10.4144 |  | 11.9795 | 10.9365 | 10.1916 | 10.4267 | 10.3536 |  | 0.11787 | 0.09644 | 0.095055 | 0.067824 | 0.060804
Underground High Voltage Lines SWER | 0 | 0 | 0 | 0 | 0 |  | 0 | 0 | 0 | 0 | 0 |  | 0 | 0 | 0 | 0 | 0
Distribution Substations HV (Pole) | 0.17459 | 0.19021 | 0.21476 | 0.20673 | 0.22885 |  | 0.17311 | 0.18866 | 0.21292 | 0.20547 | 0.22758 |  | 0.0014764 | 0.0015498 | 0.0018382 | 0.0012602 | 0.0012752
Distribution Substations HV (Ground) | 4.436 | 4.5651 | 4.6673 | 4.8738 | 4.9234 |  | 4.3955 | 4.5249 | 4.624 | 4.8407 | 4.8927 |  | 0.040509 | 0.040203 | 0.043263 | 0.033165 | 0.03077
Distribution Substations LV (Pole) | 8.0541 | 9.0699 | 10.1797 | 9.9246 | 11.0216 |  | 7.9873 | 8.9973 | 10.094 | 9.8654 | 10.9615 |  | 0.066746 | 0.072546 | 0.085699 | 0.059159 | 0.060105
Distribution Substations LV (Ground) | 7.7974 | 8.0453 | 8.3968 | 8.3712 | 8.6619 |  | 7.7135 | 7.9623 | 8.3057 | 8.3018 | 8.5955 |  | 0.083826 | 0.082983 | 0.091045 | 0.069406 | 0.066454
Overhead Low Voltage Lines Underbuilt Urban | 3.4184 | 3.2328 | 3.3134 | 3.25 | 3.4219 |  | 3.7976 | 3.376 | 3.457 | 3.4008 | 3.5736 |  | -0.37913 | -0.14326 | -0.14356 | -0.15082 | -0.15165
Overhead Low Voltage Lines Underbuilt Rural | 2.5453 | 2.3481 | 2.3876 | 2.3989 | 2.4872 |  | 2.9022 | 2.4849 | 2.5252 | 2.5412 | 2.6304 |  | -0.35691 | -0.13686 | -0.13755 | -0.14229 | -0.1432
Overhead Low Voltage Lines Urban | 4.1629 | 4.1211 | 4.206 | 4.202 | 4.3994 |  | 4.5357 | 4.2571 | 4.3419 | 4.347 | 4.5456 |  | -0.37278 | -0.13602 | -0.13592 | -0.14502 | -0.14622
Overhead Low Voltage Lines Rural | 7.5363 | 7.7369 | 7.854 | 7.7934 | 8.0301 |  | 7.8467 | 7.8259 | 7.9405 | 7.8991 | 8.1389 |  | -0.31041 | -0.089039 | -0.086561 | -0.10567 | -0.10877
Underground Low Voltage Lines | 7.8672 | 7.8692 | 7.9461 | 7.999 | 8.0602 |  | 7.7807 | 7.7877 | 7.8596 | 7.9324 | 7.9981 |  | 0.086451 | 0.081447 | 0.086504 | 0.066531 | 0.062081
Underground Low Voltage Common Trench | 3.6058 | 3.7889 | 3.8177 | 3.9066 | 3.9629 |  | 3.5672 | 3.7506 | 3.7772 | 3.8751 | 3.9334 |  | 0.038559 | 0.038269 | 0.040554 | 0.0315 | 0.029556
HVST Service Connections | 0 | 0 | 0 | 0 | 0 |  | 0 | 0 | 0 | 0 | 0 |  | 0 | 0 | 0 | 0 | 0
HV Service Connections | 0.070092 | 0.068052 | 0.067726 | 0.067111 | 0.065684 |  | 0.16635 | 0.15958 | 0.15813 | 0.15701 | 0.15252 |  | -0.096258 | -0.091526 | -0.090401 | -0.089895 | -0.086834
HV Metering CA Service Connections | 0.0091489 | 0.0092316 | 0.0093226 | 0.0092306 | 0.0092339 |  | 0.0090397 | 0.0091259 | 0.0092103 | 0.0091435 | 0.0091529 |  | 0.00010915 | 0.00010565 | 0.00011235 | 8.7083e-05 | 8.0969e-05
HV/LV Service Connections | 0.12678 | 0.12309 | 0.1225 | 0.12139 | 0.1188 |  | 0.30088 | 0.28863 | 0.28601 | 0.28398 | 0.27586 |  | -0.1741 | -0.16555 | -0.16351 | -0.1626 | -0.15706
Business LV Service Connections | 0.3404 | 0.33081 | 0.32942 | 0.32642 | 0.31964 |  | 0.79635 | 0.76435 | 0.75762 | 0.75225 | 0.73097 |  | -0.45595 | -0.43354 | -0.4282 | -0.42583 | -0.41133
Business LV Metering CA Service Connections | 0.32611 | 0.32883 | 0.33154 | 0.32802 | 0.328 |  | 0.3219 | 0.32477 | 0.32723 | 0.32463 | 0.32484 |  | 0.0042058 | 0.0040588 | 0.0043099 | 0.0033898 | 0.0031588
Domestic LV Service Connections | 2.6883 | 2.611 | 2.599 | 2.5754 | 2.5211 |  | 6.3455 | 6.0884 | 6.0337 | 5.991 | 5.8203 |  | -3.6572 | -3.4774 | -3.4347 | -3.4155 | -3.2992
Domestic LV Metering CA Service Connections | 0.45842 | 0.46157 | 0.46386 | 0.45819 | 0.45778 |  | 0.4516 | 0.45502 | 0.45692 | 0.4526 | 0.45255 |  | 0.0068252 | 0.0065544 | 0.0069429 | 0.0055929 | 0.0052305
Wholesale Metering | 0 | 0 | 0 | 0 | 0 |  | 0 | 0 | 0 | 0 | 0 |  | 0 | 0 | 0 | 0 | 0
HV Metering | 0 | 0 | 0 | 0 | 0 |  | 0 | 0 | 0 | 0 | 0 |  | 0 | 0 | 0 | 0 | 0
HV/LV Metering | 0 | 0 | 0 | 0 | 0 |  | 0 | 0 | 0 | 0 | 0 |  | 0 | 0 | 0 | 0 | 0
Business LV Metering | 0 | 0 | 0 | 0 | 0 |  | 0 | 0 | 0 | 0 | 0 |  | 0 | 0 | 0 | 0 | 0
Domestic LV Metering | 0 | 0 | 0 | 0 | 0 |  | 0 | 0 | 0 | 0 | 0 |  | 0 | 0 | 0 | 0 | 0
Off Peak Metering | 0 | 0 | 0 | 0 | 0 |  | 0 | 0 | 0 | 0 | 0 |  | 0 | 0 | 0 | 0 | 0
Emergency Network Spares | 0 | 0 | 0 | 0 | 0 |  | 0 | 0 | 0 | 0 | 0 |  | 0 | 0 | 0 | 0 | 0
Motor Vehicles | 2.8032 | 2.8474 | 2.9769 | 2.4375 | 3.3249 |  | 2.8215 | 2.866 | 2.9964 | 2.4535 | 3.3466 |  | -0.018339 | -0.018628 | -0.019475 | -0.015947 | -0.021752
Minor Assets | 21.7732 | 19.022 | 13.5854 | 15.1081 | 14.652 |  | 25.0544 | 22.0333 | 16.4493 | 17.8196 | 16.6978 |  | -3.2812 | -3.0112 | -2.8639 | -2.7115 | -2.0457
Non-System Property | 4.5799 | 3.4452 | 1.3572 | 1.1346 | 0.52633 |  | 4.6099 | 3.4678 | 1.3661 | 1.1421 | 0.52977 |  | -0.029962 | -0.022539 | -0.0088792 | -0.0074229 | -0.0034433
Spare Parts | 0 | 0 | 0 | 0 | 0 |  | 0 | 0 | 0 | 0 | 0 |  | 0 | 0 | 0 | 0 | 0
NEM Assets | 0 | 0 | 0 | 0 | 0 |  | 0 | 0 | 0 | 0 | 0 |  | 0 | 0 | 0 | 0 | 0
Business Management Systems | 1.8355 | 1.8355 | 1.8637 | 7.1286 | 12.9375 |  | 1.8475 | 1.8475 | 1.8759 | 7.1752 | 13.0222 |  | -0.012008 | -0.012008 | -0.012193 | -0.046636 | -0.084638
Land | 0 | 0.79211 | 0 | 0.60809 | 0 |  | 0 | 0.78086 | 0 | 0.60066 | 0 |  | 0 | 0.011249 | 0 | 0.0074233 | 0
Easements | 0 | 0 | 0 | 0 | 0 |  | 0 | 0 | 0 | 0 | 0 |  | 0 | 0 | 0 | 0 | 0
Total RAB Capex Incurred | 150.4721 | 142.6661 | 130.6991 | 139.3094 | 143.4392 | 706.5858 | 162.5106 | 153.4378 | 141.1837 | 149.0383 | 152.6116 | 758.782 | -12.0386 | -10.7717 | -10.4846 | -9.7289 | -9.1724
Total Project Costs Incurred | 150.4721 | 142.6661 | 130.6991 | 139.3094 | 143.4392
Difference | 0 | 0 | 0 | 0 | 0

## PTRM Asset Disposals & CC
Standard Control Services
Real $ 2018/19
Asset Disposals Incurred | AER Final Decision Capex Model |  |  |  |  | Revised Submission Capex Model |  |  |  |  | Difference
| 2019/20 | 2020/21 | 2021/22 | 2022/23 | 2023/24 | 2019/20 | 2020/21 | 2021/22 | 2022/23 | 2023/24 | 2019/20 | 2020/21 | 2021/22 | 2022/23 | 2023/24
Overhead Subtransmission Lines (Urban) | 0 | 0 | 0 | 0 | 0 | 0 | 0 | 0 | 0 | 0 | 0 | 0 | 0 | 0 | 0
Underground Subtransmission Lines (Urban) | 0 | 0 | 0 | 0 | 0 | 0 | 0 | 0 | 0 | 0 | 0 | 0 | 0 | 0 | 0
Urban Zone Substations | 0 | 0 | 0 | 0 | 0 | 0 | 0 | 0 | 0 | 0 | 0 | 0 | 0 | 0 | 0
Rural Zone Substations | 0 | 0 | 0 | 0 | 0 | 0 | 0 | 0 | 0 | 0 | 0 | 0 | 0 | 0 | 0
SCADA | 0 | 0 | 0 | 0 | 0 | 0 | 0 | 0 | 0 | 0 | 0 | 0 | 0 | 0 | 0
Distribution Switching Stations (Ground) | 0 | 0 | 0 | 0 | 0 | 0 | 0 | 0 | 0 | 0 | 0 | 0 | 0 | 0 | 0
Overhead High Voltage Lines Urban | 0 | 0 | 0 | 0 | 0 | 0 | 0 | 0 | 0 | 0 | 0 | 0 | 0 | 0 | 0
Overhead High Voltage Lines Rural | 0 | 0 | 0 | 0 | 0 | 0 | 0 | 0 | 0 | 0 | 0 | 0 | 0 | 0 | 0
Voltage Regulators on Distribution Feeders | 0 | 0 | 0 | 0 | 0 | 0 | 0 | 0 | 0 | 0 | 0 | 0 | 0 | 0 | 0
Underground High Voltage Lines | 0 | 0 | 0 | 0 | 0 | 0 | 0 | 0 | 0 | 0 | 0 | 0 | 0 | 0 | 0
Underground High Voltage Lines SWER | 0 | 0 | 0 | 0 | 0 | 0 | 0 | 0 | 0 | 0 | 0 | 0 | 0 | 0 | 0
Distribution Substations HV (Pole) | 0 | 0 | 0 | 0 | 0 | 0 | 0 | 0 | 0 | 0 | 0 | 0 | 0 | 0 | 0
Distribution Substations HV (Ground) | 0 | 0 | 0 | 0 | 0 | 0 | 0 | 0 | 0 | 0 | 0 | 0 | 0 | 0 | 0
Distribution Substations LV (Pole) | 0 | 0 | 0 | 0 | 0 | 0 | 0 | 0 | 0 | 0 | 0 | 0 | 0 | 0 | 0
Distribution Substations LV (Ground) | 0 | 0 | 0 | 0 | 0 | 0 | 0 | 0 | 0 | 0 | 0 | 0 | 0 | 0 | 0
Overhead Low Voltage Lines Underbuilt Urban | 0 | 0 | 0 | 0 | 0 | 0 | 0 | 0 | 0 | 0 | 0 | 0 | 0 | 0 | 0
Overhead Low Voltage Lines Underbuilt Rural | 0 | 0 | 0 | 0 | 0 | 0 | 0 | 0 | 0 | 0 | 0 | 0 | 0 | 0 | 0
Overhead Low Voltage Lines Urban | 0 | 0 | 0 | 0 | 0 | 0 | 0 | 0 | 0 | 0 | 0 | 0 | 0 | 0 | 0
Overhead Low Voltage Lines Rural | 0 | 0 | 0 | 0 | 0 | 0 | 0 | 0 | 0 | 0 | 0 | 0 | 0 | 0 | 0
Underground Low Voltage Lines | 0 | 0 | 0 | 0 | 0 | 0 | 0 | 0 | 0 | 0 | 0 | 0 | 0 | 0 | 0
Underground Low Voltage Common Trench | 0 | 0 | 0 | 0 | 0 | 0 | 0 | 0 | 0 | 0 | 0 | 0 | 0 | 0 | 0
HVST Service Connections | 0 | 0 | 0 | 0 | 0 | 0 | 0 | 0 | 0 | 0 | 0 | 0 | 0 | 0 | 0
HV Service Connections | 0 | 0 | 0 | 0 | 0 | 0 | 0 | 0 | 0 | 0 | 0 | 0 | 0 | 0 | 0
HV Metering CA Service Connections | 0 | 0 | 0 | 0 | 0 | 0 | 0 | 0 | 0 | 0 | 0 | 0 | 0 | 0 | 0
HV/LV Service Connections | 0 | 0 | 0 | 0 | 0 | 0 | 0 | 0 | 0 | 0 | 0 | 0 | 0 | 0 | 0
Business LV Service Connections | 0 | 0 | 0 | 0 | 0 | 0 | 0 | 0 | 0 | 0 | 0 | 0 | 0 | 0 | 0
Business LV Metering CA Service Connections | 0 | 0 | 0 | 0 | 0 | 0 | 0 | 0 | 0 | 0 | 0 | 0 | 0 | 0 | 0
Domestic LV Service Connections | 0 | 0 | 0 | 0 | 0 | 0 | 0 | 0 | 0 | 0 | 0 | 0 | 0 | 0 | 0
Domestic LV Metering CA Service Connections | 0 | 0 | 0 | 0 | 0 | 0 | 0 | 0 | 0 | 0 | 0 | 0 | 0 | 0 | 0
Wholesale Metering | 0 | 0 | 0 | 0 | 0 | 0 | 0 | 0 | 0 | 0 | 0 | 0 | 0 | 0 | 0
HV Metering | 0 | 0 | 0 | 0 | 0 | 0 | 0 | 0 | 0 | 0 | 0 | 0 | 0 | 0 | 0
HV/LV Metering | 0 | 0 | 0 | 0 | 0 | 0 | 0 | 0 | 0 | 0 | 0 | 0 | 0 | 0 | 0
Business LV Metering | 0 | 0 | 0 | 0 | 0 | 0 | 0 | 0 | 0 | 0 | 0 | 0 | 0 | 0 | 0
Domestic LV Metering | 0 | 0 | 0 | 0 | 0 | 0 | 0 | 0 | 0 | 0 | 0 | 0 | 0 | 0 | 0
Off Peak Metering | 0 | 0 | 0 | 0 | 0 | 0 | 0 | 0 | 0 | 0 | 0 | 0 | 0 | 0 | 0
Emergency Network Spares | 0 | 0 | 0 | 0 | 0 | 0 | 0 | 0 | 0 | 0 | 0 | 0 | 0 | 0 | 0
Motor Vehicles | 0.76084 | 0.76081 | 0.77253 | 0.77282 | 0.77212 | 0.76084 | 0.76081 | 0.77253 | 0.77282 | 0.77212 | 0 | 0 | 0 | 0 | 0
Minor Assets | 0 | 0 | 0 | 0 | 0 | 0 | 0 | 0 | 0 | 0 | 0 | 0 | 0 | 0 | 0
Non-System Property | 0 | 0 | 0 | 0 | 0 | 0 | 0 | 0 | 0 | 0 | 0 | 0 | 0 | 0 | 0
Spare Parts | 0 | 0 | 0 | 0 | 0 | 0 | 0 | 0 | 0 | 0 | 0 | 0 | 0 | 0 | 0
NEM Assets | 0 | 0 | 0 | 0 | 0 | 0 | 0 | 0 | 0 | 0 | 0 | 0 | 0 | 0 | 0
Business Management Systems | 0 | 0 | 0 | 0 | 0 | 0 | 0 | 0 | 0 | 0 | 0 | 0 | 0 | 0 | 0
Land | 0 | 0 | 0 | 0 | 0 | 0 | 0 | 0 | 0 | 0 | 0 | 0 | 0 | 0 | 0
Easements | 0 | 0 | 0 | 0 | 0 | 0 | 0 | 0 | 0 | 0 | 0 | 0 | 0 | 0 | 0
Total RAB Capex Incurred | 0.76084 | 0.76081 | 0.77253 | 0.77282 | 0.77212 | 0.76084 | 0.76081 | 0.77253 | 0.77282 | 0.77212 | 0 | 0 | 0 | 0 | 0
| AER Final Decision Capex Model |  |  |  |  | Revised Submission Capex Model |  |  |  |  | Difference
Customer Contributions | 2019/20 | 2020/21 | 2021/22 | 2022/23 | 2023/24 | 2019/20 | 2020/21 | 2021/22 | 2022/23 | 2023/24 | 2019/20 | 2020/21 | 2021/22 | 2022/23 | 2023/24
Overhead Subtransmission Lines (Urban) | 0.052647 | 0.058966 | 0.059491 | 0.06202 | 0.063115 | 0.052992 | 0.059352 | 0.05988 | 0.062426 | 0.063528 | -0.00034442 | -0.00038576 | -0.0003892 | -0.00040574 | -0.0004129
Underground Subtransmission Lines (Urban) | 0 | 0 | 0 | 0 | 0 | 0 | 0 | 0 | 0 | 0 | 0 | 0 | 0 | 0 | 0
Urban Zone Substations | 0.0013291 | 0.0013424 | 0.0013614 | 0.0013524 | 0.0013526 | 0.0013378 | 0.0013511 | 0.0013703 | 0.0013613 | 0.0013614 | -8.6949e-06 | -8.7818e-06 | -8.9062e-06 | -8.8478e-06 | -8.8488e-06
Rural Zone Substations | 0 | 0 | 0 | 0 | 0 | 0 | 0 | 0 | 0 | 0 | 0 | 0 | 0 | 0 | 0
SCADA | 0.0026581 | 0.0026847 | 0.0027227 | 0.0027049 | 0.0027052 | 0.0026755 | 0.0027023 | 0.0027406 | 0.0027226 | 0.0027229 | -1.739e-05 | -1.7564e-05 | -1.7812e-05 | -1.7696e-05 | -1.7698e-05
Distribution Switching Stations (Ground) | 0.0093035 | 0.0093966 | 0.0095296 | 0.0094671 | 0.0094682 | 0.0093644 | 0.009458 | 0.0095919 | 0.0095291 | 0.0095301 | -6.0864e-05 | -6.1473e-05 | -6.2343e-05 | -6.1935e-05 | -6.1942e-05
Overhead High Voltage Lines Urban | 0.16605 | 0.17885 | 0.18073 | 0.18516 | 0.18734 | 0.16714 | 0.18002 | 0.18191 | 0.18637 | 0.18856 | -0.0010863 | -0.00117 | -0.0011823 | -0.0012113 | -0.0012256
Overhead High Voltage Lines Rural | 1.34 | 1.5096 | 1.5207 | 1.5881 | 1.6188 | 1.3488 | 1.5195 | 1.5307 | 1.5985 | 1.6294 | -0.0087667 | -0.0098759 | -0.0099487 | -0.01039 | -0.01059
Voltage Regulators on Distribution Feeders | 0 | 0 | 0 | 0 | 0 | 0 | 0 | 0 | 0 | 0 | 0 | 0 | 0 | 0 | 0
Underground High Voltage Lines | 1.1676 | 1.2664 | 1.2755 | 1.3088 | 1.3288 | 1.1752 | 1.2747 | 1.2839 | 1.3173 | 1.3375 | -0.0076385 | -0.0082851 | -0.0083445 | -0.008562 | -0.0086933
Underground High Voltage Lines SWER | 0 | 0 | 0 | 0 | 0 | 0 | 0 | 0 | 0 | 0 | 0 | 0 | 0 | 0 | 0
Distribution Substations HV (Pole) | 0.02205 | 0.02227 | 0.022586 | 0.022438 | 0.02244 | 0.022194 | 0.022416 | 0.022733 | 0.022584 | 0.022587 | -0.00014425 | -0.00014569 | -0.00014776 | -0.00014679 | -0.00014681
Distribution Substations HV (Ground) | 0.046946 | 0.049422 | 0.049956 | 0.050639 | 0.05109 | 0.047253 | 0.049745 | 0.050283 | 0.05097 | 0.051424 | -0.00030712 | -0.00032332 | -0.00032681 | -0.00033128 | -0.00033423
Distribution Substations LV (Pole) | 0.31851 | 0.36456 | 0.36712 | 0.38611 | 0.39438 | 0.32059 | 0.36694 | 0.36952 | 0.38864 | 0.39696 | -0.0020837 | -0.002385 | -0.0024017 | -0.002526 | -0.00258
Distribution Substations LV (Ground) | 1.7237 | 1.8127 | 1.8282 | 1.8502 | 1.8683 | 1.735 | 1.8245 | 1.8402 | 1.8623 | 1.8805 | -0.011277 | -0.011859 | -0.01196 | -0.012104 | -0.012223
Overhead Low Voltage Lines Underbuilt Urban | 0.03069 | 0.03465 | 0.034945 | 0.036557 | 0.037247 | 0.030891 | 0.034877 | 0.035174 | 0.036796 | 0.037491 | -0.00020078 | -0.00022668 | -0.00022861 | -0.00023916 | -0.00024367
Overhead Low Voltage Lines Underbuilt Rural | 0.31029 | 0.34879 | 0.35121 | 0.36631 | 0.37342 | 0.31232 | 0.35107 | 0.35351 | 0.3687 | 0.37586 | -0.0020299 | -0.0022818 | -0.0022977 | -0.0023964 | -0.0024429
Overhead Low Voltage Lines Urban | 0.31081 | 0.35127 | 0.35419 | 0.37069 | 0.37781 | 0.31284 | 0.35357 | 0.35651 | 0.37311 | 0.38028 | -0.0020333 | -0.002298 | -0.0023171 | -0.0024251 | -0.0024717
Overhead Low Voltage Lines Rural | 0.83382 | 0.94237 | 0.94948 | 0.99313 | 1.0126 | 0.83927 | 0.94854 | 0.95569 | 0.99963 | 1.0193 | -0.0054549 | -0.0061651 | -0.0062115 | -0.0064971 | -0.0066248
Underground Low Voltage Lines | 1.5252 | 1.6725 | 1.6835 | 1.7356 | 1.765 | 1.5352 | 1.6834 | 1.6945 | 1.7469 | 1.7766 | -0.009978 | -0.010941 | -0.011014 | -0.011354 | -0.011547
Underground Low Voltage Common Trench | 1.5252 | 1.6725 | 1.6835 | 1.7356 | 1.765 | 1.5352 | 1.6834 | 1.6945 | 1.7469 | 1.7766 | -0.009978 | -0.010941 | -0.011014 | -0.011354 | -0.011547
HVST Service Connections | 0 | 0 | 0 | 0 | 0 | 0 | 0 | 0 | 0 | 0 | 0 | 0 | 0 | 0 | 0
HV Service Connections | 0 | 0 | 0 | 0 | 0 | 0 | 0 | 0 | 0 | 0 | 0 | 0 | 0 | 0 | 0
HV Metering CA Service Connections | 0 | 0 | 0 | 0 | 0 | 0 | 0 | 0 | 0 | 0 | 0 | 0 | 0 | 0 | 0
HV/LV Service Connections | 0 | 0 | 0 | 0 | 0 | 0 | 0 | 0 | 0 | 0 | 0 | 0 | 0 | 0 | 0
Business LV Service Connections | 0 | 0 | 0 | 0 | 0 | 0 | 0 | 0 | 0 | 0 | 0 | 0 | 0 | 0 | 0
Business LV Metering CA Service Connections | 0 | 0 | 0 | 0 | 0 | 0 | 0 | 0 | 0 | 0 | 0 | 0 | 0 | 0 | 0
Domestic LV Service Connections | 0 | 0 | 0 | 0 | 0 | 0 | 0 | 0 | 0 | 0 | 0 | 0 | 0 | 0 | 0
Domestic LV Metering CA Service Connections | 0 | 0 | 0 | 0 | 0 | 0 | 0 | 0 | 0 | 0 | 0 | 0 | 0 | 0 | 0
Wholesale Metering | 0 | 0 | 0 | 0 | 0 | 0 | 0 | 0 | 0 | 0 | 0 | 0 | 0 | 0 | 0
HV Metering | 0 | 0 | 0 | 0 | 0 | 0 | 0 | 0 | 0 | 0 | 0 | 0 | 0 | 0 | 0
HV/LV Metering | 0 | 0 | 0 | 0 | 0 | 0 | 0 | 0 | 0 | 0 | 0 | 0 | 0 | 0 | 0
Business LV Metering | 0 | 0 | 0 | 0 | 0 | 0 | 0 | 0 | 0 | 0 | 0 | 0 | 0 | 0 | 0
Domestic LV Metering | 0 | 0 | 0 | 0 | 0 | 0 | 0 | 0 | 0 | 0 | 0 | 0 | 0 | 0 | 0
Off Peak Metering | 0 | 0 | 0 | 0 | 0 | 0 | 0 | 0 | 0 | 0 | 0 | 0 | 0 | 0 | 0
Emergency Network Spares | 0 | 0 | 0 | 0 | 0 | 0 | 0 | 0 | 0 | 0 | 0 | 0 | 0 | 0 | 0
Motor Vehicles | 0 | 0 | 0 | 0 | 0 | 0 | 0 | 0 | 0 | 0 | 0 | 0 | 0 | 0 | 0
Minor Assets | 0 | 0 | 0 | 0 | 0 | 0 | 0 | 0 | 0 | 0 | 0 | 0 | 0 | 0 | 0
Non-System Property | 0 | 0 | 0 | 0 | 0 | 0 | 0 | 0 | 0 | 0 | 0 | 0 | 0 | 0 | 0
Spare Parts | 0 | 0 | 0 | 0 | 0 | 0 | 0 | 0 | 0 | 0 | 0 | 0 | 0 | 0 | 0
NEM Assets | 0 | 0 | 0 | 0 | 0 | 0 | 0 | 0 | 0 | 0 | 0 | 0 | 0 | 0 | 0
Business Management Systems | 0 | 0 | 0 | 0 | 0 | 0 | 0 | 0 | 0 | 0 | 0 | 0 | 0 | 0 | 0
Land | 0 | 0 | 0 | 0 | 0 | 0 | 0 | 0 | 0 | 0 | 0 | 0 | 0 | 0 | 0
Easements | 0 | 0 | 0 | 0 | 0 | 0 | 0 | 0 | 0 | 0 | 0 | 0 | 0 | 0 | 0
Total RAB Capex Commissioned | 9.3869 | 10.2982 | 10.3748 | 10.7047 | 10.879 | 9.4483 | 10.3656 | 10.4427 | 10.7748 | 10.9502 | -0.06141 | -0.067372 | -0.067873 | -0.070031 | -0.071171